## Legend
Control Panel | Buttons to import data and run modules, and build final summary | Setup
|  | Pre-Defined | Gathers measure inputs from the Input Generators. Also serves as the control list for all measures in the study.
Results Exhibits |  | Unstacked Cache | Database of row lookups that accelerates the model run.
Summary | Sector level results for highlight years and overall projection of potential vs baseline | Ramp Rates | Available ramps for customer participation. Should be separate for Lost Opportunity (LO) and Retrofit (Retro_) measures.
Baseline Exhibits | Utility forecast comparison, projection by end use, and projection per customer. Also Naturally Occurring impacts | Purchase Override | Defines a customized market size for some measures.
Savings by End Use | Exhibits of potential by end use
Top Measures | Top measures for selected years (usually incl. comparison to previous study) | Results Database
|  | Unstacked Savings | Output from Unstacked engines (EQ and NEM) - standalone savings per unit, incremental and cumulative savings and purchases.
Measure Summary | One-line-per-measure output of complete study incl. definitions, costs, and all case levels of potential (Technical, ATP, TRC, etc) | Measure Def | Definition information needed for summary - Baseline and Efficient labels and units of measure
|  | Final Savings | Output from Stacking Engine - final savings per unit, incremental and cumulative savings and purchases.
Module Engines |  | Econ Ratios | BC Ratio results of all cost tests evaluated (TRC, UCT, RVT, RIM). Standalone values - does not consider stacking of savings.
Unstacked EQ Potential | Uses Tech Data and Baseline projection to estimate standalone potential for each equipment measures. | CCE | The cost of conserved energy for all cost test, in $/kWh, $/therm or similar units as appropriate.
Unstacked NEM Potential | Uses NEM Data and Baseline projection to estimate standalone potential for non-equipment measures.
Stacking Engine | Layers the measures that apply within an end use based on their standalone % savings. By default, equipment measures are applied before non-equipment, and measures are applied in ascending order of standalone cost of energy. | External File Imports
LCOE Engine | Calculates final Levelized Cost of Energy for each measure based on stacked savings across all end uses. | from Baseline module | Variables, Market Size, UECs & EUIs, Tech Data, Avoided Costs, Program Costs, Utilization, Tech Cache, Technology Economics, Equipment Purchases, Baseline Projection
|  | from NEM Input Generator | Special Markets, NEM Data
|  | Optional | "Final Results - C&S" is a counterfactual used to estimate naturally occurring efficiency. This should be a duplicate baseline projection but with all purchase shares identical to the base year, and no tech data standards active.

## Summary
Return
| Summary of Energy Savings ( therms), Selected Years | 2021 | 2022 | 2023 | 2025 | 2030
| Baseline Forecast ( therms) | 24247276.1682 | #N/A | #N/A | #N/A | #N/A
Potential Forecasts ( therms)
| Achievable Economic UCT Potential | #N/A | #N/A | #N/A | #N/A | #N/A
| Achievable Economic TRC Potential | #N/A | #N/A | #N/A | #N/A | #N/A
| Achievable Technical Potential | #N/A | #N/A | #N/A | #N/A | #N/A
| Technical Potential | #N/A | #N/A | #N/A | #N/A | #N/A
Cumulative Savings ( therms)
| Achievable Economic UCT Potential | #N/A | #N/A | #N/A | #N/A | #N/A
| Achievable Economic TRC Potential | #N/A | #N/A | #N/A | #N/A | #N/A
| Achievable Technical Potential | #N/A | #N/A | #N/A | #N/A | #N/A
| Technical Potential | #N/A | #N/A | #N/A | #N/A | #N/A
Energy Savings (% of Baseline)
| Achievable Economic UCT Potential | #N/A | #N/A | #N/A | #N/A | #N/A
| Achievable Economic TRC Potential | #N/A | #N/A | #N/A | #N/A | #N/A
| Achievable Technical Potential | #N/A | #N/A | #N/A | #N/A | #N/A
| Technical Potential | #N/A | #N/A | #N/A | #N/A | #N/A
Incremental Savings ( therms)
| Achievable Economic UCT Potential | #N/A | #N/A | #N/A | #N/A | #N/A
| Achievable Economic TRC Potential | #N/A | #N/A | #N/A | #N/A | #N/A
| Achievable Technical Potential | #N/A | #N/A | #N/A | #N/A | #N/A
| Technical Potential | #N/A | #N/A | #N/A | #N/A | #N/A
[7 empty] | Forecast | 2019 | #VALUE! | #VALUE! | #VALUE! | #VALUE! | #VALUE! | #VALUE! | #VALUE! | #VALUE! | #VALUE! | #VALUE! | #VALUE! | #VALUE! | #VALUE! | #VALUE! | #VALUE! | #VALUE! | #VALUE! | #VALUE! | #VALUE! | #VALUE! | #VALUE!
Utility Load Forecast
[7 empty] | Frozen Purchases | 0 | 0 | 0 | 0 | 0 | 0 | 0 | 0 | 0 | 0 | 0 | 0 | 0 | 0 | 0 | 0 | 0 | 0 | 0 | 0 | 0 | 0
[7 empty] | LoadMAP Reference Baseline | 23813.7209 | 0 | 0 | 0 | 0 | 0 | 0 | 0 | 0 | 0 | 0 | 0 | 0 | 0 | 0 | 0 | 0 | 0 | 0 | 0 | 0 | 0
[7 empty] | Achievable Economic UCT Potential | 23813.7209 | #VALUE! | 0 | 0 | -80.678 | -174.7084 | -283.0934 | -408.0983 | -544.6745 | -690.54 | -838.4553 | -985.1611 | -1122.7559 | -1251.5266 | -1370.5049 | -1478.4087 | -1572.8239 | -1657.6527 | -1733.8129 | -1803.325 | -1857.9779 | -1909.4071
[7 empty] | Achievable Economic TRC Potential | 23813.7209 | #VALUE! | 0 | 0 | -73.4676 | -151.8914 | -234.4322 | -322.9138 | -413.6791 | -507.3471 | -600.8288 | -695.7989 | -788.2896 | -881.0917 | -974.0257 | -1065.226 | -1150.6791 | -1232.4063 | -1309.4489 | -1381.8654 | -1440.188 | -1495.3859
[7 empty] | Achievable Technical Potential | 23813.7209 | #VALUE! | 0 | 0 | -70.7237 | -154.6233 | -252.6347 | -366.864 | -492.2774 | -627.4863 | -766.0839 | -904.5106 | -1034.8138 | -1157.2611 | -1270.9127 | -1374.4599 | -1465.4469 | -1547.6388 | -1621.8146 | -1690.2926 | -1744.7353 | -1796.0323
[7 empty] | Technical Potential | 23813.7209 | #VALUE! | 0 | 0 | -96.0106 | -206.0004 | -331.2143 | -474.1499 | -629.4826 | -793.8958 | -959.2322 | -1122.5167 | -1275.7923 | -1419.4632 | -1552.3295 | -1673.0233 | -1778.7772 | -1873.4509 | -1957.8983 | -2033.6115 | -2092.5911 | -2147.2919
[7 empty] | Cumulative Savings | 2019 | #VALUE! | #VALUE! | #VALUE! | #VALUE! | #VALUE! | #VALUE! | #VALUE! | #VALUE! | #VALUE! | #VALUE! | #VALUE! | #VALUE! | #VALUE! | #VALUE! | #VALUE! | #VALUE! | #VALUE! | #VALUE! | #VALUE! | #VALUE! | #VALUE!
[7 empty] | Achievable Economic UCT Potential | 0 | #VALUE! | 0 | 0 | 80.678 | 174.7084 | 283.0934 | 408.0983 | 544.6745 | 690.54 | 838.4553 | 985.1611 | 1122.7559 | 1251.5266 | 1370.5049 | 1478.4087 | 1572.8239 | 1657.6527 | 1733.8129 | 1803.325 | 1857.9779 | 1909.4071
[7 empty] | Achievable Economic TRC Potential | 0 | #VALUE! | 0 | 0 | 73.4676 | 151.8914 | 234.4322 | 322.9138 | 413.6791 | 507.3471 | 600.8288 | 695.7989 | 788.2896 | 881.0917 | 974.0257 | 1065.226 | 1150.6791 | 1232.4063 | 1309.4489 | 1381.8654 | 1440.188 | 1495.3859
[7 empty] | Achievable Technical Potential | 0 | #VALUE! | 0 | 0 | 70.7237 | 154.6233 | 252.6347 | 366.864 | 492.2774 | 627.4863 | 766.0839 | 904.5106 | 1034.8138 | 1157.2611 | 1270.9127 | 1374.4599 | 1465.4469 | 1547.6388 | 1621.8146 | 1690.2926 | 1744.7353 | 1796.0323
[7 empty] | Technical Potential | 0 | #VALUE! | 0 | 0 | 96.0106 | 206.0004 | 331.2143 | 474.1499 | 629.4826 | 793.8958 | 959.2322 | 1122.5167 | 1275.7923 | 1419.4632 | 1552.3295 | 1673.0233 | 1778.7772 | 1873.4509 | 1957.8983 | 2033.6115 | 2092.5911 | 2147.2919
[7 empty] | Incremental Savings | 2019 | #VALUE! | #VALUE! | #VALUE! | #VALUE! | #VALUE! | #VALUE! | #VALUE! | #VALUE! | #VALUE! | #VALUE! | #VALUE! | #VALUE! | #VALUE! | #VALUE! | #VALUE! | #VALUE! | #VALUE! | #VALUE! | #VALUE! | #VALUE! | #VALUE!
[7 empty] | Achievable Economic UCT Potential | 0 | #VALUE! | 0 | 0 | 80.678 | 94.1931 | 108.7729 | 125.8114 | 137.8711 | 148.8325 | 152.4777 | 153.0456 | 145.9275 | 138.8944 | 130.8925 | 121.3912 | 109.6444 | 103.0949 | 96.4599 | 93.9234 | 80.1608 | 80.2749
[7 empty] | Achievable Economic TRC Potential | 0 | #VALUE! | 0 | 0 | 73.4676 | 78.5417 | 82.7839 | 88.9583 | 91.4249 | 95.5347 | 96.3004 | 98.7488 | 97.3315 | 98.4663 | 99.4851 | 98.569 | 94.0481 | 93.1063 | 90.4703 | 90.5957 | 78.3291 | 79.2998
[7 empty] | Achievable Technical Potential | 0 | #VALUE! | 0 | 0 | 70.7237 | 84.0464 | 98.3929 | 115.088 | 126.8845 | 138.547 | 143.7638 | 145.5813 | 139.5767 | 133.5279 | 126.4292 | 117.7352 | 106.719 | 100.7806 | 94.6492 | 92.4925 | 79.1461 | 78.971
[7 empty] | Technical Potential | 0 | #VALUE! | 0 | 0 | 96.9683 | 113.4232 | 129.7192 | 148.8847 | 161.3496 | 173.1667 | 176.3855 | 177.0164 | 168.8853 | 161.5955 | 152.7526 | 142.5123 | 128.5375 | 120.7358 | 112.4378 | 108.7166 | 92.7439 | 92.6427
Baseline Projection
[7 empty] | Sector | - all -
[7 empty] | Segment | - all -
[7 empty] | Label | Usage (MMtherm)
[7 empty] | End Use | - all -
Data
[7 empty] | Fuel | Case | Sum of 2019 | Sum of 2020 | Sum of 2021 | Sum of 2022 | Sum of 2023 | Sum of 2024 | Sum of 2025 | Sum of 2026 | Sum of 2027 | Sum of 2028 | Sum of 2029 | Sum of 2030 | Sum of 2031 | Sum of 2032 | Sum of 2033 | Sum of 2034 | Sum of 2035 | Sum of 2036 | Sum of 2037 | Sum of 2038 | Sum of 2039 | Sum of 2040
Natural Gas
[8 empty] | Baseline Forecast | 23.8137 | 24.6287 | 24.2473 | 24.7845 | 25.3265 | 25.989 | 26.2399 | 26.5997 | 26.957 | 27.4118 | 27.6646 | 28.0153 | 28.3632 | 28.8278 | 29.0412 | 29.3776 | 29.7194 | 30.1754 | 30.3761 | 30.7001 | 31.0126 | 31.3286
Incremental and Cumulative Savings by Case
[7 empty] | Sector | - all -
[7 empty] | Segment | - all -
Data
[7 empty] | Fuel | Label | Case | Sum of 2019 | Sum of 2020 | Sum of 2021 | Sum of 2022 | Sum of 2023 | Sum of 2024 | Sum of 2025 | Sum of 2026 | Sum of 2027 | Sum of 2028 | Sum of 2029 | Sum of 2030 | Sum of 2031 | Sum of 2032 | Sum of 2033 | Sum of 2034 | Sum of 2035 | Sum of 2036 | Sum of 2037 | Sum of 2038 | Sum of 2039 | Sum of 2040
Natural Gas
Incremental Energy Savings (MWh or mTherms)
[9 empty] | Achievable Economic RVT Potential | 0 | 0 | 80.678 | 94.1931 | 108.7729 | 125.8114 | 137.8711 | 148.8325 | 152.4777 | 153.0456 | 145.9275 | 138.8944 | 130.8925 | 121.3912 | 109.6444 | 103.0949 | 96.4599 | 93.9234 | 80.1608 | 80.2749 | 77.6255 | 77.4174
[9 empty] | Achievable Economic UCT Potential | 0 | 0 | 73.4676 | 78.5417 | 82.7839 | 88.9583 | 91.4249 | 95.5347 | 96.3004 | 98.7488 | 97.3315 | 98.4663 | 99.4851 | 98.569 | 94.0481 | 93.1063 | 90.4703 | 90.5957 | 78.3291 | 79.2998 | 78.7143 | 78.4519
[9 empty] | Achievable Economic TRC Potential | 0 | 0 | 70.7237 | 84.0464 | 98.3929 | 115.088 | 126.8845 | 138.547 | 143.7638 | 145.5813 | 139.5767 | 133.5279 | 126.4292 | 117.7352 | 106.719 | 100.7806 | 94.6492 | 92.4925 | 79.1461 | 78.971 | 76.0253 | 75.5898
[9 empty] | Achievable Technical Potential | 0 | 0 | 96.9683 | 113.4232 | 129.7192 | 148.8847 | 161.3496 | 173.1667 | 176.3855 | 177.0164 | 168.8853 | 161.5955 | 152.7526 | 142.5123 | 128.5375 | 120.7358 | 112.4378 | 108.7166 | 92.7439 | 92.6427 | 89.8336 | 89.5491
[9 empty] | Technical Potential | 0 | 0 | 118.6819 | 148.8024 | 165.4596 | 186.7836 | 196.1014 | 209.0529 | 211.3519 | 211.2399 | 199.8575 | 190.8164 | 179.9584 | 167.6306 | 150.4025 | 141.452 | 131.7387 | 127.6196 | 108.7098 | 109.2692 | 106.2708 | 106.1454
Cumulative Energy Savings (MWh or mTherms)
[9 empty] | Achievable Economic RVT Potential | 0 | 0 | 80.678 | 174.7084 | 283.0934 | 408.0983 | 544.6745 | 690.54 | 838.4553 | 985.1611 | 1122.7559 | 1251.5266 | 1370.5049 | 1478.4087 | 1572.8239 | 1657.6527 | 1733.8129 | 1803.325 | 1857.9779 | 1909.4071 | 1954.2858 | 1995.3058
[9 empty] | Achievable Economic UCT Potential | 0 | 0 | 73.4676 | 151.8914 | 234.4322 | 322.9138 | 413.6791 | 507.3471 | 600.8288 | 695.7989 | 788.2896 | 881.0917 | 974.0257 | 1065.226 | 1150.6791 | 1232.4063 | 1309.4489 | 1381.8654 | 1440.188 | 1495.3859 | 1545.3744 | 1590.893
[9 empty] | Achievable Economic TRC Potential | 0 | 0 | 70.7237 | 154.6233 | 252.6347 | 366.864 | 492.2774 | 627.4863 | 766.0839 | 904.5106 | 1034.8138 | 1157.2611 | 1270.9127 | 1374.4599 | 1465.4469 | 1547.6388 | 1621.8146 | 1690.2926 | 1744.7353 | 1796.0323 | 1840.9448 | 1881.9933
[9 empty] | Achievable Technical Potential | 0 | 0 | 96.0106 | 206.0004 | 331.2143 | 474.1499 | 629.4826 | 793.8958 | 959.2322 | 1122.5167 | 1275.7923 | 1419.4632 | 1552.3295 | 1673.0233 | 1778.7772 | 1873.4509 | 1957.8983 | 2033.6115 | 2092.5911 | 2147.2919 | 2194.8932 | 2238.1313
[9 empty] | Technical Potential | 0 | 0 | 118.6819 | 267.0284 | 431.3957 | 616.0157 | 808.5675 | 1010.9806 | 1212.6249 | 1410.9256 | 1594.5356 | 1766.3719 | 1924.7781 | 2068.8459 | 2192.9215 | 2297.0753 | 2390.1601 | 2474.0113 | 2537.197 | 2597.8483 | 2649.9113 | 2700.7582
Naturally Occurring (Counterfactual Baseline)
[7 empty] | Sector | - all -
[7 empty] | Segment | - all -
[7 empty] | Fuel | - all -
[7 empty] | Label | Usage (GWh)
[7 empty] | Case | (empty)
Codes & Standards Forecast

## Baseline Exhibits
Return
| Projection Comparison to Utility Load Forecast | [5 empty] | Baseline Projection by End Use
0%
| Baseline Projection by End Use | 2019 | 2020 | 2021 | 2022 | 2023 | 2024 | 2025 | 2026 | 2027 | 2028 | 2029 | 2030 | 2031 | 2032 | 2033 | 2034 | 2035 | 2036 | 2037 | 2038 | 2039 | 2040 | 2041 | 2042 | 2043 | 2044 | 2045 | 2046
| Space Heating | 2.2641 | 19.6815 | 20.3316 | 20.0168 | 20.4431 | 20.8733 | 21.4008 | 21.5965 | 21.88 | 22.1616 | 22.5218 | 22.7193 | 22.9958 | 23.2701 | 23.6385 | 23.8044 | 24.0697 | 24.3393 | 24.7011 | 24.857 | 25.1125 | 25.3588 | 25.6079 | 0 | 0 | 0 | 0 | 0 | 1031%
| Process | 16.369 | 2.2641 | 2.3317 | 2.2909 | 2.3336 | 2.377 | 2.4314 | 2.4488 | 2.4764 | 2.504 | 2.5407 | 2.5594 | 2.5873 | 2.6152 | 2.654 | 2.6703 | 2.6979 | 2.7263 | 2.7652 | 2.7811 | 2.8084 | 2.8348 | 2.8617 | 0 | 0 | 0 | 0 | 0 | -82.52%
| Miscellaneous | 1.0484 | 16.369 | 16.9249 | 16.6677 | 17.0346 | 17.4047 | 17.8566 | 18.0285 | 18.2742 | 18.5179 | 18.8276 | 18.9998 | 19.2383 | 19.4746 | 19.7899 | 19.9343 | 20.1622 | 20.3935 | 20.7023 | 20.8374 | 21.0562 | 21.267 | 21.4801 | 0 | 0 | 0 | 0 | 0 | 1949%
| Total | 19.6815 | #VALUE! | #VALUE! | #VALUE! | #VALUE! | #VALUE! | #VALUE! | #VALUE! | #VALUE! | #VALUE! | #VALUE! | #VALUE! | #VALUE! | #VALUE! | #VALUE! | #VALUE! | #VALUE! | #VALUE! | #VALUE! | #VALUE! | #VALUE! | #VALUE! | #VALUE! | 0 | 0 | 0 | 0 | 0
| CNGC Forecast | 2019: TBD; 2020: TBD; 2021: TBD; 0% 2022: TBD; 0% 2023: TBD; 0% 2024: TBD; 0% 2025: TBD
| CNGC Forecast | [7 empty] | 0 | 0 | 0 | 0 | 0 | 0 | 0 | 0 | 0 | 0 | 0 | 0 | 0 | 0 | 0 | 0 | 0 | 0 | 0 | 0 | 0
| LoadMAP Reference Baseline | 19.6815 | #VALUE! | #VALUE! | #VALUE! | #VALUE! | #VALUE! | #VALUE! | #VALUE! | #VALUE! | #VALUE! | #VALUE! | #VALUE! | #VALUE! | #VALUE! | #VALUE! | #VALUE! | #VALUE! | #VALUE! | #VALUE! | #VALUE! | #VALUE! | #VALUE! | #VALUE! | 0 | 0 | 0 | 0 | 0
|  | #DIV/0! | #VALUE! | #VALUE! | #VALUE! | #VALUE! | #VALUE! | #VALUE! | #VALUE! | #VALUE! | #VALUE! | #VALUE! | #VALUE! | #VALUE! | #VALUE! | #VALUE! | #VALUE! | #VALUE! | #VALUE! | #VALUE! | #VALUE! | #VALUE! | #VALUE! | #VALUE! | #DIV/0! | #DIV/0! | #DIV/0! | #DIV/0! | #DIV/0!
| Sector | 2019: - all -
| Segment | 2019: - all -
| Vintage | 2019: - all -
| Label | 2019: Usage (MMtherm)
| Case | 2019: - all -
Data
| Fuel | End Use | Sum of 2019 | Sum of 2020 | Sum of 2021 | Sum of 2022 | Sum of 2023 | Sum of 2024 | Sum of 2025 | Sum of 2026 | Sum of 2027 | Sum of 2028 | Sum of 2029 | Sum of 2030 | Sum of 2031 | Sum of 2032 | Sum of 2033 | Sum of 2034 | Sum of 2035 | Sum of 2036 | Sum of 2037 | Sum of 2038 | Sum of 2039 | Sum of 2040
| Natural Gas |  | 19.6815 | 20.3316 | 20.0168 | 20.4431 | 20.8733 | 21.4008 | 21.5965 | 21.88 | 22.1616 | 22.5218 | 22.7193 | 22.9958 | 23.2701 | 23.6385 | 23.8044 | 24.0697 | 24.3393 | 24.7011 | 24.857 | 25.1125 | 25.3588 | 25.6079
|  | Space Heating | 2.2641 | 2.3317 | 2.2909 | 2.3336 | 2.377 | 2.4314 | 2.4488 | 2.4764 | 2.504 | 2.5407 | 2.5594 | 2.5873 | 2.6152 | 2.654 | 2.6703 | 2.6979 | 2.7263 | 2.7652 | 2.7811 | 2.8084 | 2.8348 | 2.8617
|  | Process | 16.369 | 16.9249 | 16.6677 | 17.0346 | 17.4047 | 17.8566 | 18.0285 | 18.2742 | 18.5179 | 18.8276 | 18.9998 | 19.2383 | 19.4746 | 19.7899 | 19.9343 | 20.1622 | 20.3935 | 20.7023 | 20.8374 | 21.0562 | 21.267 | 21.4801
|  | Miscellaneous | 1.0484 | 1.0749 | 1.0582 | 1.0748 | 1.0916 | 1.1128 | 1.1191 | 1.1295 | 1.1397 | 1.1535 | 1.1601 | 1.1702 | 1.1803 | 1.1946 | 1.1998 | 1.2096 | 1.2195 | 1.2336 | 1.2385 | 1.248 | 1.257 | 1.2662
| Sector | 2019: - all -
| Segment | 2019: - all -
| Vintage | 2019: - all -
| Label | 2019: (empty)
| Case | 2019: - all -
Data
| End Use | 2019: Sum of 2019; 2020: Sum of 2020; 2021: Sum of 2021; 0% 2022: Sum of 2022; 0% 2023: Sum of 2023; 0% 2024: Sum of 2024; 0% 2025: Sum of 2025; 0% 2026: Sum of 2026; 0% 2027: Sum of 2027; 0% 2028: Sum of 2028; 0% 2029: Sum of 2029; 0% 2030: Sum of 2030
(empty)
Total Result
| Impact of Naturally Occurring | 2019 | #VALUE! | #VALUE! | #VALUE! | #VALUE! | #VALUE! | #VALUE! | #VALUE! | #VALUE! | #VALUE! | #VALUE! | #VALUE! | #VALUE! | #VALUE! | #VALUE! | #VALUE! | #VALUE! | #VALUE! | #VALUE! | #VALUE! | #VALUE! | #VALUE! | #VALUE! | #VALUE! | #VALUE! | #VALUE! | #VALUE! | #VALUE!
| (blank) | 19.6815 | #VALUE! | #VALUE! | #VALUE! | #VALUE! | #VALUE! | #VALUE! | #VALUE! | #VALUE! | #VALUE! | #VALUE! | #VALUE! | #VALUE! | #VALUE! | #VALUE! | #VALUE! | #VALUE! | #VALUE! | #VALUE! | #VALUE! | #VALUE! | #VALUE! | #VALUE! | 0 | 0 | 0 | 0 | 0
| Grand Total | 0 | 19.6815 | 20.3316 | 20.0168 | 20.4431 | 20.8733 | 21.4008 | 21.5965 | 21.88 | 22.1616 | 22.5218 | 22.7193 | 22.9958 | 23.2701 | 23.6385 | 23.8044 | 24.0697 | 24.3393 | 24.7011 | 24.857 | 25.1125 | 25.3588 | 25.6079 | 0 | 0 | 0 | 0 | 0
| Total Result | #VALUE! | 2.2641 | 2.3317 | 2.2909 | 2.3336 | 2.377 | 2.4314 | 2.4488 | 2.4764 | 2.504 | 2.5407 | 2.5594 | 2.5873 | 2.6152 | 2.654 | 2.6703 | 2.6979 | 2.7263 | 2.7652 | 2.7811 | 2.8084 | 2.8348 | 2.8617 | 0 | 0 | 0 | 0 | 0
| 0 | #VALUE! | 16.369 | 16.9249 | 16.6677 | 17.0346 | 17.4047 | 17.8566 | 18.0285 | 18.2742 | 18.5179 | 18.8276 | 18.9998 | 19.2383 | 19.4746 | 19.7899 | 19.9343 | 20.1622 | 20.3935 | 20.7023 | 20.8374 | 21.0562 | 21.267 | 21.4801 | 0 | 0 | 0 | 0 | 0
| 0 | #VALUE! | 1.0484 | 1.0749 | 1.0582 | 1.0748 | 1.0916 | 1.1128 | 1.1191 | 1.1295 | 1.1397 | 1.1535 | 1.1601 | 1.1702 | 1.1803 | 1.1946 | 1.1998 | 1.2096 | 1.2195 | 1.2336 | 1.2385 | 1.248 | 1.257 | 1.2662 | 0 | 0 | 0 | 0 | 0
| 0 | 0 | 0 | 0 | 0 | 0 | 0 | 0 | 0 | 0 | 0 | 0 | 0 | 0 | 0 | 0 | 0 | 0 | 0 | 0 | 0 | 0 | 0 | 0 | 0 | 0 | 0 | 0 | 0
| 0 | 0 | 0 | 0 | 0 | 0 | 0 | 0 | 0 | 0 | 0 | 0 | 0 | 0 | 0 | 0 | 0 | 0 | 0 | 0 | 0 | 0 | 0 | 0 | 0 | 0 | 0 | 0 | 0
| 0 | 0 | 0 | 0 | 0 | 0 | 0 | 0 | 0 | 0 | 0 | 0 | 0 | 0 | 0 | 0 | 0 | 0 | 0 | 0 | 0 | 0 | 0 | 0 | 0 | 0 | 0 | 0 | 0
| 0 | 0 | 0 | 0 | 0 | 0 | 0 | 0 | 0 | 0 | 0 | 0 | 0 | 0 | 0 | 0 | 0 | 0 | 0 | 0 | 0 | 0 | 0 | 0 | 0 | 0 | 0 | 0 | 0
| Sector | 2019: (empty)
| Segment | 2019: - all -
| Vintage | 2019: - all -
| Label | 2019: (empty)
| Case | 2019: Baseline Forecast
| HE Jun18 DER forecast.xlsx- Schedule R | All Programs | -561.5583 | -606.2697 | -659.3291 | -697.4493 | -732.046 | -744.8987 | -754.3977 | -762.4237 | -774.9167 | -789.96 | -809.1947 | -826.3735 | -847.4144 | -870.0723 | -896.1564 | -918.7366 | -944.4102 | -970.7351 | -999.7525 | -1024.0387 | -1051.028 | -1078.0714 | -1107.8368 | -1107.8368 | -1107.8368 | -1107.8368 | -1107.8368 | -1107.8368
| HE Jun18 DER forecast.xlsx- Schedule R | NEM | -519.5086 | -521.7844 | -520.4725 | -516.5796 | -513.9967 | -511.4267 | -510.1408 | -506.3252 | -503.7936 | -501.2746 | -500.0143 | -496.2744 | -493.7931 | -491.3241 | -490.0887 | -486.4231 | -483.991 | -481.5711 | -480.3602 | -476.7674 | -474.3836 | -472.0116 | -470.8248 | -470.8248 | -470.8248 | -470.8248 | -470.8248 | -470.8248

## Savings by End Use
Achievable Technical Potential Savings by End Use | 2021 | #VALUE! | #VALUE! | #VALUE! | #VALUE! | #VALUE! | #VALUE! | #VALUE! | #VALUE! | #VALUE! | #VALUE! | #VALUE! | #VALUE! | #VALUE! | #VALUE! | 2036 | 2037 | 2038 | 2039 | 2040
Space Heating | 25795.565 | 96010.6486 | 206000.3904 | 331214.2501 | 474149.9334 | 629482.6004 | 793895.7589 | 959232.234 | 1122516.6595 | 1275792.2871 | 1419463.159 | 1552329.5406 | 1673023.2747 | 1778777.1868 | 1873450.873 | 1957898.3007 | 2033611.4691 | 2092591.1191 | 2147291.859 | 2194893.2238
Process | #VALUE! | 25795.565 | 64596.8949 | 116887.0304 | 184388.1281 | 262365.7345 | 351046.542 | 445256.1074 | 541371.5614 | 632111.8587 | 717668.5547 | 797206.6923 | 869286.2132 | 931156.771 | 985603.8915 | 1032734.4755 | 1075087.6564 | 1105359.3939 | 1132665.4949 | 1153504.0396
Miscellaneous | #VALUE! | 69014.8962 | 138975.8495 | 210644.6211 | 284790.7764 | 360844.4515 | 435319.9722 | 505218.7231 | 571183.2654 | 632553.6292 | 689516.6022 | 741712.6532 | 789207.4271 | 832001.1512 | 871151.3963 | 907409.5309 | 939785.1991 | 967585.3913 | 994129.8377 | 1020061.066
Sector | - all -
Segment | - all -
Vintage | - all -
Label | Cumulative Energy Savings (MWh or mTherms)
Case | Achievable Technical Potential
Data
Fuel | End Use | Sum of 2021 | Sum of 2022 | Sum of 2023 | Sum of 2024 | Sum of 2025 | Sum of 2026 | Sum of 2027 | Sum of 2028 | Sum of 2029 | Sum of 2030 | Sum of 2031 | Sum of 2032 | Sum of 2033 | Sum of 2034 | Sum of 2035 | Sum of 2036 | Sum of 2037 | Sum of 2038 | Sum of 2039 | Sum of 2040
Natural Gas |  | 96.0106 | 206.0004 | 331.2143 | 474.1499 | 629.4826 | 793.8958 | 959.2322 | 1122.5167 | 1275.7923 | 1419.4632 | 1552.3295 | 1673.0233 | 1778.7772 | 1873.4509 | 1957.8983 | 2033.6115 | 2092.5911 | 2147.2919 | 2194.8932 | 2238.1313
| Space Heating | 25.7956 | 64.5969 | 116.887 | 184.3881 | 262.3657 | 351.0465 | 445.2561 | 541.3716 | 632.1119 | 717.6686 | 797.2067 | 869.2862 | 931.1568 | 985.6039 | 1032.7345 | 1075.0877 | 1105.3594 | 1132.6655 | 1153.504 | 1170.3922
| Process | 69.0149 | 138.9758 | 210.6446 | 284.7908 | 360.8445 | 435.32 | 505.2187 | 571.1833 | 632.5536 | 689.5166 | 741.7127 | 789.2074 | 832.0012 | 871.1514 | 907.4095 | 939.7852 | 967.5854 | 994.1298 | 1020.0611 | 1045.5938
| Miscellaneous | 1.2002 | 2.4276 | 3.6826 | 4.971 | 6.2724 | 7.5292 | 8.7574 | 9.9618 | 11.1268 | 12.278 | 13.4102 | 14.5296 | 15.6193 | 16.6956 | 17.7543 | 18.7386 | 19.6463 | 20.4965 | 21.3281 | 22.1454
Total Result |  | 96.0106 | 206.0004 | 331.2143 | 474.1499 | 629.4826 | 793.8958 | 959.2322 | 1122.5167 | 1275.7923 | 1419.4632 | 1552.3295 | 1673.0233 | 1778.7772 | 1873.4509 | 1957.8983 | 2033.6115 | 2092.5911 | 2147.2919 | 2194.8932 | 2238.1313
#VALUE!
#VALUE!
#VALUE!

## Top Measures
Return
[11 empty] | Sector | - all -
| All Measures | [9 empty] | Segment | - all -
| Case | Achievable Economic UCT Potential | [8 empty] | Vintage | - all -
[11 empty] | Fuel | - all -
[11 empty] | Label | Incremental Energy Savings (MWh or mTherms)
[11 empty] | End Use | - all -
|  |  | 1 | 2 | 3 | [5 empty] | Case | Achievable Economic UCT Potential
| Rank | Measure / Technology | 2021 Achievable Economic UCT Potential Savings (000 therms) | 2022 Achievable Economic UCT Potential Savings (000 therms) | 2023 Achievable Economic UCT Potential Savings (000 therms) | % of Total
| 1 | Strategic Energy Management | 19.9189 | 20.3365 | 20.7562 | 25.07% | 2021 RANK | 2022 RANK | 2023 RANK | 2030 RANK |  | Data
| 2 | Process - Insulate Heated Process Fluids | 10.3223 | 10.5491 | 10.7778 | 13.02% | 12 | 10 | 10 | 10 | Measure | Sum of 2021 | Sum of 2022 | Sum of 2023 | Sum of 2030
| 3 | Gas Boiler - Insulate Hot Water Lines | 9.6888 | 9.709 | 9.7314 | 11.76% | 13 | 14 | 12 | 2 | Boiler | 0.66266 | 2.1802 | 2.6277 | 2.6864
| 4 | Gas Boiler - Stack Economizer | 9.2079 | 9.3921 | 9.5774 | 11.57% | 20 | 20 | 20 | 20 | Building Automation System | 0.44015 | 0.89411 | 1.6125 | 15.5197
| 5 | Gas Boiler - Hot Water Reset | 3.3036 | 4.1446 | 5.1806 | 6.258% | 21 | 21 | 21 | 21 | Commissioning | 0 | 0 | 0 | 0
| 6 | Process Heat Recovery | 4.9238 | 4.833 | 4.7439 | 5.73% | 22 | 22 | 22 | 22 | Condensing RTU | 0 | 0 | 0 | 0
| 7 | Gas Boiler - Insulate Steam Lines/Condensate Tank | 4.3963 | 4.486 | 4.5764 | 5.528% | 23 | 23 | 23 | 23 | Destratification Fans (HVLS) | 0 | 0 | 0 | 0
| 8 | Gas Boiler - High Turndown | 3.629 | 3.6995 | 3.7703 | 4.554% | 17 | 17 | 17 | 16 | ENERGY STAR Connected Thermostat | 0 | 0 | 0 | 0
| 9 | Unit Heater | 0.085863 | 2.1059 | 3.3414 | 4.036% | 15 | 15 | 15 | 6 | Furnace | 0.044317 | 0.21336 | 0.32405 | 0.78583
| 10 | Boiler | 0.66266 | 2.1802 | 2.6277 | 3.174% | 7 | 8 | 8 | 13 | Gas Boiler - Burner Control Optimization | 0.28383 | 0.45472 | 0.92667 | 6.1328
| 11 | Gas Boiler - Maintenance | 3.5046 | 2.4638 | 1.711 | 2.067% | 9 | 7 | 5 | 5 | Gas Boiler - High Turndown | 3.629 | 3.6995 | 3.7703 | 1.5108
| 12 | Building Automation System | 0.44015 | 0.89411 | 1.6125 | 1.948% | 3 | 3 | 3 | 4 | Gas Boiler - Hot Water Reset | 3.3036 | 4.1446 | 5.1806 | 8.0276
| 13 | HVAC - Demand Controlled Ventilation | 1.4319 | 1.4487 | 1.4653 | 1.77% | 6 | 6 | 7 | 7 | Gas Boiler - Insulate Hot Water Lines | 9.6888 | 9.709 | 9.7314 | 9.6904
| 14 | Steam Trap Maintenance | 1.1883 | 1.1674 | 1.147 | 1.386% | 8 | 9 | 11 | 17 | Gas Boiler - Insulate Steam Lines/Condensate Tank | 4.3963 | 4.486 | 4.5764 | 5.0007
| 15 | Gas Boiler - Burner Control Optimization | 0.28383 | 0.45472 | 0.92667 | 1.119% | 4 | 4 | 4 | 9 | Gas Boiler - Maintenance | 3.5046 | 2.4638 | 1.711 | 0.6404
| 16 | Retrocommissioning | 0.39676 | 0.38882 | 0.38098 | 0.4602% | 19 | 19 | 19 | 19 | Gas Boiler - Stack Economizer | 9.2079 | 9.3921 | 9.5774 | 3.8491
| 17 | Furnace | 0.044317 | 0.21336 | 0.32405 | 0.3914% | 24 | 24 | 24 | 24 | Gas Furnace - Maintenance | 0.0027062 | 0.0018868 | 0.0012994 | 0.00045206
| 18 | Steam System Efficiency Improvements | 0.035938 | 0.073068 | 0.13189 | 0.1593% | 10 | 12 | 13 | 12 | Gas Furnace Tube Inserts | 0 | 0 | 0 | 0
| 19 | Gas Furnace - Maintenance | 0.0027062 | 0.0018868 | 0.0012994 | 0.00157% | 25 | 25 | 25 | 25 | HVAC - Demand Controlled Ventilation | 1.4319 | 1.4487 | 1.4653 | 1.5202
| 20 | Commissioning | 0 | 0 | 0 | 0% | 26 | 26 | 26 | 26 | HVAC - Duct Repair and Sealing | 0 | 0 | 0 | 0
|  | Total of Top 20 Measures | 73.4676 | 78.5417 | 82.7839 | 100% | 27 | 27 | 27 | 27 | Insulation - Ducting | 0 | 0 | 0 | 0
|  | Total Cumulative Savings | 73.4676 | 78.5417 | 82.7839 | 100% | 28 | 28 | 28 | 28 | Insulation - Roof/Ceiling | 0 | 0 | 0 | 0
[7 empty] | 2 | 2 | 2 | 8 | Insulation - Wall Cavity | 0 | 0 | 0 | 0
[7 empty] | 5 | 5 | 6 | 11 | Process - Insulate Heated Process Fluids | 10.3223 | 10.5491 | 10.7778 | 4.3855
[7 empty] | 14 | 16 | 16 | 18 | Process Heat Recovery | 4.9238 | 4.833 | 4.7439 | 1.5368
[7 empty] | 29 | 29 | 29 | 29 | Retrocommissioning | 0.39676 | 0.38882 | 0.38098 | 0.32775
[7 empty] | 18 | 18 | 18 | 14 | Space Heating - Heat Recovery Ventilator | 0 | 0 | 0 | 0
[7 empty] | 11 | 13 | 14 | 15 | Steam System Efficiency Improvements | 0.035938 | 0.073068 | 0.13189 | 1.2675
[7 empty] | 1 | 1 | 1 | 1 | Steam Trap Maintenance | 1.1883 | 1.1674 | 1.147 | 1.0135
[7 empty] | 30 | 30 | 30 | 30 | Strategic Energy Management | 19.9189 | 20.3365 | 20.7562 | 22.7433
[7 empty] | 16 | 11 | 9 | 3 | Thermostat - Programmable | 0 | 0 | 0 | 0
[7 empty] | 31 | 31 | 31 | 31 | Unit Heater | 0.085863 | 2.1059 | 3.3414 | 11.8275
[11 empty] | Windows - High Efficiency | 0 | 0 | 0 | 0

## Ramp Rates
Key | 2019 | 2020 | 2021 | 2022 | 2023 | 2024 | 2025 | 2026 | 2027 | 2028 | 2029 | 2030 | 2031 | 2032 | 2033 | 2034 | 2035 | 2036 | 2037 | 2038 | 2039 | 2040 | 2041 | 2042 | 2043 | 2044 | 2045
LO12Med | 0% | 0% | 10.94% | 21.87% | 32.81% | 43.75% | 54.69% | 64.53% | 72.41% | 78.71% | 83.75% | 87.78% | 91% | 93.58% | 95.65% | 97.3% | 98.62% | 99.68% | 99.69% | 99.69% | 99.69% | 99.69% | 99.69% | 100% | 100% | 100% | 100% | [7 empty] | Dampen Ramp Growth? | TRUE
LO5Med | 0% | 0% | 4.3% | 9.58% | 16.04% | 23.54% | 32.1% | 42.1% | 53.07% | 64.28% | 74.84% | 83.92% | 90.95% | 95.77% | 98.65% | 100% | 100% | 100% | 100% | 100% | 100% | 100% | 100% | 100% | 100% | 100% | 100% | [7 empty] | Ramp Offset | 0
LO1Slow | 0% | 0% | 0.5% | 0.769% | 1.679% | 3.16% | 5.407% | 8.625% | 13% | 18.68% | 25.7% | 33.98% | 43.26% | 53.14% | 63.06% | 72.42% | 80.64% | 87.33% | 92.33% | 96% | 98% | 99.6% | 99.6% | 100% | 100% | 100% | 100% | [7 empty] | Start Year | 2021
LO50Fast | 0% | 0% | 45% | 66% | 80% | 89% | 94.95% | 97.93% | 99.25% | 99.78% | 99.98% | 100% | 100% | 100% | 100% | 100% | 100% | 100% | 100% | 100% | 100% | 100% | 100% | 100% | 100% | 100% | 100% | CNGC Modified Ramp Rates (Live Calc)
LO20Fast | 0% | 0% | 22.12% | 37.62% | 48.36% | 56.72% | 64.04% | 70.38% | 75.81% | 80.42% | 84.31% | 87.58% | 90.3% | 92.42% | 94.07% | 95.36% | 96.36% | 97.14% | 97.75% | 98.4% | 98.9% | 99.6% | 99.6% | 100% | 100% | 100% | 100% | Key | 2018 | 2019 | 2020 | 2021 | 2022 | 2023 | 2024 | 2025 | 2026 | 2027 | 2028 | 2029 | 2030 | 2031 | 2032 | 2033 | 2034 | 2035 | 2036 | 2037 | 2038 | 2039 | 2040 | 2041 | 2042 | 2043 | 2044 | 2045 | 2046 | 2047 | 2048 | 2049 | 2050 | 2051 | 2052 | 2053 | 2054 | 2055 | 2056 | 2057 | 2058
LOEven20 | 0% | 0% | 5% | 10% | 15% | 20% | 25% | 30% | 35% | 40% | 45% | 50% | 55% | 60% | 65% | 70% | 75% | 80% | 85% | 90% | 95% | 100% | 100% | 100% | 100% | 100% | 100% | LO12Med | 0% | 0% | 0% | 10.94% | 16.41% | 24.61% | 34.18% | 45.31% | 56.44% | 67.57% | 78.71% | 83.75% | 87.78% | 91% | 93.58% | 95.65% | 97.3% | 98.62% | 99.68% | 99.69% | 99.69% | 99.69% | 99.69% | 99.69% | 100% | 100% | 100% | 100% | 100% | 100% | 100% | 100% | 100% | 100% | 100% | 100% | 100% | 100% | 100% | 100% | 100%
LO3Slow | 0% | 0% | 0.5532% | 1.423% | 3.162% | 6.206% | 10.94% | 17.57% | 26% | 35.85% | 46.44% | 57.04% | 66.94% | 75.59% | 82.72% | 88.26% | 92.35% | 95.21% | 97.12% | 98.33% | 99.07% | 99.6% | 100% | 100% | 100% | 100% | 100% | LO5Med | 0% | 0% | 0% | 4.3% | 6.94% | 11.49% | 17.52% | 29.21% | 40.9% | 52.59% | 64.28% | 74.84% | 83.92% | 90.95% | 95.77% | 98.65% | 100% | 100% | 100% | 100% | 100% | 100% | 100% | 100% | 100% | 100% | 100% | 100% | 100% | 100% | 100% | 100% | 100% | 100% | 100% | 100% | 100% | 100% | 100% | 100% | 100%
LO80Fast | 0% | 0% | 76% | 83% | 88% | 92% | 95% | 97% | 98% | 99% | 99% | 100% | 100% | 100% | 100% | 100% | 100% | 100% | 100% | 100% | 100% | 100% | 100% | 100% | 100% | 100% | 100% | LO1Slow | 0% | 0% | 0% | 0.5% | 0.6345% | 1.157% | 2.158% | 6.288% | 10.42% | 14.55% | 18.68% | 25.7% | 33.98% | 43.26% | 53.14% | 63.06% | 72.42% | 80.64% | 87.33% | 92.33% | 96% | 98% | 99.6% | 99.6% | 100% | 100% | 100% | 100% | 100% | 100% | 100% | 100% | 100% | 100% | 100% | 100% | 100% | 100% | 100% | 100% | 100%
Retro12Med | 0% | 0% | 10.94% | 10.94% | 10.94% | 10.94% | 10.94% | 9.844% | 7.875% | 6.3% | 5.04% | 4.032% | 3.226% | 2.58% | 2.064% | 1.652% | 1.321% | 1.057% | 0.007209% | 0.002575% | 0.0008778% | 0.0002862% | 0.0002433% | 0.0002433% | 0.0002433% | 0.0002433% | 0.0002433% | LO50Fast | 0% | 0% | 0% | 45% | 55.5% | 67.75% | 78.38% | 83.73% | 89.08% | 94.43% | 99.78% | 99.98% | 100% | 100% | 100% | 100% | 100% | 100% | 100% | 100% | 100% | 100% | 100% | 100% | 100% | 100% | 100% | 100% | 100% | 100% | 100% | 100% | 100% | 100% | 100% | 100% | 100% | 100% | 100% | 100% | 100%
Retro5Med | 0% | 0% | 4.3% | 5.28% | 6.461% | 7.5% | 8.555% | 10% | 10.97% | 11.21% | 10.56% | 9.079% | 7.026% | 4.65% | 2.7% | 1.3% | 0.55% | 0.2% | 0.06247% | 0.01362% | 0.002238% | 0.0002686% | 0% | 0% | 0% | 0% | 0% | LO20Fast | 0% | 0% | 0% | 22.12% | 29.87% | 39.11% | 47.92% | 56.04% | 64.17% | 72.29% | 80.42% | 84.31% | 87.58% | 90.3% | 92.42% | 94.07% | 95.36% | 96.36% | 97.14% | 97.75% | 98.4% | 98.9% | 99.6% | 99.6% | 100% | 100% | 100% | 100% | 100% | 100% | 100% | 100% | 100% | 100% | 100% | 100% | 100% | 100% | 100% | 100% | 100%
Retro1Slow | 0% | 0% | 0.2564% | 0.5126% | 0.9102% | 1.48% | 2.247% | 3.218% | 4.378% | 5.675% | 7.02% | 8.278% | 9.287% | 9.88% | 9.921% | 9.352% | 8.223% | 6.8% | 5.2% | 3.6% | 2.3% | 1.5% | 0% | 0% | 0% | 0% | 0% | LOEven20 | 0% | 0% | 0% | 5% | 7.5% | 11.25% | 15.62% | 21.72% | 27.81% | 33.91% | 40% | 45% | 50% | 55% | 60% | 65% | 70% | 75% | 80% | 85% | 90% | 95% | 100% | 100% | 100% | 100% | 100% | 100% | 100% | 100% | 100% | 100% | 100% | 100% | 100% | 100% | 100% | 100% | 100% | 100% | 100%
Retro50Fast | 0% | 0% | 45% | 21% | 14% | 9% | 5.954% | 2.977% | 1.323% | 0.5292% | 0.1925% | 0.06415% | 0.01974% | 0.00564% | 0.001504% | 0.000376% | 8.847e-05% | 1.966e-05% | 4.139e-06% | 8.277e-07% | 1.577e-07% | 2.867e-08% | 0% | 0% | 0% | 0% | 0% | LO3Slow | 0% | 0% | 0% | 0.5532% | 0.988% | 2.075% | 4.14% | 12.07% | 19.99% | 27.92% | 35.85% | 46.44% | 57.04% | 66.94% | 75.59% | 82.72% | 88.26% | 92.35% | 95.21% | 97.12% | 98.33% | 99.07% | 99.6% | 100% | 100% | 100% | 100% | 100% | 100% | 100% | 100% | 100% | 100% | 100% | 100% | 100% | 100% | 100% | 100% | 100% | 100%
Retro20Fast | 0% | 0% | 22.12% | 15.5% | 10.73% | 8.359% | 7.324% | 6.337% | 5.429% | 4.613% | 3.892% | 3.264% | 2.724% | 2.121% | 1.652% | 1.287% | 1.002% | 0.92% | 0.72% | 0.62% | 0.52% | 0.42% | 0% | 0% | 0% | 0% | 0% | LO80Fast | 0% | 0% | 0% | 76% | 79.5% | 83.75% | 87.88% | 90.66% | 93.44% | 96.22% | 99% | 99% | 100% | 100% | 100% | 100% | 100% | 100% | 100% | 100% | 100% | 100% | 100% | 100% | 100% | 100% | 100% | 100% | 100% | 100% | 100% | 100% | 100% | 100% | 100% | 100% | 100% | 100% | 100% | 100% | 100%
RetroEven20 | 0% | 0% | 5% | 5% | 5% | 5% | 5% | 5% | 5% | 5% | 5% | 5% | 5% | 5% | 5% | 5% | 5% | 5% | 5% | 5% | 5% | 5% | 0% | 0% | 0% | 0% | 0% | Retro12Med | 0% | 0% | 0% | 10.94% | 10.94% | 10.94% | 10.94% | 8.739% | 8.739% | 8.739% | 8.739% | 5.04% | 4.032% | 3.226% | 2.58% | 2.064% | 1.652% | 1.321% | 1.057% | 0.007209% | 0.002575% | 0.0008778% | 0.0002862% | 0.0002433% | 0.0002433% | 0.0002433% | 0.0002433% | 0.0002433% | 0.0002433% | 0.0002433% | 0.0002433% | 0.0002433% | 0.0002433% | 0.0002433% | 0.0002433% | 0.0002433% | 0.0002433% | 0.0002433% | 0.0002433% | 0.0002433% | 0.0002433%
Retro3Slow | 0% | 0% | 0.5532% | 0.8696% | 1.739% | 3.044% | 4.734% | 6.628% | 8.436% | 9.842% | 10.6% | 10.6% | 9.892% | 8.656% | 7.128% | 5.544% | 4.085% | 2.86% | 1.906% | 1.213% | 0.7385% | 0.5% | 0% | 0% | 0% | 0% | 0% | Retro5Med | 0% | 0% | 0% | 4.3% | 4.3% | 4.3% | 4.3% | 11.77% | 11.77% | 11.77% | 11.77% | 10.56% | 9.079% | 7.026% | 4.65% | 2.7% | 1.3% | 0.55% | 0.2% | 0.06247% | 0.01362% | 0.002238% | 0.0002686% | 0% | 0% | 0% | 0% | 0% | 0% | 0% | 0% | 0% | 0% | 0% | 0% | 0% | 0% | 0% | 0% | 0% | 0%
[28 empty] | Retro1Slow | 0% | 0% | 0% | 0.2564% | 0.2564% | 0.4551% | 0.7402% | 4.243% | 4.243% | 4.243% | 4.243% | 7.02% | 8.278% | 9.287% | 9.88% | 9.921% | 9.352% | 8.223% | 6.8% | 5.2% | 3.6% | 2.3% | 1.5% | 0% | 0% | 0% | 0% | 0% | 0% | 0% | 0% | 0% | 0% | 0% | 0% | 0% | 0% | 0% | 0% | 0% | 0%
[28 empty] | Retro50Fast | 0% | 0% | 0% | 45% | 21% | 14% | 9% | 5.954% | 2.977% | 1.323% | 0.5292% | 0.1925% | 0.06415% | 0.01974% | 0.00564% | 0.001504% | 0.000376% | 8.847e-05% | 1.966e-05% | 4.139e-06% | 8.277e-07% | 1.577e-07% | 2.867e-08% | 0% | 0% | 0% | 0% | 0% | 0% | 0% | 0% | 0% | 0% | 0% | 0% | 0% | 0% | 0% | 0% | 0% | 0%
[28 empty] | Retro20Fast | 0% | 0% | 0% | 22.12% | 15.5% | 10.73% | 8.359% | 7.324% | 6.337% | 5.429% | 4.613% | 3.892% | 3.264% | 2.724% | 2.121% | 1.652% | 1.287% | 1.002% | 0.92% | 0.72% | 0.62% | 0.52% | 0.42% | 0% | 0% | 0% | 0% | 0% | 0% | 0% | 0% | 0% | 0% | 0% | 0% | 0% | 0% | 0% | 0% | 0% | 0%
RetroEven20 | bar: 2018 to 2058
[28 empty] | Retro3Slow | 0% | 0% | 0% | 0.5532% | 0.5532% | 0.8696% | 1.522% | 8.087% | 8.087% | 8.087% | 8.087% | 10.6% | 10.6% | 9.892% | 8.656% | 7.128% | 5.544% | 4.085% | 2.86% | 1.906% | 1.213% | 0.7385% | 0.5% | 0% | 0% | 0% | 0% | 0% | 0% | 0% | 0% | 0% | 0% | 0% | 0% | 0% | 0% | 0% | 0% | 0% | 0%
Retro Helper (Modified LO Conversion)
[28 empty] | Retro12Med | 0% | 0% | 0% | 10.94% | 21.87% | 32.81% | 43.75% | 52.49% | 61.23% | 69.97% | 78.71% | 83.75% | 87.78% | 91% | 93.58% | 95.65% | 97.3% | 98.62% | 99.68% | 99.69% | 99.69% | 99.69% | 99.69% | 99.69% | 99.69% | 99.69% | 99.69% | 99.69% | 99.69% | 99.69% | 99.69% | 99.69% | 99.69% | 99.69% | 99.69% | 99.69% | 99.69% | 99.69% | 99.69% | 99.69% | 99.69%
[28 empty] | Retro5Med | 0% | 0% | 0% | 4.3% | 8.6% | 12.9% | 17.2% | 28.97% | 40.74% | 52.51% | 64.28% | 74.84% | 83.92% | 90.95% | 95.6% | 98.3% | 99.6% | 100.1% | 100.3% | 100.4% | 100.4% | 100.4% | 100.4% | 100.4% | 100.4% | 100.4% | 100.4% | 100.4% | 100.4% | 100.4% | 100.4% | 100.4% | 100.4% | 100.4% | 100.4% | 100.4% | 100.4% | 100.4% | 100.4% | 100.4% | 100.4%
[28 empty] | Retro1Slow | 0% | 0% | 0% | 0.2564% | 0.5129% | 0.968% | 1.708% | 5.951% | 10.19% | 14.44% | 18.68% | 25.7% | 33.98% | 43.26% | 53.14% | 63.06% | 72.42% | 80.64% | 87.44% | 92.64% | 96.24% | 98.54% | 100% | 100% | 100% | 100% | 100% | 100% | 100% | 100% | 100% | 100% | 100% | 100% | 100% | 100% | 100% | 100% | 100% | 100% | 100%
[28 empty] | Retro50Fast | 0% | 0% | 0% | 45% | 66% | 80% | 89% | 94.95% | 97.93% | 99.25% | 99.78% | 99.98% | 100% | 100.1% | 100.1% | 100.1% | 100.1% | 100.1% | 100.1% | 100.1% | 100.1% | 100.1% | 100.1% | 100.1% | 100.1% | 100.1% | 100.1% | 100.1% | 100.1% | 100.1% | 100.1% | 100.1% | 100.1% | 100.1% | 100.1% | 100.1% | 100.1% | 100.1% | 100.1% | 100.1% | 100.1%
[28 empty] | Retro20Fast | 0% | 0% | 0% | 22.12% | 37.62% | 48.36% | 56.72% | 64.04% | 70.38% | 75.81% | 80.42% | 84.31% | 87.58% | 90.3% | 92.42% | 94.07% | 95.36% | 96.36% | 97.28% | 98% | 98.62% | 99.14% | 99.56% | 99.56% | 99.56% | 99.56% | 99.56% | 99.56% | 99.56% | 99.56% | 99.56% | 99.56% | 99.56% | 99.56% | 99.56% | 99.56% | 99.56% | 99.56% | 99.56% | 99.56% | 99.56%
[28 empty] | RetroEven20 | 0% | 0% | 0% | 5% | 10% | 15% | 20% | 25% | 30% | 35% | 40% | 45% | 50% | 55% | 60% | 65% | 70% | 75% | 80% | 85% | 90% | 95% | 100% | 100% | 100% | 100% | 100% | 100% | 100% | 100% | 100% | 100% | 100% | 100% | 100% | 100% | 100% | 100% | 100% | 100% | 100%
[28 empty] | Retro3Slow | 0% | 0% | 0% | 0.5532% | 1.106% | 1.976% | 3.498% | 11.58% | 19.67% | 27.76% | 35.85% | 46.44% | 57.04% | 66.94% | 75.59% | 82.72% | 88.26% | 92.35% | 95.21% | 97.12% | 98.33% | 99.07% | 99.57% | 99.57% | 99.57% | 99.57% | 99.57% | 99.57% | 99.57% | 99.57% | 99.57% | 99.57% | 99.57% | 99.57% | 99.57% | 99.57% | 99.57% | 99.57% | 99.57% | 99.57% | 99.57%
Offset Ramp Rates - 2021 Plan
[28 empty] | Key | 2018 | 2019 | 2020 | 2021 | 2022 | 2023 | 2024 | 2025 | 2026 | 2027 | 2028 | 2029 | 2030 | 2031 | 2032 | 2033 | 2034 | 2035 | 2036 | 2037 | 2038 | 2039 | 2040 | 2041 | 2042 | 2043 | 2044 | 2045 | 2046 | 2047 | 2048 | 2049 | 2050 | 2051 | 2052 | 2053 | 2054 | 2055 | 2056 | 2057 | 2058
[28 empty] | LO12Med | 0% | 0% | 0% | 10.94% | 21.87% | 32.81% | 43.75% | 54.69% | 64.53% | 72.41% | 78.71% | 83.75% | 87.78% | 91% | 93.58% | 95.65% | 97.3% | 98.62% | 99.68% | 99.69% | 99.69% | 99.69% | 99.69% | 99.69% | 100% | 100% | 100% | 100% | 100% | 100% | 100% | 100% | 100% | 100% | 100% | 100% | 100% | 100% | 100% | 100% | 100%
[28 empty] | LO5Med | 0% | 0% | 0% | 4.3% | 9.58% | 16.04% | 23.54% | 32.1% | 42.1% | 53.07% | 64.28% | 74.84% | 83.92% | 90.95% | 95.77% | 98.65% | 100% | 100% | 100% | 100% | 100% | 100% | 100% | 100% | 100% | 100% | 100% | 100% | 100% | 100% | 100% | 100% | 100% | 100% | 100% | 100% | 100% | 100% | 100% | 100% | 100%
[28 empty] | LO1Slow | 0% | 0% | 0% | 0.5% | 0.769% | 1.679% | 3.16% | 5.407% | 8.625% | 13% | 18.68% | 25.7% | 33.98% | 43.26% | 53.14% | 63.06% | 72.42% | 80.64% | 87.33% | 92.33% | 96% | 98% | 99.6% | 99.6% | 100% | 100% | 100% | 100% | 100% | 100% | 100% | 100% | 100% | 100% | 100% | 100% | 100% | 100% | 100% | 100% | 100%
[28 empty] | LO50Fast | 0% | 0% | 0% | 45% | 66% | 80% | 89% | 94.95% | 97.93% | 99.25% | 99.78% | 99.98% | 100% | 100% | 100% | 100% | 100% | 100% | 100% | 100% | 100% | 100% | 100% | 100% | 100% | 100% | 100% | 100% | 100% | 100% | 100% | 100% | 100% | 100% | 100% | 100% | 100% | 100% | 100% | 100% | 100%
[28 empty] | LO20Fast | 0% | 0% | 0% | 22.12% | 37.62% | 48.36% | 56.72% | 64.04% | 70.38% | 75.81% | 80.42% | 84.31% | 87.58% | 90.3% | 92.42% | 94.07% | 95.36% | 96.36% | 97.14% | 97.75% | 98.4% | 98.9% | 99.6% | 99.6% | 100% | 100% | 100% | 100% | 100% | 100% | 100% | 100% | 100% | 100% | 100% | 100% | 100% | 100% | 100% | 100% | 100%
[28 empty] | LOEven20 | 0% | 0% | 0% | 5% | 10% | 15% | 20% | 25% | 30% | 35% | 40% | 45% | 50% | 55% | 60% | 65% | 70% | 75% | 80% | 85% | 90% | 95% | 100% | 100% | 100% | 100% | 100% | 100% | 100% | 100% | 100% | 100% | 100% | 100% | 100% | 100% | 100% | 100% | 100% | 100% | 100%
[28 empty] | LO3Slow | 0% | 0% | 0% | 0.5532% | 1.423% | 3.162% | 6.206% | 10.94% | 17.57% | 26% | 35.85% | 46.44% | 57.04% | 66.94% | 75.59% | 82.72% | 88.26% | 92.35% | 95.21% | 97.12% | 98.33% | 99.07% | 99.6% | 100% | 100% | 100% | 100% | 100% | 100% | 100% | 100% | 100% | 100% | 100% | 100% | 100% | 100% | 100% | 100% | 100% | 100%
[28 empty] | LO80Fast | 0% | 0% | 0% | 76% | 83% | 88% | 92% | 95% | 97% | 98% | 99% | 99% | 100% | 100% | 100% | 100% | 100% | 100% | 100% | 100% | 100% | 100% | 100% | 100% | 100% | 100% | 100% | 100% | 100% | 100% | 100% | 100% | 100% | 100% | 100% | 100% | 100% | 100% | 100% | 100% | 100%
[28 empty] | Retro12Med | 0% | 0% | 0% | 10.94% | 10.94% | 10.94% | 10.94% | 10.94% | 9.844% | 7.875% | 6.3% | 5.04% | 4.032% | 3.226% | 2.58% | 2.064% | 1.652% | 1.321% | 1.057% | 0.007209% | 0.002575% | 0.0008778% | 0.0002862% | 0.0002433% | 0.0002433% | 0.0002433% | 0.0002433% | 0.0002433% | 0.0002433% | 0.0002433% | 0.0002433% | 0.0002433% | 0.0002433% | 0.0002433% | 0.0002433% | 0.0002433% | 0.0002433% | 0.0002433% | 0.0002433% | 0.0002433% | 0.0002433%
[28 empty] | Retro5Med | 0% | 0% | 0% | 4.3% | 5.28% | 6.461% | 7.5% | 8.555% | 10% | 10.97% | 11.21% | 10.56% | 9.079% | 7.026% | 4.65% | 2.7% | 1.3% | 0.55% | 0.2% | 0.06247% | 0.01362% | 0.002238% | 0.0002686% | 0% | 0% | 0% | 0% | 0% | 0% | 0% | 0% | 0% | 0% | 0% | 0% | 0% | 0% | 0% | 0% | 0% | 0%
[28 empty] | Retro1Slow | 0% | 0% | 0% | 0.2564% | 0.5126% | 0.9102% | 1.48% | 2.247% | 3.218% | 4.378% | 5.675% | 7.02% | 8.278% | 9.287% | 9.88% | 9.921% | 9.352% | 8.223% | 6.8% | 5.2% | 3.6% | 2.3% | 1.5% | 0% | 0% | 0% | 0% | 0% | 0% | 0% | 0% | 0% | 0% | 0% | 0% | 0% | 0% | 0% | 0% | 0% | 0%
[28 empty] | Retro50Fast | 0% | 0% | 0% | 45% | 21% | 14% | 9% | 5.954% | 2.977% | 1.323% | 0.5292% | 0.1925% | 0.06415% | 0.01974% | 0.00564% | 0.001504% | 0.000376% | 8.847e-05% | 1.966e-05% | 4.139e-06% | 8.277e-07% | 1.577e-07% | 2.867e-08% | 0% | 0% | 0% | 0% | 0% | 0% | 0% | 0% | 0% | 0% | 0% | 0% | 0% | 0% | 0% | 0% | 0% | 0%
[28 empty] | Retro20Fast | 0% | 0% | 0% | 22.12% | 15.5% | 10.73% | 8.359% | 7.324% | 6.337% | 5.429% | 4.613% | 3.892% | 3.264% | 2.724% | 2.121% | 1.652% | 1.287% | 1.002% | 0.92% | 0.72% | 0.62% | 0.52% | 0.42% | 0% | 0% | 0% | 0% | 0% | 0% | 0% | 0% | 0% | 0% | 0% | 0% | 0% | 0% | 0% | 0% | 0% | 0%
RetroEven20 | bar: 2018 to 2058
[28 empty] | Retro3Slow | 0% | 0% | 0% | 0.5532% | 0.8696% | 1.739% | 3.044% | 4.734% | 6.628% | 8.436% | 9.842% | 10.6% | 10.6% | 9.892% | 8.656% | 7.128% | 5.544% | 4.085% | 2.86% | 1.906% | 1.213% | 0.7385% | 0.5% | 0% | 0% | 0% | 0% | 0% | 0% | 0% | 0% | 0% | 0% | 0% | 0% | 0% | 0% | 0% | 0% | 0% | 0%
Original Ramp Rates
[28 empty] | Key | 2018 | 2019 | 2020 | 2021 | 2022 | 2023 | 2024 | 2025 | 2026 | 2027 | 2028 | 2029 | 2030 | 2031 | 2032 | 2033 | 2034 | 2035 | 2036 | 2037 | 2038 | 2039 | 2040 | 2041 | 2042 | 2043 | 2044 | 2045 | 2046 | 2047 | 2048 | 2049 | 2050 | 2051 | 2052 | 2053 | 2054 | 2055 | 2056 | 2057 | 2058
[28 empty] | LO12Med | 0% | 0% | 0% | 10.94% | 21.87% | 32.81% | 43.75% | 54.69% | 64.53% | 72.41% | 78.71% | 83.75% | 87.78% | 91% | 93.58% | 95.65% | 97.3% | 98.62% | 99.68% | 99.69% | 99.69% | 99.69% | 99.69% | 99.69% | 100% | 100% | 100% | 100% | 100% | 100% | 100% | 100% | 100% | 100% | 100% | 100% | 100% | 100% | 100% | 100% | 100%
[28 empty] | LO5Med | 0% | 0% | 0% | 4.3% | 9.58% | 16.04% | 23.54% | 32.1% | 42.1% | 53.07% | 64.28% | 74.84% | 83.92% | 90.95% | 95.77% | 98.65% | 100% | 100% | 100% | 100% | 100% | 100% | 100% | 100% | 100% | 100% | 100% | 100% | 100% | 100% | 100% | 100% | 100% | 100% | 100% | 100% | 100% | 100% | 100% | 100% | 100%
[28 empty] | LO1Slow | 0% | 0% | 0% | 0.5% | 0.769% | 1.679% | 3.16% | 5.407% | 8.625% | 13% | 18.68% | 25.7% | 33.98% | 43.26% | 53.14% | 63.06% | 72.42% | 80.64% | 87.33% | 92.33% | 96% | 98% | 99.6% | 99.6% | 100% | 100% | 100% | 100% | 100% | 100% | 100% | 100% | 100% | 100% | 100% | 100% | 100% | 100% | 100% | 100% | 100%
[28 empty] | LO50Fast | 0% | 0% | 0% | 45% | 66% | 80% | 89% | 94.95% | 97.93% | 99.25% | 99.78% | 99.98% | 100% | 100% | 100% | 100% | 100% | 100% | 100% | 100% | 100% | 100% | 100% | 100% | 100% | 100% | 100% | 100% | 100% | 100% | 100% | 100% | 100% | 100% | 100% | 100% | 100% | 100% | 100% | 100% | 100%
[28 empty] | LO20Fast | 0% | 0% | 0% | 22.12% | 37.62% | 48.36% | 56.72% | 64.04% | 70.38% | 75.81% | 80.42% | 84.31% | 87.58% | 90.3% | 92.42% | 94.07% | 95.36% | 96.36% | 97.14% | 97.75% | 98.4% | 98.9% | 99.6% | 99.6% | 100% | 100% | 100% | 100% | 100% | 100% | 100% | 100% | 100% | 100% | 100% | 100% | 100% | 100% | 100% | 100% | 100%
[28 empty] | LOEven20 | 0% | 0% | 0% | 5% | 10% | 15% | 20% | 25% | 30% | 35% | 40% | 45% | 50% | 55% | 60% | 65% | 70% | 75% | 80% | 85% | 90% | 95% | 100% | 100% | 100% | 100% | 100% | 100% | 100% | 100% | 100% | 100% | 100% | 100% | 100% | 100% | 100% | 100% | 100% | 100% | 100%
[28 empty] | LO3Slow | 0% | 0% | 0% | 0.5532% | 1.423% | 3.162% | 6.206% | 10.94% | 17.57% | 26% | 35.85% | 46.44% | 57.04% | 66.94% | 75.59% | 82.72% | 88.26% | 92.35% | 95.21% | 97.12% | 98.33% | 99.07% | 99.6% | 100% | 100% | 100% | 100% | 100% | 100% | 100% | 100% | 100% | 100% | 100% | 100% | 100% | 100% | 100% | 100% | 100% | 100%
[28 empty] | LO80Fast | 0% | 0% | 0% | 76% | 83% | 88% | 92% | 95% | 97% | 98% | 99% | 99% | 100% | 100% | 100% | 100% | 100% | 100% | 100% | 100% | 100% | 100% | 100% | 100% | 100% | 100% | 100% | 100% | 100% | 100% | 100% | 100% | 100% | 100% | 100% | 100% | 100% | 100% | 100% | 100% | 100%
[28 empty] | Retro12Med | 0% | 0% | 0% | 10.94% | 10.94% | 10.94% | 10.94% | 10.94% | 9.844% | 7.875% | 6.3% | 5.04% | 4.032% | 3.226% | 2.58% | 2.064% | 1.652% | 1.321% | 1.057% | 0.007209% | 0.002575% | 0.0008778% | 0.0002862% | 0.0002433% | 0.0002433% | 0.0002433% | 0.0002433% | 0.0002433% | 0.0002433% | 0.0002433% | 0.0002433% | 0.0002433% | 0.0002433% | 0.0002433% | 0.0002433% | 0.0002433% | 0.0002433% | 0.0002433% | 0.0002433% | 0.0002433% | 0.0002433%
[28 empty] | Retro5Med | 0% | 0% | 0% | 4.3% | 5.28% | 6.461% | 7.5% | 8.555% | 10% | 10.97% | 11.21% | 10.56% | 9.079% | 7.026% | 4.65% | 2.7% | 1.3% | 0.55% | 0.2% | 0.06247% | 0.01362% | 0.002238% | 0.0002686% | 0% | 0% | 0% | 0% | 0% | 0% | 0% | 0% | 0% | 0% | 0% | 0% | 0% | 0% | 0% | 0% | 0% | 0%
[28 empty] | Retro1Slow | 0% | 0% | 0% | 0.2564% | 0.5126% | 0.9102% | 1.48% | 2.247% | 3.218% | 4.378% | 5.675% | 7.02% | 8.278% | 9.287% | 9.88% | 9.921% | 9.352% | 8.223% | 6.8% | 5.2% | 3.6% | 2.3% | 1.5% | 0% | 0% | 0% | 0% | 0% | 0% | 0% | 0% | 0% | 0% | 0% | 0% | 0% | 0% | 0% | 0% | 0% | 0%
[28 empty] | Retro50Fast | 0% | 0% | 0% | 45% | 21% | 14% | 9% | 5.954% | 2.977% | 1.323% | 0.5292% | 0.1925% | 0.06415% | 0.01974% | 0.00564% | 0.001504% | 0.000376% | 8.847e-05% | 1.966e-05% | 4.139e-06% | 8.277e-07% | 1.577e-07% | 2.867e-08% | 0% | 0% | 0% | 0% | 0% | 0% | 0% | 0% | 0% | 0% | 0% | 0% | 0% | 0% | 0% | 0% | 0% | 0%
[28 empty] | Retro20Fast | 0% | 0% | 0% | 22.12% | 15.5% | 10.73% | 8.359% | 7.324% | 6.337% | 5.429% | 4.613% | 3.892% | 3.264% | 2.724% | 2.121% | 1.652% | 1.287% | 1.002% | 0.92% | 0.72% | 0.62% | 0.52% | 0.42% | 0% | 0% | 0% | 0% | 0% | 0% | 0% | 0% | 0% | 0% | 0% | 0% | 0% | 0% | 0% | 0% | 0% | 0%
RetroEven20 | bar: 2018 to 2058
[28 empty] | Retro3Slow | 0% | 0% | 0% | 0.5532% | 0.8696% | 1.739% | 3.044% | 4.734% | 6.628% | 8.436% | 9.842% | 10.6% | 10.6% | 9.892% | 8.656% | 7.128% | 5.544% | 4.085% | 2.86% | 1.906% | 1.213% | 0.7385% | 0.5% | 0% | 0% | 0% | 0% | 0% | 0% | 0% | 0% | 0% | 0% | 0% | 0% | 0% | 0% | 0% | 0% | 0% | 0%
NWPCC 2021 Plan Ramp Rates
[30 empty] | Check/Viewer |  | 2021 | 2022 | 2023 | 2024 | 2025 | 2026 | 2027 | 2028 | 2029 | 2030 | 2031 | 2032 | 2033 | 2034 | 2035 | 2036 | 2037 | 2038
[30 empty] | LO12Med | Original | 10.94% | 21.87% | 32.81% | 43.75% | 54.69% | 64.53% | 72.41% | 78.71% | 83.75% | 87.78% | 91% | 93.58% | 95.65% | 97.3% | 98.62% | 99.68% | 99.69% | 99.69%
[31 empty] | Dampened | 10.94% | 16.41% | 24.61% | 34.18% | 45.31% | 56.44% | 67.57% | 78.71% | 83.75% | 87.78% | 91% | 93.58% | 95.65% | 97.3% | 98.62% | 99.68% | 99.69% | 99.69%
Note on AN6: Walter, Kenneth: First year of forecast potential should align with beginning of ramp. Years between base and first potential year should have zeroes.
Note on AN7: Walter, Kenneth: 2025 forward matches original
Note on AN15: Walter, Kenneth: 2025 forward matches original
Note on AN33: Walter, Kenneth: First year of forecast potential should align with beginning of ramp. Years between base and first potential year should have zeroes.
Note on AN51: Walter, Kenneth: First year of forecast potential should align with beginning of ramp. Years between base and first potential year should have zeroes.
Note on AO7: Walter, Kenneth: Growth cut in half for three years
Note on AO15: Walter, Kenneth: Growth cut in half for three years
Note on AR7: Walter, Kenneth: Linear catch-up to original 2025 value
Adjusted per-measure during run time by VBA. Changes to this cell will be overwritten during run.
Adjusted per-measure during run time by VBA. Changes to this cell will be overwritten during run.
Adjusted per-measure during run time by VBA. Changes to this cell will be overwritten during run.
Adjusted per-measure during run time by VBA. Changes to this cell will be overwritten during run.

## Achievability (PNW)
Measure | Achievability
Furnace | 85%
Boiler | 85%
Unit Heater | 85%
Insulation - Roof/Ceiling | 85%
Insulation - Wall Cavity | 85%
Insulation - Ducting | 85%
HVAC - Duct Repair and Sealing | 85%
Windows - High Efficiency | 85%
Gas Boiler - Maintenance | 85%
Gas Furnace - Maintenance | 85%
Gas Boiler - Hot Water Reset | 85%
Steam Trap Maintenance | 85%
Gas Boiler - High Turndown | 85%
Gas Boiler - Burner Control Optimization | 85%
HVAC - Demand Controlled Ventilation | 85%
Gas Boiler - Stack Economizer | 85%
Gas Furnace Tube Inserts | 85%
Space Heating - Heat Recovery Ventilator | 85%
Thermostat - Programmable | 85%
ENERGY STAR Connected Thermostat | 85%
Destratification Fans (HVLS) | 85%
Gas Boiler - Insulate Steam Lines/Condensate Tank | 85%
Gas Boiler - Insulate Hot Water Lines | 85%
Process - Insulate Heated Process Fluids | 85%
Process Heat Recovery | 85%
Building Automation System | 85%
Steam System Efficiency Improvements | 85%
Strategic Energy Management | 85%
Commissioning | 85%
Retrocommissioning | 85%
Condensing RTU | 85%
Used as a multiplier on adoption ramps. Looked up from Unstacked EQ and NEM engines.

## Measure Summary
[126 empty] | Technical Potential | [79 empty] | Achievable Technical Potential | [79 empty] | TRC Economic Potential | [79 empty] | UCT Economic Potential | [79 empty] | RVT Economic Potential
| Measure | [8 empty] | 2021 Measure Information (Unstacked) | [24 empty] | Sources |  |  | Baseline Definitions - All Years | [21 empty] | Efficient Definitions - All Years | [21 empty] | Incremental Cost per Unit (2019$) - All Years | [21 empty] | Savings per Unit (kWh or therm, Stacked) - All Years | [21 empty] | Technical Potential Incremental Savings (MWh or mTherms) | [19 empty] | Technical Potential Cumulative Savings (MWh or mTherms) | [19 empty] | Technical Potential Incremental Purchases | [19 empty] | Technical Potential Cumulative Purchases | [19 empty] | Achievable Technical Potential Incremental Savings (MWh or mTherms) | [19 empty] | Achievable Technical Potential Cumulative Savings (MWh or mTherms) | [19 empty] | Achievable Technical Potential Incremental Purchases | [19 empty] | Achievable Technical Potential Cumulative Purchases | [19 empty] | TRC Economic Potential Incremental Savings (MWh or mTherms) | [19 empty] | TRC Economic Potential Cumulative Savings (MWh or mTherms) | [19 empty] | TRC Economic Potential Incremental Purchases | [19 empty] | TRC Economic Potential Cumulative Purchases | [19 empty] | UCT Economic Potential Incremental Savings (MWh or mTherms) | [19 empty] | UCT Economic Potential Cumulative Savings (MWh or mTherms) | [19 empty] | UCT Economic Potential Incremental Purchases | [19 empty] | UCT Economic Potential Cumulative Purchases | [19 empty] | RVT Economic Potential Incremental Savings (MWh or mTherms) | [19 empty] | RVT Economic Potential Cumulative Savings (MWh or mTherms) | [19 empty] | RVT Economic Potential Incremental Purchases | [19 empty] | RVT Economic Potential Cumulative Purchases | [19 empty] | TRC 20-yr Levelized Cost of Energy ($/kWh or $/therm) | [19 empty] | UCT 20-yr Levelized Cost of Energy ($/kWh or $/therm) | [19 empty] | RVT 20-yr Levelized Cost of Energy ($/kWh or $/therm)
Key | State | Sector | Segment | Vintage | End Use | Fuel | Measure | Option | Measure Identifier | Baseline Definition | Efficient Definition | Measure Life (Years) | Unit Energy Savings (Annual kWh or therm) | Unit Summer Peak Savings (kW or n/a) | Unit Winter Peak Savings (kW or n/a) | Unit Incremental Cost (2019$) | Non-Energy Impacts (2019$) | Incr. O&M (2019$) | RVT-Only NEIs (2019$) | Incentive (2019$) | Admin Cost (2019$) | Unit of Measure | Base Saturation | Applicability | Discretionary/Lost Opportunity | Ramp Rate Name | 20 Year Technical Achievable % | Assigned Loadshape | T&D Losses | TRC LCOE ($/kWh or $/therm) | TRC LCOE Bundle | UCT LCOE ($/kWh or $/therm) | UCT LCOE Bundle | Cumulative Achievable Technical Potential in 2021 (MWh or mTherms) | Lifetime Source | Costs Source | Savings Source | 2019 Baseline Definition | 2020 Baseline Definition | 2021 Baseline Definition | 2022 Baseline Definition | 2023 Baseline Definition | 2024 Baseline Definition | 2025 Baseline Definition | 2026 Baseline Definition | 2027 Baseline Definition | 2028 Baseline Definition | 2029 Baseline Definition | 2030 Baseline Definition | 2031 Baseline Definition | 2032 Baseline Definition | 2033 Baseline Definition | 2034 Baseline Definition | 2035 Baseline Definition | 2036 Baseline Definition | 2037 Baseline Definition | 2038 Baseline Definition | 2039 Baseline Definition | 2040 Baseline Definition | 2019 Efficient Definition | 2020 Efficient Definition | 2021 Efficient Definition | 2022 Efficient Definition | 2023 Efficient Definition | 2024 Efficient Definition | 2025 Efficient Definition | 2026 Efficient Definition | 2027 Efficient Definition | 2028 Efficient Definition | 2029 Efficient Definition | 2030 Efficient Definition | 2031 Efficient Definition | 2032 Efficient Definition | 2033 Efficient Definition | 2034 Efficient Definition | 2035 Efficient Definition | 2036 Efficient Definition | 2037 Efficient Definition | 2038 Efficient Definition | 2039 Efficient Definition | 2040 Efficient Definition | 2019 Inc. Cost/Unit ($) | 2020 Inc. Cost/Unit ($) | 2021 Inc. Cost/Unit ($) | 2022 Inc. Cost/Unit ($) | 2023 Inc. Cost/Unit ($) | 2024 Inc. Cost/Unit ($) | 2025 Inc. Cost/Unit ($) | 2026 Inc. Cost/Unit ($) | 2027 Inc. Cost/Unit ($) | 2028 Inc. Cost/Unit ($) | 2029 Inc. Cost/Unit ($) | 2030 Inc. Cost/Unit ($) | 2031 Inc. Cost/Unit ($) | 2032 Inc. Cost/Unit ($) | 2033 Inc. Cost/Unit ($) | 2034 Inc. Cost/Unit ($) | 2035 Inc. Cost/Unit ($) | 2036 Inc. Cost/Unit ($) | 2037 Inc. Cost/Unit ($) | 2038 Inc. Cost/Unit ($) | 2039 Inc. Cost/Unit ($) | 2040 Inc. Cost/Unit ($) | 2019 Savings/Unit (kWh or therm) | 2020 Savings/Unit (kWh or therm) | 2021 Savings/Unit (kWh or therm) | 2022 Savings/Unit (kWh or therm) | 2023 Savings/Unit (kWh or therm) | 2024 Savings/Unit (kWh or therm) | 2025 Savings/Unit (kWh or therm) | 2026 Savings/Unit (kWh or therm) | 2027 Savings/Unit (kWh or therm) | 2028 Savings/Unit (kWh or therm) | 2029 Savings/Unit (kWh or therm) | 2030 Savings/Unit (kWh or therm) | 2031 Savings/Unit (kWh or therm) | 2032 Savings/Unit (kWh or therm) | 2033 Savings/Unit (kWh or therm) | 2034 Savings/Unit (kWh or therm) | 2035 Savings/Unit (kWh or therm) | 2036 Savings/Unit (kWh or therm) | 2037 Savings/Unit (kWh or therm) | 2038 Savings/Unit (kWh or therm) | 2039 Savings/Unit (kWh or therm) | 2040 Savings/Unit (kWh or therm) | 2021 TP Incr. Savings (MWh or mTherms) | 2022 TP Incr. Savings (MWh or mTherms) | 2023 TP Incr. Savings (MWh or mTherms) | 2024 TP Incr. Savings (MWh or mTherms) | 2025 TP Incr. Savings (MWh or mTherms) | 2026 TP Incr. Savings (MWh or mTherms) | 2027 TP Incr. Savings (MWh or mTherms) | 2028 TP Incr. Savings (MWh or mTherms) | 2029 TP Incr. Savings (MWh or mTherms) | 2030 TP Incr. Savings (MWh or mTherms) | 2031 TP Incr. Savings (MWh or mTherms) | 2032 TP Incr. Savings (MWh or mTherms) | 2033 TP Incr. Savings (MWh or mTherms) | 2034 TP Incr. Savings (MWh or mTherms) | 2035 TP Incr. Savings (MWh or mTherms) | 2036 TP Incr. Savings (MWh or mTherms) | 2037 TP Incr. Savings (MWh or mTherms) | 2038 TP Incr. Savings (MWh or mTherms) | 2039 TP Incr. Savings (MWh or mTherms) | 2040 TP Incr. Savings (MWh or mTherms) | 2021 TP Cumul. Savings (MWh or mTherms) | 2022 TP Cumul. Savings (MWh or mTherms) | 2023 TP Cumul. Savings (MWh or mTherms) | 2024 TP Cumul. Savings (MWh or mTherms) | 2025 TP Cumul. Savings (MWh or mTherms) | 2026 TP Cumul. Savings (MWh or mTherms) | 2027 TP Cumul. Savings (MWh or mTherms) | 2028 TP Cumul. Savings (MWh or mTherms) | 2029 TP Cumul. Savings (MWh or mTherms) | 2030 TP Cumul. Savings (MWh or mTherms) | 2031 TP Cumul. Savings (MWh or mTherms) | 2032 TP Cumul. Savings (MWh or mTherms) | 2033 TP Cumul. Savings (MWh or mTherms) | 2034 TP Cumul. Savings (MWh or mTherms) | 2035 TP Cumul. Savings (MWh or mTherms) | 2036 TP Cumul. Savings (MWh or mTherms) | 2037 TP Cumul. Savings (MWh or mTherms) | 2038 TP Cumul. Savings (MWh or mTherms) | 2039 TP Cumul. Savings (MWh or mTherms) | 2040 TP Cumul. Savings (MWh or mTherms) | 2021 TP Incr. Purchases | 2022 TP Incr. Purchases | 2023 TP Incr. Purchases | 2024 TP Incr. Purchases | 2025 TP Incr. Purchases | 2026 TP Incr. Purchases | 2027 TP Incr. Purchases | 2028 TP Incr. Purchases | 2029 TP Incr. Purchases | 2030 TP Incr. Purchases | 2031 TP Incr. Purchases | 2032 TP Incr. Purchases | 2033 TP Incr. Purchases | 2034 TP Incr. Purchases | 2035 TP Incr. Purchases | 2036 TP Incr. Purchases | 2037 TP Incr. Purchases | 2038 TP Incr. Purchases | 2039 TP Incr. Purchases | 2040 TP Incr. Purchases | 2021 TP Cumul. Purchases | 2022 TP Cumul. Purchases | 2023 TP Cumul. Purchases | 2024 TP Cumul. Purchases | 2025 TP Cumul. Purchases | 2026 TP Cumul. Purchases | 2027 TP Cumul. Purchases | 2028 TP Cumul. Purchases | 2029 TP Cumul. Purchases | 2030 TP Cumul. Purchases | 2031 TP Cumul. Purchases | 2032 TP Cumul. Purchases | 2033 TP Cumul. Purchases | 2034 TP Cumul. Purchases | 2035 TP Cumul. Purchases | 2036 TP Cumul. Purchases | 2037 TP Cumul. Purchases | 2038 TP Cumul. Purchases | 2039 TP Cumul. Purchases | 2040 TP Cumul. Purchases | 2021 ATP Incr. Savings (MWh or mTherms) | 2022 ATP Incr. Savings (MWh or mTherms) | 2023 ATP Incr. Savings (MWh or mTherms) | 2024 ATP Incr. Savings (MWh or mTherms) | 2025 ATP Incr. Savings (MWh or mTherms) | 2026 ATP Incr. Savings (MWh or mTherms) | 2027 ATP Incr. Savings (MWh or mTherms) | 2028 ATP Incr. Savings (MWh or mTherms) | 2029 ATP Incr. Savings (MWh or mTherms) | 2030 ATP Incr. Savings (MWh or mTherms) | 2031 ATP Incr. Savings (MWh or mTherms) | 2032 ATP Incr. Savings (MWh or mTherms) | 2033 ATP Incr. Savings (MWh or mTherms) | 2034 ATP Incr. Savings (MWh or mTherms) | 2035 ATP Incr. Savings (MWh or mTherms) | 2036 ATP Incr. Savings (MWh or mTherms) | 2037 ATP Incr. Savings (MWh or mTherms) | 2038 ATP Incr. Savings (MWh or mTherms) | 2039 ATP Incr. Savings (MWh or mTherms) | 2040 ATP Incr. Savings (MWh or mTherms) | 2021 ATP Cumul. Savings (MWh or mTherms) | 2022 ATP Cumul. Savings (MWh or mTherms) | 2023 ATP Cumul. Savings (MWh or mTherms) | 2024 ATP Cumul. Savings (MWh or mTherms) | 2025 ATP Cumul. Savings (MWh or mTherms) | 2026 ATP Cumul. Savings (MWh or mTherms) | 2027 ATP Cumul. Savings (MWh or mTherms) | 2028 ATP Cumul. Savings (MWh or mTherms) | 2029 ATP Cumul. Savings (MWh or mTherms) | 2030 ATP Cumul. Savings (MWh or mTherms) | 2031 ATP Cumul. Savings (MWh or mTherms) | 2032 ATP Cumul. Savings (MWh or mTherms) | 2033 ATP Cumul. Savings (MWh or mTherms) | 2034 ATP Cumul. Savings (MWh or mTherms) | 2035 ATP Cumul. Savings (MWh or mTherms) | 2036 ATP Cumul. Savings (MWh or mTherms) | 2037 ATP Cumul. Savings (MWh or mTherms) | 2038 ATP Cumul. Savings (MWh or mTherms) | 2039 ATP Cumul. Savings (MWh or mTherms) | 2040 ATP Cumul. Savings (MWh or mTherms) | 2021 ATP Incr. Purchases | 2022 ATP Incr. Purchases | 2023 ATP Incr. Purchases | 2024 ATP Incr. Purchases | 2025 ATP Incr. Purchases | 2026 ATP Incr. Purchases | 2027 ATP Incr. Purchases | 2028 ATP Incr. Purchases | 2029 ATP Incr. Purchases | 2030 ATP Incr. Purchases | 2031 ATP Incr. Purchases | 2032 ATP Incr. Purchases | 2033 ATP Incr. Purchases | 2034 ATP Incr. Purchases | 2035 ATP Incr. Purchases | 2036 ATP Incr. Purchases | 2037 ATP Incr. Purchases | 2038 ATP Incr. Purchases | 2039 ATP Incr. Purchases | 2040 ATP Incr. Purchases | 2021 ATP Cumul. Purchases | 2022 ATP Cumul. Purchases | 2023 ATP Cumul. Purchases | 2024 ATP Cumul. Purchases | 2025 ATP Cumul. Purchases | 2026 ATP Cumul. Purchases | 2027 ATP Cumul. Purchases | 2028 ATP Cumul. Purchases | 2029 ATP Cumul. Purchases | 2030 ATP Cumul. Purchases | 2031 ATP Cumul. Purchases | 2032 ATP Cumul. Purchases | 2033 ATP Cumul. Purchases | 2034 ATP Cumul. Purchases | 2035 ATP Cumul. Purchases | 2036 ATP Cumul. Purchases | 2037 ATP Cumul. Purchases | 2038 ATP Cumul. Purchases | 2039 ATP Cumul. Purchases | 2040 ATP Cumul. Purchases | 2021 TRC Incr. Savings (MWh or mTherms) | 2022 TRC Incr. Savings (MWh or mTherms) | 2023 TRC Incr. Savings (MWh or mTherms) | 2024 TRC Incr. Savings (MWh or mTherms) | 2025 TRC Incr. Savings (MWh or mTherms) | 2026 TRC Incr. Savings (MWh or mTherms) | 2027 TRC Incr. Savings (MWh or mTherms) | 2028 TRC Incr. Savings (MWh or mTherms) | 2029 TRC Incr. Savings (MWh or mTherms) | 2030 TRC Incr. Savings (MWh or mTherms) | 2031 TRC Incr. Savings (MWh or mTherms) | 2032 TRC Incr. Savings (MWh or mTherms) | 2033 TRC Incr. Savings (MWh or mTherms) | 2034 TRC Incr. Savings (MWh or mTherms) | 2035 TRC Incr. Savings (MWh or mTherms) | 2036 TRC Incr. Savings (MWh or mTherms) | 2037 TRC Incr. Savings (MWh or mTherms) | 2038 TRC Incr. Savings (MWh or mTherms) | 2039 TRC Incr. Savings (MWh or mTherms) | 2040 TRC Incr. Savings (MWh or mTherms) | 2021 TRC Cumul. Savings (MWh or mTherms) | 2022 TRC Cumul. Savings (MWh or mTherms) | 2023 TRC Cumul. Savings (MWh or mTherms) | 2024 TRC Cumul. Savings (MWh or mTherms) | 2025 TRC Cumul. Savings (MWh or mTherms) | 2026 TRC Cumul. Savings (MWh or mTherms) | 2027 TRC Cumul. Savings (MWh or mTherms) | 2028 TRC Cumul. Savings (MWh or mTherms) | 2029 TRC Cumul. Savings (MWh or mTherms) | 2030 TRC Cumul. Savings (MWh or mTherms) | 2031 TRC Cumul. Savings (MWh or mTherms) | 2032 TRC Cumul. Savings (MWh or mTherms) | 2033 TRC Cumul. Savings (MWh or mTherms) | 2034 TRC Cumul. Savings (MWh or mTherms) | 2035 TRC Cumul. Savings (MWh or mTherms) | 2036 TRC Cumul. Savings (MWh or mTherms) | 2037 TRC Cumul. Savings (MWh or mTherms) | 2038 TRC Cumul. Savings (MWh or mTherms) | 2039 TRC Cumul. Savings (MWh or mTherms) | 2040 TRC Cumul. Savings (MWh or mTherms) | 2021 TRC Incr. Purchases | 2022 TRC Incr. Purchases | 2023 TRC Incr. Purchases | 2024 TRC Incr. Purchases | 2025 TRC Incr. Purchases | 2026 TRC Incr. Purchases | 2027 TRC Incr. Purchases | 2028 TRC Incr. Purchases | 2029 TRC Incr. Purchases | 2030 TRC Incr. Purchases | 2031 TRC Incr. Purchases | 2032 TRC Incr. Purchases | 2033 TRC Incr. Purchases | 2034 TRC Incr. Purchases | 2035 TRC Incr. Purchases | 2036 TRC Incr. Purchases | 2037 TRC Incr. Purchases | 2038 TRC Incr. Purchases | 2039 TRC Incr. Purchases | 2040 TRC Incr. Purchases | 2021 TRC Cumul. Purchases | 2022 TRC Cumul. Purchases | 2023 TRC Cumul. Purchases | 2024 TRC Cumul. Purchases | 2025 TRC Cumul. Purchases | 2026 TRC Cumul. Purchases | 2027 TRC Cumul. Purchases | 2028 TRC Cumul. Purchases | 2029 TRC Cumul. Purchases | 2030 TRC Cumul. Purchases | 2031 TRC Cumul. Purchases | 2032 TRC Cumul. Purchases | 2033 TRC Cumul. Purchases | 2034 TRC Cumul. Purchases | 2035 TRC Cumul. Purchases | 2036 TRC Cumul. Purchases | 2037 TRC Cumul. Purchases | 2038 TRC Cumul. Purchases | 2039 TRC Cumul. Purchases | 2040 TRC Cumul. Purchases | 2021 UCT Incr. Savings (MWh or mTherms) | 2022 UCT Incr. Savings (MWh or mTherms) | 2023 UCT Incr. Savings (MWh or mTherms) | 2024 UCT Incr. Savings (MWh or mTherms) | 2025 UCT Incr. Savings (MWh or mTherms) | 2026 UCT Incr. Savings (MWh or mTherms) | 2027 UCT Incr. Savings (MWh or mTherms) | 2028 UCT Incr. Savings (MWh or mTherms) | 2029 UCT Incr. Savings (MWh or mTherms) | 2030 UCT Incr. Savings (MWh or mTherms) | 2031 UCT Incr. Savings (MWh or mTherms) | 2032 UCT Incr. Savings (MWh or mTherms) | 2033 UCT Incr. Savings (MWh or mTherms) | 2034 UCT Incr. Savings (MWh or mTherms) | 2035 UCT Incr. Savings (MWh or mTherms) | 2036 UCT Incr. Savings (MWh or mTherms) | 2037 UCT Incr. Savings (MWh or mTherms) | 2038 UCT Incr. Savings (MWh or mTherms) | 2039 UCT Incr. Savings (MWh or mTherms) | 2040 UCT Incr. Savings (MWh or mTherms) | 2021 UCT Cumul. Savings (MWh or mTherms) | 2022 UCT Cumul. Savings (MWh or mTherms) | 2023 UCT Cumul. Savings (MWh or mTherms) | 2024 UCT Cumul. Savings (MWh or mTherms) | 2025 UCT Cumul. Savings (MWh or mTherms) | 2026 UCT Cumul. Savings (MWh or mTherms) | 2027 UCT Cumul. Savings (MWh or mTherms) | 2028 UCT Cumul. Savings (MWh or mTherms) | 2029 UCT Cumul. Savings (MWh or mTherms) | 2030 UCT Cumul. Savings (MWh or mTherms) | 2031 UCT Cumul. Savings (MWh or mTherms) | 2032 UCT Cumul. Savings (MWh or mTherms) | 2033 UCT Cumul. Savings (MWh or mTherms) | 2034 UCT Cumul. Savings (MWh or mTherms) | 2035 UCT Cumul. Savings (MWh or mTherms) | 2036 UCT Cumul. Savings (MWh or mTherms) | 2037 UCT Cumul. Savings (MWh or mTherms) | 2038 UCT Cumul. Savings (MWh or mTherms) | 2039 UCT Cumul. Savings (MWh or mTherms) | 2040 UCT Cumul. Savings (MWh or mTherms) | 2021 UCT Incr. Purchases | 2022 UCT Incr. Purchases | 2023 UCT Incr. Purchases | 2024 UCT Incr. Purchases | 2025 UCT Incr. Purchases | 2026 UCT Incr. Purchases | 2027 UCT Incr. Purchases | 2028 UCT Incr. Purchases | 2029 UCT Incr. Purchases | 2030 UCT Incr. Purchases | 2031 UCT Incr. Purchases | 2032 UCT Incr. Purchases | 2033 UCT Incr. Purchases | 2034 UCT Incr. Purchases | 2035 UCT Incr. Purchases | 2036 UCT Incr. Purchases | 2037 UCT Incr. Purchases | 2038 UCT Incr. Purchases | 2039 UCT Incr. Purchases | 2040 UCT Incr. Purchases | 2021 UCT Cumul. Purchases | 2022 UCT Cumul. Purchases | 2023 UCT Cumul. Purchases | 2024 UCT Cumul. Purchases | 2025 UCT Cumul. Purchases | 2026 UCT Cumul. Purchases | 2027 UCT Cumul. Purchases | 2028 UCT Cumul. Purchases | 2029 UCT Cumul. Purchases | 2030 UCT Cumul. Purchases | 2031 UCT Cumul. Purchases | 2032 UCT Cumul. Purchases | 2033 UCT Cumul. Purchases | 2034 UCT Cumul. Purchases | 2035 UCT Cumul. Purchases | 2036 UCT Cumul. Purchases | 2037 UCT Cumul. Purchases | 2038 UCT Cumul. Purchases | 2039 UCT Cumul. Purchases | 2040 UCT Cumul. Purchases | 2021 RVT Incr. Savings (MWh or mTherms) | 2022 RVT Incr. Savings (MWh or mTherms) | 2023 RVT Incr. Savings (MWh or mTherms) | 2024 RVT Incr. Savings (MWh or mTherms) | 2025 RVT Incr. Savings (MWh or mTherms) | 2026 RVT Incr. Savings (MWh or mTherms) | 2027 RVT Incr. Savings (MWh or mTherms) | 2028 RVT Incr. Savings (MWh or mTherms) | 2029 RVT Incr. Savings (MWh or mTherms) | 2030 RVT Incr. Savings (MWh or mTherms) | 2031 RVT Incr. Savings (MWh or mTherms) | 2032 RVT Incr. Savings (MWh or mTherms) | 2033 RVT Incr. Savings (MWh or mTherms) | 2034 RVT Incr. Savings (MWh or mTherms) | 2035 RVT Incr. Savings (MWh or mTherms) | 2036 RVT Incr. Savings (MWh or mTherms) | 2037 RVT Incr. Savings (MWh or mTherms) | 2038 RVT Incr. Savings (MWh or mTherms) | 2039 RVT Incr. Savings (MWh or mTherms) | 2040 RVT Incr. Savings (MWh or mTherms) | 2021 RVT Cumul. Savings (MWh or mTherms) | 2022 RVT Cumul. Savings (MWh or mTherms) | 2023 RVT Cumul. Savings (MWh or mTherms) | 2024 RVT Cumul. Savings (MWh or mTherms) | 2025 RVT Cumul. Savings (MWh or mTherms) | 2026 RVT Cumul. Savings (MWh or mTherms) | 2027 RVT Cumul. Savings (MWh or mTherms) | 2028 RVT Cumul. Savings (MWh or mTherms) | 2029 RVT Cumul. Savings (MWh or mTherms) | 2030 RVT Cumul. Savings (MWh or mTherms) | 2031 RVT Cumul. Savings (MWh or mTherms) | 2032 RVT Cumul. Savings (MWh or mTherms) | 2033 RVT Cumul. Savings (MWh or mTherms) | 2034 RVT Cumul. Savings (MWh or mTherms) | 2035 RVT Cumul. Savings (MWh or mTherms) | 2036 RVT Cumul. Savings (MWh or mTherms) | 2037 RVT Cumul. Savings (MWh or mTherms) | 2038 RVT Cumul. Savings (MWh or mTherms) | 2039 RVT Cumul. Savings (MWh or mTherms) | 2040 RVT Cumul. Savings (MWh or mTherms) | 2021 RVT Incr. Purchases | 2022 RVT Incr. Purchases | 2023 RVT Incr. Purchases | 2024 RVT Incr. Purchases | 2025 RVT Incr. Purchases | 2026 RVT Incr. Purchases | 2027 RVT Incr. Purchases | 2028 RVT Incr. Purchases | 2029 RVT Incr. Purchases | 2030 RVT Incr. Purchases | 2031 RVT Incr. Purchases | 2032 RVT Incr. Purchases | 2033 RVT Incr. Purchases | 2034 RVT Incr. Purchases | 2035 RVT Incr. Purchases | 2036 RVT Incr. Purchases | 2037 RVT Incr. Purchases | 2038 RVT Incr. Purchases | 2039 RVT Incr. Purchases | 2040 RVT Incr. Purchases | 2021 RVT Cumul. Purchases | 2022 RVT Cumul. Purchases | 2023 RVT Cumul. Purchases | 2024 RVT Cumul. Purchases | 2025 RVT Cumul. Purchases | 2026 RVT Cumul. Purchases | 2027 RVT Cumul. Purchases | 2028 RVT Cumul. Purchases | 2029 RVT Cumul. Purchases | 2030 RVT Cumul. Purchases | 2031 RVT Cumul. Purchases | 2032 RVT Cumul. Purchases | 2033 RVT Cumul. Purchases | 2034 RVT Cumul. Purchases | 2035 RVT Cumul. Purchases | 2036 RVT Cumul. Purchases | 2037 RVT Cumul. Purchases | 2038 RVT Cumul. Purchases | 2039 RVT Cumul. Purchases | 2040 RVT Cumul. Purchases | 2021 TRC LCOE ($/kWh or $/therm) | 2022 TRC LCOE ($/kWh or $/therm) | 2023 TRC LCOE ($/kWh or $/therm) | 2024 TRC LCOE ($/kWh or $/therm) | 2025 TRC LCOE ($/kWh or $/therm) | 2026 TRC LCOE ($/kWh or $/therm) | 2027 TRC LCOE ($/kWh or $/therm) | 2028 TRC LCOE ($/kWh or $/therm) | 2029 TRC LCOE ($/kWh or $/therm) | 2030 TRC LCOE ($/kWh or $/therm) | 2031 TRC LCOE ($/kWh or $/therm) | 2032 TRC LCOE ($/kWh or $/therm) | 2033 TRC LCOE ($/kWh or $/therm) | 2034 TRC LCOE ($/kWh or $/therm) | 2035 TRC LCOE ($/kWh or $/therm) | 2036 TRC LCOE ($/kWh or $/therm) | 2037 TRC LCOE ($/kWh or $/therm) | 2038 TRC LCOE ($/kWh or $/therm) | 2039 TRC LCOE ($/kWh or $/therm) | 2040 TRC LCOE ($/kWh or $/therm) | 2021 UCT LCOE ($/kWh or $/therm) | 2022 UCT LCOE ($/kWh or $/therm) | 2023 UCT LCOE ($/kWh or $/therm) | 2024 UCT LCOE ($/kWh or $/therm) | 2025 UCT LCOE ($/kWh or $/therm) | 2026 UCT LCOE ($/kWh or $/therm) | 2027 UCT LCOE ($/kWh or $/therm) | 2028 UCT LCOE ($/kWh or $/therm) | 2029 UCT LCOE ($/kWh or $/therm) | 2030 UCT LCOE ($/kWh or $/therm) | 2031 UCT LCOE ($/kWh or $/therm) | 2032 UCT LCOE ($/kWh or $/therm) | 2033 UCT LCOE ($/kWh or $/therm) | 2034 UCT LCOE ($/kWh or $/therm) | 2035 UCT LCOE ($/kWh or $/therm) | 2036 UCT LCOE ($/kWh or $/therm) | 2037 UCT LCOE ($/kWh or $/therm) | 2038 UCT LCOE ($/kWh or $/therm) | 2039 UCT LCOE ($/kWh or $/therm) | 2040 UCT LCOE ($/kWh or $/therm) | 2021 RVT LCOE ($/kWh or $/therm) | 2022 RVT LCOE ($/kWh or $/therm) | 2023 RVT LCOE ($/kWh or $/therm) | 2024 RVT LCOE ($/kWh or $/therm) | 2025 RVT LCOE ($/kWh or $/therm) | 2026 RVT LCOE ($/kWh or $/therm) | 2027 RVT LCOE ($/kWh or $/therm) | 2028 RVT LCOE ($/kWh or $/therm) | 2029 RVT LCOE ($/kWh or $/therm) | 2030 RVT LCOE ($/kWh or $/therm) | 2031 RVT LCOE ($/kWh or $/therm) | 2032 RVT LCOE ($/kWh or $/therm) | 2033 RVT LCOE ($/kWh or $/therm) | 2034 RVT LCOE ($/kWh or $/therm) | 2035 RVT LCOE ($/kWh or $/therm) | 2036 RVT LCOE ($/kWh or $/therm) | 2037 RVT LCOE ($/kWh or $/therm) | 2038 RVT LCOE ($/kWh or $/therm) | 2039 RVT LCOE ($/kWh or $/therm) | 2040 RVT LCOE ($/kWh or $/therm)
WA_Industrial_Food Products_Existing_Space Heating_Natural Gas_Furnace_A | WA | Industrial | Food Products | Existing | Space Heating | Natural Gas | Furnace | A | IE1 | AFUE 80% (Standard) | AFUE 96% | 23 | 1443.5459 | 0 | 0 | 1826.85 | -10.15 | 0 | 0 | 368.3162 | 405.1478 | 400 kBtu/hr | 33.46% | 30% | Turnover | LO12Med | 25.42% | TBD | 0.2% | 92.1878 |  | 33.3548 |  | 0.0054214 | EIA 2018 Tech Forecast | EIA 2018 Tech Forecast | AEG BEST | AFUE 80% (Standard) | AFUE 80% (Standard) | AFUE 80% (Standard) | AFUE 80% (Standard) | AFUE 80% (Standard) | AFUE 80% (Standard) | AFUE 80% (Standard) | AFUE 80% (Standard) | AFUE 80% (Standard) | AFUE 80% (Standard) | AFUE 80% (Standard) | AFUE 80% (Standard) | AFUE 80% (Standard) | AFUE 80% (Standard) | AFUE 80% (Standard) | AFUE 80% (Standard) | AFUE 80% (Standard) | AFUE 80% (Standard) | AFUE 80% (Standard) | AFUE 80% (Standard) | AFUE 80% (Standard) | AFUE 80% (Standard) | AFUE 96% | AFUE 96% | AFUE 96% | AFUE 96% | AFUE 96% | AFUE 96% | AFUE 96% | AFUE 96% | AFUE 96% | AFUE 96% | AFUE 96% | AFUE 96% | AFUE 96% | AFUE 96% | AFUE 96% | AFUE 96% | AFUE 96% | AFUE 96% | AFUE 96% | AFUE 96% | AFUE 96% | AFUE 96% | 1826.85 | 1826.85 | 1826.85 | 1826.85 | 1826.85 | 1826.85 | 1826.85 | 1826.85 | 1826.85 | 1826.85 | 1826.85 | 1826.85 | 1826.85 | 1826.85 | 1826.85 | 1826.85 | 1826.85 | 1826.85 | 1826.85 | 1826.85 | 1826.85 | 1826.85 | 0 | 1443.5459 | 1443.5459 | 1443.5459 | 1443.5459 | 1443.5459 | 1443.5459 | 1443.5459 | 1443.5459 | 1443.5459 | 1443.5459 | 1443.5459 | 1443.5459 | 1443.5459 | 1443.5459 | 1443.5459 | 1443.5459 | 1443.5459 | 1443.5459 | 1443.5459 | 1443.5459 | 1443.5459 | 0.19438 | 0.20219 | 0.20903 | 0.21497 | 0.2201 | 0.22447 | 0.22815 | 0.23121 | 0.23369 | 0.23563 | 0.21795 | 0.20159 | 0.18646 | 0.17247 | 0.15953 | 0.14755 | 0.13648 | 0.13667 | 0.13716 | 0.13788 | 0.19438 | 0.39657 | 0.6056 | 0.82057 | 1.0407 | 1.2651 | 1.4933 | 1.7245 | 1.9582 | 2.1938 | 2.4118 | 2.6134 | 2.7998 | 2.9723 | 3.1318 | 3.2794 | 3.4158 | 3.5525 | 3.6897 | 3.8276 | 0.13466 | 0.14007 | 0.1448 | 0.14892 | 0.15247 | 0.1555 | 0.15805 | 0.16017 | 0.16188 | 0.16323 | 0.15098 | 0.13965 | 0.12917 | 0.11948 | 0.11051 | 0.10222 | 0.094544 | 0.094677 | 0.095017 | 0.095513 | 0.13466 | 0.27472 | 0.41952 | 0.56844 | 0.72091 | 0.87641 | 1.0345 | 1.1946 | 1.3565 | 1.5197 | 1.6707 | 1.8104 | 1.9395 | 2.059 | 2.1695 | 2.2717 | 2.3663 | 2.461 | 2.556 | 2.6515 | 0.0054214 | 0.011278 | 0.01749 | 0.023983 | 0.030693 | 0.036937 | 0.042125 | 0.046403 | 0.049904 | 0.052743 | 0.050577 | 0.048108 | 0.045479 | 0.042792 | 0.040118 | 0.037505 | 0.034693 | 0.034742 | 0.034867 | 0.035049 | 0.0054214 | 0.0167 | 0.03419 | 0.058172 | 0.088865 | 0.1258 | 0.16793 | 0.21433 | 0.26423 | 0.31698 | 0.36756 | 0.41566 | 0.46114 | 0.50393 | 0.54405 | 0.58156 | 0.61625 | 0.65099 | 0.68586 | 0.72091 | 0.0037556 | 0.007813 | 0.012116 | 0.016614 | 0.021262 | 0.025588 | 0.029182 | 0.032145 | 0.03457 | 0.036537 | 0.035037 | 0.033326 | 0.031505 | 0.029644 | 0.027791 | 0.025981 | 0.024033 | 0.024067 | 0.024154 | 0.02428 | 0.0037556 | 0.011569 | 0.023684 | 0.040298 | 0.06156 | 0.087148 | 0.11633 | 0.14848 | 0.18305 | 0.21958 | 0.25462 | 0.28795 | 0.31945 | 0.34909 | 0.37689 | 0.40287 | 0.4269 | 0.45097 | 0.47512 | 0.4994 | 0.0054214 | 0.011278 | 0.01749 | 0.023983 | 0.030693 | 0.036937 | 0.042125 | 0.046403 | 0.049904 | 0.052743 | 0.050577 | 0.048108 | 0.045479 | 0.042792 | 0.040118 | 0.037505 | 0.034693 | 0.034742 | 0.034867 | 0.035049 | 0.0054214 | 0.0167 | 0.03419 | 0.058172 | 0.088865 | 0.1258 | 0.16793 | 0.21433 | 0.26423 | 0.31698 | 0.36756 | 0.41566 | 0.46114 | 0.50393 | 0.54405 | 0.58156 | 0.61625 | 0.65099 | 0.68586 | 0.72091 | 0.0037556 | 0.007813 | 0.012116 | 0.016614 | 0.021262 | 0.025588 | 0.029182 | 0.032145 | 0.03457 | 0.036537 | 0.035037 | 0.033326 | 0.031505 | 0.029644 | 0.027791 | 0.025981 | 0.024033 | 0.024067 | 0.024154 | 0.02428 | 0.0037556 | 0.011569 | 0.023684 | 0.040298 | 0.06156 | 0.087148 | 0.11633 | 0.14848 | 0.18305 | 0.21958 | 0.25462 | 0.28795 | 0.31945 | 0.34909 | 0.37689 | 0.40287 | 0.4269 | 0.45097 | 0.47512 | 0.4994 | 0.0054214 | 0.011278 | 0.01749 | 0.023983 | 0.030693 | 0.036937 | 0.042125 | 0.046403 | 0.049904 | 0.052743 | 0.050577 | 0.048108 | 0.045479 | 0.042792 | 0.040118 | 0.037505 | 0.034693 | 0.034742 | 0.034867 | 0.035049 | 0.0054214 | 0.0167 | 0.03419 | 0.058172 | 0.088865 | 0.1258 | 0.16793 | 0.21433 | 0.26423 | 0.31698 | 0.36756 | 0.41566 | 0.46114 | 0.50393 | 0.54405 | 0.58156 | 0.61625 | 0.65099 | 0.68586 | 0.72091 | 0.0037556 | 0.007813 | 0.012116 | 0.016614 | 0.021262 | 0.025588 | 0.029182 | 0.032145 | 0.03457 | 0.036537 | 0.035037 | 0.033326 | 0.031505 | 0.029644 | 0.027791 | 0.025981 | 0.024033 | 0.024067 | 0.024154 | 0.02428 | 0.0037556 | 0.011569 | 0.023684 | 0.040298 | 0.06156 | 0.087148 | 0.11633 | 0.14848 | 0.18305 | 0.21958 | 0.25462 | 0.28795 | 0.31945 | 0.34909 | 0.37689 | 0.40287 | 0.4269 | 0.45097 | 0.47512 | 0.4994 | 0.0054214 | 0.011278 | 0.01749 | 0.023983 | 0.030693 | 0.036937 | 0.042125 | 0.046403 | 0.049904 | 0.052743 | 0.050577 | 0.048108 | 0.045479 | 0.042792 | 0.040118 | 0.037505 | 0.034693 | 0.034742 | 0.034867 | 0.035049 | 0.0054214 | 0.0167 | 0.03419 | 0.058172 | 0.088865 | 0.1258 | 0.16793 | 0.21433 | 0.26423 | 0.31698 | 0.36756 | 0.41566 | 0.46114 | 0.50393 | 0.54405 | 0.58156 | 0.61625 | 0.65099 | 0.68586 | 0.72091 | 0.0037556 | 0.007813 | 0.012116 | 0.016614 | 0.021262 | 0.025588 | 0.029182 | 0.032145 | 0.03457 | 0.036537 | 0.035037 | 0.033326 | 0.031505 | 0.029644 | 0.027791 | 0.025981 | 0.024033 | 0.024067 | 0.024154 | 0.02428 | 0.0037556 | 0.011569 | 0.023684 | 0.040298 | 0.06156 | 0.087148 | 0.11633 | 0.14848 | 0.18305 | 0.21958 | 0.25462 | 0.28795 | 0.31945 | 0.34909 | 0.37689 | 0.40287 | 0.4269 | 0.45097 | 0.47512 | 0.4994 | 92.5514 | 92.5514 | 92.5514 | 92.5514 | 92.5514 | 92.5514 | 92.5514 | 92.5514 | 92.5514 | 92.5514 | 92.5514 | 92.5514 | 92.5514 | 92.5514 | 92.5514 | 92.5514 | 92.5514 | 92.5514 | 92.5514 | 92.5514 | 33.3563 | 33.3563 | 33.3563 | 33.3563 | 33.3563 | 33.3563 | 33.3563 | 33.3563 | 33.3563 | 33.3563 | 33.3563 | 33.3563 | 33.3563 | 33.3563 | 33.3563 | 33.3563 | 33.3563 | 33.3563 | 33.3563 | 33.3563
WA_Industrial_Food Products_Existing_Space Heating_Natural Gas_Boiler_A | WA | Industrial | Food Products | Existing | Space Heating | Natural Gas | Boiler | A | IE2 | AFUE 80% (Standard) | AFUE 97% | 25 | 6227.3193 | 0 | 0 | 14611.16 | 0 | 0 | 0 | 13751.6839 | 15126.8522 | 800 kBtu/hr | 41.94% | 100% | Turnover | LO50Fast | 85% | TBD | 0.2% | 309.5242 |  | 273.3774 |  | 0.081386 | EIA 2018 Tech Forecast | EIA 2018 Tech Forecast | GBLR-Heating-EIA14-2014 Ref. Case-6 | AFUE 80% (Standard) | AFUE 80% (Standard) | AFUE 80% (Standard) | AFUE 80% (Standard) | AFUE 80% (Standard) | AFUE 80% (Standard) | AFUE 80% (Standard) | AFUE 80% (Standard) | AFUE 80% (Standard) | AFUE 80% (Standard) | AFUE 80% (Standard) | AFUE 80% (Standard) | AFUE 80% (Standard) | AFUE 80% (Standard) | AFUE 80% (Standard) | AFUE 80% (Standard) | AFUE 80% (Standard) | AFUE 80% (Standard) | AFUE 80% (Standard) | AFUE 80% (Standard) | AFUE 80% (Standard) | AFUE 80% (Standard) | AFUE 97% | AFUE 97% | AFUE 97% | AFUE 97% | AFUE 97% | AFUE 97% | AFUE 97% | AFUE 97% | AFUE 97% | AFUE 97% | AFUE 97% | AFUE 97% | AFUE 97% | AFUE 97% | AFUE 97% | AFUE 97% | AFUE 97% | AFUE 97% | AFUE 97% | AFUE 97% | AFUE 97% | AFUE 97% | 14611.16 | 14611.16 | 14611.16 | 14611.16 | 14611.16 | 14611.16 | 14611.16 | 14611.16 | 14611.16 | 14611.16 | 14611.16 | 14611.16 | 14611.16 | 14611.16 | 14611.16 | 14611.16 | 14611.16 | 14611.16 | 14611.16 | 14611.16 | 14611.16 | 14611.16 | 0 | 15226.9124 | 15226.9124 | 15226.9124 | 15226.9124 | 15226.9124 | 15226.9124 | 15226.9124 | 15226.9124 | 15226.9124 | 15226.9124 | 15226.9124 | 15226.9124 | 15226.9124 | 15226.9124 | 15226.9124 | 15226.9124 | 15226.9124 | 15226.9124 | 15226.9124 | 15226.9124 | 15226.9124 | 0.52027 | 0.51549 | 0.51034 | 0.50489 | 0.49917 | 0.49323 | 0.48711 | 0.48084 | 0.47445 | 0.46797 | 0.46142 | 0.45482 | 0.44819 | 0.44155 | 0.4349 | 0.42827 | 0.42166 | 0.41508 | 0.40854 | 0.40204 | 0.52027 | 1.0358 | 1.5461 | 2.051 | 2.5502 | 3.0434 | 3.5305 | 4.0113 | 4.4858 | 4.9538 | 5.4152 | 5.87 | 6.3182 | 6.7597 | 7.1946 | 7.6229 | 8.0446 | 8.4596 | 8.8682 | 9.2702 | 0.034168 | 0.033854 | 0.033516 | 0.033157 | 0.032782 | 0.032392 | 0.03199 | 0.031578 | 0.031159 | 0.030733 | 0.030303 | 0.02987 | 0.029434 | 0.028998 | 0.028561 | 0.028126 | 0.027692 | 0.027259 | 0.02683 | 0.026404 | 0.034168 | 0.068022 | 0.10154 | 0.13469 | 0.16748 | 0.19987 | 0.23186 | 0.26344 | 0.2946 | 0.32533 | 0.35563 | 0.3855 | 0.41494 | 0.44393 | 0.4725 | 0.50062 | 0.52831 | 0.55557 | 0.5824 | 0.60881 | 0.199 | 0.28919 | 0.34703 | 0.38195 | 0.40288 | 0.41057 | 0.41095 | 0.40783 | 0.40319 | 0.39778 | 0.39221 | 0.3866 | 0.38096 | 0.37532 | 0.36967 | 0.36403 | 0.35841 | 0.35282 | 0.34726 | 0.34174 | 0.081386 | 0.19966 | 0.34158 | 0.49778 | 0.66255 | 0.83046 | 0.99853 | 1.1653 | 1.3302 | 1.4929 | 1.6533 | 1.8114 | 1.9672 | 2.1207 | 2.2719 | 2.4207 | 2.5673 | 2.7116 | 2.8536 | 2.9934 | 0.013069 | 0.018992 | 0.022791 | 0.025084 | 0.026459 | 0.026963 | 0.026989 | 0.026783 | 0.026479 | 0.026123 | 0.025758 | 0.025389 | 0.025019 | 0.024648 | 0.024277 | 0.023907 | 0.023538 | 0.023171 | 0.022805 | 0.022443 | 0.013069 | 0.032061 | 0.054852 | 0.079936 | 0.10639 | 0.13336 | 0.16035 | 0.18713 | 0.21361 | 0.23973 | 0.26549 | 0.29088 | 0.3159 | 0.34055 | 0.36482 | 0.38873 | 0.41227 | 0.43544 | 0.45824 | 0.48069 | 0.081386 | 0.11827 | 0.14193 | 0.1562 | 0.16477 | 0.16791 | 0.16807 | 0.16679 | 0.16489 | 0.16268 | 0.1604 | 0.15811 | 0.1558 | 0.15349 | 0.15118 | 0.14888 | 0.14658 | 0.14429 | 0.14202 | 0.13976 | 0.081386 | 0.19966 | 0.34158 | 0.49778 | 0.66255 | 0.83046 | 0.99853 | 1.1653 | 1.3302 | 1.4929 | 1.6533 | 1.8114 | 1.9672 | 2.1207 | 2.2719 | 2.4207 | 2.5673 | 2.7116 | 2.8536 | 2.9934 | 0.013069 | 0.018992 | 0.022791 | 0.025084 | 0.026459 | 0.026963 | 0.026989 | 0.026783 | 0.026479 | 0.026123 | 0.025758 | 0.025389 | 0.025019 | 0.024648 | 0.024277 | 0.023907 | 0.023538 | 0.023171 | 0.022805 | 0.022443 | 0.013069 | 0.032061 | 0.054852 | 0.079936 | 0.10639 | 0.13336 | 0.16035 | 0.18713 | 0.21361 | 0.23973 | 0.26549 | 0.29088 | 0.3159 | 0.34055 | 0.36482 | 0.38873 | 0.41227 | 0.43544 | 0.45824 | 0.48069 | 0.081386 | 0.11827 | 0.14193 | 0.1562 | 0.16477 | 0.16791 | 0.16807 | 0.16679 | 0.16489 | 0.16268 | 0.1604 | 0.15811 | 0.1558 | 0.15349 | 0.15118 | 0.14888 | 0.14658 | 0.14429 | 0.14202 | 0.13976 | 0.081386 | 0.19966 | 0.34158 | 0.49778 | 0.66255 | 0.83046 | 0.99853 | 1.1653 | 1.3302 | 1.4929 | 1.6533 | 1.8114 | 1.9672 | 2.1207 | 2.2719 | 2.4207 | 2.5673 | 2.7116 | 2.8536 | 2.9934 | 0.013069 | 0.018992 | 0.022791 | 0.025084 | 0.026459 | 0.026963 | 0.026989 | 0.026783 | 0.026479 | 0.026123 | 0.025758 | 0.025389 | 0.025019 | 0.024648 | 0.024277 | 0.023907 | 0.023538 | 0.023171 | 0.022805 | 0.022443 | 0.013069 | 0.032061 | 0.054852 | 0.079936 | 0.10639 | 0.13336 | 0.16035 | 0.18713 | 0.21361 | 0.23973 | 0.26549 | 0.29088 | 0.3159 | 0.34055 | 0.36482 | 0.38873 | 0.41227 | 0.43544 | 0.45824 | 0.48069 | 0.081386 | 0.11827 | 0.14193 | 0.1562 | 0.16477 | 0.16791 | 0.16807 | 0.16679 | 0.16489 | 0.16268 | 0.1604 | 0.15811 | 0.1558 | 0.15349 | 0.15118 | 0.14888 | 0.14658 | 0.14429 | 0.14202 | 0.13976 | 0.081386 | 0.19966 | 0.34158 | 0.49778 | 0.66255 | 0.83046 | 0.99853 | 1.1653 | 1.3302 | 1.4929 | 1.6533 | 1.8114 | 1.9672 | 2.1207 | 2.2719 | 2.4207 | 2.5673 | 2.7116 | 2.8536 | 2.9934 | 0.013069 | 0.018992 | 0.022791 | 0.025084 | 0.026459 | 0.026963 | 0.026989 | 0.026783 | 0.026479 | 0.026123 | 0.025758 | 0.025389 | 0.025019 | 0.024648 | 0.024277 | 0.023907 | 0.023538 | 0.023171 | 0.022805 | 0.022443 | 0.013069 | 0.032061 | 0.054852 | 0.079936 | 0.10639 | 0.13336 | 0.16035 | 0.18713 | 0.21361 | 0.23973 | 0.26549 | 0.29088 | 0.3159 | 0.34055 | 0.36482 | 0.38873 | 0.41227 | 0.43544 | 0.45824 | 0.48069 | 309.5716 | 309.5716 | 309.5716 | 309.5716 | 309.5716 | 309.5716 | 309.5716 | 309.5716 | 309.5716 | 309.5716 | 309.5716 | 309.5716 | 309.5716 | 309.5716 | 309.5716 | 309.5716 | 309.5716 | 309.5716 | 309.5716 | 309.5716 | 273.4193 | 273.4193 | 273.4193 | 273.4193 | 273.4193 | 273.4193 | 273.4193 | 273.4193 | 273.4193 | 273.4193 | 273.4193 | 273.4193 | 273.4193 | 273.4193 | 273.4193 | 273.4193 | 273.4193 | 273.4193 | 273.4193 | 273.4193
WA_Industrial_Food Products_Existing_Space Heating_Natural Gas_Unit Heater_A | WA | Industrial | Food Products | Existing | Space Heating | Natural Gas | Unit Heater | A | IE3 | Standard | Infrared Radiant | 15 | 43660.7244 | 0 | 0 | 85063.63 | 3587.78 | 0 | 0 | 25408.0098 | 27948.8108 | 125 kBtu/Hr | 21.83% | 100% | Turnover | LO12Med | 84.74% | TBD | 0.2% | 294.0302 |  | 103.4954 |  | 0.0072174 | IL TRM - 4.4.12 - CI-HVC-IRHT-V02-210101 | CNGC Program Data | IL TRM - 4.4.12 - CI-HVC-IRHT-V02-210101 w/ CNGC Sizing | Standard | Standard | Standard | Standard | Standard | Standard | Standard | Standard | Standard | Standard | Standard | Standard | Standard | Standard | Standard | Standard | Standard | Standard | Standard | Standard | Standard | Standard | Infrared Radiant | Infrared Radiant | Infrared Radiant | Infrared Radiant | Infrared Radiant | Infrared Radiant | Infrared Radiant | Infrared Radiant | Infrared Radiant | Infrared Radiant | Infrared Radiant | Infrared Radiant | Infrared Radiant | Infrared Radiant | Infrared Radiant | Infrared Radiant | Infrared Radiant | Infrared Radiant | Infrared Radiant | Infrared Radiant | Infrared Radiant | Infrared Radiant | 85063.63 | 85063.63 | 85063.63 | 85063.63 | 85063.63 | 85063.63 | 85063.63 | 85063.63 | 85063.63 | 85063.63 | 85063.63 | 85063.63 | 85063.63 | 85063.63 | 85063.63 | 85063.63 | 85063.63 | 85063.63 | 85063.63 | 85063.63 | 85063.63 | 85063.63 | 0 | 43660.7244 | 43660.7244 | 43660.7244 | 43660.7244 | 43660.7244 | 43660.7244 | 43660.7244 | 43660.7244 | 43660.7244 | 43660.7244 | 43660.7244 | 43660.7244 | 43660.7244 | 43660.7244 | 43660.7244 | 43660.7244 | 43660.7244 | 43660.7244 | 43660.7244 | 43660.7244 | 43660.7244 | 0.077633 | 0.14804 | 0.23535 | 0.33692 | 0.45037 | 0.57361 | 0.70481 | 0.84234 | 0.96154 | 1.0644 | 1.1573 | 1.2447 | 1.3296 | 1.4144 | 1.5002 | 1.4084 | 1.3454 | 1.3074 | 1.2912 | 1.29 | 0.077633 | 0.22567 | 0.46102 | 0.79794 | 1.2483 | 1.8219 | 2.5267 | 3.3691 | 4.3306 | 5.395 | 6.5523 | 7.797 | 9.049 | 10.3153 | 11.5802 | 12.6517 | 13.5467 | 14.2805 | 14.8669 | 15.3145 | 0.0017781 | 0.0033906 | 0.0053905 | 0.0077167 | 0.010315 | 0.013138 | 0.016143 | 0.019293 | 0.022023 | 0.02438 | 0.026507 | 0.028507 | 0.030454 | 0.032394 | 0.034361 | 0.032258 | 0.030814 | 0.029945 | 0.029574 | 0.029545 | 0.0017781 | 0.0051687 | 0.010559 | 0.018276 | 0.028591 | 0.041729 | 0.057872 | 0.077165 | 0.099188 | 0.12357 | 0.15007 | 0.17858 | 0.20726 | 0.23626 | 0.26523 | 0.28977 | 0.31027 | 0.32708 | 0.34051 | 0.35076 | 0.0072174 | 0.027526 | 0.065642 | 0.12529 | 0.20935 | 0.31463 | 0.43378 | 0.56352 | 0.68446 | 0.79418 | 0.89521 | 0.99008 | 1.081 | 1.1697 | 1.2576 | 1.1933 | 1.14 | 1.1078 | 1.0941 | 1.0931 | 0.0072174 | 0.034743 | 0.10038 | 0.22568 | 0.43502 | 0.74966 | 1.1834 | 1.747 | 2.4314 | 3.2256 | 4.1208 | 5.1109 | 6.1847 | 7.3269 | 8.5189 | 9.5868 | 10.5175 | 11.3107 | 11.971 | 12.5006 | 0.00016531 | 0.00063044 | 0.0015034 | 0.0028697 | 0.0047949 | 0.0072063 | 0.0099351 | 0.012907 | 0.015677 | 0.01819 | 0.020504 | 0.022677 | 0.024759 | 0.026792 | 0.028804 | 0.027331 | 0.02611 | 0.025374 | 0.02506 | 0.025035 | 0.00016531 | 0.00079575 | 0.0022992 | 0.0051688 | 0.0099638 | 0.01717 | 0.027105 | 0.040012 | 0.055689 | 0.073879 | 0.094383 | 0.11706 | 0.14165 | 0.16781 | 0.19511 | 0.21958 | 0.24089 | 0.25906 | 0.27418 | 0.28631 | 0.0072174 | 0.027526 | 0.065642 | 0.12529 | 0.20935 | 0.31463 | 0.43378 | 0.56352 | 0.68446 | 0.79418 | 0.89521 | 0.99008 | 1.081 | 1.1697 | 1.2576 | 1.1933 | 1.14 | 1.1078 | 1.0941 | 1.0931 | 0.0072174 | 0.034743 | 0.10038 | 0.22568 | 0.43502 | 0.74966 | 1.1834 | 1.747 | 2.4314 | 3.2256 | 4.1208 | 5.1109 | 6.1847 | 7.3269 | 8.5189 | 9.5868 | 10.5175 | 11.3107 | 11.971 | 12.5006 | 0.00016531 | 0.00063044 | 0.0015034 | 0.0028697 | 0.0047949 | 0.0072063 | 0.0099351 | 0.012907 | 0.015677 | 0.01819 | 0.020504 | 0.022677 | 0.024759 | 0.026792 | 0.028804 | 0.027331 | 0.02611 | 0.025374 | 0.02506 | 0.025035 | 0.00016531 | 0.00079575 | 0.0022992 | 0.0051688 | 0.0099638 | 0.01717 | 0.027105 | 0.040012 | 0.055689 | 0.073879 | 0.094383 | 0.11706 | 0.14165 | 0.16781 | 0.19511 | 0.21958 | 0.24089 | 0.25906 | 0.27418 | 0.28631 | 0.0072174 | 0.027526 | 0.065642 | 0.12529 | 0.20935 | 0.31463 | 0.43378 | 0.56352 | 0.68446 | 0.79418 | 0.89521 | 0.99008 | 1.081 | 1.1697 | 1.2576 | 1.1933 | 1.14 | 1.1078 | 1.0941 | 1.0931 | 0.0072174 | 0.034743 | 0.10038 | 0.22568 | 0.43502 | 0.74966 | 1.1834 | 1.747 | 2.4314 | 3.2256 | 4.1208 | 5.1109 | 6.1847 | 7.3269 | 8.5189 | 9.5868 | 10.5175 | 11.3107 | 11.971 | 12.5006 | 0.00016531 | 0.00063044 | 0.0015034 | 0.0028697 | 0.0047949 | 0.0072063 | 0.0099351 | 0.012907 | 0.015677 | 0.01819 | 0.020504 | 0.022677 | 0.024759 | 0.026792 | 0.028804 | 0.027331 | 0.02611 | 0.025374 | 0.02506 | 0.025035 | 0.00016531 | 0.00079575 | 0.0022992 | 0.0051688 | 0.0099638 | 0.01717 | 0.027105 | 0.040012 | 0.055689 | 0.073879 | 0.094383 | 0.11706 | 0.14165 | 0.16781 | 0.19511 | 0.21958 | 0.24089 | 0.25906 | 0.27418 | 0.28631 | 0.0072174 | 0.027526 | 0.065642 | 0.12529 | 0.20935 | 0.31463 | 0.43378 | 0.56352 | 0.68446 | 0.79418 | 0.89521 | 0.99008 | 1.081 | 1.1697 | 1.2576 | 1.1933 | 1.14 | 1.1078 | 1.0941 | 1.0931 | 0.0072174 | 0.034743 | 0.10038 | 0.22568 | 0.43502 | 0.74966 | 1.1834 | 1.747 | 2.4314 | 3.2256 | 4.1208 | 5.1109 | 6.1847 | 7.3269 | 8.5189 | 9.5868 | 10.5175 | 11.3107 | 11.971 | 12.5006 | 0.00016531 | 0.00063044 | 0.0015034 | 0.0028697 | 0.0047949 | 0.0072063 | 0.0099351 | 0.012907 | 0.015677 | 0.01819 | 0.020504 | 0.022677 | 0.024759 | 0.026792 | 0.028804 | 0.027331 | 0.02611 | 0.025374 | 0.02506 | 0.025035 | 0.00016531 | 0.00079575 | 0.0022992 | 0.0051688 | 0.0099638 | 0.01717 | 0.027105 | 0.040012 | 0.055689 | 0.073879 | 0.094383 | 0.11706 | 0.14165 | 0.16781 | 0.19511 | 0.21958 | 0.24089 | 0.25906 | 0.27418 | 0.28631 | 289.7213 | 289.7213 | 289.7213 | 289.7213 | 289.7213 | 289.7213 | 289.7213 | 289.7213 | 289.7213 | 289.7213 | 289.7213 | 289.7213 | 289.7213 | 289.7213 | 289.7213 | 289.7213 | 289.7213 | 289.7213 | 289.7213 | 289.7213 | 103.4972 | 103.4972 | 103.4972 | 103.4972 | 103.4972 | 103.4972 | 103.4972 | 103.4972 | 103.4972 | 103.4972 | 103.4972 | 103.4972 | 103.4972 | 103.4972 | 103.4972 | 103.4972 | 103.4972 | 103.4972 | 103.4972 | 103.4972
WA_Industrial_Food Products_New_Space Heating_Natural Gas_Furnace_A | WA | Industrial | Food Products | New | Space Heating | Natural Gas | Furnace | A | IE4 | AFUE 80% (Standard) | AFUE 96% | 23 | 1443.5073 | 0 | 0 | 1826.85 | -10.15 | 0 | 0 | 368.3162 | 405.1478 | 400 kBtu/hr | 33.46% | 30% | Turnover | LO12Med | 25.42% | TBD | 0.2% | 92.1903 |  | 33.3557 |  | 0.00025157 | EIA 2018 Tech Forecast | EIA 2018 Tech Forecast | AEG BEST | AFUE 80% (Standard) | AFUE 80% (Standard) | AFUE 80% (Standard) | AFUE 80% (Standard) | AFUE 80% (Standard) | AFUE 80% (Standard) | AFUE 80% (Standard) | AFUE 80% (Standard) | AFUE 80% (Standard) | AFUE 80% (Standard) | AFUE 80% (Standard) | AFUE 80% (Standard) | AFUE 80% (Standard) | AFUE 80% (Standard) | AFUE 80% (Standard) | AFUE 80% (Standard) | AFUE 80% (Standard) | AFUE 80% (Standard) | AFUE 80% (Standard) | AFUE 80% (Standard) | AFUE 80% (Standard) | AFUE 80% (Standard) | AFUE 96% | AFUE 96% | AFUE 96% | AFUE 96% | AFUE 96% | AFUE 96% | AFUE 96% | AFUE 96% | AFUE 96% | AFUE 96% | AFUE 96% | AFUE 96% | AFUE 96% | AFUE 96% | AFUE 96% | AFUE 96% | AFUE 96% | AFUE 96% | AFUE 96% | AFUE 96% | AFUE 96% | AFUE 96% | 1826.85 | 1826.85 | 1826.85 | 1826.85 | 1826.85 | 1826.85 | 1826.85 | 1826.85 | 1826.85 | 1826.85 | 1826.85 | 1826.85 | 1826.85 | 1826.85 | 1826.85 | 1826.85 | 1826.85 | 1826.85 | 1826.85 | 1826.85 | 1826.85 | 1826.85 | 0 | 1443.5073 | 1443.5073 | 1443.5073 | 1443.5073 | 1443.5073 | 1443.5073 | 1443.5073 | 1443.5073 | 1443.5073 | 1443.5073 | 1443.5073 | 1443.5073 | 1443.5073 | 1443.5073 | 1443.5073 | 1443.5073 | 1443.5073 | 1443.5073 | 1443.5073 | 1443.5073 | 1443.5073 | 0.00902 | 0.28745 | 0.28675 | 0.3214 | 0.19356 | 0.2247 | 0.22186 | 0.24956 | 0.18587 | 0.21378 | 0.21094 | 0.2447 | 0.16608 | 0.20185 | 0.20169 | 0.2348 | 0.15509 | 0.22009 | 0.21335 | 0.2328 | 0.00902 | 0.29647 | 0.58322 | 0.90461 | 1.0982 | 1.3229 | 1.5447 | 1.7943 | 1.9802 | 2.1939 | 2.4049 | 2.6496 | 2.8157 | 3.0175 | 3.2192 | 3.454 | 3.6091 | 3.8292 | 4.0425 | 4.2753 | 0.0062487 | 0.19913 | 0.19865 | 0.22265 | 0.13409 | 0.15566 | 0.1537 | 0.17289 | 0.12876 | 0.1481 | 0.14613 | 0.16952 | 0.11505 | 0.13983 | 0.13972 | 0.16266 | 0.10744 | 0.15247 | 0.1478 | 0.16127 | 0.0062487 | 0.20538 | 0.40403 | 0.62668 | 0.76077 | 0.91643 | 1.0701 | 1.243 | 1.3718 | 1.5199 | 1.666 | 1.8355 | 1.9506 | 2.0904 | 2.2301 | 2.3928 | 2.5002 | 2.6527 | 2.8005 | 2.9618 | 0.00025157 | 0.016034 | 0.023992 | 0.035856 | 0.026992 | 0.036975 | 0.040964 | 0.050087 | 0.039693 | 0.047851 | 0.048951 | 0.058395 | 0.040507 | 0.050081 | 0.050723 | 0.059681 | 0.039424 | 0.055947 | 0.054234 | 0.059179 | 0.00025157 | 0.016286 | 0.040278 | 0.076134 | 0.10313 | 0.1401 | 0.18106 | 0.23115 | 0.27085 | 0.3187 | 0.36765 | 0.42604 | 0.46655 | 0.51663 | 0.56735 | 0.62703 | 0.66646 | 0.72241 | 0.77664 | 0.83582 | 0.00017428 | 0.011108 | 0.016621 | 0.024839 | 0.018699 | 0.025614 | 0.028378 | 0.034698 | 0.027498 | 0.033149 | 0.033911 | 0.040454 | 0.028062 | 0.034694 | 0.035138 | 0.041344 | 0.027311 | 0.038758 | 0.037571 | 0.040997 | 0.00017428 | 0.011282 | 0.027903 | 0.052742 | 0.071441 | 0.097056 | 0.12543 | 0.16013 | 0.18763 | 0.22078 | 0.25469 | 0.29514 | 0.32321 | 0.3579 | 0.39304 | 0.43438 | 0.46169 | 0.50045 | 0.53802 | 0.57902 | 0.00025157 | 0.016034 | 0.023992 | 0.035856 | 0.026992 | 0.036975 | 0.040964 | 0.050087 | 0.039693 | 0.047851 | 0.048951 | 0.058395 | 0.040507 | 0.050081 | 0.050723 | 0.059681 | 0.039424 | 0.055947 | 0.054234 | 0.059179 | 0.00025157 | 0.016286 | 0.040278 | 0.076134 | 0.10313 | 0.1401 | 0.18106 | 0.23115 | 0.27085 | 0.3187 | 0.36765 | 0.42604 | 0.46655 | 0.51663 | 0.56735 | 0.62703 | 0.66646 | 0.72241 | 0.77664 | 0.83582 | 0.00017428 | 0.011108 | 0.016621 | 0.024839 | 0.018699 | 0.025614 | 0.028378 | 0.034698 | 0.027498 | 0.033149 | 0.033911 | 0.040454 | 0.028062 | 0.034694 | 0.035138 | 0.041344 | 0.027311 | 0.038758 | 0.037571 | 0.040997 | 0.00017428 | 0.011282 | 0.027903 | 0.052742 | 0.071441 | 0.097056 | 0.12543 | 0.16013 | 0.18763 | 0.22078 | 0.25469 | 0.29514 | 0.32321 | 0.3579 | 0.39304 | 0.43438 | 0.46169 | 0.50045 | 0.53802 | 0.57902 | 0.00025157 | 0.016034 | 0.023992 | 0.035856 | 0.026992 | 0.036975 | 0.040964 | 0.050087 | 0.039693 | 0.047851 | 0.048951 | 0.058395 | 0.040507 | 0.050081 | 0.050723 | 0.059681 | 0.039424 | 0.055947 | 0.054234 | 0.059179 | 0.00025157 | 0.016286 | 0.040278 | 0.076134 | 0.10313 | 0.1401 | 0.18106 | 0.23115 | 0.27085 | 0.3187 | 0.36765 | 0.42604 | 0.46655 | 0.51663 | 0.56735 | 0.62703 | 0.66646 | 0.72241 | 0.77664 | 0.83582 | 0.00017428 | 0.011108 | 0.016621 | 0.024839 | 0.018699 | 0.025614 | 0.028378 | 0.034698 | 0.027498 | 0.033149 | 0.033911 | 0.040454 | 0.028062 | 0.034694 | 0.035138 | 0.041344 | 0.027311 | 0.038758 | 0.037571 | 0.040997 | 0.00017428 | 0.011282 | 0.027903 | 0.052742 | 0.071441 | 0.097056 | 0.12543 | 0.16013 | 0.18763 | 0.22078 | 0.25469 | 0.29514 | 0.32321 | 0.3579 | 0.39304 | 0.43438 | 0.46169 | 0.50045 | 0.53802 | 0.57902 | 0.00025157 | 0.016034 | 0.023992 | 0.035856 | 0.026992 | 0.036975 | 0.040964 | 0.050087 | 0.039693 | 0.047851 | 0.048951 | 0.058395 | 0.040507 | 0.050081 | 0.050723 | 0.059681 | 0.039424 | 0.055947 | 0.054234 | 0.059179 | 0.00025157 | 0.016286 | 0.040278 | 0.076134 | 0.10313 | 0.1401 | 0.18106 | 0.23115 | 0.27085 | 0.3187 | 0.36765 | 0.42604 | 0.46655 | 0.51663 | 0.56735 | 0.62703 | 0.66646 | 0.72241 | 0.77664 | 0.83582 | 0.00017428 | 0.011108 | 0.016621 | 0.024839 | 0.018699 | 0.025614 | 0.028378 | 0.034698 | 0.027498 | 0.033149 | 0.033911 | 0.040454 | 0.028062 | 0.034694 | 0.035138 | 0.041344 | 0.027311 | 0.038758 | 0.037571 | 0.040997 | 0.00017428 | 0.011282 | 0.027903 | 0.052742 | 0.071441 | 0.097056 | 0.12543 | 0.16013 | 0.18763 | 0.22078 | 0.25469 | 0.29514 | 0.32321 | 0.3579 | 0.39304 | 0.43438 | 0.46169 | 0.50045 | 0.53802 | 0.57902 | 92.5538 | 92.5538 | 92.5538 | 92.5538 | 92.5538 | 92.5538 | 92.5538 | 92.5538 | 92.5538 | 92.5538 | 92.5538 | 92.5538 | 92.5538 | 92.5538 | 92.5538 | 92.5538 | 92.5538 | 92.5538 | 92.5538 | 92.5538 | 33.3572 | 33.3572 | 33.3572 | 33.3572 | 33.3572 | 33.3572 | 33.3572 | 33.3572 | 33.3572 | 33.3572 | 33.3572 | 33.3572 | 33.3572 | 33.3572 | 33.3572 | 33.3572 | 33.3572 | 33.3572 | 33.3572 | 33.3572
WA_Industrial_Food Products_New_Space Heating_Natural Gas_Boiler_A | WA | Industrial | Food Products | New | Space Heating | Natural Gas | Boiler | A | IE5 | AFUE 80% (Standard) | AFUE 97% | 25 | 6223.5803 | 0 | 0 | 14611.16 | 0 | 0 | 0 | 13751.6839 | 15126.8522 | 800 kBtu/hr | 41.94% | 100% | Turnover | LO50Fast | 85% | TBD | 0.2% | 309.7101 |  | 273.5416 |  | 0.0034406 | EIA 2018 Tech Forecast | EIA 2018 Tech Forecast | GBLR-Heating-EIA14-2014 Ref. Case-6 | AFUE 80% (Standard) | AFUE 80% (Standard) | AFUE 80% (Standard) | AFUE 80% (Standard) | AFUE 80% (Standard) | AFUE 80% (Standard) | AFUE 80% (Standard) | AFUE 80% (Standard) | AFUE 80% (Standard) | AFUE 80% (Standard) | AFUE 80% (Standard) | AFUE 80% (Standard) | AFUE 80% (Standard) | AFUE 80% (Standard) | AFUE 80% (Standard) | AFUE 80% (Standard) | AFUE 80% (Standard) | AFUE 80% (Standard) | AFUE 80% (Standard) | AFUE 80% (Standard) | AFUE 80% (Standard) | AFUE 80% (Standard) | AFUE 97% | AFUE 97% | AFUE 97% | AFUE 97% | AFUE 97% | AFUE 97% | AFUE 97% | AFUE 97% | AFUE 97% | AFUE 97% | AFUE 97% | AFUE 97% | AFUE 97% | AFUE 97% | AFUE 97% | AFUE 97% | AFUE 97% | AFUE 97% | AFUE 97% | AFUE 97% | AFUE 97% | AFUE 97% | 14611.16 | 14611.16 | 14611.16 | 14611.16 | 14611.16 | 14611.16 | 14611.16 | 14611.16 | 14611.16 | 14611.16 | 14611.16 | 14611.16 | 14611.16 | 14611.16 | 14611.16 | 14611.16 | 14611.16 | 14611.16 | 14611.16 | 14611.16 | 14611.16 | 14611.16 | 0 | 15225.431 | 15225.431 | 15225.431 | 15225.431 | 15225.431 | 15225.431 | 15225.431 | 15225.431 | 15225.431 | 15225.431 | 15225.431 | 15225.431 | 15225.431 | 15225.431 | 15225.431 | 15225.431 | 15225.431 | 15225.431 | 15225.431 | 15225.431 | 15225.431 | 0.022005 | 0.70127 | 0.69955 | 0.78409 | 0.47221 | 0.54817 | 0.54126 | 0.60884 | 0.45346 | 0.52154 | 0.51462 | 0.59698 | 0.40517 | 0.49243 | 0.49206 | 0.57282 | 0.37836 | 0.46623 | 0.45354 | 0.4522 | 0.022005 | 0.72328 | 1.4228 | 2.2069 | 2.6791 | 3.2273 | 3.7686 | 4.3774 | 4.8309 | 5.3524 | 5.867 | 6.464 | 6.8692 | 7.3616 | 7.8536 | 8.4265 | 8.8048 | 9.2711 | 9.7246 | 10.1768 | 0.0014453 | 0.046059 | 0.045946 | 0.051498 | 0.031014 | 0.036004 | 0.03555 | 0.039988 | 0.029783 | 0.034255 | 0.0338 | 0.039209 | 0.026611 | 0.032342 | 0.032318 | 0.037622 | 0.024851 | 0.030622 | 0.029788 | 0.0297 | 0.0014453 | 0.047505 | 0.093451 | 0.14495 | 0.17596 | 0.21197 | 0.24752 | 0.28751 | 0.31729 | 0.35154 | 0.38534 | 0.42455 | 0.45116 | 0.48351 | 0.51582 | 0.55345 | 0.5783 | 0.60892 | 0.63871 | 0.66841 | 0.008417 | 0.39341 | 0.47569 | 0.59316 | 0.38112 | 0.45631 | 0.45664 | 0.51639 | 0.38535 | 0.44331 | 0.43743 | 0.50743 | 0.34439 | 0.41856 | 0.41825 | 0.4869 | 0.32161 | 0.3963 | 0.38551 | 0.38437 | 0.0034406 | 0.16425 | 0.3587 | 0.60116 | 0.75695 | 0.94347 | 1.1301 | 1.3412 | 1.4987 | 1.6799 | 1.8587 | 2.0662 | 2.2069 | 2.378 | 2.549 | 2.748 | 2.8795 | 3.0415 | 3.199 | 3.3562 | 0.00055283 | 0.025839 | 0.031243 | 0.038959 | 0.025032 | 0.02997 | 0.029992 | 0.033916 | 0.025309 | 0.029116 | 0.02873 | 0.033328 | 0.02262 | 0.027491 | 0.02747 | 0.031979 | 0.021123 | 0.026029 | 0.02532 | 0.025245 | 0.00055283 | 0.026392 | 0.057635 | 0.096594 | 0.12163 | 0.1516 | 0.18159 | 0.2155 | 0.24081 | 0.26993 | 0.29866 | 0.33199 | 0.35461 | 0.3821 | 0.40957 | 0.44155 | 0.46267 | 0.4887 | 0.51402 | 0.53927 | 0.0034406 | 0.16081 | 0.19445 | 0.24246 | 0.15579 | 0.18652 | 0.18666 | 0.21108 | 0.15752 | 0.18121 | 0.1788 | 0.20742 | 0.14078 | 0.17109 | 0.17096 | 0.19902 | 0.13146 | 0.16199 | 0.15758 | 0.15711 | 0.0034406 | 0.16425 | 0.3587 | 0.60116 | 0.75695 | 0.94347 | 1.1301 | 1.3412 | 1.4987 | 1.6799 | 1.8587 | 2.0662 | 2.2069 | 2.378 | 2.549 | 2.748 | 2.8795 | 3.0415 | 3.199 | 3.3562 | 0.00055283 | 0.025839 | 0.031243 | 0.038959 | 0.025032 | 0.02997 | 0.029992 | 0.033916 | 0.025309 | 0.029116 | 0.02873 | 0.033328 | 0.02262 | 0.027491 | 0.02747 | 0.031979 | 0.021123 | 0.026029 | 0.02532 | 0.025245 | 0.00055283 | 0.026392 | 0.057635 | 0.096594 | 0.12163 | 0.1516 | 0.18159 | 0.2155 | 0.24081 | 0.26993 | 0.29866 | 0.33199 | 0.35461 | 0.3821 | 0.40957 | 0.44155 | 0.46267 | 0.4887 | 0.51402 | 0.53927 | 0.0034406 | 0.16081 | 0.19445 | 0.24246 | 0.15579 | 0.18652 | 0.18666 | 0.21108 | 0.15752 | 0.18121 | 0.1788 | 0.20742 | 0.14078 | 0.17109 | 0.17096 | 0.19902 | 0.13146 | 0.16199 | 0.15758 | 0.15711 | 0.0034406 | 0.16425 | 0.3587 | 0.60116 | 0.75695 | 0.94347 | 1.1301 | 1.3412 | 1.4987 | 1.6799 | 1.8587 | 2.0662 | 2.2069 | 2.378 | 2.549 | 2.748 | 2.8795 | 3.0415 | 3.199 | 3.3562 | 0.00055283 | 0.025839 | 0.031243 | 0.038959 | 0.025032 | 0.02997 | 0.029992 | 0.033916 | 0.025309 | 0.029116 | 0.02873 | 0.033328 | 0.02262 | 0.027491 | 0.02747 | 0.031979 | 0.021123 | 0.026029 | 0.02532 | 0.025245 | 0.00055283 | 0.026392 | 0.057635 | 0.096594 | 0.12163 | 0.1516 | 0.18159 | 0.2155 | 0.24081 | 0.26993 | 0.29866 | 0.33199 | 0.35461 | 0.3821 | 0.40957 | 0.44155 | 0.46267 | 0.4887 | 0.51402 | 0.53927 | 0.0034406 | 0.16081 | 0.19445 | 0.24246 | 0.15579 | 0.18652 | 0.18666 | 0.21108 | 0.15752 | 0.18121 | 0.1788 | 0.20742 | 0.14078 | 0.17109 | 0.17096 | 0.19902 | 0.13146 | 0.16199 | 0.15758 | 0.15711 | 0.0034406 | 0.16425 | 0.3587 | 0.60116 | 0.75695 | 0.94347 | 1.1301 | 1.3412 | 1.4987 | 1.6799 | 1.8587 | 2.0662 | 2.2069 | 2.378 | 2.549 | 2.748 | 2.8795 | 3.0415 | 3.199 | 3.3562 | 0.00055283 | 0.025839 | 0.031243 | 0.038959 | 0.025032 | 0.02997 | 0.029992 | 0.033916 | 0.025309 | 0.029116 | 0.02873 | 0.033328 | 0.02262 | 0.027491 | 0.02747 | 0.031979 | 0.021123 | 0.026029 | 0.02532 | 0.025245 | 0.00055283 | 0.026392 | 0.057635 | 0.096594 | 0.12163 | 0.1516 | 0.18159 | 0.2155 | 0.24081 | 0.26993 | 0.29866 | 0.33199 | 0.35461 | 0.3821 | 0.40957 | 0.44155 | 0.46267 | 0.4887 | 0.51402 | 0.53927 | 309.7576 | 309.7576 | 309.7576 | 309.7576 | 309.7576 | 309.7576 | 309.7576 | 309.7576 | 309.7576 | 309.7576 | 309.7576 | 309.7576 | 309.7576 | 309.7576 | 309.7576 | 309.7576 | 309.7576 | 309.7576 | 309.7576 | 309.7576 | 273.5836 | 273.5836 | 273.5836 | 273.5836 | 273.5836 | 273.5836 | 273.5836 | 273.5836 | 273.5836 | 273.5836 | 273.5836 | 273.5836 | 273.5836 | 273.5836 | 273.5836 | 273.5836 | 273.5836 | 273.5836 | 273.5836 | 273.5836
WA_Industrial_Food Products_New_Space Heating_Natural Gas_Unit Heater_A | WA | Industrial | Food Products | New | Space Heating | Natural Gas | Unit Heater | A | IE6 | Standard | Infrared Radiant | 15 | 43660.7244 | 0 | 0 | 85063.63 | 3587.78 | 0 | 0 | 25408.0098 | 27948.8108 | 125 kBtu/Hr | 21.83% | 100% | Turnover | LO12Med | 84.74% | TBD | 0.2% | 294.0302 |  | 103.4954 |  | 0.0038124 | IL TRM - 4.4.12 - CI-HVC-IRHT-V02-210101 | CNGC Program Data | IL TRM - 4.4.12 - CI-HVC-IRHT-V02-210101 w/ CNGC Sizing | Standard | Standard | Standard | Standard | Standard | Standard | Standard | Standard | Standard | Standard | Standard | Standard | Standard | Standard | Standard | Standard | Standard | Standard | Standard | Standard | Standard | Standard | Infrared Radiant | Infrared Radiant | Infrared Radiant | Infrared Radiant | Infrared Radiant | Infrared Radiant | Infrared Radiant | Infrared Radiant | Infrared Radiant | Infrared Radiant | Infrared Radiant | Infrared Radiant | Infrared Radiant | Infrared Radiant | Infrared Radiant | Infrared Radiant | Infrared Radiant | Infrared Radiant | Infrared Radiant | Infrared Radiant | Infrared Radiant | Infrared Radiant | 85063.63 | 85063.63 | 85063.63 | 85063.63 | 85063.63 | 85063.63 | 85063.63 | 85063.63 | 85063.63 | 85063.63 | 85063.63 | 85063.63 | 85063.63 | 85063.63 | 85063.63 | 85063.63 | 85063.63 | 85063.63 | 85063.63 | 85063.63 | 85063.63 | 85063.63 | 0 | 43660.7244 | 43660.7244 | 43660.7244 | 43660.7244 | 43660.7244 | 43660.7244 | 43660.7244 | 43660.7244 | 43660.7244 | 43660.7244 | 43660.7244 | 43660.7244 | 43660.7244 | 43660.7244 | 43660.7244 | 43660.7244 | 43660.7244 | 43660.7244 | 43660.7244 | 43660.7244 | 43660.7244 | 0.041007 | 1.3068 | 1.3036 | 1.4612 | 0.87997 | 1.0215 | 1.0087 | 1.1346 | 0.84503 | 0.9719 | 1.3015 | 1.3947 | 1.2422 | 1.5681 | 1.7295 | 2.3425 | 1.4912 | 2.0313 | 2.0012 | 1.9778 | 0.041007 | 1.3478 | 2.6515 | 4.1126 | 4.9926 | 6.0141 | 7.0228 | 8.1574 | 9.0024 | 9.9743 | 11.2758 | 12.6705 | 13.8717 | 14.133 | 14.5589 | 15.4402 | 15.6246 | 16.3523 | 16.8923 | 17.7355 | 0.00093923 | 0.029932 | 0.029858 | 0.033466 | 0.020155 | 0.023397 | 0.023102 | 0.025986 | 0.019354 | 0.02226 | 0.02981 | 0.031944 | 0.028451 | 0.035915 | 0.039613 | 0.053652 | 0.034154 | 0.046524 | 0.045835 | 0.045299 | 0.00093923 | 0.030871 | 0.060729 | 0.094195 | 0.11435 | 0.13775 | 0.16085 | 0.18684 | 0.20619 | 0.22845 | 0.25826 | 0.2902 | 0.31772 | 0.3237 | 0.33346 | 0.35364 | 0.35786 | 0.37453 | 0.3869 | 0.40621 | 0.0038124 | 0.24299 | 0.36359 | 0.54337 | 0.40905 | 0.56032 | 0.62078 | 0.75903 | 0.60153 | 0.72515 | 1.0068 | 1.1094 | 1.0099 | 1.2969 | 1.4498 | 1.9847 | 1.2635 | 1.7212 | 1.6957 | 1.6759 | 0.0038124 | 0.2468 | 0.61039 | 1.1538 | 1.5628 | 2.1231 | 2.7439 | 3.5029 | 4.1045 | 4.8296 | 5.8364 | 6.9458 | 7.9519 | 9.0058 | 10.0921 | 11.5334 | 12.3879 | 13.5488 | 14.6237 | 15.5406 | 8.7318e-05 | 0.0055654 | 0.0083276 | 0.012445 | 0.0093688 | 0.012834 | 0.014218 | 0.017385 | 0.013777 | 0.016609 | 0.023059 | 0.02541 | 0.023131 | 0.029704 | 0.033207 | 0.045458 | 0.02894 | 0.039422 | 0.038839 | 0.038385 | 8.7318e-05 | 0.0056527 | 0.01398 | 0.026425 | 0.035794 | 0.048628 | 0.062846 | 0.080231 | 0.094008 | 0.11062 | 0.13368 | 0.15909 | 0.18213 | 0.20627 | 0.23115 | 0.26416 | 0.28373 | 0.31032 | 0.33494 | 0.35594 | 0.0038124 | 0.24299 | 0.36359 | 0.54337 | 0.40905 | 0.56032 | 0.62078 | 0.75903 | 0.60153 | 0.72515 | 1.0068 | 1.1094 | 1.0099 | 1.2969 | 1.4498 | 1.9847 | 1.2635 | 1.7212 | 1.6957 | 1.6759 | 0.0038124 | 0.2468 | 0.61039 | 1.1538 | 1.5628 | 2.1231 | 2.7439 | 3.5029 | 4.1045 | 4.8296 | 5.8364 | 6.9458 | 7.9519 | 9.0058 | 10.0921 | 11.5334 | 12.3879 | 13.5488 | 14.6237 | 15.5406 | 8.7318e-05 | 0.0055654 | 0.0083276 | 0.012445 | 0.0093688 | 0.012834 | 0.014218 | 0.017385 | 0.013777 | 0.016609 | 0.023059 | 0.02541 | 0.023131 | 0.029704 | 0.033207 | 0.045458 | 0.02894 | 0.039422 | 0.038839 | 0.038385 | 8.7318e-05 | 0.0056527 | 0.01398 | 0.026425 | 0.035794 | 0.048628 | 0.062846 | 0.080231 | 0.094008 | 0.11062 | 0.13368 | 0.15909 | 0.18213 | 0.20627 | 0.23115 | 0.26416 | 0.28373 | 0.31032 | 0.33494 | 0.35594 | 0.0038124 | 0.24299 | 0.36359 | 0.54337 | 0.40905 | 0.56032 | 0.62078 | 0.75903 | 0.60153 | 0.72515 | 1.0068 | 1.1094 | 1.0099 | 1.2969 | 1.4498 | 1.9847 | 1.2635 | 1.7212 | 1.6957 | 1.6759 | 0.0038124 | 0.2468 | 0.61039 | 1.1538 | 1.5628 | 2.1231 | 2.7439 | 3.5029 | 4.1045 | 4.8296 | 5.8364 | 6.9458 | 7.9519 | 9.0058 | 10.0921 | 11.5334 | 12.3879 | 13.5488 | 14.6237 | 15.5406 | 8.7318e-05 | 0.0055654 | 0.0083276 | 0.012445 | 0.0093688 | 0.012834 | 0.014218 | 0.017385 | 0.013777 | 0.016609 | 0.023059 | 0.02541 | 0.023131 | 0.029704 | 0.033207 | 0.045458 | 0.02894 | 0.039422 | 0.038839 | 0.038385 | 8.7318e-05 | 0.0056527 | 0.01398 | 0.026425 | 0.035794 | 0.048628 | 0.062846 | 0.080231 | 0.094008 | 0.11062 | 0.13368 | 0.15909 | 0.18213 | 0.20627 | 0.23115 | 0.26416 | 0.28373 | 0.31032 | 0.33494 | 0.35594 | 0.0038124 | 0.24299 | 0.36359 | 0.54337 | 0.40905 | 0.56032 | 0.62078 | 0.75903 | 0.60153 | 0.72515 | 1.0068 | 1.1094 | 1.0099 | 1.2969 | 1.4498 | 1.9847 | 1.2635 | 1.7212 | 1.6957 | 1.6759 | 0.0038124 | 0.2468 | 0.61039 | 1.1538 | 1.5628 | 2.1231 | 2.7439 | 3.5029 | 4.1045 | 4.8296 | 5.8364 | 6.9458 | 7.9519 | 9.0058 | 10.0921 | 11.5334 | 12.3879 | 13.5488 | 14.6237 | 15.5406 | 8.7318e-05 | 0.0055654 | 0.0083276 | 0.012445 | 0.0093688 | 0.012834 | 0.014218 | 0.017385 | 0.013777 | 0.016609 | 0.023059 | 0.02541 | 0.023131 | 0.029704 | 0.033207 | 0.045458 | 0.02894 | 0.039422 | 0.038839 | 0.038385 | 8.7318e-05 | 0.0056527 | 0.01398 | 0.026425 | 0.035794 | 0.048628 | 0.062846 | 0.080231 | 0.094008 | 0.11062 | 0.13368 | 0.15909 | 0.18213 | 0.20627 | 0.23115 | 0.26416 | 0.28373 | 0.31032 | 0.33494 | 0.35594 | 289.7213 | 289.7213 | 289.7213 | 289.7213 | 289.7213 | 289.7213 | 289.7213 | 289.7213 | 289.7213 | 289.7213 | 289.7213 | 289.7213 | 289.7213 | 289.7213 | 289.7213 | 289.7213 | 289.7213 | 289.7213 | 289.7213 | 289.7213 | 103.4972 | 103.4972 | 103.4972 | 103.4972 | 103.4972 | 103.4972 | 103.4972 | 103.4972 | 103.4972 | 103.4972 | 103.4972 | 103.4972 | 103.4972 | 103.4972 | 103.4972 | 103.4972 | 103.4972 | 103.4972 | 103.4972 | 103.4972
WA_Industrial_Agriculture_Existing_Space Heating_Natural Gas_Furnace_A | WA | Industrial | Agriculture | Existing | Space Heating | Natural Gas | Furnace | A | IE7 | AFUE 80% (Standard) | AFUE 96% | 23 | 1443.5459 | 0 | 0 | 1826.85 | -10.15 | 0 | 0 | 368.3162 | 405.1478 | 400 kBtu/hr | 24.44% | 30% | Turnover | LO12Med | 25.42% | TBD | 0.2% | 92.1878 |  | 33.3548 |  | 0.013961 | EIA 2018 Tech Forecast | EIA 2018 Tech Forecast | AEG BEST | AFUE 80% (Standard) | AFUE 80% (Standard) | AFUE 80% (Standard) | AFUE 80% (Standard) | AFUE 80% (Standard) | AFUE 80% (Standard) | AFUE 80% (Standard) | AFUE 80% (Standard) | AFUE 80% (Standard) | AFUE 80% (Standard) | AFUE 80% (Standard) | AFUE 80% (Standard) | AFUE 80% (Standard) | AFUE 80% (Standard) | AFUE 80% (Standard) | AFUE 80% (Standard) | AFUE 80% (Standard) | AFUE 80% (Standard) | AFUE 80% (Standard) | AFUE 80% (Standard) | AFUE 80% (Standard) | AFUE 80% (Standard) | AFUE 96% | AFUE 96% | AFUE 96% | AFUE 96% | AFUE 96% | AFUE 96% | AFUE 96% | AFUE 96% | AFUE 96% | AFUE 96% | AFUE 96% | AFUE 96% | AFUE 96% | AFUE 96% | AFUE 96% | AFUE 96% | AFUE 96% | AFUE 96% | AFUE 96% | AFUE 96% | AFUE 96% | AFUE 96% | 1826.85 | 1826.85 | 1826.85 | 1826.85 | 1826.85 | 1826.85 | 1826.85 | 1826.85 | 1826.85 | 1826.85 | 1826.85 | 1826.85 | 1826.85 | 1826.85 | 1826.85 | 1826.85 | 1826.85 | 1826.85 | 1826.85 | 1826.85 | 1826.85 | 1826.85 | 0 | 1443.5459 | 1443.5459 | 1443.5459 | 1443.5459 | 1443.5459 | 1443.5459 | 1443.5459 | 1443.5459 | 1443.5459 | 1443.5459 | 1443.5459 | 1443.5459 | 1443.5459 | 1443.5459 | 1443.5459 | 1443.5459 | 1443.5459 | 1443.5459 | 1443.5459 | 1443.5459 | 1443.5459 | 0.50057 | 0.52068 | 0.53828 | 0.55359 | 0.56678 | 0.57805 | 0.58753 | 0.5954 | 0.60178 | 0.6068 | 0.56126 | 0.51914 | 0.48017 | 0.44414 | 0.4108 | 0.37997 | 0.35146 | 0.35195 | 0.35321 | 0.35506 | 0.50057 | 1.0212 | 1.5595 | 2.1131 | 2.6799 | 3.2579 | 3.8455 | 4.4409 | 5.0427 | 5.6495 | 6.2107 | 6.7299 | 7.21 | 7.6542 | 8.065 | 8.4449 | 8.7964 | 9.1484 | 9.5016 | 9.8566 | 0.34676 | 0.36069 | 0.37289 | 0.38349 | 0.39263 | 0.40043 | 0.40701 | 0.41246 | 0.41688 | 0.42035 | 0.38881 | 0.35963 | 0.33264 | 0.30767 | 0.28458 | 0.26322 | 0.24347 | 0.24381 | 0.24468 | 0.24596 | 0.34676 | 0.70746 | 1.0803 | 1.4638 | 1.8565 | 2.2569 | 2.6639 | 3.0764 | 3.4932 | 3.9136 | 4.3024 | 4.662 | 4.9947 | 5.3023 | 5.5869 | 5.8501 | 6.0936 | 6.3374 | 6.5821 | 6.8281 | 0.013961 | 0.029044 | 0.045039 | 0.061759 | 0.079039 | 0.09512 | 0.10848 | 0.1195 | 0.12851 | 0.13582 | 0.13025 | 0.12389 | 0.11712 | 0.1102 | 0.10331 | 0.096581 | 0.089339 | 0.089467 | 0.089789 | 0.090258 | 0.013961 | 0.043005 | 0.088044 | 0.1498 | 0.22884 | 0.32396 | 0.43244 | 0.55194 | 0.68045 | 0.81627 | 0.94652 | 1.0704 | 1.1875 | 1.2977 | 1.401 | 1.4976 | 1.5869 | 1.6764 | 1.7662 | 1.8565 | 0.0096714 | 0.02012 | 0.0312 | 0.042783 | 0.054754 | 0.065893 | 0.075148 | 0.08278 | 0.089025 | 0.094089 | 0.090226 | 0.085821 | 0.081131 | 0.076338 | 0.071567 | 0.066906 | 0.061889 | 0.061977 | 0.0622 | 0.062525 | 0.0096714 | 0.029791 | 0.060991 | 0.10377 | 0.15853 | 0.22442 | 0.29957 | 0.38235 | 0.47137 | 0.56546 | 0.65569 | 0.74151 | 0.82264 | 0.89898 | 0.97055 | 1.0375 | 1.0993 | 1.1613 | 1.2235 | 1.286 | 0.013961 | 0.029044 | 0.045039 | 0.061759 | 0.079039 | 0.09512 | 0.10848 | 0.1195 | 0.12851 | 0.13582 | 0.13025 | 0.12389 | 0.11712 | 0.1102 | 0.10331 | 0.096581 | 0.089339 | 0.089467 | 0.089789 | 0.090258 | 0.013961 | 0.043005 | 0.088044 | 0.1498 | 0.22884 | 0.32396 | 0.43244 | 0.55194 | 0.68045 | 0.81627 | 0.94652 | 1.0704 | 1.1875 | 1.2977 | 1.401 | 1.4976 | 1.5869 | 1.6764 | 1.7662 | 1.8565 | 0.0096714 | 0.02012 | 0.0312 | 0.042783 | 0.054754 | 0.065893 | 0.075148 | 0.08278 | 0.089025 | 0.094089 | 0.090226 | 0.085821 | 0.081131 | 0.076338 | 0.071567 | 0.066906 | 0.061889 | 0.061977 | 0.0622 | 0.062525 | 0.0096714 | 0.029791 | 0.060991 | 0.10377 | 0.15853 | 0.22442 | 0.29957 | 0.38235 | 0.47137 | 0.56546 | 0.65569 | 0.74151 | 0.82264 | 0.89898 | 0.97055 | 1.0375 | 1.0993 | 1.1613 | 1.2235 | 1.286 | 0.013961 | 0.029044 | 0.045039 | 0.061759 | 0.079039 | 0.09512 | 0.10848 | 0.1195 | 0.12851 | 0.13582 | 0.13025 | 0.12389 | 0.11712 | 0.1102 | 0.10331 | 0.096581 | 0.089339 | 0.089467 | 0.089789 | 0.090258 | 0.013961 | 0.043005 | 0.088044 | 0.1498 | 0.22884 | 0.32396 | 0.43244 | 0.55194 | 0.68045 | 0.81627 | 0.94652 | 1.0704 | 1.1875 | 1.2977 | 1.401 | 1.4976 | 1.5869 | 1.6764 | 1.7662 | 1.8565 | 0.0096714 | 0.02012 | 0.0312 | 0.042783 | 0.054754 | 0.065893 | 0.075148 | 0.08278 | 0.089025 | 0.094089 | 0.090226 | 0.085821 | 0.081131 | 0.076338 | 0.071567 | 0.066906 | 0.061889 | 0.061977 | 0.0622 | 0.062525 | 0.0096714 | 0.029791 | 0.060991 | 0.10377 | 0.15853 | 0.22442 | 0.29957 | 0.38235 | 0.47137 | 0.56546 | 0.65569 | 0.74151 | 0.82264 | 0.89898 | 0.97055 | 1.0375 | 1.0993 | 1.1613 | 1.2235 | 1.286 | 0.013961 | 0.029044 | 0.045039 | 0.061759 | 0.079039 | 0.09512 | 0.10848 | 0.1195 | 0.12851 | 0.13582 | 0.13025 | 0.12389 | 0.11712 | 0.1102 | 0.10331 | 0.096581 | 0.089339 | 0.089467 | 0.089789 | 0.090258 | 0.013961 | 0.043005 | 0.088044 | 0.1498 | 0.22884 | 0.32396 | 0.43244 | 0.55194 | 0.68045 | 0.81627 | 0.94652 | 1.0704 | 1.1875 | 1.2977 | 1.401 | 1.4976 | 1.5869 | 1.6764 | 1.7662 | 1.8565 | 0.0096714 | 0.02012 | 0.0312 | 0.042783 | 0.054754 | 0.065893 | 0.075148 | 0.08278 | 0.089025 | 0.094089 | 0.090226 | 0.085821 | 0.081131 | 0.076338 | 0.071567 | 0.066906 | 0.061889 | 0.061977 | 0.0622 | 0.062525 | 0.0096714 | 0.029791 | 0.060991 | 0.10377 | 0.15853 | 0.22442 | 0.29957 | 0.38235 | 0.47137 | 0.56546 | 0.65569 | 0.74151 | 0.82264 | 0.89898 | 0.97055 | 1.0375 | 1.0993 | 1.1613 | 1.2235 | 1.286 | 92.5514 | 92.5514 | 92.5514 | 92.5514 | 92.5514 | 92.5514 | 92.5514 | 92.5514 | 92.5514 | 92.5514 | 92.5514 | 92.5514 | 92.5514 | 92.5514 | 92.5514 | 92.5514 | 92.5514 | 92.5514 | 92.5514 | 92.5514 | 33.3563 | 33.3563 | 33.3563 | 33.3563 | 33.3563 | 33.3563 | 33.3563 | 33.3563 | 33.3563 | 33.3563 | 33.3563 | 33.3563 | 33.3563 | 33.3563 | 33.3563 | 33.3563 | 33.3563 | 33.3563 | 33.3563 | 33.3563
WA_Industrial_Agriculture_Existing_Space Heating_Natural Gas_Boiler_A | WA | Industrial | Agriculture | Existing | Space Heating | Natural Gas | Boiler | A | IE8 | AFUE 80% (Standard) | AFUE 97% | 25 | 6227.3193 | 0 | 0 | 14611.16 | 0 | 0 | 0 | 13751.6839 | 15126.8522 | 800 kBtu/hr | 12.09% | 100% | Turnover | LO50Fast | 85% | TBD | 0.2% | 309.5242 |  | 273.3774 |  | 0.20958 | EIA 2018 Tech Forecast | EIA 2018 Tech Forecast | GBLR-Heating-EIA14-2014 Ref. Case-6 | AFUE 80% (Standard) | AFUE 80% (Standard) | AFUE 80% (Standard) | AFUE 80% (Standard) | AFUE 80% (Standard) | AFUE 80% (Standard) | AFUE 80% (Standard) | AFUE 80% (Standard) | AFUE 80% (Standard) | AFUE 80% (Standard) | AFUE 80% (Standard) | AFUE 80% (Standard) | AFUE 80% (Standard) | AFUE 80% (Standard) | AFUE 80% (Standard) | AFUE 80% (Standard) | AFUE 80% (Standard) | AFUE 80% (Standard) | AFUE 80% (Standard) | AFUE 80% (Standard) | AFUE 80% (Standard) | AFUE 80% (Standard) | AFUE 97% | AFUE 97% | AFUE 97% | AFUE 97% | AFUE 97% | AFUE 97% | AFUE 97% | AFUE 97% | AFUE 97% | AFUE 97% | AFUE 97% | AFUE 97% | AFUE 97% | AFUE 97% | AFUE 97% | AFUE 97% | AFUE 97% | AFUE 97% | AFUE 97% | AFUE 97% | AFUE 97% | AFUE 97% | 14611.16 | 14611.16 | 14611.16 | 14611.16 | 14611.16 | 14611.16 | 14611.16 | 14611.16 | 14611.16 | 14611.16 | 14611.16 | 14611.16 | 14611.16 | 14611.16 | 14611.16 | 14611.16 | 14611.16 | 14611.16 | 14611.16 | 14611.16 | 14611.16 | 14611.16 | 0 | 15226.9124 | 15226.9124 | 15226.9124 | 15226.9124 | 15226.9124 | 15226.9124 | 15226.9124 | 15226.9124 | 15226.9124 | 15226.9124 | 15226.9124 | 15226.9124 | 15226.9124 | 15226.9124 | 15226.9124 | 15226.9124 | 15226.9124 | 15226.9124 | 15226.9124 | 15226.9124 | 15226.9124 | 1.3398 | 1.3275 | 1.3142 | 1.3002 | 1.2854 | 1.2701 | 1.2544 | 1.2382 | 1.2218 | 1.2051 | 1.1882 | 1.1712 | 1.1542 | 1.1371 | 1.12 | 1.1029 | 1.0858 | 1.0689 | 1.0521 | 1.0353 | 1.3398 | 2.6673 | 3.9815 | 5.2816 | 6.5671 | 7.8372 | 9.0916 | 10.3299 | 11.5517 | 12.7568 | 13.945 | 15.1163 | 16.2704 | 17.4075 | 18.5274 | 19.6303 | 20.7161 | 21.785 | 22.8371 | 23.8724 | 0.087988 | 0.087179 | 0.086309 | 0.085386 | 0.084419 | 0.083415 | 0.08238 | 0.081319 | 0.080239 | 0.079143 | 0.078035 | 0.076919 | 0.075798 | 0.074675 | 0.073551 | 0.072429 | 0.071311 | 0.070198 | 0.069092 | 0.067994 | 0.087988 | 0.17517 | 0.26148 | 0.34686 | 0.43128 | 0.5147 | 0.59708 | 0.6784 | 0.75863 | 0.83778 | 0.91581 | 0.99273 | 1.0685 | 1.1432 | 1.2168 | 1.2892 | 1.3605 | 1.4307 | 1.4998 | 1.5678 | 0.51247 | 0.74471 | 0.89367 | 0.98358 | 1.0375 | 1.0573 | 1.0583 | 1.0502 | 1.0383 | 1.0243 | 1.01 | 0.99556 | 0.98105 | 0.9665 | 0.95196 | 0.93744 | 0.92296 | 0.90856 | 0.89425 | 0.88003 | 0.20958 | 0.51415 | 0.87963 | 1.2819 | 1.7062 | 2.1386 | 2.5714 | 3.0009 | 3.4255 | 3.8444 | 4.2575 | 4.6646 | 5.0659 | 5.4611 | 5.8505 | 6.2338 | 6.6113 | 6.9829 | 7.3486 | 7.7085 | 0.033655 | 0.048908 | 0.05869 | 0.064595 | 0.068135 | 0.069436 | 0.0695 | 0.068972 | 0.068187 | 0.067272 | 0.06633 | 0.065382 | 0.064429 | 0.063473 | 0.062518 | 0.061564 | 0.060614 | 0.059668 | 0.058728 | 0.057795 | 0.033655 | 0.082563 | 0.14125 | 0.20585 | 0.27398 | 0.34342 | 0.41292 | 0.48189 | 0.55008 | 0.61735 | 0.68368 | 0.74906 | 0.81349 | 0.87696 | 0.93948 | 1.001 | 1.0617 | 1.1213 | 1.1801 | 1.2379 | 0.20958 | 0.30456 | 0.36548 | 0.40225 | 0.4243 | 0.4324 | 0.4328 | 0.42951 | 0.42462 | 0.41892 | 0.41306 | 0.40715 | 0.40122 | 0.39527 | 0.38932 | 0.38338 | 0.37746 | 0.37157 | 0.36572 | 0.35991 | 0.20958 | 0.51415 | 0.87963 | 1.2819 | 1.7062 | 2.1386 | 2.5714 | 3.0009 | 3.4255 | 3.8444 | 4.2575 | 4.6646 | 5.0659 | 5.4611 | 5.8505 | 6.2338 | 6.6113 | 6.9829 | 7.3486 | 7.7085 | 0.033655 | 0.048908 | 0.05869 | 0.064595 | 0.068135 | 0.069436 | 0.0695 | 0.068972 | 0.068187 | 0.067272 | 0.06633 | 0.065382 | 0.064429 | 0.063473 | 0.062518 | 0.061564 | 0.060614 | 0.059668 | 0.058728 | 0.057795 | 0.033655 | 0.082563 | 0.14125 | 0.20585 | 0.27398 | 0.34342 | 0.41292 | 0.48189 | 0.55008 | 0.61735 | 0.68368 | 0.74906 | 0.81349 | 0.87696 | 0.93948 | 1.001 | 1.0617 | 1.1213 | 1.1801 | 1.2379 | 0.20958 | 0.30456 | 0.36548 | 0.40225 | 0.4243 | 0.4324 | 0.4328 | 0.42951 | 0.42462 | 0.41892 | 0.41306 | 0.40715 | 0.40122 | 0.39527 | 0.38932 | 0.38338 | 0.37746 | 0.37157 | 0.36572 | 0.35991 | 0.20958 | 0.51415 | 0.87963 | 1.2819 | 1.7062 | 2.1386 | 2.5714 | 3.0009 | 3.4255 | 3.8444 | 4.2575 | 4.6646 | 5.0659 | 5.4611 | 5.8505 | 6.2338 | 6.6113 | 6.9829 | 7.3486 | 7.7085 | 0.033655 | 0.048908 | 0.05869 | 0.064595 | 0.068135 | 0.069436 | 0.0695 | 0.068972 | 0.068187 | 0.067272 | 0.06633 | 0.065382 | 0.064429 | 0.063473 | 0.062518 | 0.061564 | 0.060614 | 0.059668 | 0.058728 | 0.057795 | 0.033655 | 0.082563 | 0.14125 | 0.20585 | 0.27398 | 0.34342 | 0.41292 | 0.48189 | 0.55008 | 0.61735 | 0.68368 | 0.74906 | 0.81349 | 0.87696 | 0.93948 | 1.001 | 1.0617 | 1.1213 | 1.1801 | 1.2379 | 0.20958 | 0.30456 | 0.36548 | 0.40225 | 0.4243 | 0.4324 | 0.4328 | 0.42951 | 0.42462 | 0.41892 | 0.41306 | 0.40715 | 0.40122 | 0.39527 | 0.38932 | 0.38338 | 0.37746 | 0.37157 | 0.36572 | 0.35991 | 0.20958 | 0.51415 | 0.87963 | 1.2819 | 1.7062 | 2.1386 | 2.5714 | 3.0009 | 3.4255 | 3.8444 | 4.2575 | 4.6646 | 5.0659 | 5.4611 | 5.8505 | 6.2338 | 6.6113 | 6.9829 | 7.3486 | 7.7085 | 0.033655 | 0.048908 | 0.05869 | 0.064595 | 0.068135 | 0.069436 | 0.0695 | 0.068972 | 0.068187 | 0.067272 | 0.06633 | 0.065382 | 0.064429 | 0.063473 | 0.062518 | 0.061564 | 0.060614 | 0.059668 | 0.058728 | 0.057795 | 0.033655 | 0.082563 | 0.14125 | 0.20585 | 0.27398 | 0.34342 | 0.41292 | 0.48189 | 0.55008 | 0.61735 | 0.68368 | 0.74906 | 0.81349 | 0.87696 | 0.93948 | 1.001 | 1.0617 | 1.1213 | 1.1801 | 1.2379 | 309.5716 | 309.5716 | 309.5716 | 309.5716 | 309.5716 | 309.5716 | 309.5716 | 309.5716 | 309.5716 | 309.5716 | 309.5716 | 309.5716 | 309.5716 | 309.5716 | 309.5716 | 309.5716 | 309.5716 | 309.5716 | 309.5716 | 309.5716 | 273.4193 | 273.4193 | 273.4193 | 273.4193 | 273.4193 | 273.4193 | 273.4193 | 273.4193 | 273.4193 | 273.4193 | 273.4193 | 273.4193 | 273.4193 | 273.4193 | 273.4193 | 273.4193 | 273.4193 | 273.4193 | 273.4193 | 273.4193
WA_Industrial_Agriculture_Existing_Space Heating_Natural Gas_Unit Heater_A | WA | Industrial | Agriculture | Existing | Space Heating | Natural Gas | Unit Heater | A | IE9 | Standard | Infrared Radiant | 15 | 43660.7244 | 0 | 0 | 85063.63 | 3587.78 | 0 | 0 | 25408.0098 | 27948.8108 | 125 kBtu/Hr | 29.6% | 100% | Turnover | LO12Med | 84.74% | TBD | 0.2% | 294.0302 |  | 103.4954 |  | 0.018586 | IL TRM - 4.4.12 - CI-HVC-IRHT-V02-210101 | CNGC Program Data | IL TRM - 4.4.12 - CI-HVC-IRHT-V02-210101 w/ CNGC Sizing | Standard | Standard | Standard | Standard | Standard | Standard | Standard | Standard | Standard | Standard | Standard | Standard | Standard | Standard | Standard | Standard | Standard | Standard | Standard | Standard | Standard | Standard | Infrared Radiant | Infrared Radiant | Infrared Radiant | Infrared Radiant | Infrared Radiant | Infrared Radiant | Infrared Radiant | Infrared Radiant | Infrared Radiant | Infrared Radiant | Infrared Radiant | Infrared Radiant | Infrared Radiant | Infrared Radiant | Infrared Radiant | Infrared Radiant | Infrared Radiant | Infrared Radiant | Infrared Radiant | Infrared Radiant | Infrared Radiant | Infrared Radiant | 85063.63 | 85063.63 | 85063.63 | 85063.63 | 85063.63 | 85063.63 | 85063.63 | 85063.63 | 85063.63 | 85063.63 | 85063.63 | 85063.63 | 85063.63 | 85063.63 | 85063.63 | 85063.63 | 85063.63 | 85063.63 | 85063.63 | 85063.63 | 85063.63 | 85063.63 | 0 | 43660.7244 | 43660.7244 | 43660.7244 | 43660.7244 | 43660.7244 | 43660.7244 | 43660.7244 | 43660.7244 | 43660.7244 | 43660.7244 | 43660.7244 | 43660.7244 | 43660.7244 | 43660.7244 | 43660.7244 | 43660.7244 | 43660.7244 | 43660.7244 | 43660.7244 | 43660.7244 | 43660.7244 | 0.19992 | 0.38122 | 0.60608 | 0.86762 | 1.1598 | 1.4771 | 1.815 | 2.1692 | 2.4761 | 2.7411 | 2.9803 | 3.2052 | 3.424 | 3.6422 | 3.8633 | 3.6269 | 3.4646 | 3.3669 | 3.3251 | 3.3219 | 0.19992 | 0.58114 | 1.1872 | 2.0548 | 3.2146 | 4.6918 | 6.5068 | 8.6759 | 11.152 | 13.8931 | 16.8734 | 20.0786 | 23.3027 | 26.5637 | 29.821 | 32.5802 | 34.885 | 36.7747 | 38.2848 | 39.4375 | 0.0045789 | 0.0087314 | 0.013882 | 0.019872 | 0.026563 | 0.033832 | 0.041571 | 0.049682 | 0.056713 | 0.062782 | 0.068259 | 0.073411 | 0.078423 | 0.083421 | 0.088486 | 0.083069 | 0.079352 | 0.077114 | 0.076158 | 0.076084 | 0.0045789 | 0.01331 | 0.027192 | 0.047064 | 0.073627 | 0.10746 | 0.14903 | 0.19871 | 0.25543 | 0.31821 | 0.38647 | 0.45988 | 0.53372 | 0.60841 | 0.68302 | 0.74621 | 0.799 | 0.84228 | 0.87687 | 0.90327 | 0.018586 | 0.070883 | 0.16904 | 0.32265 | 0.53911 | 0.81023 | 1.117 | 1.4512 | 1.7626 | 2.0452 | 2.3053 | 2.5496 | 2.7838 | 3.0123 | 3.2386 | 3.0729 | 2.9356 | 2.8529 | 2.8176 | 2.8148 | 0.018586 | 0.089469 | 0.25851 | 0.58115 | 1.1203 | 1.9305 | 3.0475 | 4.4987 | 6.2613 | 8.3065 | 10.6118 | 13.1614 | 15.9266 | 18.868 | 21.9375 | 24.6878 | 27.0843 | 29.127 | 30.8275 | 32.1911 | 0.00042569 | 0.0016235 | 0.0038716 | 0.0073898 | 0.012348 | 0.018558 | 0.025585 | 0.033237 | 0.04037 | 0.046842 | 0.052801 | 0.058396 | 0.063759 | 0.068993 | 0.074176 | 0.070381 | 0.067237 | 0.065342 | 0.064533 | 0.06447 | 0.00042569 | 0.0020492 | 0.0059208 | 0.013311 | 0.025658 | 0.044216 | 0.069801 | 0.10304 | 0.14341 | 0.19025 | 0.24305 | 0.30145 | 0.36478 | 0.43215 | 0.50245 | 0.56545 | 0.62034 | 0.66712 | 0.70607 | 0.7373 | 0.018586 | 0.070883 | 0.16904 | 0.32265 | 0.53911 | 0.81023 | 1.117 | 1.4512 | 1.7626 | 2.0452 | 2.3053 | 2.5496 | 2.7838 | 3.0123 | 3.2386 | 3.0729 | 2.9356 | 2.8529 | 2.8176 | 2.8148 | 0.018586 | 0.089469 | 0.25851 | 0.58115 | 1.1203 | 1.9305 | 3.0475 | 4.4987 | 6.2613 | 8.3065 | 10.6118 | 13.1614 | 15.9266 | 18.868 | 21.9375 | 24.6878 | 27.0843 | 29.127 | 30.8275 | 32.1911 | 0.00042569 | 0.0016235 | 0.0038716 | 0.0073898 | 0.012348 | 0.018558 | 0.025585 | 0.033237 | 0.04037 | 0.046842 | 0.052801 | 0.058396 | 0.063759 | 0.068993 | 0.074176 | 0.070381 | 0.067237 | 0.065342 | 0.064533 | 0.06447 | 0.00042569 | 0.0020492 | 0.0059208 | 0.013311 | 0.025658 | 0.044216 | 0.069801 | 0.10304 | 0.14341 | 0.19025 | 0.24305 | 0.30145 | 0.36478 | 0.43215 | 0.50245 | 0.56545 | 0.62034 | 0.66712 | 0.70607 | 0.7373 | 0.018586 | 0.070883 | 0.16904 | 0.32265 | 0.53911 | 0.81023 | 1.117 | 1.4512 | 1.7626 | 2.0452 | 2.3053 | 2.5496 | 2.7838 | 3.0123 | 3.2386 | 3.0729 | 2.9356 | 2.8529 | 2.8176 | 2.8148 | 0.018586 | 0.089469 | 0.25851 | 0.58115 | 1.1203 | 1.9305 | 3.0475 | 4.4987 | 6.2613 | 8.3065 | 10.6118 | 13.1614 | 15.9266 | 18.868 | 21.9375 | 24.6878 | 27.0843 | 29.127 | 30.8275 | 32.1911 | 0.00042569 | 0.0016235 | 0.0038716 | 0.0073898 | 0.012348 | 0.018558 | 0.025585 | 0.033237 | 0.04037 | 0.046842 | 0.052801 | 0.058396 | 0.063759 | 0.068993 | 0.074176 | 0.070381 | 0.067237 | 0.065342 | 0.064533 | 0.06447 | 0.00042569 | 0.0020492 | 0.0059208 | 0.013311 | 0.025658 | 0.044216 | 0.069801 | 0.10304 | 0.14341 | 0.19025 | 0.24305 | 0.30145 | 0.36478 | 0.43215 | 0.50245 | 0.56545 | 0.62034 | 0.66712 | 0.70607 | 0.7373 | 0.018586 | 0.070883 | 0.16904 | 0.32265 | 0.53911 | 0.81023 | 1.117 | 1.4512 | 1.7626 | 2.0452 | 2.3053 | 2.5496 | 2.7838 | 3.0123 | 3.2386 | 3.0729 | 2.9356 | 2.8529 | 2.8176 | 2.8148 | 0.018586 | 0.089469 | 0.25851 | 0.58115 | 1.1203 | 1.9305 | 3.0475 | 4.4987 | 6.2613 | 8.3065 | 10.6118 | 13.1614 | 15.9266 | 18.868 | 21.9375 | 24.6878 | 27.0843 | 29.127 | 30.8275 | 32.1911 | 0.00042569 | 0.0016235 | 0.0038716 | 0.0073898 | 0.012348 | 0.018558 | 0.025585 | 0.033237 | 0.04037 | 0.046842 | 0.052801 | 0.058396 | 0.063759 | 0.068993 | 0.074176 | 0.070381 | 0.067237 | 0.065342 | 0.064533 | 0.06447 | 0.00042569 | 0.0020492 | 0.0059208 | 0.013311 | 0.025658 | 0.044216 | 0.069801 | 0.10304 | 0.14341 | 0.19025 | 0.24305 | 0.30145 | 0.36478 | 0.43215 | 0.50245 | 0.56545 | 0.62034 | 0.66712 | 0.70607 | 0.7373 | 289.7213 | 289.7213 | 289.7213 | 289.7213 | 289.7213 | 289.7213 | 289.7213 | 289.7213 | 289.7213 | 289.7213 | 289.7213 | 289.7213 | 289.7213 | 289.7213 | 289.7213 | 289.7213 | 289.7213 | 289.7213 | 289.7213 | 289.7213 | 103.4972 | 103.4972 | 103.4972 | 103.4972 | 103.4972 | 103.4972 | 103.4972 | 103.4972 | 103.4972 | 103.4972 | 103.4972 | 103.4972 | 103.4972 | 103.4972 | 103.4972 | 103.4972 | 103.4972 | 103.4972 | 103.4972 | 103.4972
WA_Industrial_Agriculture_New_Space Heating_Natural Gas_Furnace_A | WA | Industrial | Agriculture | New | Space Heating | Natural Gas | Furnace | A | IE10 | AFUE 80% (Standard) | AFUE 96% | 23 | 1443.5073 | 0 | 0 | 1826.85 | -10.15 | 0 | 0 | 368.3162 | 405.1478 | 400 kBtu/hr | 24.44% | 30% | Turnover | LO12Med | 25.42% | TBD | 0.2% | 92.1903 |  | 33.3557 |  | 0.00064784 | EIA 2018 Tech Forecast | EIA 2018 Tech Forecast | AEG BEST | AFUE 80% (Standard) | AFUE 80% (Standard) | AFUE 80% (Standard) | AFUE 80% (Standard) | AFUE 80% (Standard) | AFUE 80% (Standard) | AFUE 80% (Standard) | AFUE 80% (Standard) | AFUE 80% (Standard) | AFUE 80% (Standard) | AFUE 80% (Standard) | AFUE 80% (Standard) | AFUE 80% (Standard) | AFUE 80% (Standard) | AFUE 80% (Standard) | AFUE 80% (Standard) | AFUE 80% (Standard) | AFUE 80% (Standard) | AFUE 80% (Standard) | AFUE 80% (Standard) | AFUE 80% (Standard) | AFUE 80% (Standard) | AFUE 96% | AFUE 96% | AFUE 96% | AFUE 96% | AFUE 96% | AFUE 96% | AFUE 96% | AFUE 96% | AFUE 96% | AFUE 96% | AFUE 96% | AFUE 96% | AFUE 96% | AFUE 96% | AFUE 96% | AFUE 96% | AFUE 96% | AFUE 96% | AFUE 96% | AFUE 96% | AFUE 96% | AFUE 96% | 1826.85 | 1826.85 | 1826.85 | 1826.85 | 1826.85 | 1826.85 | 1826.85 | 1826.85 | 1826.85 | 1826.85 | 1826.85 | 1826.85 | 1826.85 | 1826.85 | 1826.85 | 1826.85 | 1826.85 | 1826.85 | 1826.85 | 1826.85 | 1826.85 | 1826.85 | 0 | 1443.5073 | 1443.5073 | 1443.5073 | 1443.5073 | 1443.5073 | 1443.5073 | 1443.5073 | 1443.5073 | 1443.5073 | 1443.5073 | 1443.5073 | 1443.5073 | 1443.5073 | 1443.5073 | 1443.5073 | 1443.5073 | 1443.5073 | 1443.5073 | 1443.5073 | 1443.5073 | 1443.5073 | 0.023228 | 0.74024 | 0.73842 | 0.82765 | 0.49845 | 0.57863 | 0.57134 | 0.64267 | 0.47865 | 0.55052 | 0.54322 | 0.63015 | 0.42768 | 0.51979 | 0.5194 | 0.60465 | 0.39939 | 0.56676 | 0.54941 | 0.5995 | 0.023228 | 0.76347 | 1.5019 | 2.3295 | 2.828 | 3.4066 | 3.9779 | 4.6206 | 5.0993 | 5.6498 | 6.193 | 6.8232 | 7.2508 | 7.7706 | 8.29 | 8.8947 | 9.294 | 9.8608 | 10.4102 | 11.0097 | 0.016091 | 0.5128 | 0.51155 | 0.57336 | 0.3453 | 0.40085 | 0.3958 | 0.44521 | 0.33159 | 0.38138 | 0.37632 | 0.43654 | 0.29628 | 0.36009 | 0.35981 | 0.41887 | 0.27668 | 0.39263 | 0.38061 | 0.41531 | 0.016091 | 0.5289 | 1.0404 | 1.6138 | 1.9591 | 2.36 | 2.7558 | 3.201 | 3.5326 | 3.9139 | 4.2902 | 4.7268 | 5.0231 | 5.3832 | 5.743 | 6.1618 | 6.4385 | 6.8311 | 7.2118 | 7.6271 | 0.00064784 | 0.041291 | 0.061785 | 0.092335 | 0.06951 | 0.095216 | 0.10549 | 0.12898 | 0.10222 | 0.12322 | 0.12606 | 0.15038 | 0.10431 | 0.12897 | 0.13062 | 0.15369 | 0.10152 | 0.14407 | 0.13966 | 0.1524 | 0.00064784 | 0.041939 | 0.10372 | 0.19606 | 0.26557 | 0.36078 | 0.46627 | 0.59526 | 0.69747 | 0.8207 | 0.94676 | 1.0971 | 1.2014 | 1.3304 | 1.461 | 1.6147 | 1.7162 | 1.8603 | 2 | 2.1524 | 0.0004488 | 0.028605 | 0.042802 | 0.063965 | 0.048153 | 0.065961 | 0.073078 | 0.089354 | 0.070812 | 0.085365 | 0.087328 | 0.10418 | 0.072264 | 0.089343 | 0.090488 | 0.10647 | 0.070331 | 0.099808 | 0.096752 | 0.10557 | 0.0004488 | 0.029054 | 0.071855 | 0.13582 | 0.18397 | 0.24994 | 0.32301 | 0.41237 | 0.48318 | 0.56854 | 0.65587 | 0.76005 | 0.83231 | 0.92165 | 1.0121 | 1.1186 | 1.1889 | 1.2887 | 1.3855 | 1.4911 | 0.00064784 | 0.041291 | 0.061785 | 0.092335 | 0.06951 | 0.095216 | 0.10549 | 0.12898 | 0.10222 | 0.12322 | 0.12606 | 0.15038 | 0.10431 | 0.12897 | 0.13062 | 0.15369 | 0.10152 | 0.14407 | 0.13966 | 0.1524 | 0.00064784 | 0.041939 | 0.10372 | 0.19606 | 0.26557 | 0.36078 | 0.46627 | 0.59526 | 0.69747 | 0.8207 | 0.94676 | 1.0971 | 1.2014 | 1.3304 | 1.461 | 1.6147 | 1.7162 | 1.8603 | 2 | 2.1524 | 0.0004488 | 0.028605 | 0.042802 | 0.063965 | 0.048153 | 0.065961 | 0.073078 | 0.089354 | 0.070812 | 0.085365 | 0.087328 | 0.10418 | 0.072264 | 0.089343 | 0.090488 | 0.10647 | 0.070331 | 0.099808 | 0.096752 | 0.10557 | 0.0004488 | 0.029054 | 0.071855 | 0.13582 | 0.18397 | 0.24994 | 0.32301 | 0.41237 | 0.48318 | 0.56854 | 0.65587 | 0.76005 | 0.83231 | 0.92165 | 1.0121 | 1.1186 | 1.1889 | 1.2887 | 1.3855 | 1.4911 | 0.00064784 | 0.041291 | 0.061785 | 0.092335 | 0.06951 | 0.095216 | 0.10549 | 0.12898 | 0.10222 | 0.12322 | 0.12606 | 0.15038 | 0.10431 | 0.12897 | 0.13062 | 0.15369 | 0.10152 | 0.14407 | 0.13966 | 0.1524 | 0.00064784 | 0.041939 | 0.10372 | 0.19606 | 0.26557 | 0.36078 | 0.46627 | 0.59526 | 0.69747 | 0.8207 | 0.94676 | 1.0971 | 1.2014 | 1.3304 | 1.461 | 1.6147 | 1.7162 | 1.8603 | 2 | 2.1524 | 0.0004488 | 0.028605 | 0.042802 | 0.063965 | 0.048153 | 0.065961 | 0.073078 | 0.089354 | 0.070812 | 0.085365 | 0.087328 | 0.10418 | 0.072264 | 0.089343 | 0.090488 | 0.10647 | 0.070331 | 0.099808 | 0.096752 | 0.10557 | 0.0004488 | 0.029054 | 0.071855 | 0.13582 | 0.18397 | 0.24994 | 0.32301 | 0.41237 | 0.48318 | 0.56854 | 0.65587 | 0.76005 | 0.83231 | 0.92165 | 1.0121 | 1.1186 | 1.1889 | 1.2887 | 1.3855 | 1.4911 | 0.00064784 | 0.041291 | 0.061785 | 0.092335 | 0.06951 | 0.095216 | 0.10549 | 0.12898 | 0.10222 | 0.12322 | 0.12606 | 0.15038 | 0.10431 | 0.12897 | 0.13062 | 0.15369 | 0.10152 | 0.14407 | 0.13966 | 0.1524 | 0.00064784 | 0.041939 | 0.10372 | 0.19606 | 0.26557 | 0.36078 | 0.46627 | 0.59526 | 0.69747 | 0.8207 | 0.94676 | 1.0971 | 1.2014 | 1.3304 | 1.461 | 1.6147 | 1.7162 | 1.8603 | 2 | 2.1524 | 0.0004488 | 0.028605 | 0.042802 | 0.063965 | 0.048153 | 0.065961 | 0.073078 | 0.089354 | 0.070812 | 0.085365 | 0.087328 | 0.10418 | 0.072264 | 0.089343 | 0.090488 | 0.10647 | 0.070331 | 0.099808 | 0.096752 | 0.10557 | 0.0004488 | 0.029054 | 0.071855 | 0.13582 | 0.18397 | 0.24994 | 0.32301 | 0.41237 | 0.48318 | 0.56854 | 0.65587 | 0.76005 | 0.83231 | 0.92165 | 1.0121 | 1.1186 | 1.1889 | 1.2887 | 1.3855 | 1.4911 | 92.5538 | 92.5538 | 92.5538 | 92.5538 | 92.5538 | 92.5538 | 92.5538 | 92.5538 | 92.5538 | 92.5538 | 92.5538 | 92.5538 | 92.5538 | 92.5538 | 92.5538 | 92.5538 | 92.5538 | 92.5538 | 92.5538 | 92.5538 | 33.3572 | 33.3572 | 33.3572 | 33.3572 | 33.3572 | 33.3572 | 33.3572 | 33.3572 | 33.3572 | 33.3572 | 33.3572 | 33.3572 | 33.3572 | 33.3572 | 33.3572 | 33.3572 | 33.3572 | 33.3572 | 33.3572 | 33.3572
WA_Industrial_Agriculture_New_Space Heating_Natural Gas_Boiler_A | WA | Industrial | Agriculture | New | Space Heating | Natural Gas | Boiler | A | IE11 | AFUE 80% (Standard) | AFUE 97% | 25 | 6223.5803 | 0 | 0 | 14611.16 | 0 | 0 | 0 | 13751.6839 | 15126.8522 | 800 kBtu/hr | 12.09% | 100% | Turnover | LO50Fast | 85% | TBD | 0.2% | 309.7101 |  | 273.5416 |  | 0.0088601 | EIA 2018 Tech Forecast | EIA 2018 Tech Forecast | GBLR-Heating-EIA14-2014 Ref. Case-6 | AFUE 80% (Standard) | AFUE 80% (Standard) | AFUE 80% (Standard) | AFUE 80% (Standard) | AFUE 80% (Standard) | AFUE 80% (Standard) | AFUE 80% (Standard) | AFUE 80% (Standard) | AFUE 80% (Standard) | AFUE 80% (Standard) | AFUE 80% (Standard) | AFUE 80% (Standard) | AFUE 80% (Standard) | AFUE 80% (Standard) | AFUE 80% (Standard) | AFUE 80% (Standard) | AFUE 80% (Standard) | AFUE 80% (Standard) | AFUE 80% (Standard) | AFUE 80% (Standard) | AFUE 80% (Standard) | AFUE 80% (Standard) | AFUE 97% | AFUE 97% | AFUE 97% | AFUE 97% | AFUE 97% | AFUE 97% | AFUE 97% | AFUE 97% | AFUE 97% | AFUE 97% | AFUE 97% | AFUE 97% | AFUE 97% | AFUE 97% | AFUE 97% | AFUE 97% | AFUE 97% | AFUE 97% | AFUE 97% | AFUE 97% | AFUE 97% | AFUE 97% | 14611.16 | 14611.16 | 14611.16 | 14611.16 | 14611.16 | 14611.16 | 14611.16 | 14611.16 | 14611.16 | 14611.16 | 14611.16 | 14611.16 | 14611.16 | 14611.16 | 14611.16 | 14611.16 | 14611.16 | 14611.16 | 14611.16 | 14611.16 | 14611.16 | 14611.16 | 0 | 15225.431 | 15225.431 | 15225.431 | 15225.431 | 15225.431 | 15225.431 | 15225.431 | 15225.431 | 15225.431 | 15225.431 | 15225.431 | 15225.431 | 15225.431 | 15225.431 | 15225.431 | 15225.431 | 15225.431 | 15225.431 | 15225.431 | 15225.431 | 15225.431 | 0.056667 | 1.8059 | 1.8015 | 2.0192 | 1.216 | 1.4116 | 1.3938 | 1.5679 | 1.1677 | 1.3431 | 1.3252 | 1.5373 | 1.0434 | 1.2681 | 1.2671 | 1.4751 | 0.97435 | 1.2006 | 1.1679 | 1.1645 | 0.056667 | 1.8626 | 3.664 | 5.6832 | 6.8992 | 8.3108 | 9.7047 | 11.2725 | 12.4403 | 13.7833 | 15.1086 | 16.6459 | 17.6893 | 18.9574 | 20.2245 | 21.6996 | 22.6739 | 23.8746 | 25.0425 | 26.207 | 0.0037219 | 0.11861 | 0.11832 | 0.13262 | 0.079868 | 0.092716 | 0.091547 | 0.10298 | 0.076696 | 0.088211 | 0.087041 | 0.10097 | 0.068529 | 0.083287 | 0.083224 | 0.096884 | 0.063995 | 0.078857 | 0.076709 | 0.076483 | 0.0037219 | 0.12233 | 0.24065 | 0.37327 | 0.45314 | 0.54585 | 0.6374 | 0.74038 | 0.81707 | 0.90528 | 0.99233 | 1.0933 | 1.1618 | 1.2451 | 1.3283 | 1.4252 | 1.4892 | 1.5681 | 1.6448 | 1.7213 | 0.021675 | 1.0131 | 1.225 | 1.5275 | 0.98146 | 1.1751 | 1.1759 | 1.3298 | 0.99233 | 1.1416 | 1.1265 | 1.3067 | 0.88688 | 1.0779 | 1.0771 | 1.2538 | 0.8282 | 1.0205 | 0.99274 | 0.98981 | 0.0088601 | 0.42298 | 0.92371 | 1.5481 | 1.9493 | 2.4296 | 2.9103 | 3.4538 | 3.8595 | 4.3261 | 4.7866 | 5.3207 | 5.6832 | 6.1238 | 6.5641 | 7.0766 | 7.4151 | 7.8323 | 8.2381 | 8.6427 | 0.0014236 | 0.066541 | 0.080457 | 0.10033 | 0.064462 | 0.077178 | 0.077235 | 0.08734 | 0.065176 | 0.07498 | 0.073985 | 0.085825 | 0.05825 | 0.070794 | 0.070741 | 0.082352 | 0.054396 | 0.067028 | 0.065203 | 0.06501 | 0.0014236 | 0.067964 | 0.14842 | 0.24875 | 0.31321 | 0.39039 | 0.46762 | 0.55496 | 0.62014 | 0.69512 | 0.7691 | 0.85493 | 0.91318 | 0.98397 | 1.0547 | 1.1371 | 1.1915 | 1.2585 | 1.3237 | 1.3887 | 0.0088601 | 0.41412 | 0.50073 | 0.62438 | 0.40118 | 0.48032 | 0.48068 | 0.54357 | 0.40563 | 0.46664 | 0.46045 | 0.53414 | 0.36252 | 0.44059 | 0.44026 | 0.51252 | 0.33854 | 0.41716 | 0.4058 | 0.4046 | 0.0088601 | 0.42298 | 0.92371 | 1.5481 | 1.9493 | 2.4296 | 2.9103 | 3.4538 | 3.8595 | 4.3261 | 4.7866 | 5.3207 | 5.6832 | 6.1238 | 6.5641 | 7.0766 | 7.4151 | 7.8323 | 8.2381 | 8.6427 | 0.0014236 | 0.066541 | 0.080457 | 0.10033 | 0.064462 | 0.077178 | 0.077235 | 0.08734 | 0.065176 | 0.07498 | 0.073985 | 0.085825 | 0.05825 | 0.070794 | 0.070741 | 0.082352 | 0.054396 | 0.067028 | 0.065203 | 0.06501 | 0.0014236 | 0.067964 | 0.14842 | 0.24875 | 0.31321 | 0.39039 | 0.46762 | 0.55496 | 0.62014 | 0.69512 | 0.7691 | 0.85493 | 0.91318 | 0.98397 | 1.0547 | 1.1371 | 1.1915 | 1.2585 | 1.3237 | 1.3887 | 0.0088601 | 0.41412 | 0.50073 | 0.62438 | 0.40118 | 0.48032 | 0.48068 | 0.54357 | 0.40563 | 0.46664 | 0.46045 | 0.53414 | 0.36252 | 0.44059 | 0.44026 | 0.51252 | 0.33854 | 0.41716 | 0.4058 | 0.4046 | 0.0088601 | 0.42298 | 0.92371 | 1.5481 | 1.9493 | 2.4296 | 2.9103 | 3.4538 | 3.8595 | 4.3261 | 4.7866 | 5.3207 | 5.6832 | 6.1238 | 6.5641 | 7.0766 | 7.4151 | 7.8323 | 8.2381 | 8.6427 | 0.0014236 | 0.066541 | 0.080457 | 0.10033 | 0.064462 | 0.077178 | 0.077235 | 0.08734 | 0.065176 | 0.07498 | 0.073985 | 0.085825 | 0.05825 | 0.070794 | 0.070741 | 0.082352 | 0.054396 | 0.067028 | 0.065203 | 0.06501 | 0.0014236 | 0.067964 | 0.14842 | 0.24875 | 0.31321 | 0.39039 | 0.46762 | 0.55496 | 0.62014 | 0.69512 | 0.7691 | 0.85493 | 0.91318 | 0.98397 | 1.0547 | 1.1371 | 1.1915 | 1.2585 | 1.3237 | 1.3887 | 0.0088601 | 0.41412 | 0.50073 | 0.62438 | 0.40118 | 0.48032 | 0.48068 | 0.54357 | 0.40563 | 0.46664 | 0.46045 | 0.53414 | 0.36252 | 0.44059 | 0.44026 | 0.51252 | 0.33854 | 0.41716 | 0.4058 | 0.4046 | 0.0088601 | 0.42298 | 0.92371 | 1.5481 | 1.9493 | 2.4296 | 2.9103 | 3.4538 | 3.8595 | 4.3261 | 4.7866 | 5.3207 | 5.6832 | 6.1238 | 6.5641 | 7.0766 | 7.4151 | 7.8323 | 8.2381 | 8.6427 | 0.0014236 | 0.066541 | 0.080457 | 0.10033 | 0.064462 | 0.077178 | 0.077235 | 0.08734 | 0.065176 | 0.07498 | 0.073985 | 0.085825 | 0.05825 | 0.070794 | 0.070741 | 0.082352 | 0.054396 | 0.067028 | 0.065203 | 0.06501 | 0.0014236 | 0.067964 | 0.14842 | 0.24875 | 0.31321 | 0.39039 | 0.46762 | 0.55496 | 0.62014 | 0.69512 | 0.7691 | 0.85493 | 0.91318 | 0.98397 | 1.0547 | 1.1371 | 1.1915 | 1.2585 | 1.3237 | 1.3887 | 309.7576 | 309.7576 | 309.7576 | 309.7576 | 309.7576 | 309.7576 | 309.7576 | 309.7576 | 309.7576 | 309.7576 | 309.7576 | 309.7576 | 309.7576 | 309.7576 | 309.7576 | 309.7576 | 309.7576 | 309.7576 | 309.7576 | 309.7576 | 273.5836 | 273.5836 | 273.5836 | 273.5836 | 273.5836 | 273.5836 | 273.5836 | 273.5836 | 273.5836 | 273.5836 | 273.5836 | 273.5836 | 273.5836 | 273.5836 | 273.5836 | 273.5836 | 273.5836 | 273.5836 | 273.5836 | 273.5836
WA_Industrial_Agriculture_New_Space Heating_Natural Gas_Unit Heater_A | WA | Industrial | Agriculture | New | Space Heating | Natural Gas | Unit Heater | A | IE12 | Standard | Infrared Radiant | 15 | 43660.7244 | 0 | 0 | 85063.63 | 3587.78 | 0 | 0 | 25408.0098 | 27948.8108 | 125 kBtu/Hr | 29.6% | 100% | Turnover | LO12Med | 84.74% | TBD | 0.2% | 294.0302 |  | 103.4954 |  | 0.0098175 | IL TRM - 4.4.12 - CI-HVC-IRHT-V02-210101 | CNGC Program Data | IL TRM - 4.4.12 - CI-HVC-IRHT-V02-210101 w/ CNGC Sizing | Standard | Standard | Standard | Standard | Standard | Standard | Standard | Standard | Standard | Standard | Standard | Standard | Standard | Standard | Standard | Standard | Standard | Standard | Standard | Standard | Standard | Standard | Infrared Radiant | Infrared Radiant | Infrared Radiant | Infrared Radiant | Infrared Radiant | Infrared Radiant | Infrared Radiant | Infrared Radiant | Infrared Radiant | Infrared Radiant | Infrared Radiant | Infrared Radiant | Infrared Radiant | Infrared Radiant | Infrared Radiant | Infrared Radiant | Infrared Radiant | Infrared Radiant | Infrared Radiant | Infrared Radiant | Infrared Radiant | Infrared Radiant | 85063.63 | 85063.63 | 85063.63 | 85063.63 | 85063.63 | 85063.63 | 85063.63 | 85063.63 | 85063.63 | 85063.63 | 85063.63 | 85063.63 | 85063.63 | 85063.63 | 85063.63 | 85063.63 | 85063.63 | 85063.63 | 85063.63 | 85063.63 | 85063.63 | 85063.63 | 0 | 43660.7244 | 43660.7244 | 43660.7244 | 43660.7244 | 43660.7244 | 43660.7244 | 43660.7244 | 43660.7244 | 43660.7244 | 43660.7244 | 43660.7244 | 43660.7244 | 43660.7244 | 43660.7244 | 43660.7244 | 43660.7244 | 43660.7244 | 43660.7244 | 43660.7244 | 43660.7244 | 43660.7244 | 0.1056 | 3.3653 | 3.3571 | 3.7627 | 2.2661 | 2.6306 | 2.5975 | 2.9217 | 2.1761 | 2.5028 | 3.3517 | 3.5916 | 3.1989 | 4.0381 | 4.4539 | 6.0323 | 3.8401 | 5.2309 | 5.1535 | 5.0932 | 0.1056 | 3.4709 | 6.828 | 10.5907 | 12.8568 | 15.4874 | 18.0849 | 21.0066 | 23.1827 | 25.6855 | 29.0372 | 32.6288 | 35.7221 | 36.3949 | 37.4917 | 39.7613 | 40.236 | 42.1099 | 43.5006 | 45.6721 | 0.0024187 | 0.077079 | 0.07689 | 0.086181 | 0.051902 | 0.060251 | 0.059492 | 0.066919 | 0.049841 | 0.057324 | 0.076767 | 0.082262 | 0.073266 | 0.092488 | 0.10201 | 0.13816 | 0.087953 | 0.11981 | 0.11803 | 0.11665 | 0.0024187 | 0.079498 | 0.15639 | 0.24257 | 0.29447 | 0.35472 | 0.41421 | 0.48113 | 0.53097 | 0.5883 | 0.66506 | 0.74733 | 0.81817 | 0.83358 | 0.8587 | 0.91069 | 0.92156 | 0.96448 | 0.99633 | 1.0461 | 0.0098175 | 0.62574 | 0.9363 | 1.3993 | 1.0534 | 1.4429 | 1.5986 | 1.9546 | 1.549 | 1.8674 | 2.5926 | 2.857 | 2.6007 | 3.3397 | 3.7336 | 5.111 | 3.2538 | 4.4324 | 4.3668 | 4.3157 | 0.0098175 | 0.63555 | 1.5719 | 2.9711 | 4.0245 | 5.4674 | 7.066 | 9.0207 | 10.5697 | 12.4371 | 15.0297 | 17.8867 | 20.4776 | 23.1916 | 25.9889 | 29.7006 | 31.901 | 34.8905 | 37.6587 | 40.0198 | 0.00022486 | 0.014332 | 0.021445 | 0.032049 | 0.024126 | 0.033049 | 0.036614 | 0.044769 | 0.035479 | 0.04277 | 0.059382 | 0.065436 | 0.059566 | 0.076492 | 0.085514 | 0.11706 | 0.074525 | 0.10152 | 0.10002 | 0.098847 | 0.00022486 | 0.014557 | 0.036002 | 0.06805 | 0.092176 | 0.12522 | 0.16184 | 0.20661 | 0.24209 | 0.28486 | 0.34424 | 0.40967 | 0.46902 | 0.53118 | 0.59525 | 0.68026 | 0.73066 | 0.79913 | 0.86253 | 0.91661 | 0.0098175 | 0.62574 | 0.9363 | 1.3993 | 1.0534 | 1.4429 | 1.5986 | 1.9546 | 1.549 | 1.8674 | 2.5926 | 2.857 | 2.6007 | 3.3397 | 3.7336 | 5.111 | 3.2538 | 4.4324 | 4.3668 | 4.3157 | 0.0098175 | 0.63555 | 1.5719 | 2.9711 | 4.0245 | 5.4674 | 7.066 | 9.0207 | 10.5697 | 12.4371 | 15.0297 | 17.8867 | 20.4776 | 23.1916 | 25.9889 | 29.7006 | 31.901 | 34.8905 | 37.6587 | 40.0198 | 0.00022486 | 0.014332 | 0.021445 | 0.032049 | 0.024126 | 0.033049 | 0.036614 | 0.044769 | 0.035479 | 0.04277 | 0.059382 | 0.065436 | 0.059566 | 0.076492 | 0.085514 | 0.11706 | 0.074525 | 0.10152 | 0.10002 | 0.098847 | 0.00022486 | 0.014557 | 0.036002 | 0.06805 | 0.092176 | 0.12522 | 0.16184 | 0.20661 | 0.24209 | 0.28486 | 0.34424 | 0.40967 | 0.46902 | 0.53118 | 0.59525 | 0.68026 | 0.73066 | 0.79913 | 0.86253 | 0.91661 | 0.0098175 | 0.62574 | 0.9363 | 1.3993 | 1.0534 | 1.4429 | 1.5986 | 1.9546 | 1.549 | 1.8674 | 2.5926 | 2.857 | 2.6007 | 3.3397 | 3.7336 | 5.111 | 3.2538 | 4.4324 | 4.3668 | 4.3157 | 0.0098175 | 0.63555 | 1.5719 | 2.9711 | 4.0245 | 5.4674 | 7.066 | 9.0207 | 10.5697 | 12.4371 | 15.0297 | 17.8867 | 20.4776 | 23.1916 | 25.9889 | 29.7006 | 31.901 | 34.8905 | 37.6587 | 40.0198 | 0.00022486 | 0.014332 | 0.021445 | 0.032049 | 0.024126 | 0.033049 | 0.036614 | 0.044769 | 0.035479 | 0.04277 | 0.059382 | 0.065436 | 0.059566 | 0.076492 | 0.085514 | 0.11706 | 0.074525 | 0.10152 | 0.10002 | 0.098847 | 0.00022486 | 0.014557 | 0.036002 | 0.06805 | 0.092176 | 0.12522 | 0.16184 | 0.20661 | 0.24209 | 0.28486 | 0.34424 | 0.40967 | 0.46902 | 0.53118 | 0.59525 | 0.68026 | 0.73066 | 0.79913 | 0.86253 | 0.91661 | 0.0098175 | 0.62574 | 0.9363 | 1.3993 | 1.0534 | 1.4429 | 1.5986 | 1.9546 | 1.549 | 1.8674 | 2.5926 | 2.857 | 2.6007 | 3.3397 | 3.7336 | 5.111 | 3.2538 | 4.4324 | 4.3668 | 4.3157 | 0.0098175 | 0.63555 | 1.5719 | 2.9711 | 4.0245 | 5.4674 | 7.066 | 9.0207 | 10.5697 | 12.4371 | 15.0297 | 17.8867 | 20.4776 | 23.1916 | 25.9889 | 29.7006 | 31.901 | 34.8905 | 37.6587 | 40.0198 | 0.00022486 | 0.014332 | 0.021445 | 0.032049 | 0.024126 | 0.033049 | 0.036614 | 0.044769 | 0.035479 | 0.04277 | 0.059382 | 0.065436 | 0.059566 | 0.076492 | 0.085514 | 0.11706 | 0.074525 | 0.10152 | 0.10002 | 0.098847 | 0.00022486 | 0.014557 | 0.036002 | 0.06805 | 0.092176 | 0.12522 | 0.16184 | 0.20661 | 0.24209 | 0.28486 | 0.34424 | 0.40967 | 0.46902 | 0.53118 | 0.59525 | 0.68026 | 0.73066 | 0.79913 | 0.86253 | 0.91661 | 289.7213 | 289.7213 | 289.7213 | 289.7213 | 289.7213 | 289.7213 | 289.7213 | 289.7213 | 289.7213 | 289.7213 | 289.7213 | 289.7213 | 289.7213 | 289.7213 | 289.7213 | 289.7213 | 289.7213 | 289.7213 | 289.7213 | 289.7213 | 103.4972 | 103.4972 | 103.4972 | 103.4972 | 103.4972 | 103.4972 | 103.4972 | 103.4972 | 103.4972 | 103.4972 | 103.4972 | 103.4972 | 103.4972 | 103.4972 | 103.4972 | 103.4972 | 103.4972 | 103.4972 | 103.4972 | 103.4972
WA_Industrial_Primary Metals_Existing_Space Heating_Natural Gas_Furnace_A | WA | Industrial | Primary Metals | Existing | Space Heating | Natural Gas | Furnace | A | IE13 | AFUE 80% (Standard) | AFUE 96% | 23 | 1443.5459 | 0 | 0 | 1826.85 | -10.15 | 0 | 0 | 368.3162 | 405.1478 | 400 kBtu/hr | 42.56% | 30% | Turnover | LO12Med | 25.42% | TBD | 0.2% | 92.1878 |  | 33.3548 |  | 0.0012652 | EIA 2018 Tech Forecast | EIA 2018 Tech Forecast | AEG BEST | AFUE 80% (Standard) | AFUE 80% (Standard) | AFUE 80% (Standard) | AFUE 80% (Standard) | AFUE 80% (Standard) | AFUE 80% (Standard) | AFUE 80% (Standard) | AFUE 80% (Standard) | AFUE 80% (Standard) | AFUE 80% (Standard) | AFUE 80% (Standard) | AFUE 80% (Standard) | AFUE 80% (Standard) | AFUE 80% (Standard) | AFUE 80% (Standard) | AFUE 80% (Standard) | AFUE 80% (Standard) | AFUE 80% (Standard) | AFUE 80% (Standard) | AFUE 80% (Standard) | AFUE 80% (Standard) | AFUE 80% (Standard) | AFUE 96% | AFUE 96% | AFUE 96% | AFUE 96% | AFUE 96% | AFUE 96% | AFUE 96% | AFUE 96% | AFUE 96% | AFUE 96% | AFUE 96% | AFUE 96% | AFUE 96% | AFUE 96% | AFUE 96% | AFUE 96% | AFUE 96% | AFUE 96% | AFUE 96% | AFUE 96% | AFUE 96% | AFUE 96% | 1826.85 | 1826.85 | 1826.85 | 1826.85 | 1826.85 | 1826.85 | 1826.85 | 1826.85 | 1826.85 | 1826.85 | 1826.85 | 1826.85 | 1826.85 | 1826.85 | 1826.85 | 1826.85 | 1826.85 | 1826.85 | 1826.85 | 1826.85 | 1826.85 | 1826.85 | 0 | 1443.5459 | 1443.5459 | 1443.5459 | 1443.5459 | 1443.5459 | 1443.5459 | 1443.5459 | 1443.5459 | 1443.5459 | 1443.5459 | 1443.5459 | 1443.5459 | 1443.5459 | 1443.5459 | 1443.5459 | 1443.5459 | 1443.5459 | 1443.5459 | 1443.5459 | 1443.5459 | 1443.5459 | 0.045364 | 0.047187 | 0.048782 | 0.050169 | 0.051365 | 0.052386 | 0.053246 | 0.053958 | 0.054537 | 0.054991 | 0.050864 | 0.047047 | 0.043516 | 0.04025 | 0.037229 | 0.034435 | 0.031851 | 0.031896 | 0.03201 | 0.032177 | 0.045364 | 0.092551 | 0.14133 | 0.1915 | 0.24287 | 0.29525 | 0.3485 | 0.40246 | 0.45699 | 0.51198 | 0.56285 | 0.6099 | 0.65341 | 0.69366 | 0.73089 | 0.76533 | 0.79718 | 0.82907 | 0.86108 | 0.89326 | 0.031426 | 0.032688 | 0.033793 | 0.034754 | 0.035582 | 0.03629 | 0.036885 | 0.037379 | 0.03778 | 0.038095 | 0.035236 | 0.032591 | 0.030145 | 0.027883 | 0.02579 | 0.023855 | 0.022064 | 0.022095 | 0.022175 | 0.02229 | 0.031426 | 0.064114 | 0.097907 | 0.13266 | 0.16824 | 0.20453 | 0.24142 | 0.2788 | 0.31658 | 0.35467 | 0.38991 | 0.4225 | 0.45264 | 0.48053 | 0.50632 | 0.53017 | 0.55224 | 0.57433 | 0.59651 | 0.6188 | 0.0012652 | 0.0026321 | 0.0040817 | 0.005597 | 0.007163 | 0.0086203 | 0.009831 | 0.010829 | 0.011646 | 0.012309 | 0.011804 | 0.011227 | 0.010614 | 0.0099866 | 0.0093626 | 0.0087527 | 0.0080964 | 0.008108 | 0.0081372 | 0.0081797 | 0.0012652 | 0.0038973 | 0.007979 | 0.013576 | 0.020739 | 0.029359 | 0.03919 | 0.05002 | 0.061666 | 0.073975 | 0.085779 | 0.097006 | 0.10762 | 0.11761 | 0.12697 | 0.13572 | 0.14382 | 0.15193 | 0.16006 | 0.16824 | 0.00087648 | 0.0018234 | 0.0028275 | 0.0038772 | 0.0049621 | 0.0059716 | 0.0068103 | 0.007502 | 0.0080679 | 0.0085269 | 0.0081768 | 0.0077775 | 0.0073525 | 0.0069181 | 0.0064858 | 0.0060633 | 0.0056087 | 0.0056167 | 0.0056369 | 0.0056664 | 0.00087648 | 0.0026998 | 0.0055274 | 0.0094046 | 0.014367 | 0.020338 | 0.027149 | 0.034651 | 0.042718 | 0.051245 | 0.059422 | 0.0672 | 0.074552 | 0.08147 | 0.087956 | 0.094019 | 0.099628 | 0.10524 | 0.11088 | 0.11655 | 0.0012652 | 0.0026321 | 0.0040817 | 0.005597 | 0.007163 | 0.0086203 | 0.009831 | 0.010829 | 0.011646 | 0.012309 | 0.011804 | 0.011227 | 0.010614 | 0.0099866 | 0.0093626 | 0.0087527 | 0.0080964 | 0.008108 | 0.0081372 | 0.0081797 | 0.0012652 | 0.0038973 | 0.007979 | 0.013576 | 0.020739 | 0.029359 | 0.03919 | 0.05002 | 0.061666 | 0.073975 | 0.085779 | 0.097006 | 0.10762 | 0.11761 | 0.12697 | 0.13572 | 0.14382 | 0.15193 | 0.16006 | 0.16824 | 0.00087648 | 0.0018234 | 0.0028275 | 0.0038772 | 0.0049621 | 0.0059716 | 0.0068103 | 0.007502 | 0.0080679 | 0.0085269 | 0.0081768 | 0.0077775 | 0.0073525 | 0.0069181 | 0.0064858 | 0.0060633 | 0.0056087 | 0.0056167 | 0.0056369 | 0.0056664 | 0.00087648 | 0.0026998 | 0.0055274 | 0.0094046 | 0.014367 | 0.020338 | 0.027149 | 0.034651 | 0.042718 | 0.051245 | 0.059422 | 0.0672 | 0.074552 | 0.08147 | 0.087956 | 0.094019 | 0.099628 | 0.10524 | 0.11088 | 0.11655 | 0.0012652 | 0.0026321 | 0.0040817 | 0.005597 | 0.007163 | 0.0086203 | 0.009831 | 0.010829 | 0.011646 | 0.012309 | 0.011804 | 0.011227 | 0.010614 | 0.0099866 | 0.0093626 | 0.0087527 | 0.0080964 | 0.008108 | 0.0081372 | 0.0081797 | 0.0012652 | 0.0038973 | 0.007979 | 0.013576 | 0.020739 | 0.029359 | 0.03919 | 0.05002 | 0.061666 | 0.073975 | 0.085779 | 0.097006 | 0.10762 | 0.11761 | 0.12697 | 0.13572 | 0.14382 | 0.15193 | 0.16006 | 0.16824 | 0.00087648 | 0.0018234 | 0.0028275 | 0.0038772 | 0.0049621 | 0.0059716 | 0.0068103 | 0.007502 | 0.0080679 | 0.0085269 | 0.0081768 | 0.0077775 | 0.0073525 | 0.0069181 | 0.0064858 | 0.0060633 | 0.0056087 | 0.0056167 | 0.0056369 | 0.0056664 | 0.00087648 | 0.0026998 | 0.0055274 | 0.0094046 | 0.014367 | 0.020338 | 0.027149 | 0.034651 | 0.042718 | 0.051245 | 0.059422 | 0.0672 | 0.074552 | 0.08147 | 0.087956 | 0.094019 | 0.099628 | 0.10524 | 0.11088 | 0.11655 | 0.0012652 | 0.0026321 | 0.0040817 | 0.005597 | 0.007163 | 0.0086203 | 0.009831 | 0.010829 | 0.011646 | 0.012309 | 0.011804 | 0.011227 | 0.010614 | 0.0099866 | 0.0093626 | 0.0087527 | 0.0080964 | 0.008108 | 0.0081372 | 0.0081797 | 0.0012652 | 0.0038973 | 0.007979 | 0.013576 | 0.020739 | 0.029359 | 0.03919 | 0.05002 | 0.061666 | 0.073975 | 0.085779 | 0.097006 | 0.10762 | 0.11761 | 0.12697 | 0.13572 | 0.14382 | 0.15193 | 0.16006 | 0.16824 | 0.00087648 | 0.0018234 | 0.0028275 | 0.0038772 | 0.0049621 | 0.0059716 | 0.0068103 | 0.007502 | 0.0080679 | 0.0085269 | 0.0081768 | 0.0077775 | 0.0073525 | 0.0069181 | 0.0064858 | 0.0060633 | 0.0056087 | 0.0056167 | 0.0056369 | 0.0056664 | 0.00087648 | 0.0026998 | 0.0055274 | 0.0094046 | 0.014367 | 0.020338 | 0.027149 | 0.034651 | 0.042718 | 0.051245 | 0.059422 | 0.0672 | 0.074552 | 0.08147 | 0.087956 | 0.094019 | 0.099628 | 0.10524 | 0.11088 | 0.11655 | 92.5514 | 92.5514 | 92.5514 | 92.5514 | 92.5514 | 92.5514 | 92.5514 | 92.5514 | 92.5514 | 92.5514 | 92.5514 | 92.5514 | 92.5514 | 92.5514 | 92.5514 | 92.5514 | 92.5514 | 92.5514 | 92.5514 | 92.5514 | 33.3563 | 33.3563 | 33.3563 | 33.3563 | 33.3563 | 33.3563 | 33.3563 | 33.3563 | 33.3563 | 33.3563 | 33.3563 | 33.3563 | 33.3563 | 33.3563 | 33.3563 | 33.3563 | 33.3563 | 33.3563 | 33.3563 | 33.3563
WA_Industrial_Primary Metals_Existing_Space Heating_Natural Gas_Boiler_A | WA | Industrial | Primary Metals | Existing | Space Heating | Natural Gas | Boiler | A | IE14 | AFUE 80% (Standard) | AFUE 97% | 25 | 6227.3193 | 0 | 0 | 14611.16 | 0 | 0 | 0 | 13751.6839 | 15126.8522 | 800 kBtu/hr | 2.761% | 100% | Turnover | LO50Fast | 85% | TBD | 0.2% | 309.5242 |  | 273.3774 |  | 0.018994 | EIA 2018 Tech Forecast | EIA 2018 Tech Forecast | GBLR-Heating-EIA14-2014 Ref. Case-6 | AFUE 80% (Standard) | AFUE 80% (Standard) | AFUE 80% (Standard) | AFUE 80% (Standard) | AFUE 80% (Standard) | AFUE 80% (Standard) | AFUE 80% (Standard) | AFUE 80% (Standard) | AFUE 80% (Standard) | AFUE 80% (Standard) | AFUE 80% (Standard) | AFUE 80% (Standard) | AFUE 80% (Standard) | AFUE 80% (Standard) | AFUE 80% (Standard) | AFUE 80% (Standard) | AFUE 80% (Standard) | AFUE 80% (Standard) | AFUE 80% (Standard) | AFUE 80% (Standard) | AFUE 80% (Standard) | AFUE 80% (Standard) | AFUE 97% | AFUE 97% | AFUE 97% | AFUE 97% | AFUE 97% | AFUE 97% | AFUE 97% | AFUE 97% | AFUE 97% | AFUE 97% | AFUE 97% | AFUE 97% | AFUE 97% | AFUE 97% | AFUE 97% | AFUE 97% | AFUE 97% | AFUE 97% | AFUE 97% | AFUE 97% | AFUE 97% | AFUE 97% | 14611.16 | 14611.16 | 14611.16 | 14611.16 | 14611.16 | 14611.16 | 14611.16 | 14611.16 | 14611.16 | 14611.16 | 14611.16 | 14611.16 | 14611.16 | 14611.16 | 14611.16 | 14611.16 | 14611.16 | 14611.16 | 14611.16 | 14611.16 | 14611.16 | 14611.16 | 0 | 15226.9124 | 15226.9124 | 15226.9124 | 15226.9124 | 15226.9124 | 15226.9124 | 15226.9124 | 15226.9124 | 15226.9124 | 15226.9124 | 15226.9124 | 15226.9124 | 15226.9124 | 15226.9124 | 15226.9124 | 15226.9124 | 15226.9124 | 15226.9124 | 15226.9124 | 15226.9124 | 15226.9124 | 0.12142 | 0.1203 | 0.1191 | 0.11783 | 0.11649 | 0.11511 | 0.11368 | 0.11222 | 0.11073 | 0.10921 | 0.10768 | 0.10614 | 0.1046 | 0.10305 | 0.1015 | 0.099948 | 0.098405 | 0.096869 | 0.095343 | 0.093827 | 0.12142 | 0.24172 | 0.36082 | 0.47865 | 0.59514 | 0.71025 | 0.82393 | 0.93615 | 1.0469 | 1.1561 | 1.2638 | 1.3699 | 1.4745 | 1.5776 | 1.6791 | 1.779 | 1.8774 | 1.9743 | 2.0696 | 2.1634 | 0.007974 | 0.0079007 | 0.0078218 | 0.0077381 | 0.0076505 | 0.0075595 | 0.0074657 | 0.0073696 | 0.0072717 | 0.0071724 | 0.007072 | 0.0069709 | 0.0068692 | 0.0067674 | 0.0066656 | 0.0065639 | 0.0064625 | 0.0063617 | 0.0062615 | 0.0061619 | 0.007974 | 0.015875 | 0.023696 | 0.031435 | 0.039085 | 0.046645 | 0.05411 | 0.06148 | 0.068752 | 0.075924 | 0.082996 | 0.089967 | 0.096836 | 0.1036 | 0.11027 | 0.11683 | 0.1233 | 0.12966 | 0.13592 | 0.14208 | 0.046443 | 0.06749 | 0.080989 | 0.089137 | 0.094023 | 0.095817 | 0.095907 | 0.095177 | 0.094094 | 0.092831 | 0.091532 | 0.090223 | 0.088908 | 0.08759 | 0.086271 | 0.084956 | 0.083644 | 0.082339 | 0.081041 | 0.079753 | 0.018994 | 0.046595 | 0.079717 | 0.11617 | 0.15462 | 0.19381 | 0.23303 | 0.27196 | 0.31044 | 0.3484 | 0.38584 | 0.42273 | 0.4591 | 0.49492 | 0.5302 | 0.56494 | 0.59915 | 0.63282 | 0.66597 | 0.69858 | 0.00305 | 0.0044323 | 0.0053188 | 0.0058539 | 0.0061748 | 0.0062926 | 0.0062985 | 0.0062506 | 0.0061795 | 0.0060965 | 0.0060112 | 0.0059252 | 0.0058389 | 0.0057523 | 0.0056657 | 0.0055793 | 0.0054932 | 0.0054074 | 0.0053222 | 0.0052377 | 0.00305 | 0.0074823 | 0.012801 | 0.018655 | 0.02483 | 0.031122 | 0.037421 | 0.043672 | 0.049851 | 0.055948 | 0.061959 | 0.067884 | 0.073723 | 0.079475 | 0.085141 | 0.09072 | 0.096213 | 0.10162 | 0.10694 | 0.11218 | 0.018994 | 0.027601 | 0.033122 | 0.036454 | 0.038452 | 0.039186 | 0.039223 | 0.038924 | 0.038481 | 0.037965 | 0.037434 | 0.036898 | 0.03636 | 0.035821 | 0.035282 | 0.034744 | 0.034208 | 0.033674 | 0.033143 | 0.032617 | 0.018994 | 0.046595 | 0.079717 | 0.11617 | 0.15462 | 0.19381 | 0.23303 | 0.27196 | 0.31044 | 0.3484 | 0.38584 | 0.42273 | 0.4591 | 0.49492 | 0.5302 | 0.56494 | 0.59915 | 0.63282 | 0.66597 | 0.69858 | 0.00305 | 0.0044323 | 0.0053188 | 0.0058539 | 0.0061748 | 0.0062926 | 0.0062985 | 0.0062506 | 0.0061795 | 0.0060965 | 0.0060112 | 0.0059252 | 0.0058389 | 0.0057523 | 0.0056657 | 0.0055793 | 0.0054932 | 0.0054074 | 0.0053222 | 0.0052377 | 0.00305 | 0.0074823 | 0.012801 | 0.018655 | 0.02483 | 0.031122 | 0.037421 | 0.043672 | 0.049851 | 0.055948 | 0.061959 | 0.067884 | 0.073723 | 0.079475 | 0.085141 | 0.09072 | 0.096213 | 0.10162 | 0.10694 | 0.11218 | 0.018994 | 0.027601 | 0.033122 | 0.036454 | 0.038452 | 0.039186 | 0.039223 | 0.038924 | 0.038481 | 0.037965 | 0.037434 | 0.036898 | 0.03636 | 0.035821 | 0.035282 | 0.034744 | 0.034208 | 0.033674 | 0.033143 | 0.032617 | 0.018994 | 0.046595 | 0.079717 | 0.11617 | 0.15462 | 0.19381 | 0.23303 | 0.27196 | 0.31044 | 0.3484 | 0.38584 | 0.42273 | 0.4591 | 0.49492 | 0.5302 | 0.56494 | 0.59915 | 0.63282 | 0.66597 | 0.69858 | 0.00305 | 0.0044323 | 0.0053188 | 0.0058539 | 0.0061748 | 0.0062926 | 0.0062985 | 0.0062506 | 0.0061795 | 0.0060965 | 0.0060112 | 0.0059252 | 0.0058389 | 0.0057523 | 0.0056657 | 0.0055793 | 0.0054932 | 0.0054074 | 0.0053222 | 0.0052377 | 0.00305 | 0.0074823 | 0.012801 | 0.018655 | 0.02483 | 0.031122 | 0.037421 | 0.043672 | 0.049851 | 0.055948 | 0.061959 | 0.067884 | 0.073723 | 0.079475 | 0.085141 | 0.09072 | 0.096213 | 0.10162 | 0.10694 | 0.11218 | 0.018994 | 0.027601 | 0.033122 | 0.036454 | 0.038452 | 0.039186 | 0.039223 | 0.038924 | 0.038481 | 0.037965 | 0.037434 | 0.036898 | 0.03636 | 0.035821 | 0.035282 | 0.034744 | 0.034208 | 0.033674 | 0.033143 | 0.032617 | 0.018994 | 0.046595 | 0.079717 | 0.11617 | 0.15462 | 0.19381 | 0.23303 | 0.27196 | 0.31044 | 0.3484 | 0.38584 | 0.42273 | 0.4591 | 0.49492 | 0.5302 | 0.56494 | 0.59915 | 0.63282 | 0.66597 | 0.69858 | 0.00305 | 0.0044323 | 0.0053188 | 0.0058539 | 0.0061748 | 0.0062926 | 0.0062985 | 0.0062506 | 0.0061795 | 0.0060965 | 0.0060112 | 0.0059252 | 0.0058389 | 0.0057523 | 0.0056657 | 0.0055793 | 0.0054932 | 0.0054074 | 0.0053222 | 0.0052377 | 0.00305 | 0.0074823 | 0.012801 | 0.018655 | 0.02483 | 0.031122 | 0.037421 | 0.043672 | 0.049851 | 0.055948 | 0.061959 | 0.067884 | 0.073723 | 0.079475 | 0.085141 | 0.09072 | 0.096213 | 0.10162 | 0.10694 | 0.11218 | 309.5716 | 309.5716 | 309.5716 | 309.5716 | 309.5716 | 309.5716 | 309.5716 | 309.5716 | 309.5716 | 309.5716 | 309.5716 | 309.5716 | 309.5716 | 309.5716 | 309.5716 | 309.5716 | 309.5716 | 309.5716 | 309.5716 | 309.5716 | 273.4193 | 273.4193 | 273.4193 | 273.4193 | 273.4193 | 273.4193 | 273.4193 | 273.4193 | 273.4193 | 273.4193 | 273.4193 | 273.4193 | 273.4193 | 273.4193 | 273.4193 | 273.4193 | 273.4193 | 273.4193 | 273.4193 | 273.4193
WA_Industrial_Primary Metals_Existing_Space Heating_Natural Gas_Unit Heater_A | WA | Industrial | Primary Metals | Existing | Space Heating | Natural Gas | Unit Heater | A | IE15 | Standard | Infrared Radiant | 15 | 43660.7244 | 0 | 0 | 85063.63 | 3587.78 | 0 | 0 | 25408.0098 | 27948.8108 | 125 kBtu/Hr | 49.08% | 100% | Turnover | LO12Med | 84.74% | TBD | 0.2% | 294.0302 |  | 103.4954 |  | 0.0016844 | IL TRM - 4.4.12 - CI-HVC-IRHT-V02-210101 | CNGC Program Data | IL TRM - 4.4.12 - CI-HVC-IRHT-V02-210101 w/ CNGC Sizing | Standard | Standard | Standard | Standard | Standard | Standard | Standard | Standard | Standard | Standard | Standard | Standard | Standard | Standard | Standard | Standard | Standard | Standard | Standard | Standard | Standard | Standard | Infrared Radiant | Infrared Radiant | Infrared Radiant | Infrared Radiant | Infrared Radiant | Infrared Radiant | Infrared Radiant | Infrared Radiant | Infrared Radiant | Infrared Radiant | Infrared Radiant | Infrared Radiant | Infrared Radiant | Infrared Radiant | Infrared Radiant | Infrared Radiant | Infrared Radiant | Infrared Radiant | Infrared Radiant | Infrared Radiant | Infrared Radiant | Infrared Radiant | 85063.63 | 85063.63 | 85063.63 | 85063.63 | 85063.63 | 85063.63 | 85063.63 | 85063.63 | 85063.63 | 85063.63 | 85063.63 | 85063.63 | 85063.63 | 85063.63 | 85063.63 | 85063.63 | 85063.63 | 85063.63 | 85063.63 | 85063.63 | 85063.63 | 85063.63 | 0 | 43660.7244 | 43660.7244 | 43660.7244 | 43660.7244 | 43660.7244 | 43660.7244 | 43660.7244 | 43660.7244 | 43660.7244 | 43660.7244 | 43660.7244 | 43660.7244 | 43660.7244 | 43660.7244 | 43660.7244 | 43660.7244 | 43660.7244 | 43660.7244 | 43660.7244 | 43660.7244 | 43660.7244 | 0.018118 | 0.034548 | 0.054926 | 0.078629 | 0.1051 | 0.13387 | 0.16449 | 0.19658 | 0.2244 | 0.24841 | 0.27009 | 0.29047 | 0.3103 | 0.33008 | 0.35012 | 0.32868 | 0.31398 | 0.30512 | 0.30134 | 0.30105 | 0.018118 | 0.052666 | 0.10759 | 0.18622 | 0.29133 | 0.42519 | 0.58968 | 0.78626 | 1.0107 | 1.2591 | 1.5292 | 1.8196 | 2.1118 | 2.4073 | 2.7025 | 2.9526 | 3.1615 | 3.3327 | 3.4696 | 3.574 | 0.00041496 | 0.00079129 | 0.001258 | 0.0018009 | 0.0024073 | 0.0030661 | 0.0037674 | 0.0045025 | 0.0051396 | 0.0056896 | 0.006186 | 0.0066529 | 0.0071071 | 0.0075601 | 0.008019 | 0.0075282 | 0.0071913 | 0.0069885 | 0.0069019 | 0.0068951 | 0.00041496 | 0.0012063 | 0.0024643 | 0.0042652 | 0.0066725 | 0.0097385 | 0.013506 | 0.018008 | 0.023148 | 0.028838 | 0.035024 | 0.041677 | 0.048369 | 0.055138 | 0.061899 | 0.067626 | 0.07241 | 0.076332 | 0.079467 | 0.081859 | 0.0016844 | 0.0064238 | 0.015319 | 0.02924 | 0.048857 | 0.073428 | 0.10123 | 0.13151 | 0.15974 | 0.18534 | 0.20892 | 0.23106 | 0.25228 | 0.27299 | 0.2935 | 0.27848 | 0.26604 | 0.25854 | 0.25534 | 0.25509 | 0.0016844 | 0.0081082 | 0.023427 | 0.052667 | 0.10152 | 0.17495 | 0.27618 | 0.4077 | 0.56743 | 0.75278 | 0.9617 | 1.1928 | 1.4434 | 1.7099 | 1.9881 | 2.2373 | 2.4545 | 2.6396 | 2.7937 | 2.9173 | 3.8579e-05 | 0.00014713 | 0.00035087 | 0.00066971 | 0.001119 | 0.0016818 | 0.0023186 | 0.0030121 | 0.0036586 | 0.0042451 | 0.0047851 | 0.0052922 | 0.0057782 | 0.0062526 | 0.0067222 | 0.0063783 | 0.0060934 | 0.0059217 | 0.0058483 | 0.0058426 | 3.8579e-05 | 0.00018571 | 0.00053658 | 0.0012063 | 0.0023253 | 0.0040071 | 0.0063257 | 0.0093379 | 0.012996 | 0.017242 | 0.022027 | 0.027319 | 0.033058 | 0.039164 | 0.045535 | 0.051244 | 0.056218 | 0.060458 | 0.063988 | 0.066818 | 0.0016844 | 0.0064238 | 0.015319 | 0.02924 | 0.048857 | 0.073428 | 0.10123 | 0.13151 | 0.15974 | 0.18534 | 0.20892 | 0.23106 | 0.25228 | 0.27299 | 0.2935 | 0.27848 | 0.26604 | 0.25854 | 0.25534 | 0.25509 | 0.0016844 | 0.0081082 | 0.023427 | 0.052667 | 0.10152 | 0.17495 | 0.27618 | 0.4077 | 0.56743 | 0.75278 | 0.9617 | 1.1928 | 1.4434 | 1.7099 | 1.9881 | 2.2373 | 2.4545 | 2.6396 | 2.7937 | 2.9173 | 3.8579e-05 | 0.00014713 | 0.00035087 | 0.00066971 | 0.001119 | 0.0016818 | 0.0023186 | 0.0030121 | 0.0036586 | 0.0042451 | 0.0047851 | 0.0052922 | 0.0057782 | 0.0062526 | 0.0067222 | 0.0063783 | 0.0060934 | 0.0059217 | 0.0058483 | 0.0058426 | 3.8579e-05 | 0.00018571 | 0.00053658 | 0.0012063 | 0.0023253 | 0.0040071 | 0.0063257 | 0.0093379 | 0.012996 | 0.017242 | 0.022027 | 0.027319 | 0.033058 | 0.039164 | 0.045535 | 0.051244 | 0.056218 | 0.060458 | 0.063988 | 0.066818 | 0.0016844 | 0.0064238 | 0.015319 | 0.02924 | 0.048857 | 0.073428 | 0.10123 | 0.13151 | 0.15974 | 0.18534 | 0.20892 | 0.23106 | 0.25228 | 0.27299 | 0.2935 | 0.27848 | 0.26604 | 0.25854 | 0.25534 | 0.25509 | 0.0016844 | 0.0081082 | 0.023427 | 0.052667 | 0.10152 | 0.17495 | 0.27618 | 0.4077 | 0.56743 | 0.75278 | 0.9617 | 1.1928 | 1.4434 | 1.7099 | 1.9881 | 2.2373 | 2.4545 | 2.6396 | 2.7937 | 2.9173 | 3.8579e-05 | 0.00014713 | 0.00035087 | 0.00066971 | 0.001119 | 0.0016818 | 0.0023186 | 0.0030121 | 0.0036586 | 0.0042451 | 0.0047851 | 0.0052922 | 0.0057782 | 0.0062526 | 0.0067222 | 0.0063783 | 0.0060934 | 0.0059217 | 0.0058483 | 0.0058426 | 3.8579e-05 | 0.00018571 | 0.00053658 | 0.0012063 | 0.0023253 | 0.0040071 | 0.0063257 | 0.0093379 | 0.012996 | 0.017242 | 0.022027 | 0.027319 | 0.033058 | 0.039164 | 0.045535 | 0.051244 | 0.056218 | 0.060458 | 0.063988 | 0.066818 | 0.0016844 | 0.0064238 | 0.015319 | 0.02924 | 0.048857 | 0.073428 | 0.10123 | 0.13151 | 0.15974 | 0.18534 | 0.20892 | 0.23106 | 0.25228 | 0.27299 | 0.2935 | 0.27848 | 0.26604 | 0.25854 | 0.25534 | 0.25509 | 0.0016844 | 0.0081082 | 0.023427 | 0.052667 | 0.10152 | 0.17495 | 0.27618 | 0.4077 | 0.56743 | 0.75278 | 0.9617 | 1.1928 | 1.4434 | 1.7099 | 1.9881 | 2.2373 | 2.4545 | 2.6396 | 2.7937 | 2.9173 | 3.8579e-05 | 0.00014713 | 0.00035087 | 0.00066971 | 0.001119 | 0.0016818 | 0.0023186 | 0.0030121 | 0.0036586 | 0.0042451 | 0.0047851 | 0.0052922 | 0.0057782 | 0.0062526 | 0.0067222 | 0.0063783 | 0.0060934 | 0.0059217 | 0.0058483 | 0.0058426 | 3.8579e-05 | 0.00018571 | 0.00053658 | 0.0012063 | 0.0023253 | 0.0040071 | 0.0063257 | 0.0093379 | 0.012996 | 0.017242 | 0.022027 | 0.027319 | 0.033058 | 0.039164 | 0.045535 | 0.051244 | 0.056218 | 0.060458 | 0.063988 | 0.066818 | 289.7213 | 289.7213 | 289.7213 | 289.7213 | 289.7213 | 289.7213 | 289.7213 | 289.7213 | 289.7213 | 289.7213 | 289.7213 | 289.7213 | 289.7213 | 289.7213 | 289.7213 | 289.7213 | 289.7213 | 289.7213 | 289.7213 | 289.7213 | 103.4972 | 103.4972 | 103.4972 | 103.4972 | 103.4972 | 103.4972 | 103.4972 | 103.4972 | 103.4972 | 103.4972 | 103.4972 | 103.4972 | 103.4972 | 103.4972 | 103.4972 | 103.4972 | 103.4972 | 103.4972 | 103.4972 | 103.4972
WA_Industrial_Primary Metals_New_Space Heating_Natural Gas_Furnace_A | WA | Industrial | Primary Metals | New | Space Heating | Natural Gas | Furnace | A | IE16 | AFUE 80% (Standard) | AFUE 96% | 23 | 1443.5073 | 0 | 0 | 1826.85 | -10.15 | 0 | 0 | 368.3162 | 405.1478 | 400 kBtu/hr | 42.56% | 30% | Turnover | LO12Med | 25.42% | TBD | 0.2% | 92.1903 |  | 33.3557 |  | 5.8711e-05 | EIA 2018 Tech Forecast | EIA 2018 Tech Forecast | AEG BEST | AFUE 80% (Standard) | AFUE 80% (Standard) | AFUE 80% (Standard) | AFUE 80% (Standard) | AFUE 80% (Standard) | AFUE 80% (Standard) | AFUE 80% (Standard) | AFUE 80% (Standard) | AFUE 80% (Standard) | AFUE 80% (Standard) | AFUE 80% (Standard) | AFUE 80% (Standard) | AFUE 80% (Standard) | AFUE 80% (Standard) | AFUE 80% (Standard) | AFUE 80% (Standard) | AFUE 80% (Standard) | AFUE 80% (Standard) | AFUE 80% (Standard) | AFUE 80% (Standard) | AFUE 80% (Standard) | AFUE 80% (Standard) | AFUE 96% | AFUE 96% | AFUE 96% | AFUE 96% | AFUE 96% | AFUE 96% | AFUE 96% | AFUE 96% | AFUE 96% | AFUE 96% | AFUE 96% | AFUE 96% | AFUE 96% | AFUE 96% | AFUE 96% | AFUE 96% | AFUE 96% | AFUE 96% | AFUE 96% | AFUE 96% | AFUE 96% | AFUE 96% | 1826.85 | 1826.85 | 1826.85 | 1826.85 | 1826.85 | 1826.85 | 1826.85 | 1826.85 | 1826.85 | 1826.85 | 1826.85 | 1826.85 | 1826.85 | 1826.85 | 1826.85 | 1826.85 | 1826.85 | 1826.85 | 1826.85 | 1826.85 | 1826.85 | 1826.85 | 0 | 1443.5073 | 1443.5073 | 1443.5073 | 1443.5073 | 1443.5073 | 1443.5073 | 1443.5073 | 1443.5073 | 1443.5073 | 1443.5073 | 1443.5073 | 1443.5073 | 1443.5073 | 1443.5073 | 1443.5073 | 1443.5073 | 1443.5073 | 1443.5073 | 1443.5073 | 1443.5073 | 1443.5073 | 0.002105 | 0.067084 | 0.06692 | 0.075006 | 0.045172 | 0.052438 | 0.051778 | 0.058242 | 0.043378 | 0.049891 | 0.049229 | 0.057107 | 0.038759 | 0.047106 | 0.04707 | 0.054796 | 0.036195 | 0.051363 | 0.04979 | 0.05433 | 0.002105 | 0.069189 | 0.13611 | 0.21112 | 0.25629 | 0.30873 | 0.3605 | 0.41874 | 0.46212 | 0.51201 | 0.56124 | 0.61835 | 0.65711 | 0.70422 | 0.75129 | 0.80608 | 0.84228 | 0.89364 | 0.94343 | 0.99776 | 0.0014583 | 0.046473 | 0.046359 | 0.051961 | 0.031293 | 0.036327 | 0.035869 | 0.040347 | 0.030051 | 0.034562 | 0.034104 | 0.039561 | 0.02685 | 0.032633 | 0.032608 | 0.037961 | 0.025074 | 0.035582 | 0.034492 | 0.037637 | 0.0014583 | 0.047931 | 0.09429 | 0.14625 | 0.17754 | 0.21387 | 0.24974 | 0.29009 | 0.32014 | 0.3547 | 0.38881 | 0.42837 | 0.45522 | 0.48785 | 0.52046 | 0.55842 | 0.58349 | 0.61908 | 0.65357 | 0.6912 | 5.8711e-05 | 0.003742 | 0.0055993 | 0.0083679 | 0.0062993 | 0.008629 | 0.00956 | 0.011689 | 0.0092635 | 0.011167 | 0.011424 | 0.013628 | 0.0094534 | 0.011688 | 0.011837 | 0.013928 | 0.0092006 | 0.013057 | 0.012657 | 0.013811 | 5.8711e-05 | 0.0038007 | 0.0094 | 0.017768 | 0.024067 | 0.032696 | 0.042256 | 0.053945 | 0.063209 | 0.074376 | 0.0858 | 0.099428 | 0.10888 | 0.12057 | 0.13241 | 0.14633 | 0.15554 | 0.16859 | 0.18125 | 0.19506 | 4.0672e-05 | 0.0025923 | 0.0038789 | 0.0057969 | 0.0043639 | 0.0059778 | 0.0066227 | 0.0080977 | 0.0064174 | 0.0077362 | 0.0079141 | 0.0094409 | 0.0065489 | 0.0080967 | 0.0082005 | 0.0096488 | 0.0063738 | 0.0090451 | 0.0087682 | 0.0095677 | 4.0672e-05 | 0.002633 | 0.0065119 | 0.012309 | 0.016673 | 0.02265 | 0.029273 | 0.037371 | 0.043788 | 0.051525 | 0.059439 | 0.06888 | 0.075428 | 0.083525 | 0.091726 | 0.10137 | 0.10775 | 0.11679 | 0.12556 | 0.13513 | 5.8711e-05 | 0.003742 | 0.0055993 | 0.0083679 | 0.0062993 | 0.008629 | 0.00956 | 0.011689 | 0.0092635 | 0.011167 | 0.011424 | 0.013628 | 0.0094534 | 0.011688 | 0.011837 | 0.013928 | 0.0092006 | 0.013057 | 0.012657 | 0.013811 | 5.8711e-05 | 0.0038007 | 0.0094 | 0.017768 | 0.024067 | 0.032696 | 0.042256 | 0.053945 | 0.063209 | 0.074376 | 0.0858 | 0.099428 | 0.10888 | 0.12057 | 0.13241 | 0.14633 | 0.15554 | 0.16859 | 0.18125 | 0.19506 | 4.0672e-05 | 0.0025923 | 0.0038789 | 0.0057969 | 0.0043639 | 0.0059778 | 0.0066227 | 0.0080977 | 0.0064174 | 0.0077362 | 0.0079141 | 0.0094409 | 0.0065489 | 0.0080967 | 0.0082005 | 0.0096488 | 0.0063738 | 0.0090451 | 0.0087682 | 0.0095677 | 4.0672e-05 | 0.002633 | 0.0065119 | 0.012309 | 0.016673 | 0.02265 | 0.029273 | 0.037371 | 0.043788 | 0.051525 | 0.059439 | 0.06888 | 0.075428 | 0.083525 | 0.091726 | 0.10137 | 0.10775 | 0.11679 | 0.12556 | 0.13513 | 5.8711e-05 | 0.003742 | 0.0055993 | 0.0083679 | 0.0062993 | 0.008629 | 0.00956 | 0.011689 | 0.0092635 | 0.011167 | 0.011424 | 0.013628 | 0.0094534 | 0.011688 | 0.011837 | 0.013928 | 0.0092006 | 0.013057 | 0.012657 | 0.013811 | 5.8711e-05 | 0.0038007 | 0.0094 | 0.017768 | 0.024067 | 0.032696 | 0.042256 | 0.053945 | 0.063209 | 0.074376 | 0.0858 | 0.099428 | 0.10888 | 0.12057 | 0.13241 | 0.14633 | 0.15554 | 0.16859 | 0.18125 | 0.19506 | 4.0672e-05 | 0.0025923 | 0.0038789 | 0.0057969 | 0.0043639 | 0.0059778 | 0.0066227 | 0.0080977 | 0.0064174 | 0.0077362 | 0.0079141 | 0.0094409 | 0.0065489 | 0.0080967 | 0.0082005 | 0.0096488 | 0.0063738 | 0.0090451 | 0.0087682 | 0.0095677 | 4.0672e-05 | 0.002633 | 0.0065119 | 0.012309 | 0.016673 | 0.02265 | 0.029273 | 0.037371 | 0.043788 | 0.051525 | 0.059439 | 0.06888 | 0.075428 | 0.083525 | 0.091726 | 0.10137 | 0.10775 | 0.11679 | 0.12556 | 0.13513 | 5.8711e-05 | 0.003742 | 0.0055993 | 0.0083679 | 0.0062993 | 0.008629 | 0.00956 | 0.011689 | 0.0092635 | 0.011167 | 0.011424 | 0.013628 | 0.0094534 | 0.011688 | 0.011837 | 0.013928 | 0.0092006 | 0.013057 | 0.012657 | 0.013811 | 5.8711e-05 | 0.0038007 | 0.0094 | 0.017768 | 0.024067 | 0.032696 | 0.042256 | 0.053945 | 0.063209 | 0.074376 | 0.0858 | 0.099428 | 0.10888 | 0.12057 | 0.13241 | 0.14633 | 0.15554 | 0.16859 | 0.18125 | 0.19506 | 4.0672e-05 | 0.0025923 | 0.0038789 | 0.0057969 | 0.0043639 | 0.0059778 | 0.0066227 | 0.0080977 | 0.0064174 | 0.0077362 | 0.0079141 | 0.0094409 | 0.0065489 | 0.0080967 | 0.0082005 | 0.0096488 | 0.0063738 | 0.0090451 | 0.0087682 | 0.0095677 | 4.0672e-05 | 0.002633 | 0.0065119 | 0.012309 | 0.016673 | 0.02265 | 0.029273 | 0.037371 | 0.043788 | 0.051525 | 0.059439 | 0.06888 | 0.075428 | 0.083525 | 0.091726 | 0.10137 | 0.10775 | 0.11679 | 0.12556 | 0.13513 | 92.5538 | 92.5538 | 92.5538 | 92.5538 | 92.5538 | 92.5538 | 92.5538 | 92.5538 | 92.5538 | 92.5538 | 92.5538 | 92.5538 | 92.5538 | 92.5538 | 92.5538 | 92.5538 | 92.5538 | 92.5538 | 92.5538 | 92.5538 | 33.3572 | 33.3572 | 33.3572 | 33.3572 | 33.3572 | 33.3572 | 33.3572 | 33.3572 | 33.3572 | 33.3572 | 33.3572 | 33.3572 | 33.3572 | 33.3572 | 33.3572 | 33.3572 | 33.3572 | 33.3572 | 33.3572 | 33.3572
WA_Industrial_Primary Metals_New_Space Heating_Natural Gas_Boiler_A | WA | Industrial | Primary Metals | New | Space Heating | Natural Gas | Boiler | A | IE17 | AFUE 80% (Standard) | AFUE 97% | 25 | 6223.5803 | 0 | 0 | 14611.16 | 0 | 0 | 0 | 13751.6839 | 15126.8522 | 800 kBtu/hr | 2.761% | 100% | Turnover | LO50Fast | 85% | TBD | 0.2% | 309.7101 |  | 273.5416 |  | 0.00080294 | EIA 2018 Tech Forecast | EIA 2018 Tech Forecast | GBLR-Heating-EIA14-2014 Ref. Case-6 | AFUE 80% (Standard) | AFUE 80% (Standard) | AFUE 80% (Standard) | AFUE 80% (Standard) | AFUE 80% (Standard) | AFUE 80% (Standard) | AFUE 80% (Standard) | AFUE 80% (Standard) | AFUE 80% (Standard) | AFUE 80% (Standard) | AFUE 80% (Standard) | AFUE 80% (Standard) | AFUE 80% (Standard) | AFUE 80% (Standard) | AFUE 80% (Standard) | AFUE 80% (Standard) | AFUE 80% (Standard) | AFUE 80% (Standard) | AFUE 80% (Standard) | AFUE 80% (Standard) | AFUE 80% (Standard) | AFUE 80% (Standard) | AFUE 97% | AFUE 97% | AFUE 97% | AFUE 97% | AFUE 97% | AFUE 97% | AFUE 97% | AFUE 97% | AFUE 97% | AFUE 97% | AFUE 97% | AFUE 97% | AFUE 97% | AFUE 97% | AFUE 97% | AFUE 97% | AFUE 97% | AFUE 97% | AFUE 97% | AFUE 97% | AFUE 97% | AFUE 97% | 14611.16 | 14611.16 | 14611.16 | 14611.16 | 14611.16 | 14611.16 | 14611.16 | 14611.16 | 14611.16 | 14611.16 | 14611.16 | 14611.16 | 14611.16 | 14611.16 | 14611.16 | 14611.16 | 14611.16 | 14611.16 | 14611.16 | 14611.16 | 14611.16 | 14611.16 | 0 | 15225.431 | 15225.431 | 15225.431 | 15225.431 | 15225.431 | 15225.431 | 15225.431 | 15225.431 | 15225.431 | 15225.431 | 15225.431 | 15225.431 | 15225.431 | 15225.431 | 15225.431 | 15225.431 | 15225.431 | 15225.431 | 15225.431 | 15225.431 | 15225.431 | 0.0051355 | 0.16366 | 0.16326 | 0.18299 | 0.1102 | 0.12793 | 0.12632 | 0.14209 | 0.10583 | 0.12171 | 0.1201 | 0.13932 | 0.094557 | 0.11492 | 0.11483 | 0.13368 | 0.088301 | 0.10881 | 0.10584 | 0.10553 | 0.0051355 | 0.1688 | 0.33205 | 0.51504 | 0.62524 | 0.75317 | 0.87949 | 1.0216 | 1.1274 | 1.2491 | 1.3692 | 1.5085 | 1.6031 | 1.718 | 1.8329 | 1.9665 | 2.0548 | 2.1636 | 2.2695 | 2.375 | 0.0003373 | 0.010749 | 0.010723 | 0.012018 | 0.007238 | 0.0084024 | 0.0082965 | 0.0093323 | 0.0069506 | 0.0079942 | 0.0078881 | 0.0091505 | 0.0062105 | 0.0075479 | 0.0075422 | 0.0087802 | 0.0057996 | 0.0071464 | 0.0069518 | 0.0069313 | 0.0003373 | 0.011086 | 0.021809 | 0.033828 | 0.041066 | 0.049468 | 0.057765 | 0.067097 | 0.074047 | 0.082042 | 0.08993 | 0.09908 | 0.10529 | 0.11284 | 0.12038 | 0.12916 | 0.13496 | 0.14211 | 0.14906 | 0.15599 | 0.0019643 | 0.091813 | 0.11102 | 0.13843 | 0.088945 | 0.10649 | 0.10657 | 0.12051 | 0.089931 | 0.10346 | 0.10209 | 0.11842 | 0.080373 | 0.097683 | 0.097609 | 0.11363 | 0.075056 | 0.092486 | 0.089968 | 0.089702 | 0.00080294 | 0.038333 | 0.083712 | 0.1403 | 0.17665 | 0.22018 | 0.26374 | 0.31301 | 0.34977 | 0.39206 | 0.43378 | 0.48219 | 0.51504 | 0.55497 | 0.59487 | 0.64132 | 0.672 | 0.7098 | 0.74658 | 0.78325 | 0.00012902 | 0.0060303 | 0.0072915 | 0.009092 | 0.0058419 | 0.0069943 | 0.0069994 | 0.0079153 | 0.0059066 | 0.006795 | 0.0067049 | 0.0077779 | 0.0052789 | 0.0064158 | 0.0064109 | 0.0074632 | 0.0049296 | 0.0060745 | 0.005909 | 0.0058916 | 0.00012902 | 0.0061593 | 0.013451 | 0.022543 | 0.028385 | 0.035379 | 0.042378 | 0.050294 | 0.0562 | 0.062995 | 0.0697 | 0.077478 | 0.082757 | 0.089173 | 0.095584 | 0.10305 | 0.10798 | 0.11405 | 0.11996 | 0.12585 | 0.00080294 | 0.03753 | 0.045379 | 0.056585 | 0.036357 | 0.043529 | 0.043561 | 0.049261 | 0.03676 | 0.04229 | 0.041729 | 0.048406 | 0.032854 | 0.039929 | 0.039899 | 0.046448 | 0.03068 | 0.037805 | 0.036775 | 0.036667 | 0.00080294 | 0.038333 | 0.083712 | 0.1403 | 0.17665 | 0.22018 | 0.26374 | 0.31301 | 0.34977 | 0.39206 | 0.43378 | 0.48219 | 0.51504 | 0.55497 | 0.59487 | 0.64132 | 0.672 | 0.7098 | 0.74658 | 0.78325 | 0.00012902 | 0.0060303 | 0.0072915 | 0.009092 | 0.0058419 | 0.0069943 | 0.0069994 | 0.0079153 | 0.0059066 | 0.006795 | 0.0067049 | 0.0077779 | 0.0052789 | 0.0064158 | 0.0064109 | 0.0074632 | 0.0049296 | 0.0060745 | 0.005909 | 0.0058916 | 0.00012902 | 0.0061593 | 0.013451 | 0.022543 | 0.028385 | 0.035379 | 0.042378 | 0.050294 | 0.0562 | 0.062995 | 0.0697 | 0.077478 | 0.082757 | 0.089173 | 0.095584 | 0.10305 | 0.10798 | 0.11405 | 0.11996 | 0.12585 | 0.00080294 | 0.03753 | 0.045379 | 0.056585 | 0.036357 | 0.043529 | 0.043561 | 0.049261 | 0.03676 | 0.04229 | 0.041729 | 0.048406 | 0.032854 | 0.039929 | 0.039899 | 0.046448 | 0.03068 | 0.037805 | 0.036775 | 0.036667 | 0.00080294 | 0.038333 | 0.083712 | 0.1403 | 0.17665 | 0.22018 | 0.26374 | 0.31301 | 0.34977 | 0.39206 | 0.43378 | 0.48219 | 0.51504 | 0.55497 | 0.59487 | 0.64132 | 0.672 | 0.7098 | 0.74658 | 0.78325 | 0.00012902 | 0.0060303 | 0.0072915 | 0.009092 | 0.0058419 | 0.0069943 | 0.0069994 | 0.0079153 | 0.0059066 | 0.006795 | 0.0067049 | 0.0077779 | 0.0052789 | 0.0064158 | 0.0064109 | 0.0074632 | 0.0049296 | 0.0060745 | 0.005909 | 0.0058916 | 0.00012902 | 0.0061593 | 0.013451 | 0.022543 | 0.028385 | 0.035379 | 0.042378 | 0.050294 | 0.0562 | 0.062995 | 0.0697 | 0.077478 | 0.082757 | 0.089173 | 0.095584 | 0.10305 | 0.10798 | 0.11405 | 0.11996 | 0.12585 | 0.00080294 | 0.03753 | 0.045379 | 0.056585 | 0.036357 | 0.043529 | 0.043561 | 0.049261 | 0.03676 | 0.04229 | 0.041729 | 0.048406 | 0.032854 | 0.039929 | 0.039899 | 0.046448 | 0.03068 | 0.037805 | 0.036775 | 0.036667 | 0.00080294 | 0.038333 | 0.083712 | 0.1403 | 0.17665 | 0.22018 | 0.26374 | 0.31301 | 0.34977 | 0.39206 | 0.43378 | 0.48219 | 0.51504 | 0.55497 | 0.59487 | 0.64132 | 0.672 | 0.7098 | 0.74658 | 0.78325 | 0.00012902 | 0.0060303 | 0.0072915 | 0.009092 | 0.0058419 | 0.0069943 | 0.0069994 | 0.0079153 | 0.0059066 | 0.006795 | 0.0067049 | 0.0077779 | 0.0052789 | 0.0064158 | 0.0064109 | 0.0074632 | 0.0049296 | 0.0060745 | 0.005909 | 0.0058916 | 0.00012902 | 0.0061593 | 0.013451 | 0.022543 | 0.028385 | 0.035379 | 0.042378 | 0.050294 | 0.0562 | 0.062995 | 0.0697 | 0.077478 | 0.082757 | 0.089173 | 0.095584 | 0.10305 | 0.10798 | 0.11405 | 0.11996 | 0.12585 | 309.7576 | 309.7576 | 309.7576 | 309.7576 | 309.7576 | 309.7576 | 309.7576 | 309.7576 | 309.7576 | 309.7576 | 309.7576 | 309.7576 | 309.7576 | 309.7576 | 309.7576 | 309.7576 | 309.7576 | 309.7576 | 309.7576 | 309.7576 | 273.5836 | 273.5836 | 273.5836 | 273.5836 | 273.5836 | 273.5836 | 273.5836 | 273.5836 | 273.5836 | 273.5836 | 273.5836 | 273.5836 | 273.5836 | 273.5836 | 273.5836 | 273.5836 | 273.5836 | 273.5836 | 273.5836 | 273.5836
WA_Industrial_Primary Metals_New_Space Heating_Natural Gas_Unit Heater_A | WA | Industrial | Primary Metals | New | Space Heating | Natural Gas | Unit Heater | A | IE18 | Standard | Infrared Radiant | 15 | 43660.7244 | 0 | 0 | 85063.63 | 3587.78 | 0 | 0 | 25408.0098 | 27948.8108 | 125 kBtu/Hr | 49.08% | 100% | Turnover | LO12Med | 84.74% | TBD | 0.2% | 294.0302 |  | 103.4954 |  | 0.00088972 | IL TRM - 4.4.12 - CI-HVC-IRHT-V02-210101 | CNGC Program Data | IL TRM - 4.4.12 - CI-HVC-IRHT-V02-210101 w/ CNGC Sizing | Standard | Standard | Standard | Standard | Standard | Standard | Standard | Standard | Standard | Standard | Standard | Standard | Standard | Standard | Standard | Standard | Standard | Standard | Standard | Standard | Standard | Standard | Infrared Radiant | Infrared Radiant | Infrared Radiant | Infrared Radiant | Infrared Radiant | Infrared Radiant | Infrared Radiant | Infrared Radiant | Infrared Radiant | Infrared Radiant | Infrared Radiant | Infrared Radiant | Infrared Radiant | Infrared Radiant | Infrared Radiant | Infrared Radiant | Infrared Radiant | Infrared Radiant | Infrared Radiant | Infrared Radiant | Infrared Radiant | Infrared Radiant | 85063.63 | 85063.63 | 85063.63 | 85063.63 | 85063.63 | 85063.63 | 85063.63 | 85063.63 | 85063.63 | 85063.63 | 85063.63 | 85063.63 | 85063.63 | 85063.63 | 85063.63 | 85063.63 | 85063.63 | 85063.63 | 85063.63 | 85063.63 | 85063.63 | 85063.63 | 0 | 43660.7244 | 43660.7244 | 43660.7244 | 43660.7244 | 43660.7244 | 43660.7244 | 43660.7244 | 43660.7244 | 43660.7244 | 43660.7244 | 43660.7244 | 43660.7244 | 43660.7244 | 43660.7244 | 43660.7244 | 43660.7244 | 43660.7244 | 43660.7244 | 43660.7244 | 43660.7244 | 43660.7244 | 0.0095701 | 0.30498 | 0.30423 | 0.341 | 0.20536 | 0.2384 | 0.2354 | 0.26478 | 0.19721 | 0.22682 | 0.30375 | 0.32549 | 0.2899 | 0.36596 | 0.40363 | 0.54668 | 0.34801 | 0.47405 | 0.46703 | 0.46157 | 0.0095701 | 0.31455 | 0.61879 | 0.95979 | 1.1652 | 1.4036 | 1.6389 | 1.9037 | 2.1009 | 2.3278 | 2.6315 | 2.957 | 3.2373 | 3.2983 | 3.3977 | 3.6034 | 3.6464 | 3.8162 | 3.9423 | 4.139 | 0.00021919 | 0.0069853 | 0.0069682 | 0.0078102 | 0.0047036 | 0.0054603 | 0.0053915 | 0.0060646 | 0.0045169 | 0.005195 | 0.006957 | 0.007455 | 0.0066398 | 0.0083818 | 0.0092448 | 0.012521 | 0.0079708 | 0.010858 | 0.010697 | 0.010572 | 0.00021919 | 0.0072045 | 0.014173 | 0.021983 | 0.026686 | 0.032147 | 0.037538 | 0.043603 | 0.04812 | 0.053315 | 0.060272 | 0.067727 | 0.074147 | 0.075544 | 0.07782 | 0.082531 | 0.083517 | 0.087406 | 0.090293 | 0.0948 | 0.00088972 | 0.056708 | 0.084853 | 0.12681 | 0.095462 | 0.13077 | 0.14487 | 0.17714 | 0.14038 | 0.16923 | 0.23496 | 0.25892 | 0.23569 | 0.30266 | 0.33836 | 0.46318 | 0.29488 | 0.40169 | 0.39574 | 0.39112 | 0.00088972 | 0.057597 | 0.14245 | 0.26926 | 0.36472 | 0.49549 | 0.64036 | 0.8175 | 0.95788 | 1.1271 | 1.3621 | 1.621 | 1.8558 | 2.1017 | 2.3552 | 2.6916 | 2.891 | 3.162 | 3.4128 | 3.6268 | 2.0378e-05 | 0.0012988 | 0.0019435 | 0.0029044 | 0.0021864 | 0.002995 | 0.0033182 | 0.0040572 | 0.0032153 | 0.0038761 | 0.0053815 | 0.0059302 | 0.0053982 | 0.0069322 | 0.0077497 | 0.010609 | 0.0067538 | 0.0092002 | 0.009064 | 0.0089581 | 2.0378e-05 | 0.0013192 | 0.0032627 | 0.0061671 | 0.0083535 | 0.011349 | 0.014667 | 0.018724 | 0.021939 | 0.025815 | 0.031197 | 0.037127 | 0.042505 | 0.048138 | 0.053944 | 0.061649 | 0.066216 | 0.072421 | 0.078167 | 0.083068 | 0.00088972 | 0.056708 | 0.084853 | 0.12681 | 0.095462 | 0.13077 | 0.14487 | 0.17714 | 0.14038 | 0.16923 | 0.23496 | 0.25892 | 0.23569 | 0.30266 | 0.33836 | 0.46318 | 0.29488 | 0.40169 | 0.39574 | 0.39112 | 0.00088972 | 0.057597 | 0.14245 | 0.26926 | 0.36472 | 0.49549 | 0.64036 | 0.8175 | 0.95788 | 1.1271 | 1.3621 | 1.621 | 1.8558 | 2.1017 | 2.3552 | 2.6916 | 2.891 | 3.162 | 3.4128 | 3.6268 | 2.0378e-05 | 0.0012988 | 0.0019435 | 0.0029044 | 0.0021864 | 0.002995 | 0.0033182 | 0.0040572 | 0.0032153 | 0.0038761 | 0.0053815 | 0.0059302 | 0.0053982 | 0.0069322 | 0.0077497 | 0.010609 | 0.0067538 | 0.0092002 | 0.009064 | 0.0089581 | 2.0378e-05 | 0.0013192 | 0.0032627 | 0.0061671 | 0.0083535 | 0.011349 | 0.014667 | 0.018724 | 0.021939 | 0.025815 | 0.031197 | 0.037127 | 0.042505 | 0.048138 | 0.053944 | 0.061649 | 0.066216 | 0.072421 | 0.078167 | 0.083068 | 0.00088972 | 0.056708 | 0.084853 | 0.12681 | 0.095462 | 0.13077 | 0.14487 | 0.17714 | 0.14038 | 0.16923 | 0.23496 | 0.25892 | 0.23569 | 0.30266 | 0.33836 | 0.46318 | 0.29488 | 0.40169 | 0.39574 | 0.39112 | 0.00088972 | 0.057597 | 0.14245 | 0.26926 | 0.36472 | 0.49549 | 0.64036 | 0.8175 | 0.95788 | 1.1271 | 1.3621 | 1.621 | 1.8558 | 2.1017 | 2.3552 | 2.6916 | 2.891 | 3.162 | 3.4128 | 3.6268 | 2.0378e-05 | 0.0012988 | 0.0019435 | 0.0029044 | 0.0021864 | 0.002995 | 0.0033182 | 0.0040572 | 0.0032153 | 0.0038761 | 0.0053815 | 0.0059302 | 0.0053982 | 0.0069322 | 0.0077497 | 0.010609 | 0.0067538 | 0.0092002 | 0.009064 | 0.0089581 | 2.0378e-05 | 0.0013192 | 0.0032627 | 0.0061671 | 0.0083535 | 0.011349 | 0.014667 | 0.018724 | 0.021939 | 0.025815 | 0.031197 | 0.037127 | 0.042505 | 0.048138 | 0.053944 | 0.061649 | 0.066216 | 0.072421 | 0.078167 | 0.083068 | 0.00088972 | 0.056708 | 0.084853 | 0.12681 | 0.095462 | 0.13077 | 0.14487 | 0.17714 | 0.14038 | 0.16923 | 0.23496 | 0.25892 | 0.23569 | 0.30266 | 0.33836 | 0.46318 | 0.29488 | 0.40169 | 0.39574 | 0.39112 | 0.00088972 | 0.057597 | 0.14245 | 0.26926 | 0.36472 | 0.49549 | 0.64036 | 0.8175 | 0.95788 | 1.1271 | 1.3621 | 1.621 | 1.8558 | 2.1017 | 2.3552 | 2.6916 | 2.891 | 3.162 | 3.4128 | 3.6268 | 2.0378e-05 | 0.0012988 | 0.0019435 | 0.0029044 | 0.0021864 | 0.002995 | 0.0033182 | 0.0040572 | 0.0032153 | 0.0038761 | 0.0053815 | 0.0059302 | 0.0053982 | 0.0069322 | 0.0077497 | 0.010609 | 0.0067538 | 0.0092002 | 0.009064 | 0.0089581 | 2.0378e-05 | 0.0013192 | 0.0032627 | 0.0061671 | 0.0083535 | 0.011349 | 0.014667 | 0.018724 | 0.021939 | 0.025815 | 0.031197 | 0.037127 | 0.042505 | 0.048138 | 0.053944 | 0.061649 | 0.066216 | 0.072421 | 0.078167 | 0.083068 | 289.7213 | 289.7213 | 289.7213 | 289.7213 | 289.7213 | 289.7213 | 289.7213 | 289.7213 | 289.7213 | 289.7213 | 289.7213 | 289.7213 | 289.7213 | 289.7213 | 289.7213 | 289.7213 | 289.7213 | 289.7213 | 289.7213 | 289.7213 | 103.4972 | 103.4972 | 103.4972 | 103.4972 | 103.4972 | 103.4972 | 103.4972 | 103.4972 | 103.4972 | 103.4972 | 103.4972 | 103.4972 | 103.4972 | 103.4972 | 103.4972 | 103.4972 | 103.4972 | 103.4972 | 103.4972 | 103.4972
WA_Industrial_Stone, Clay, and Glass_Existing_Space Heating_Natural Gas_Furnace_A | WA | Industrial | Stone, Clay, and Glass | Existing | Space Heating | Natural Gas | Furnace | A | IE19 | AFUE 80% (Standard) | AFUE 96% | 23 | 1443.5459 | 0 | 0 | 1826.85 | -10.15 | 0 | 0 | 368.3162 | 405.1478 | 400 kBtu/hr | 28.78% | 30% | Turnover | LO12Med | 25.42% | TBD | 0.2% | 92.1878 |  | 33.3548 |  | 0.0012947 | EIA 2018 Tech Forecast | EIA 2018 Tech Forecast | AEG BEST | AFUE 80% (Standard) | AFUE 80% (Standard) | AFUE 80% (Standard) | AFUE 80% (Standard) | AFUE 80% (Standard) | AFUE 80% (Standard) | AFUE 80% (Standard) | AFUE 80% (Standard) | AFUE 80% (Standard) | AFUE 80% (Standard) | AFUE 80% (Standard) | AFUE 80% (Standard) | AFUE 80% (Standard) | AFUE 80% (Standard) | AFUE 80% (Standard) | AFUE 80% (Standard) | AFUE 80% (Standard) | AFUE 80% (Standard) | AFUE 80% (Standard) | AFUE 80% (Standard) | AFUE 80% (Standard) | AFUE 80% (Standard) | AFUE 96% | AFUE 96% | AFUE 96% | AFUE 96% | AFUE 96% | AFUE 96% | AFUE 96% | AFUE 96% | AFUE 96% | AFUE 96% | AFUE 96% | AFUE 96% | AFUE 96% | AFUE 96% | AFUE 96% | AFUE 96% | AFUE 96% | AFUE 96% | AFUE 96% | AFUE 96% | AFUE 96% | AFUE 96% | 1826.85 | 1826.85 | 1826.85 | 1826.85 | 1826.85 | 1826.85 | 1826.85 | 1826.85 | 1826.85 | 1826.85 | 1826.85 | 1826.85 | 1826.85 | 1826.85 | 1826.85 | 1826.85 | 1826.85 | 1826.85 | 1826.85 | 1826.85 | 1826.85 | 1826.85 | 0 | 1443.5459 | 1443.5459 | 1443.5459 | 1443.5459 | 1443.5459 | 1443.5459 | 1443.5459 | 1443.5459 | 1443.5459 | 1443.5459 | 1443.5459 | 1443.5459 | 1443.5459 | 1443.5459 | 1443.5459 | 1443.5459 | 1443.5459 | 1443.5459 | 1443.5459 | 1443.5459 | 1443.5459 | 0.046421 | 0.048286 | 0.049918 | 0.051338 | 0.052561 | 0.053606 | 0.054486 | 0.055215 | 0.055807 | 0.056272 | 0.052049 | 0.048143 | 0.04453 | 0.041188 | 0.038096 | 0.035237 | 0.032593 | 0.032639 | 0.032756 | 0.032927 | 0.046421 | 0.094707 | 0.14462 | 0.19596 | 0.24852 | 0.30213 | 0.35662 | 0.41183 | 0.46764 | 0.52391 | 0.57596 | 0.6241 | 0.66863 | 0.70982 | 0.74791 | 0.78315 | 0.81574 | 0.84838 | 0.88114 | 0.91407 | 0.032158 | 0.033449 | 0.03458 | 0.035563 | 0.036411 | 0.037135 | 0.037744 | 0.03825 | 0.03866 | 0.038982 | 0.036056 | 0.03335 | 0.030847 | 0.028532 | 0.026391 | 0.02441 | 0.022578 | 0.02261 | 0.022691 | 0.02281 | 0.032158 | 0.065607 | 0.10019 | 0.13575 | 0.17216 | 0.2093 | 0.24704 | 0.28529 | 0.32395 | 0.36293 | 0.39899 | 0.43234 | 0.46319 | 0.49172 | 0.51811 | 0.54252 | 0.5651 | 0.58771 | 0.6104 | 0.63321 | 0.0012947 | 0.0026934 | 0.0041767 | 0.0057273 | 0.0073298 | 0.008821 | 0.01006 | 0.011082 | 0.011918 | 0.012596 | 0.012078 | 0.011489 | 0.010861 | 0.010219 | 0.0095806 | 0.0089566 | 0.008285 | 0.0082968 | 0.0083267 | 0.0083702 | 0.0012947 | 0.0039881 | 0.0081649 | 0.013892 | 0.021222 | 0.030043 | 0.040103 | 0.051185 | 0.063102 | 0.075698 | 0.087776 | 0.099265 | 0.11013 | 0.12035 | 0.12993 | 0.13888 | 0.14717 | 0.15546 | 0.16379 | 0.17216 | 0.00089689 | 0.0018658 | 0.0028934 | 0.0039675 | 0.0050776 | 0.0061107 | 0.0069689 | 0.0076767 | 0.0082558 | 0.0087255 | 0.0083672 | 0.0079587 | 0.0075238 | 0.0070793 | 0.0066369 | 0.0062046 | 0.0057393 | 0.0057475 | 0.0057682 | 0.0057983 | 0.00089689 | 0.0027627 | 0.0056561 | 0.0096236 | 0.014701 | 0.020812 | 0.027781 | 0.035458 | 0.043713 | 0.052439 | 0.060806 | 0.068765 | 0.076289 | 0.083368 | 0.090005 | 0.096209 | 0.10195 | 0.1077 | 0.11346 | 0.11926 | 0.0012947 | 0.0026934 | 0.0041767 | 0.0057273 | 0.0073298 | 0.008821 | 0.01006 | 0.011082 | 0.011918 | 0.012596 | 0.012078 | 0.011489 | 0.010861 | 0.010219 | 0.0095806 | 0.0089566 | 0.008285 | 0.0082968 | 0.0083267 | 0.0083702 | 0.0012947 | 0.0039881 | 0.0081649 | 0.013892 | 0.021222 | 0.030043 | 0.040103 | 0.051185 | 0.063102 | 0.075698 | 0.087776 | 0.099265 | 0.11013 | 0.12035 | 0.12993 | 0.13888 | 0.14717 | 0.15546 | 0.16379 | 0.17216 | 0.00089689 | 0.0018658 | 0.0028934 | 0.0039675 | 0.0050776 | 0.0061107 | 0.0069689 | 0.0076767 | 0.0082558 | 0.0087255 | 0.0083672 | 0.0079587 | 0.0075238 | 0.0070793 | 0.0066369 | 0.0062046 | 0.0057393 | 0.0057475 | 0.0057682 | 0.0057983 | 0.00089689 | 0.0027627 | 0.0056561 | 0.0096236 | 0.014701 | 0.020812 | 0.027781 | 0.035458 | 0.043713 | 0.052439 | 0.060806 | 0.068765 | 0.076289 | 0.083368 | 0.090005 | 0.096209 | 0.10195 | 0.1077 | 0.11346 | 0.11926 | 0.0012947 | 0.0026934 | 0.0041767 | 0.0057273 | 0.0073298 | 0.008821 | 0.01006 | 0.011082 | 0.011918 | 0.012596 | 0.012078 | 0.011489 | 0.010861 | 0.010219 | 0.0095806 | 0.0089566 | 0.008285 | 0.0082968 | 0.0083267 | 0.0083702 | 0.0012947 | 0.0039881 | 0.0081649 | 0.013892 | 0.021222 | 0.030043 | 0.040103 | 0.051185 | 0.063102 | 0.075698 | 0.087776 | 0.099265 | 0.11013 | 0.12035 | 0.12993 | 0.13888 | 0.14717 | 0.15546 | 0.16379 | 0.17216 | 0.00089689 | 0.0018658 | 0.0028934 | 0.0039675 | 0.0050776 | 0.0061107 | 0.0069689 | 0.0076767 | 0.0082558 | 0.0087255 | 0.0083672 | 0.0079587 | 0.0075238 | 0.0070793 | 0.0066369 | 0.0062046 | 0.0057393 | 0.0057475 | 0.0057682 | 0.0057983 | 0.00089689 | 0.0027627 | 0.0056561 | 0.0096236 | 0.014701 | 0.020812 | 0.027781 | 0.035458 | 0.043713 | 0.052439 | 0.060806 | 0.068765 | 0.076289 | 0.083368 | 0.090005 | 0.096209 | 0.10195 | 0.1077 | 0.11346 | 0.11926 | 0.0012947 | 0.0026934 | 0.0041767 | 0.0057273 | 0.0073298 | 0.008821 | 0.01006 | 0.011082 | 0.011918 | 0.012596 | 0.012078 | 0.011489 | 0.010861 | 0.010219 | 0.0095806 | 0.0089566 | 0.008285 | 0.0082968 | 0.0083267 | 0.0083702 | 0.0012947 | 0.0039881 | 0.0081649 | 0.013892 | 0.021222 | 0.030043 | 0.040103 | 0.051185 | 0.063102 | 0.075698 | 0.087776 | 0.099265 | 0.11013 | 0.12035 | 0.12993 | 0.13888 | 0.14717 | 0.15546 | 0.16379 | 0.17216 | 0.00089689 | 0.0018658 | 0.0028934 | 0.0039675 | 0.0050776 | 0.0061107 | 0.0069689 | 0.0076767 | 0.0082558 | 0.0087255 | 0.0083672 | 0.0079587 | 0.0075238 | 0.0070793 | 0.0066369 | 0.0062046 | 0.0057393 | 0.0057475 | 0.0057682 | 0.0057983 | 0.00089689 | 0.0027627 | 0.0056561 | 0.0096236 | 0.014701 | 0.020812 | 0.027781 | 0.035458 | 0.043713 | 0.052439 | 0.060806 | 0.068765 | 0.076289 | 0.083368 | 0.090005 | 0.096209 | 0.10195 | 0.1077 | 0.11346 | 0.11926 | 92.5514 | 92.5514 | 92.5514 | 92.5514 | 92.5514 | 92.5514 | 92.5514 | 92.5514 | 92.5514 | 92.5514 | 92.5514 | 92.5514 | 92.5514 | 92.5514 | 92.5514 | 92.5514 | 92.5514 | 92.5514 | 92.5514 | 92.5514 | 33.3563 | 33.3563 | 33.3563 | 33.3563 | 33.3563 | 33.3563 | 33.3563 | 33.3563 | 33.3563 | 33.3563 | 33.3563 | 33.3563 | 33.3563 | 33.3563 | 33.3563 | 33.3563 | 33.3563 | 33.3563 | 33.3563 | 33.3563
WA_Industrial_Stone, Clay, and Glass_Existing_Space Heating_Natural Gas_Boiler_A | WA | Industrial | Stone, Clay, and Glass | Existing | Space Heating | Natural Gas | Boiler | A | IE20 | AFUE 80% (Standard) | AFUE 97% | 25 | 6227.3193 | 0 | 0 | 14611.16 | 0 | 0 | 0 | 13751.6839 | 15126.8522 | 800 kBtu/hr | 9.02% | 100% | Turnover | LO50Fast | 85% | TBD | 0.2% | 309.5242 |  | 273.3774 |  | 0.019436 | EIA 2018 Tech Forecast | EIA 2018 Tech Forecast | GBLR-Heating-EIA14-2014 Ref. Case-6 | AFUE 80% (Standard) | AFUE 80% (Standard) | AFUE 80% (Standard) | AFUE 80% (Standard) | AFUE 80% (Standard) | AFUE 80% (Standard) | AFUE 80% (Standard) | AFUE 80% (Standard) | AFUE 80% (Standard) | AFUE 80% (Standard) | AFUE 80% (Standard) | AFUE 80% (Standard) | AFUE 80% (Standard) | AFUE 80% (Standard) | AFUE 80% (Standard) | AFUE 80% (Standard) | AFUE 80% (Standard) | AFUE 80% (Standard) | AFUE 80% (Standard) | AFUE 80% (Standard) | AFUE 80% (Standard) | AFUE 80% (Standard) | AFUE 97% | AFUE 97% | AFUE 97% | AFUE 97% | AFUE 97% | AFUE 97% | AFUE 97% | AFUE 97% | AFUE 97% | AFUE 97% | AFUE 97% | AFUE 97% | AFUE 97% | AFUE 97% | AFUE 97% | AFUE 97% | AFUE 97% | AFUE 97% | AFUE 97% | AFUE 97% | AFUE 97% | AFUE 97% | 14611.16 | 14611.16 | 14611.16 | 14611.16 | 14611.16 | 14611.16 | 14611.16 | 14611.16 | 14611.16 | 14611.16 | 14611.16 | 14611.16 | 14611.16 | 14611.16 | 14611.16 | 14611.16 | 14611.16 | 14611.16 | 14611.16 | 14611.16 | 14611.16 | 14611.16 | 0 | 15226.9124 | 15226.9124 | 15226.9124 | 15226.9124 | 15226.9124 | 15226.9124 | 15226.9124 | 15226.9124 | 15226.9124 | 15226.9124 | 15226.9124 | 15226.9124 | 15226.9124 | 15226.9124 | 15226.9124 | 15226.9124 | 15226.9124 | 15226.9124 | 15226.9124 | 15226.9124 | 15226.9124 | 0.12425 | 0.1231 | 0.12188 | 0.12057 | 0.11921 | 0.11779 | 0.11633 | 0.11483 | 0.1133 | 0.11176 | 0.11019 | 0.10862 | 0.10703 | 0.10545 | 0.10386 | 0.10228 | 0.1007 | 0.099125 | 0.097563 | 0.096013 | 0.12425 | 0.24735 | 0.36923 | 0.4898 | 0.60901 | 0.7268 | 0.84312 | 0.95795 | 1.0713 | 1.183 | 1.2932 | 1.4018 | 1.5089 | 1.6143 | 1.7182 | 1.8204 | 1.9211 | 2.0203 | 2.1178 | 2.2138 | 0.0081597 | 0.0080847 | 0.008004 | 0.0079184 | 0.0078287 | 0.0077356 | 0.0076396 | 0.0075413 | 0.0074411 | 0.0073394 | 0.0072367 | 0.0071332 | 0.0070292 | 0.006925 | 0.0068208 | 0.0067168 | 0.0066131 | 0.0065099 | 0.0064073 | 0.0063055 | 0.0081597 | 0.016244 | 0.024248 | 0.032167 | 0.039995 | 0.047731 | 0.055371 | 0.062912 | 0.070353 | 0.077692 | 0.084929 | 0.092062 | 0.099091 | 0.10602 | 0.11284 | 0.11955 | 0.12617 | 0.13268 | 0.13908 | 0.14539 | 0.047524 | 0.069062 | 0.082875 | 0.091213 | 0.096213 | 0.098049 | 0.098141 | 0.097394 | 0.096286 | 0.094993 | 0.093664 | 0.092324 | 0.090979 | 0.08963 | 0.088281 | 0.086934 | 0.085592 | 0.084257 | 0.082929 | 0.081611 | 0.019436 | 0.04768 | 0.081573 | 0.11888 | 0.15822 | 0.19832 | 0.23846 | 0.27829 | 0.31767 | 0.35652 | 0.39482 | 0.43258 | 0.46979 | 0.50644 | 0.54255 | 0.5781 | 0.61311 | 0.64756 | 0.68148 | 0.71486 | 0.0031211 | 0.0045355 | 0.0054427 | 0.0059903 | 0.0063186 | 0.0064392 | 0.0064452 | 0.0063962 | 0.0063234 | 0.0062385 | 0.0061512 | 0.0060632 | 0.0059749 | 0.0058863 | 0.0057977 | 0.0057093 | 0.0056211 | 0.0055334 | 0.0054462 | 0.0053597 | 0.0031211 | 0.0076566 | 0.013099 | 0.01909 | 0.025408 | 0.031847 | 0.038293 | 0.044689 | 0.051012 | 0.057251 | 0.063402 | 0.069465 | 0.07544 | 0.081326 | 0.087124 | 0.092833 | 0.098454 | 0.10399 | 0.10943 | 0.11479 | 0.019436 | 0.028244 | 0.033893 | 0.037303 | 0.039348 | 0.040099 | 0.040136 | 0.039831 | 0.039378 | 0.038849 | 0.038306 | 0.037758 | 0.037207 | 0.036656 | 0.036104 | 0.035553 | 0.035004 | 0.034458 | 0.033915 | 0.033376 | 0.019436 | 0.04768 | 0.081573 | 0.11888 | 0.15822 | 0.19832 | 0.23846 | 0.27829 | 0.31767 | 0.35652 | 0.39482 | 0.43258 | 0.46979 | 0.50644 | 0.54255 | 0.5781 | 0.61311 | 0.64756 | 0.68148 | 0.71486 | 0.0031211 | 0.0045355 | 0.0054427 | 0.0059903 | 0.0063186 | 0.0064392 | 0.0064452 | 0.0063962 | 0.0063234 | 0.0062385 | 0.0061512 | 0.0060632 | 0.0059749 | 0.0058863 | 0.0057977 | 0.0057093 | 0.0056211 | 0.0055334 | 0.0054462 | 0.0053597 | 0.0031211 | 0.0076566 | 0.013099 | 0.01909 | 0.025408 | 0.031847 | 0.038293 | 0.044689 | 0.051012 | 0.057251 | 0.063402 | 0.069465 | 0.07544 | 0.081326 | 0.087124 | 0.092833 | 0.098454 | 0.10399 | 0.10943 | 0.11479 | 0.019436 | 0.028244 | 0.033893 | 0.037303 | 0.039348 | 0.040099 | 0.040136 | 0.039831 | 0.039378 | 0.038849 | 0.038306 | 0.037758 | 0.037207 | 0.036656 | 0.036104 | 0.035553 | 0.035004 | 0.034458 | 0.033915 | 0.033376 | 0.019436 | 0.04768 | 0.081573 | 0.11888 | 0.15822 | 0.19832 | 0.23846 | 0.27829 | 0.31767 | 0.35652 | 0.39482 | 0.43258 | 0.46979 | 0.50644 | 0.54255 | 0.5781 | 0.61311 | 0.64756 | 0.68148 | 0.71486 | 0.0031211 | 0.0045355 | 0.0054427 | 0.0059903 | 0.0063186 | 0.0064392 | 0.0064452 | 0.0063962 | 0.0063234 | 0.0062385 | 0.0061512 | 0.0060632 | 0.0059749 | 0.0058863 | 0.0057977 | 0.0057093 | 0.0056211 | 0.0055334 | 0.0054462 | 0.0053597 | 0.0031211 | 0.0076566 | 0.013099 | 0.01909 | 0.025408 | 0.031847 | 0.038293 | 0.044689 | 0.051012 | 0.057251 | 0.063402 | 0.069465 | 0.07544 | 0.081326 | 0.087124 | 0.092833 | 0.098454 | 0.10399 | 0.10943 | 0.11479 | 0.019436 | 0.028244 | 0.033893 | 0.037303 | 0.039348 | 0.040099 | 0.040136 | 0.039831 | 0.039378 | 0.038849 | 0.038306 | 0.037758 | 0.037207 | 0.036656 | 0.036104 | 0.035553 | 0.035004 | 0.034458 | 0.033915 | 0.033376 | 0.019436 | 0.04768 | 0.081573 | 0.11888 | 0.15822 | 0.19832 | 0.23846 | 0.27829 | 0.31767 | 0.35652 | 0.39482 | 0.43258 | 0.46979 | 0.50644 | 0.54255 | 0.5781 | 0.61311 | 0.64756 | 0.68148 | 0.71486 | 0.0031211 | 0.0045355 | 0.0054427 | 0.0059903 | 0.0063186 | 0.0064392 | 0.0064452 | 0.0063962 | 0.0063234 | 0.0062385 | 0.0061512 | 0.0060632 | 0.0059749 | 0.0058863 | 0.0057977 | 0.0057093 | 0.0056211 | 0.0055334 | 0.0054462 | 0.0053597 | 0.0031211 | 0.0076566 | 0.013099 | 0.01909 | 0.025408 | 0.031847 | 0.038293 | 0.044689 | 0.051012 | 0.057251 | 0.063402 | 0.069465 | 0.07544 | 0.081326 | 0.087124 | 0.092833 | 0.098454 | 0.10399 | 0.10943 | 0.11479 | 309.5716 | 309.5716 | 309.5716 | 309.5716 | 309.5716 | 309.5716 | 309.5716 | 309.5716 | 309.5716 | 309.5716 | 309.5716 | 309.5716 | 309.5716 | 309.5716 | 309.5716 | 309.5716 | 309.5716 | 309.5716 | 309.5716 | 309.5716 | 273.4193 | 273.4193 | 273.4193 | 273.4193 | 273.4193 | 273.4193 | 273.4193 | 273.4193 | 273.4193 | 273.4193 | 273.4193 | 273.4193 | 273.4193 | 273.4193 | 273.4193 | 273.4193 | 273.4193 | 273.4193 | 273.4193 | 273.4193
WA_Industrial_Stone, Clay, and Glass_Existing_Space Heating_Natural Gas_Unit Heater_A | WA | Industrial | Stone, Clay, and Glass | Existing | Space Heating | Natural Gas | Unit Heater | A | IE21 | Standard | Infrared Radiant | 15 | 43660.7244 | 0 | 0 | 85063.63 | 3587.78 | 0 | 0 | 25408.0098 | 27948.8108 | 125 kBtu/Hr | 25.2% | 100% | Turnover | LO12Med | 84.74% | TBD | 0.2% | 294.0302 |  | 103.4954 |  | 0.0017236 | IL TRM - 4.4.12 - CI-HVC-IRHT-V02-210101 | CNGC Program Data | IL TRM - 4.4.12 - CI-HVC-IRHT-V02-210101 w/ CNGC Sizing | Standard | Standard | Standard | Standard | Standard | Standard | Standard | Standard | Standard | Standard | Standard | Standard | Standard | Standard | Standard | Standard | Standard | Standard | Standard | Standard | Standard | Standard | Infrared Radiant | Infrared Radiant | Infrared Radiant | Infrared Radiant | Infrared Radiant | Infrared Radiant | Infrared Radiant | Infrared Radiant | Infrared Radiant | Infrared Radiant | Infrared Radiant | Infrared Radiant | Infrared Radiant | Infrared Radiant | Infrared Radiant | Infrared Radiant | Infrared Radiant | Infrared Radiant | Infrared Radiant | Infrared Radiant | Infrared Radiant | Infrared Radiant | 85063.63 | 85063.63 | 85063.63 | 85063.63 | 85063.63 | 85063.63 | 85063.63 | 85063.63 | 85063.63 | 85063.63 | 85063.63 | 85063.63 | 85063.63 | 85063.63 | 85063.63 | 85063.63 | 85063.63 | 85063.63 | 85063.63 | 85063.63 | 85063.63 | 85063.63 | 0 | 43660.7244 | 43660.7244 | 43660.7244 | 43660.7244 | 43660.7244 | 43660.7244 | 43660.7244 | 43660.7244 | 43660.7244 | 43660.7244 | 43660.7244 | 43660.7244 | 43660.7244 | 43660.7244 | 43660.7244 | 43660.7244 | 43660.7244 | 43660.7244 | 43660.7244 | 43660.7244 | 43660.7244 | 0.01854 | 0.035353 | 0.056205 | 0.08046 | 0.10755 | 0.13698 | 0.16832 | 0.20116 | 0.22963 | 0.2542 | 0.27638 | 0.29724 | 0.31753 | 0.33777 | 0.35827 | 0.33634 | 0.32129 | 0.31223 | 0.30836 | 0.30806 | 0.01854 | 0.053893 | 0.1101 | 0.19056 | 0.29811 | 0.4351 | 0.60341 | 0.80457 | 1.0342 | 1.2884 | 1.5648 | 1.862 | 2.161 | 2.4634 | 2.7655 | 3.0214 | 3.2351 | 3.4103 | 3.5504 | 3.6573 | 0.00042463 | 0.00080972 | 0.0012873 | 0.0018428 | 0.0024634 | 0.0031375 | 0.0038551 | 0.0046073 | 0.0052593 | 0.0058221 | 0.0063301 | 0.0068079 | 0.0072727 | 0.0077362 | 0.0082058 | 0.0077035 | 0.0073588 | 0.0071513 | 0.0070626 | 0.0070557 | 0.00042463 | 0.0012343 | 0.0025217 | 0.0043645 | 0.0068279 | 0.0099654 | 0.01382 | 0.018428 | 0.023687 | 0.029509 | 0.035839 | 0.042647 | 0.049495 | 0.056422 | 0.06334 | 0.069201 | 0.074096 | 0.07811 | 0.081318 | 0.083766 | 0.0017236 | 0.0065734 | 0.015676 | 0.029921 | 0.049995 | 0.075138 | 0.10359 | 0.13458 | 0.16346 | 0.18966 | 0.21379 | 0.23644 | 0.25816 | 0.27935 | 0.30033 | 0.28497 | 0.27224 | 0.26457 | 0.26129 | 0.26103 | 0.0017236 | 0.008297 | 0.023973 | 0.053894 | 0.10389 | 0.17903 | 0.28262 | 0.41719 | 0.58065 | 0.77031 | 0.9841 | 1.2205 | 1.477 | 1.7497 | 2.0344 | 2.2895 | 2.5117 | 2.7011 | 2.8588 | 2.9853 | 3.9477e-05 | 0.00015056 | 0.00035904 | 0.00068531 | 0.0011451 | 0.001721 | 0.0023726 | 0.0030823 | 0.0037438 | 0.004344 | 0.0048965 | 0.0054154 | 0.0059128 | 0.0063982 | 0.0068788 | 0.0065269 | 0.0062353 | 0.0060596 | 0.0059845 | 0.0059787 | 3.9477e-05 | 0.00019003 | 0.00054908 | 0.0012344 | 0.0023795 | 0.0041004 | 0.006473 | 0.0095553 | 0.013299 | 0.017643 | 0.02254 | 0.027955 | 0.033828 | 0.040076 | 0.046596 | 0.052437 | 0.057528 | 0.061866 | 0.065478 | 0.068374 | 0.0017236 | 0.0065734 | 0.015676 | 0.029921 | 0.049995 | 0.075138 | 0.10359 | 0.13458 | 0.16346 | 0.18966 | 0.21379 | 0.23644 | 0.25816 | 0.27935 | 0.30033 | 0.28497 | 0.27224 | 0.26457 | 0.26129 | 0.26103 | 0.0017236 | 0.008297 | 0.023973 | 0.053894 | 0.10389 | 0.17903 | 0.28262 | 0.41719 | 0.58065 | 0.77031 | 0.9841 | 1.2205 | 1.477 | 1.7497 | 2.0344 | 2.2895 | 2.5117 | 2.7011 | 2.8588 | 2.9853 | 3.9477e-05 | 0.00015056 | 0.00035904 | 0.00068531 | 0.0011451 | 0.001721 | 0.0023726 | 0.0030823 | 0.0037438 | 0.004344 | 0.0048965 | 0.0054154 | 0.0059128 | 0.0063982 | 0.0068788 | 0.0065269 | 0.0062353 | 0.0060596 | 0.0059845 | 0.0059787 | 3.9477e-05 | 0.00019003 | 0.00054908 | 0.0012344 | 0.0023795 | 0.0041004 | 0.006473 | 0.0095553 | 0.013299 | 0.017643 | 0.02254 | 0.027955 | 0.033828 | 0.040076 | 0.046596 | 0.052437 | 0.057528 | 0.061866 | 0.065478 | 0.068374 | 0.0017236 | 0.0065734 | 0.015676 | 0.029921 | 0.049995 | 0.075138 | 0.10359 | 0.13458 | 0.16346 | 0.18966 | 0.21379 | 0.23644 | 0.25816 | 0.27935 | 0.30033 | 0.28497 | 0.27224 | 0.26457 | 0.26129 | 0.26103 | 0.0017236 | 0.008297 | 0.023973 | 0.053894 | 0.10389 | 0.17903 | 0.28262 | 0.41719 | 0.58065 | 0.77031 | 0.9841 | 1.2205 | 1.477 | 1.7497 | 2.0344 | 2.2895 | 2.5117 | 2.7011 | 2.8588 | 2.9853 | 3.9477e-05 | 0.00015056 | 0.00035904 | 0.00068531 | 0.0011451 | 0.001721 | 0.0023726 | 0.0030823 | 0.0037438 | 0.004344 | 0.0048965 | 0.0054154 | 0.0059128 | 0.0063982 | 0.0068788 | 0.0065269 | 0.0062353 | 0.0060596 | 0.0059845 | 0.0059787 | 3.9477e-05 | 0.00019003 | 0.00054908 | 0.0012344 | 0.0023795 | 0.0041004 | 0.006473 | 0.0095553 | 0.013299 | 0.017643 | 0.02254 | 0.027955 | 0.033828 | 0.040076 | 0.046596 | 0.052437 | 0.057528 | 0.061866 | 0.065478 | 0.068374 | 0.0017236 | 0.0065734 | 0.015676 | 0.029921 | 0.049995 | 0.075138 | 0.10359 | 0.13458 | 0.16346 | 0.18966 | 0.21379 | 0.23644 | 0.25816 | 0.27935 | 0.30033 | 0.28497 | 0.27224 | 0.26457 | 0.26129 | 0.26103 | 0.0017236 | 0.008297 | 0.023973 | 0.053894 | 0.10389 | 0.17903 | 0.28262 | 0.41719 | 0.58065 | 0.77031 | 0.9841 | 1.2205 | 1.477 | 1.7497 | 2.0344 | 2.2895 | 2.5117 | 2.7011 | 2.8588 | 2.9853 | 3.9477e-05 | 0.00015056 | 0.00035904 | 0.00068531 | 0.0011451 | 0.001721 | 0.0023726 | 0.0030823 | 0.0037438 | 0.004344 | 0.0048965 | 0.0054154 | 0.0059128 | 0.0063982 | 0.0068788 | 0.0065269 | 0.0062353 | 0.0060596 | 0.0059845 | 0.0059787 | 3.9477e-05 | 0.00019003 | 0.00054908 | 0.0012344 | 0.0023795 | 0.0041004 | 0.006473 | 0.0095553 | 0.013299 | 0.017643 | 0.02254 | 0.027955 | 0.033828 | 0.040076 | 0.046596 | 0.052437 | 0.057528 | 0.061866 | 0.065478 | 0.068374 | 289.7213 | 289.7213 | 289.7213 | 289.7213 | 289.7213 | 289.7213 | 289.7213 | 289.7213 | 289.7213 | 289.7213 | 289.7213 | 289.7213 | 289.7213 | 289.7213 | 289.7213 | 289.7213 | 289.7213 | 289.7213 | 289.7213 | 289.7213 | 103.4972 | 103.4972 | 103.4972 | 103.4972 | 103.4972 | 103.4972 | 103.4972 | 103.4972 | 103.4972 | 103.4972 | 103.4972 | 103.4972 | 103.4972 | 103.4972 | 103.4972 | 103.4972 | 103.4972 | 103.4972 | 103.4972 | 103.4972
WA_Industrial_Stone, Clay, and Glass_New_Space Heating_Natural Gas_Furnace_A | WA | Industrial | Stone, Clay, and Glass | New | Space Heating | Natural Gas | Furnace | A | IE22 | AFUE 80% (Standard) | AFUE 96% | 23 | 1443.5073 | 0 | 0 | 1826.85 | -10.15 | 0 | 0 | 368.3162 | 405.1478 | 400 kBtu/hr | 28.78% | 30% | Turnover | LO12Med | 25.42% | TBD | 0.2% | 92.1903 |  | 33.3557 |  | 6.0078e-05 | EIA 2018 Tech Forecast | EIA 2018 Tech Forecast | AEG BEST | AFUE 80% (Standard) | AFUE 80% (Standard) | AFUE 80% (Standard) | AFUE 80% (Standard) | AFUE 80% (Standard) | AFUE 80% (Standard) | AFUE 80% (Standard) | AFUE 80% (Standard) | AFUE 80% (Standard) | AFUE 80% (Standard) | AFUE 80% (Standard) | AFUE 80% (Standard) | AFUE 80% (Standard) | AFUE 80% (Standard) | AFUE 80% (Standard) | AFUE 80% (Standard) | AFUE 80% (Standard) | AFUE 80% (Standard) | AFUE 80% (Standard) | AFUE 80% (Standard) | AFUE 80% (Standard) | AFUE 80% (Standard) | AFUE 96% | AFUE 96% | AFUE 96% | AFUE 96% | AFUE 96% | AFUE 96% | AFUE 96% | AFUE 96% | AFUE 96% | AFUE 96% | AFUE 96% | AFUE 96% | AFUE 96% | AFUE 96% | AFUE 96% | AFUE 96% | AFUE 96% | AFUE 96% | AFUE 96% | AFUE 96% | AFUE 96% | AFUE 96% | 1826.85 | 1826.85 | 1826.85 | 1826.85 | 1826.85 | 1826.85 | 1826.85 | 1826.85 | 1826.85 | 1826.85 | 1826.85 | 1826.85 | 1826.85 | 1826.85 | 1826.85 | 1826.85 | 1826.85 | 1826.85 | 1826.85 | 1826.85 | 1826.85 | 1826.85 | 0 | 1443.5073 | 1443.5073 | 1443.5073 | 1443.5073 | 1443.5073 | 1443.5073 | 1443.5073 | 1443.5073 | 1443.5073 | 1443.5073 | 1443.5073 | 1443.5073 | 1443.5073 | 1443.5073 | 1443.5073 | 1443.5073 | 1443.5073 | 1443.5073 | 1443.5073 | 1443.5073 | 1443.5073 | 0.0021541 | 0.068647 | 0.068478 | 0.076753 | 0.046224 | 0.05366 | 0.052984 | 0.059598 | 0.044389 | 0.051053 | 0.050376 | 0.058437 | 0.039662 | 0.048203 | 0.048167 | 0.056073 | 0.037038 | 0.05256 | 0.05095 | 0.055595 | 0.0021541 | 0.070801 | 0.13928 | 0.21603 | 0.26226 | 0.31592 | 0.3689 | 0.4285 | 0.47289 | 0.52394 | 0.57432 | 0.63275 | 0.67241 | 0.72062 | 0.76878 | 0.82486 | 0.86189 | 0.91445 | 0.9654 | 1.021 | 0.0014923 | 0.047556 | 0.047439 | 0.053171 | 0.032022 | 0.037173 | 0.036705 | 0.041287 | 0.03075 | 0.035367 | 0.034898 | 0.040483 | 0.027476 | 0.033393 | 0.033368 | 0.038845 | 0.025658 | 0.036411 | 0.035296 | 0.038514 | 0.0014923 | 0.049048 | 0.096487 | 0.14966 | 0.18168 | 0.21885 | 0.25556 | 0.29685 | 0.3276 | 0.36296 | 0.39786 | 0.43834 | 0.46582 | 0.49921 | 0.53258 | 0.57143 | 0.59708 | 0.63349 | 0.66879 | 0.7073 | 6.0078e-05 | 0.0038292 | 0.0057297 | 0.0085628 | 0.0064461 | 0.00883 | 0.0097826 | 0.011961 | 0.0094793 | 0.011427 | 0.01169 | 0.013945 | 0.0096736 | 0.01196 | 0.012113 | 0.014252 | 0.0094149 | 0.013361 | 0.012952 | 0.014133 | 6.0078e-05 | 0.0038893 | 0.0096189 | 0.018182 | 0.024628 | 0.033458 | 0.04324 | 0.055202 | 0.064681 | 0.076108 | 0.087799 | 0.10174 | 0.11142 | 0.12338 | 0.13549 | 0.14974 | 0.15916 | 0.17252 | 0.18547 | 0.1996 | 4.162e-05 | 0.0026527 | 0.0039693 | 0.0059319 | 0.0044656 | 0.006117 | 0.006777 | 0.0082864 | 0.0065668 | 0.0079164 | 0.0080984 | 0.0096608 | 0.0067015 | 0.0082853 | 0.0083915 | 0.0098735 | 0.0065222 | 0.0092558 | 0.0089724 | 0.0097905 | 4.162e-05 | 0.0026943 | 0.0066636 | 0.012596 | 0.017061 | 0.023178 | 0.029955 | 0.038241 | 0.044808 | 0.052725 | 0.060823 | 0.070484 | 0.077185 | 0.085471 | 0.093862 | 0.10374 | 0.11026 | 0.11951 | 0.12849 | 0.13828 | 6.0078e-05 | 0.0038292 | 0.0057297 | 0.0085628 | 0.0064461 | 0.00883 | 0.0097826 | 0.011961 | 0.0094793 | 0.011427 | 0.01169 | 0.013945 | 0.0096736 | 0.01196 | 0.012113 | 0.014252 | 0.0094149 | 0.013361 | 0.012952 | 0.014133 | 6.0078e-05 | 0.0038893 | 0.0096189 | 0.018182 | 0.024628 | 0.033458 | 0.04324 | 0.055202 | 0.064681 | 0.076108 | 0.087799 | 0.10174 | 0.11142 | 0.12338 | 0.13549 | 0.14974 | 0.15916 | 0.17252 | 0.18547 | 0.1996 | 4.162e-05 | 0.0026527 | 0.0039693 | 0.0059319 | 0.0044656 | 0.006117 | 0.006777 | 0.0082864 | 0.0065668 | 0.0079164 | 0.0080984 | 0.0096608 | 0.0067015 | 0.0082853 | 0.0083915 | 0.0098735 | 0.0065222 | 0.0092558 | 0.0089724 | 0.0097905 | 4.162e-05 | 0.0026943 | 0.0066636 | 0.012596 | 0.017061 | 0.023178 | 0.029955 | 0.038241 | 0.044808 | 0.052725 | 0.060823 | 0.070484 | 0.077185 | 0.085471 | 0.093862 | 0.10374 | 0.11026 | 0.11951 | 0.12849 | 0.13828 | 6.0078e-05 | 0.0038292 | 0.0057297 | 0.0085628 | 0.0064461 | 0.00883 | 0.0097826 | 0.011961 | 0.0094793 | 0.011427 | 0.01169 | 0.013945 | 0.0096736 | 0.01196 | 0.012113 | 0.014252 | 0.0094149 | 0.013361 | 0.012952 | 0.014133 | 6.0078e-05 | 0.0038893 | 0.0096189 | 0.018182 | 0.024628 | 0.033458 | 0.04324 | 0.055202 | 0.064681 | 0.076108 | 0.087799 | 0.10174 | 0.11142 | 0.12338 | 0.13549 | 0.14974 | 0.15916 | 0.17252 | 0.18547 | 0.1996 | 4.162e-05 | 0.0026527 | 0.0039693 | 0.0059319 | 0.0044656 | 0.006117 | 0.006777 | 0.0082864 | 0.0065668 | 0.0079164 | 0.0080984 | 0.0096608 | 0.0067015 | 0.0082853 | 0.0083915 | 0.0098735 | 0.0065222 | 0.0092558 | 0.0089724 | 0.0097905 | 4.162e-05 | 0.0026943 | 0.0066636 | 0.012596 | 0.017061 | 0.023178 | 0.029955 | 0.038241 | 0.044808 | 0.052725 | 0.060823 | 0.070484 | 0.077185 | 0.085471 | 0.093862 | 0.10374 | 0.11026 | 0.11951 | 0.12849 | 0.13828 | 6.0078e-05 | 0.0038292 | 0.0057297 | 0.0085628 | 0.0064461 | 0.00883 | 0.0097826 | 0.011961 | 0.0094793 | 0.011427 | 0.01169 | 0.013945 | 0.0096736 | 0.01196 | 0.012113 | 0.014252 | 0.0094149 | 0.013361 | 0.012952 | 0.014133 | 6.0078e-05 | 0.0038893 | 0.0096189 | 0.018182 | 0.024628 | 0.033458 | 0.04324 | 0.055202 | 0.064681 | 0.076108 | 0.087799 | 0.10174 | 0.11142 | 0.12338 | 0.13549 | 0.14974 | 0.15916 | 0.17252 | 0.18547 | 0.1996 | 4.162e-05 | 0.0026527 | 0.0039693 | 0.0059319 | 0.0044656 | 0.006117 | 0.006777 | 0.0082864 | 0.0065668 | 0.0079164 | 0.0080984 | 0.0096608 | 0.0067015 | 0.0082853 | 0.0083915 | 0.0098735 | 0.0065222 | 0.0092558 | 0.0089724 | 0.0097905 | 4.162e-05 | 0.0026943 | 0.0066636 | 0.012596 | 0.017061 | 0.023178 | 0.029955 | 0.038241 | 0.044808 | 0.052725 | 0.060823 | 0.070484 | 0.077185 | 0.085471 | 0.093862 | 0.10374 | 0.11026 | 0.11951 | 0.12849 | 0.13828 | 92.5538 | 92.5538 | 92.5538 | 92.5538 | 92.5538 | 92.5538 | 92.5538 | 92.5538 | 92.5538 | 92.5538 | 92.5538 | 92.5538 | 92.5538 | 92.5538 | 92.5538 | 92.5538 | 92.5538 | 92.5538 | 92.5538 | 92.5538 | 33.3572 | 33.3572 | 33.3572 | 33.3572 | 33.3572 | 33.3572 | 33.3572 | 33.3572 | 33.3572 | 33.3572 | 33.3572 | 33.3572 | 33.3572 | 33.3572 | 33.3572 | 33.3572 | 33.3572 | 33.3572 | 33.3572 | 33.3572
WA_Industrial_Stone, Clay, and Glass_New_Space Heating_Natural Gas_Boiler_A | WA | Industrial | Stone, Clay, and Glass | New | Space Heating | Natural Gas | Boiler | A | IE23 | AFUE 80% (Standard) | AFUE 97% | 25 | 6223.5803 | 0 | 0 | 14611.16 | 0 | 0 | 0 | 13751.6839 | 15126.8522 | 800 kBtu/hr | 9.02% | 100% | Turnover | LO50Fast | 85% | TBD | 0.2% | 309.7101 |  | 273.5416 |  | 0.00082165 | EIA 2018 Tech Forecast | EIA 2018 Tech Forecast | GBLR-Heating-EIA14-2014 Ref. Case-6 | AFUE 80% (Standard) | AFUE 80% (Standard) | AFUE 80% (Standard) | AFUE 80% (Standard) | AFUE 80% (Standard) | AFUE 80% (Standard) | AFUE 80% (Standard) | AFUE 80% (Standard) | AFUE 80% (Standard) | AFUE 80% (Standard) | AFUE 80% (Standard) | AFUE 80% (Standard) | AFUE 80% (Standard) | AFUE 80% (Standard) | AFUE 80% (Standard) | AFUE 80% (Standard) | AFUE 80% (Standard) | AFUE 80% (Standard) | AFUE 80% (Standard) | AFUE 80% (Standard) | AFUE 80% (Standard) | AFUE 80% (Standard) | AFUE 97% | AFUE 97% | AFUE 97% | AFUE 97% | AFUE 97% | AFUE 97% | AFUE 97% | AFUE 97% | AFUE 97% | AFUE 97% | AFUE 97% | AFUE 97% | AFUE 97% | AFUE 97% | AFUE 97% | AFUE 97% | AFUE 97% | AFUE 97% | AFUE 97% | AFUE 97% | AFUE 97% | AFUE 97% | 14611.16 | 14611.16 | 14611.16 | 14611.16 | 14611.16 | 14611.16 | 14611.16 | 14611.16 | 14611.16 | 14611.16 | 14611.16 | 14611.16 | 14611.16 | 14611.16 | 14611.16 | 14611.16 | 14611.16 | 14611.16 | 14611.16 | 14611.16 | 14611.16 | 14611.16 | 0 | 15225.431 | 15225.431 | 15225.431 | 15225.431 | 15225.431 | 15225.431 | 15225.431 | 15225.431 | 15225.431 | 15225.431 | 15225.431 | 15225.431 | 15225.431 | 15225.431 | 15225.431 | 15225.431 | 15225.431 | 15225.431 | 15225.431 | 15225.431 | 15225.431 | 0.0052551 | 0.16747 | 0.16706 | 0.18725 | 0.11277 | 0.13091 | 0.12926 | 0.1454 | 0.10829 | 0.12455 | 0.1229 | 0.14256 | 0.096759 | 0.1176 | 0.11751 | 0.1368 | 0.090358 | 0.11134 | 0.10831 | 0.10799 | 0.0052551 | 0.17273 | 0.33979 | 0.52704 | 0.63981 | 0.77072 | 0.89998 | 1.0454 | 1.1537 | 1.2782 | 1.4011 | 1.5437 | 1.6404 | 1.758 | 1.8755 | 2.0123 | 2.1027 | 2.214 | 2.3223 | 2.4303 | 0.00034515 | 0.010999 | 0.010972 | 0.012298 | 0.0074066 | 0.0085981 | 0.0084897 | 0.0095496 | 0.0071125 | 0.0081804 | 0.0080719 | 0.0093636 | 0.0063551 | 0.0077238 | 0.0077179 | 0.0089847 | 0.0059347 | 0.0073129 | 0.0071137 | 0.0070927 | 0.00034515 | 0.011345 | 0.022317 | 0.034616 | 0.042022 | 0.05062 | 0.05911 | 0.06866 | 0.075772 | 0.083953 | 0.092024 | 0.10139 | 0.10774 | 0.11547 | 0.12318 | 0.13217 | 0.1381 | 0.14542 | 0.15253 | 0.15962 | 0.0020101 | 0.093952 | 0.1136 | 0.14165 | 0.091017 | 0.10897 | 0.10905 | 0.12332 | 0.092025 | 0.10587 | 0.10446 | 0.12118 | 0.082245 | 0.099958 | 0.099882 | 0.11628 | 0.076804 | 0.094641 | 0.092063 | 0.091791 | 0.00082165 | 0.039226 | 0.085662 | 0.14356 | 0.18077 | 0.22531 | 0.26989 | 0.3203 | 0.35791 | 0.40119 | 0.44389 | 0.49342 | 0.52704 | 0.5679 | 0.60873 | 0.65626 | 0.68765 | 0.72634 | 0.76397 | 0.80149 | 0.00013202 | 0.0061707 | 0.0074613 | 0.0093038 | 0.005978 | 0.0071572 | 0.0071625 | 0.0080996 | 0.0060442 | 0.0069533 | 0.0068611 | 0.0079591 | 0.0054018 | 0.0065652 | 0.0065602 | 0.007637 | 0.0050445 | 0.006216 | 0.0060467 | 0.0060288 | 0.00013202 | 0.0063027 | 0.013764 | 0.023068 | 0.029046 | 0.036203 | 0.043365 | 0.051465 | 0.057509 | 0.064462 | 0.071324 | 0.079283 | 0.084684 | 0.09125 | 0.09781 | 0.10545 | 0.11049 | 0.11671 | 0.12275 | 0.12878 | 0.00082165 | 0.038404 | 0.046436 | 0.057903 | 0.037204 | 0.044543 | 0.044576 | 0.050409 | 0.037616 | 0.043275 | 0.042701 | 0.049534 | 0.033619 | 0.040859 | 0.040828 | 0.047529 | 0.031395 | 0.038686 | 0.037632 | 0.037521 | 0.00082165 | 0.039226 | 0.085662 | 0.14356 | 0.18077 | 0.22531 | 0.26989 | 0.3203 | 0.35791 | 0.40119 | 0.44389 | 0.49342 | 0.52704 | 0.5679 | 0.60873 | 0.65626 | 0.68765 | 0.72634 | 0.76397 | 0.80149 | 0.00013202 | 0.0061707 | 0.0074613 | 0.0093038 | 0.005978 | 0.0071572 | 0.0071625 | 0.0080996 | 0.0060442 | 0.0069533 | 0.0068611 | 0.0079591 | 0.0054018 | 0.0065652 | 0.0065602 | 0.007637 | 0.0050445 | 0.006216 | 0.0060467 | 0.0060288 | 0.00013202 | 0.0063027 | 0.013764 | 0.023068 | 0.029046 | 0.036203 | 0.043365 | 0.051465 | 0.057509 | 0.064462 | 0.071324 | 0.079283 | 0.084684 | 0.09125 | 0.09781 | 0.10545 | 0.11049 | 0.11671 | 0.12275 | 0.12878 | 0.00082165 | 0.038404 | 0.046436 | 0.057903 | 0.037204 | 0.044543 | 0.044576 | 0.050409 | 0.037616 | 0.043275 | 0.042701 | 0.049534 | 0.033619 | 0.040859 | 0.040828 | 0.047529 | 0.031395 | 0.038686 | 0.037632 | 0.037521 | 0.00082165 | 0.039226 | 0.085662 | 0.14356 | 0.18077 | 0.22531 | 0.26989 | 0.3203 | 0.35791 | 0.40119 | 0.44389 | 0.49342 | 0.52704 | 0.5679 | 0.60873 | 0.65626 | 0.68765 | 0.72634 | 0.76397 | 0.80149 | 0.00013202 | 0.0061707 | 0.0074613 | 0.0093038 | 0.005978 | 0.0071572 | 0.0071625 | 0.0080996 | 0.0060442 | 0.0069533 | 0.0068611 | 0.0079591 | 0.0054018 | 0.0065652 | 0.0065602 | 0.007637 | 0.0050445 | 0.006216 | 0.0060467 | 0.0060288 | 0.00013202 | 0.0063027 | 0.013764 | 0.023068 | 0.029046 | 0.036203 | 0.043365 | 0.051465 | 0.057509 | 0.064462 | 0.071324 | 0.079283 | 0.084684 | 0.09125 | 0.09781 | 0.10545 | 0.11049 | 0.11671 | 0.12275 | 0.12878 | 0.00082165 | 0.038404 | 0.046436 | 0.057903 | 0.037204 | 0.044543 | 0.044576 | 0.050409 | 0.037616 | 0.043275 | 0.042701 | 0.049534 | 0.033619 | 0.040859 | 0.040828 | 0.047529 | 0.031395 | 0.038686 | 0.037632 | 0.037521 | 0.00082165 | 0.039226 | 0.085662 | 0.14356 | 0.18077 | 0.22531 | 0.26989 | 0.3203 | 0.35791 | 0.40119 | 0.44389 | 0.49342 | 0.52704 | 0.5679 | 0.60873 | 0.65626 | 0.68765 | 0.72634 | 0.76397 | 0.80149 | 0.00013202 | 0.0061707 | 0.0074613 | 0.0093038 | 0.005978 | 0.0071572 | 0.0071625 | 0.0080996 | 0.0060442 | 0.0069533 | 0.0068611 | 0.0079591 | 0.0054018 | 0.0065652 | 0.0065602 | 0.007637 | 0.0050445 | 0.006216 | 0.0060467 | 0.0060288 | 0.00013202 | 0.0063027 | 0.013764 | 0.023068 | 0.029046 | 0.036203 | 0.043365 | 0.051465 | 0.057509 | 0.064462 | 0.071324 | 0.079283 | 0.084684 | 0.09125 | 0.09781 | 0.10545 | 0.11049 | 0.11671 | 0.12275 | 0.12878 | 309.7576 | 309.7576 | 309.7576 | 309.7576 | 309.7576 | 309.7576 | 309.7576 | 309.7576 | 309.7576 | 309.7576 | 309.7576 | 309.7576 | 309.7576 | 309.7576 | 309.7576 | 309.7576 | 309.7576 | 309.7576 | 309.7576 | 309.7576 | 273.5836 | 273.5836 | 273.5836 | 273.5836 | 273.5836 | 273.5836 | 273.5836 | 273.5836 | 273.5836 | 273.5836 | 273.5836 | 273.5836 | 273.5836 | 273.5836 | 273.5836 | 273.5836 | 273.5836 | 273.5836 | 273.5836 | 273.5836
WA_Industrial_Stone, Clay, and Glass_New_Space Heating_Natural Gas_Unit Heater_A | WA | Industrial | Stone, Clay, and Glass | New | Space Heating | Natural Gas | Unit Heater | A | IE24 | Standard | Infrared Radiant | 15 | 43660.7244 | 0 | 0 | 85063.63 | 3587.78 | 0 | 0 | 25408.0098 | 27948.8108 | 125 kBtu/Hr | 25.2% | 100% | Turnover | LO12Med | 84.74% | TBD | 0.2% | 294.0302 |  | 103.4954 |  | 0.00091044 | IL TRM - 4.4.12 - CI-HVC-IRHT-V02-210101 | CNGC Program Data | IL TRM - 4.4.12 - CI-HVC-IRHT-V02-210101 w/ CNGC Sizing | Standard | Standard | Standard | Standard | Standard | Standard | Standard | Standard | Standard | Standard | Standard | Standard | Standard | Standard | Standard | Standard | Standard | Standard | Standard | Standard | Standard | Standard | Infrared Radiant | Infrared Radiant | Infrared Radiant | Infrared Radiant | Infrared Radiant | Infrared Radiant | Infrared Radiant | Infrared Radiant | Infrared Radiant | Infrared Radiant | Infrared Radiant | Infrared Radiant | Infrared Radiant | Infrared Radiant | Infrared Radiant | Infrared Radiant | Infrared Radiant | Infrared Radiant | Infrared Radiant | Infrared Radiant | Infrared Radiant | Infrared Radiant | 85063.63 | 85063.63 | 85063.63 | 85063.63 | 85063.63 | 85063.63 | 85063.63 | 85063.63 | 85063.63 | 85063.63 | 85063.63 | 85063.63 | 85063.63 | 85063.63 | 85063.63 | 85063.63 | 85063.63 | 85063.63 | 85063.63 | 85063.63 | 85063.63 | 85063.63 | 0 | 43660.7244 | 43660.7244 | 43660.7244 | 43660.7244 | 43660.7244 | 43660.7244 | 43660.7244 | 43660.7244 | 43660.7244 | 43660.7244 | 43660.7244 | 43660.7244 | 43660.7244 | 43660.7244 | 43660.7244 | 43660.7244 | 43660.7244 | 43660.7244 | 43660.7244 | 43660.7244 | 43660.7244 | 0.009793 | 0.31209 | 0.31132 | 0.34894 | 0.21015 | 0.24395 | 0.24088 | 0.27095 | 0.2018 | 0.2321 | 0.31082 | 0.33307 | 0.29665 | 0.37448 | 0.41303 | 0.55941 | 0.35612 | 0.48509 | 0.47791 | 0.47232 | 0.009793 | 0.32188 | 0.6332 | 0.98214 | 1.1923 | 1.4362 | 1.6771 | 1.9481 | 2.1499 | 2.382 | 2.6928 | 3.0259 | 3.3127 | 3.3751 | 3.4768 | 3.6873 | 3.7313 | 3.9051 | 4.0341 | 4.2355 | 0.0002243 | 0.007148 | 0.0071305 | 0.0079921 | 0.0048132 | 0.0055875 | 0.005517 | 0.0062058 | 0.0046221 | 0.005316 | 0.0071191 | 0.0076287 | 0.0067944 | 0.008577 | 0.0094601 | 0.012813 | 0.0081564 | 0.011111 | 0.010946 | 0.010818 | 0.0002243 | 0.0073723 | 0.014503 | 0.022495 | 0.027308 | 0.032896 | 0.038413 | 0.044618 | 0.04924 | 0.054556 | 0.061676 | 0.069304 | 0.075874 | 0.077303 | 0.079633 | 0.084454 | 0.085462 | 0.089442 | 0.092396 | 0.097008 | 0.00091044 | 0.058028 | 0.086829 | 0.12976 | 0.097685 | 0.13381 | 0.14825 | 0.18127 | 0.14365 | 0.17317 | 0.24043 | 0.26495 | 0.24118 | 0.30971 | 0.34624 | 0.47397 | 0.30175 | 0.41104 | 0.40496 | 0.40023 | 0.00091044 | 0.058939 | 0.14577 | 0.27553 | 0.37322 | 0.50703 | 0.65528 | 0.83654 | 0.98019 | 1.1534 | 1.3938 | 1.6587 | 1.899 | 2.1507 | 2.4101 | 2.7543 | 2.9584 | 3.2356 | 3.4923 | 3.7113 | 2.0853e-05 | 0.0013291 | 0.0019887 | 0.0029721 | 0.0022374 | 0.0030648 | 0.0033955 | 0.0041517 | 0.0032902 | 0.0039663 | 0.0055068 | 0.0060683 | 0.005524 | 0.0070936 | 0.0079302 | 0.010856 | 0.0069112 | 0.0094145 | 0.0092752 | 0.0091667 | 2.0853e-05 | 0.0013499 | 0.0033387 | 0.0063107 | 0.0085481 | 0.011613 | 0.015008 | 0.01916 | 0.02245 | 0.026417 | 0.031923 | 0.037992 | 0.043495 | 0.049259 | 0.055201 | 0.063085 | 0.067758 | 0.074108 | 0.079988 | 0.085003 | 0.00091044 | 0.058028 | 0.086829 | 0.12976 | 0.097685 | 0.13381 | 0.14825 | 0.18127 | 0.14365 | 0.17317 | 0.24043 | 0.26495 | 0.24118 | 0.30971 | 0.34624 | 0.47397 | 0.30175 | 0.41104 | 0.40496 | 0.40023 | 0.00091044 | 0.058939 | 0.14577 | 0.27553 | 0.37322 | 0.50703 | 0.65528 | 0.83654 | 0.98019 | 1.1534 | 1.3938 | 1.6587 | 1.899 | 2.1507 | 2.4101 | 2.7543 | 2.9584 | 3.2356 | 3.4923 | 3.7113 | 2.0853e-05 | 0.0013291 | 0.0019887 | 0.0029721 | 0.0022374 | 0.0030648 | 0.0033955 | 0.0041517 | 0.0032902 | 0.0039663 | 0.0055068 | 0.0060683 | 0.005524 | 0.0070936 | 0.0079302 | 0.010856 | 0.0069112 | 0.0094145 | 0.0092752 | 0.0091667 | 2.0853e-05 | 0.0013499 | 0.0033387 | 0.0063107 | 0.0085481 | 0.011613 | 0.015008 | 0.01916 | 0.02245 | 0.026417 | 0.031923 | 0.037992 | 0.043495 | 0.049259 | 0.055201 | 0.063085 | 0.067758 | 0.074108 | 0.079988 | 0.085003 | 0.00091044 | 0.058028 | 0.086829 | 0.12976 | 0.097685 | 0.13381 | 0.14825 | 0.18127 | 0.14365 | 0.17317 | 0.24043 | 0.26495 | 0.24118 | 0.30971 | 0.34624 | 0.47397 | 0.30175 | 0.41104 | 0.40496 | 0.40023 | 0.00091044 | 0.058939 | 0.14577 | 0.27553 | 0.37322 | 0.50703 | 0.65528 | 0.83654 | 0.98019 | 1.1534 | 1.3938 | 1.6587 | 1.899 | 2.1507 | 2.4101 | 2.7543 | 2.9584 | 3.2356 | 3.4923 | 3.7113 | 2.0853e-05 | 0.0013291 | 0.0019887 | 0.0029721 | 0.0022374 | 0.0030648 | 0.0033955 | 0.0041517 | 0.0032902 | 0.0039663 | 0.0055068 | 0.0060683 | 0.005524 | 0.0070936 | 0.0079302 | 0.010856 | 0.0069112 | 0.0094145 | 0.0092752 | 0.0091667 | 2.0853e-05 | 0.0013499 | 0.0033387 | 0.0063107 | 0.0085481 | 0.011613 | 0.015008 | 0.01916 | 0.02245 | 0.026417 | 0.031923 | 0.037992 | 0.043495 | 0.049259 | 0.055201 | 0.063085 | 0.067758 | 0.074108 | 0.079988 | 0.085003 | 0.00091044 | 0.058028 | 0.086829 | 0.12976 | 0.097685 | 0.13381 | 0.14825 | 0.18127 | 0.14365 | 0.17317 | 0.24043 | 0.26495 | 0.24118 | 0.30971 | 0.34624 | 0.47397 | 0.30175 | 0.41104 | 0.40496 | 0.40023 | 0.00091044 | 0.058939 | 0.14577 | 0.27553 | 0.37322 | 0.50703 | 0.65528 | 0.83654 | 0.98019 | 1.1534 | 1.3938 | 1.6587 | 1.899 | 2.1507 | 2.4101 | 2.7543 | 2.9584 | 3.2356 | 3.4923 | 3.7113 | 2.0853e-05 | 0.0013291 | 0.0019887 | 0.0029721 | 0.0022374 | 0.0030648 | 0.0033955 | 0.0041517 | 0.0032902 | 0.0039663 | 0.0055068 | 0.0060683 | 0.005524 | 0.0070936 | 0.0079302 | 0.010856 | 0.0069112 | 0.0094145 | 0.0092752 | 0.0091667 | 2.0853e-05 | 0.0013499 | 0.0033387 | 0.0063107 | 0.0085481 | 0.011613 | 0.015008 | 0.01916 | 0.02245 | 0.026417 | 0.031923 | 0.037992 | 0.043495 | 0.049259 | 0.055201 | 0.063085 | 0.067758 | 0.074108 | 0.079988 | 0.085003 | 289.7213 | 289.7213 | 289.7213 | 289.7213 | 289.7213 | 289.7213 | 289.7213 | 289.7213 | 289.7213 | 289.7213 | 289.7213 | 289.7213 | 289.7213 | 289.7213 | 289.7213 | 289.7213 | 289.7213 | 289.7213 | 289.7213 | 289.7213 | 103.4972 | 103.4972 | 103.4972 | 103.4972 | 103.4972 | 103.4972 | 103.4972 | 103.4972 | 103.4972 | 103.4972 | 103.4972 | 103.4972 | 103.4972 | 103.4972 | 103.4972 | 103.4972 | 103.4972 | 103.4972 | 103.4972 | 103.4972
WA_Industrial_Petroleum_Existing_Space Heating_Natural Gas_Furnace_A | WA | Industrial | Petroleum | Existing | Space Heating | Natural Gas | Furnace | A | IE25 | AFUE 80% (Standard) | AFUE 96% | 23 | 1443.5459 | 0 | 0 | 1826.85 | -10.15 | 0 | 0 | 368.3162 | 405.1478 | 400 kBtu/hr | 0.2854% | 30% | Turnover | LO12Med | 25.42% | TBD | 0.2% | 92.1878 |  | 33.3548 |  | 0.00014778 | EIA 2018 Tech Forecast | EIA 2018 Tech Forecast | AEG BEST | AFUE 80% (Standard) | AFUE 80% (Standard) | AFUE 80% (Standard) | AFUE 80% (Standard) | AFUE 80% (Standard) | AFUE 80% (Standard) | AFUE 80% (Standard) | AFUE 80% (Standard) | AFUE 80% (Standard) | AFUE 80% (Standard) | AFUE 80% (Standard) | AFUE 80% (Standard) | AFUE 80% (Standard) | AFUE 80% (Standard) | AFUE 80% (Standard) | AFUE 80% (Standard) | AFUE 80% (Standard) | AFUE 80% (Standard) | AFUE 80% (Standard) | AFUE 80% (Standard) | AFUE 80% (Standard) | AFUE 80% (Standard) | AFUE 96% | AFUE 96% | AFUE 96% | AFUE 96% | AFUE 96% | AFUE 96% | AFUE 96% | AFUE 96% | AFUE 96% | AFUE 96% | AFUE 96% | AFUE 96% | AFUE 96% | AFUE 96% | AFUE 96% | AFUE 96% | AFUE 96% | AFUE 96% | AFUE 96% | AFUE 96% | AFUE 96% | AFUE 96% | 1826.85 | 1826.85 | 1826.85 | 1826.85 | 1826.85 | 1826.85 | 1826.85 | 1826.85 | 1826.85 | 1826.85 | 1826.85 | 1826.85 | 1826.85 | 1826.85 | 1826.85 | 1826.85 | 1826.85 | 1826.85 | 1826.85 | 1826.85 | 1826.85 | 1826.85 | 0 | 1443.5459 | 1443.5459 | 1443.5459 | 1443.5459 | 1443.5459 | 1443.5459 | 1443.5459 | 1443.5459 | 1443.5459 | 1443.5459 | 1443.5459 | 1443.5459 | 1443.5459 | 1443.5459 | 1443.5459 | 1443.5459 | 1443.5459 | 1443.5459 | 1443.5459 | 1443.5459 | 1443.5459 | 0.0052986 | 0.0055114 | 0.0056978 | 0.0058598 | 0.0059995 | 0.0061187 | 0.0062191 | 0.0063024 | 0.0063699 | 0.006423 | 0.005941 | 0.0054951 | 0.0050827 | 0.0047012 | 0.0043484 | 0.0040221 | 0.0037202 | 0.0037254 | 0.0037388 | 0.0037583 | 0.0052986 | 0.01081 | 0.016508 | 0.022368 | 0.028367 | 0.034486 | 0.040705 | 0.047007 | 0.053377 | 0.0598 | 0.065741 | 0.071236 | 0.076319 | 0.08102 | 0.085369 | 0.089391 | 0.093111 | 0.096836 | 0.10058 | 0.10433 | 0.0036705 | 0.003818 | 0.0039471 | 0.0040593 | 0.0041561 | 0.0042386 | 0.0043082 | 0.0043659 | 0.0044127 | 0.0044495 | 0.0041156 | 0.0038067 | 0.003521 | 0.0032567 | 0.0030123 | 0.0027862 | 0.0025771 | 0.0025808 | 0.00259 | 0.0026035 | 0.0036705 | 0.0074885 | 0.011436 | 0.015495 | 0.019651 | 0.02389 | 0.028198 | 0.032564 | 0.036976 | 0.041426 | 0.045541 | 0.049348 | 0.052869 | 0.056126 | 0.059138 | 0.061924 | 0.064501 | 0.067082 | 0.069672 | 0.072276 | 0.00014778 | 0.00030743 | 0.00047674 | 0.00065373 | 0.00083664 | 0.0010069 | 0.0011483 | 0.0012649 | 0.0013603 | 0.0014377 | 0.0013787 | 0.0013113 | 0.0012397 | 0.0011664 | 0.0010936 | 0.0010223 | 0.00094567 | 0.00094702 | 0.00095043 | 0.00095539 | 0.00014778 | 0.00045521 | 0.00093195 | 0.0015857 | 0.0024223 | 0.0034292 | 0.0045774 | 0.0058423 | 0.0072026 | 0.0086403 | 0.010019 | 0.01133 | 0.01257 | 0.013736 | 0.01483 | 0.015852 | 0.016798 | 0.017745 | 0.018695 | 0.019651 | 0.00010237 | 0.00021297 | 0.00033026 | 0.00045286 | 0.00057957 | 0.00069749 | 0.00079545 | 0.00087624 | 0.00094234 | 0.00099595 | 0.00095505 | 0.00090842 | 0.00085878 | 0.00080804 | 0.00075755 | 0.0007082 | 0.0006551 | 0.00065604 | 0.0006584 | 0.00066184 | 0.00010237 | 0.00031534 | 0.0006456 | 0.0010985 | 0.001678 | 0.0023755 | 0.003171 | 0.0040472 | 0.0049895 | 0.0059855 | 0.0069405 | 0.007849 | 0.0087077 | 0.0095158 | 0.010273 | 0.010982 | 0.011637 | 0.012293 | 0.012951 | 0.013613 | 0.00014778 | 0.00030743 | 0.00047674 | 0.00065373 | 0.00083664 | 0.0010069 | 0.0011483 | 0.0012649 | 0.0013603 | 0.0014377 | 0.0013787 | 0.0013113 | 0.0012397 | 0.0011664 | 0.0010936 | 0.0010223 | 0.00094567 | 0.00094702 | 0.00095043 | 0.00095539 | 0.00014778 | 0.00045521 | 0.00093195 | 0.0015857 | 0.0024223 | 0.0034292 | 0.0045774 | 0.0058423 | 0.0072026 | 0.0086403 | 0.010019 | 0.01133 | 0.01257 | 0.013736 | 0.01483 | 0.015852 | 0.016798 | 0.017745 | 0.018695 | 0.019651 | 0.00010237 | 0.00021297 | 0.00033026 | 0.00045286 | 0.00057957 | 0.00069749 | 0.00079545 | 0.00087624 | 0.00094234 | 0.00099595 | 0.00095505 | 0.00090842 | 0.00085878 | 0.00080804 | 0.00075755 | 0.0007082 | 0.0006551 | 0.00065604 | 0.0006584 | 0.00066184 | 0.00010237 | 0.00031534 | 0.0006456 | 0.0010985 | 0.001678 | 0.0023755 | 0.003171 | 0.0040472 | 0.0049895 | 0.0059855 | 0.0069405 | 0.007849 | 0.0087077 | 0.0095158 | 0.010273 | 0.010982 | 0.011637 | 0.012293 | 0.012951 | 0.013613 | 0.00014778 | 0.00030743 | 0.00047674 | 0.00065373 | 0.00083664 | 0.0010069 | 0.0011483 | 0.0012649 | 0.0013603 | 0.0014377 | 0.0013787 | 0.0013113 | 0.0012397 | 0.0011664 | 0.0010936 | 0.0010223 | 0.00094567 | 0.00094702 | 0.00095043 | 0.00095539 | 0.00014778 | 0.00045521 | 0.00093195 | 0.0015857 | 0.0024223 | 0.0034292 | 0.0045774 | 0.0058423 | 0.0072026 | 0.0086403 | 0.010019 | 0.01133 | 0.01257 | 0.013736 | 0.01483 | 0.015852 | 0.016798 | 0.017745 | 0.018695 | 0.019651 | 0.00010237 | 0.00021297 | 0.00033026 | 0.00045286 | 0.00057957 | 0.00069749 | 0.00079545 | 0.00087624 | 0.00094234 | 0.00099595 | 0.00095505 | 0.00090842 | 0.00085878 | 0.00080804 | 0.00075755 | 0.0007082 | 0.0006551 | 0.00065604 | 0.0006584 | 0.00066184 | 0.00010237 | 0.00031534 | 0.0006456 | 0.0010985 | 0.001678 | 0.0023755 | 0.003171 | 0.0040472 | 0.0049895 | 0.0059855 | 0.0069405 | 0.007849 | 0.0087077 | 0.0095158 | 0.010273 | 0.010982 | 0.011637 | 0.012293 | 0.012951 | 0.013613 | 0.00014778 | 0.00030743 | 0.00047674 | 0.00065373 | 0.00083664 | 0.0010069 | 0.0011483 | 0.0012649 | 0.0013603 | 0.0014377 | 0.0013787 | 0.0013113 | 0.0012397 | 0.0011664 | 0.0010936 | 0.0010223 | 0.00094567 | 0.00094702 | 0.00095043 | 0.00095539 | 0.00014778 | 0.00045521 | 0.00093195 | 0.0015857 | 0.0024223 | 0.0034292 | 0.0045774 | 0.0058423 | 0.0072026 | 0.0086403 | 0.010019 | 0.01133 | 0.01257 | 0.013736 | 0.01483 | 0.015852 | 0.016798 | 0.017745 | 0.018695 | 0.019651 | 0.00010237 | 0.00021297 | 0.00033026 | 0.00045286 | 0.00057957 | 0.00069749 | 0.00079545 | 0.00087624 | 0.00094234 | 0.00099595 | 0.00095505 | 0.00090842 | 0.00085878 | 0.00080804 | 0.00075755 | 0.0007082 | 0.0006551 | 0.00065604 | 0.0006584 | 0.00066184 | 0.00010237 | 0.00031534 | 0.0006456 | 0.0010985 | 0.001678 | 0.0023755 | 0.003171 | 0.0040472 | 0.0049895 | 0.0059855 | 0.0069405 | 0.007849 | 0.0087077 | 0.0095158 | 0.010273 | 0.010982 | 0.011637 | 0.012293 | 0.012951 | 0.013613 | 92.5514 | 92.5514 | 92.5514 | 92.5514 | 92.5514 | 92.5514 | 92.5514 | 92.5514 | 92.5514 | 92.5514 | 92.5514 | 92.5514 | 92.5514 | 92.5514 | 92.5514 | 92.5514 | 92.5514 | 92.5514 | 92.5514 | 92.5514 | 33.3563 | 33.3563 | 33.3563 | 33.3563 | 33.3563 | 33.3563 | 33.3563 | 33.3563 | 33.3563 | 33.3563 | 33.3563 | 33.3563 | 33.3563 | 33.3563 | 33.3563 | 33.3563 | 33.3563 | 33.3563 | 33.3563 | 33.3563
WA_Industrial_Petroleum_Existing_Space Heating_Natural Gas_Boiler_A | WA | Industrial | Petroleum | Existing | Space Heating | Natural Gas | Boiler | A | IE26 | AFUE 80% (Standard) | AFUE 97% | 25 | 6227.3193 | 0 | 0 | 14611.16 | 0 | 0 | 0 | 13751.6839 | 15126.8522 | 800 kBtu/hr | 1.259% | 100% | Turnover | LO50Fast | 85% | TBD | 0.2% | 309.5242 |  | 273.3774 |  | 0.0022185 | EIA 2018 Tech Forecast | EIA 2018 Tech Forecast | GBLR-Heating-EIA14-2014 Ref. Case-6 | AFUE 80% (Standard) | AFUE 80% (Standard) | AFUE 80% (Standard) | AFUE 80% (Standard) | AFUE 80% (Standard) | AFUE 80% (Standard) | AFUE 80% (Standard) | AFUE 80% (Standard) | AFUE 80% (Standard) | AFUE 80% (Standard) | AFUE 80% (Standard) | AFUE 80% (Standard) | AFUE 80% (Standard) | AFUE 80% (Standard) | AFUE 80% (Standard) | AFUE 80% (Standard) | AFUE 80% (Standard) | AFUE 80% (Standard) | AFUE 80% (Standard) | AFUE 80% (Standard) | AFUE 80% (Standard) | AFUE 80% (Standard) | AFUE 97% | AFUE 97% | AFUE 97% | AFUE 97% | AFUE 97% | AFUE 97% | AFUE 97% | AFUE 97% | AFUE 97% | AFUE 97% | AFUE 97% | AFUE 97% | AFUE 97% | AFUE 97% | AFUE 97% | AFUE 97% | AFUE 97% | AFUE 97% | AFUE 97% | AFUE 97% | AFUE 97% | AFUE 97% | 14611.16 | 14611.16 | 14611.16 | 14611.16 | 14611.16 | 14611.16 | 14611.16 | 14611.16 | 14611.16 | 14611.16 | 14611.16 | 14611.16 | 14611.16 | 14611.16 | 14611.16 | 14611.16 | 14611.16 | 14611.16 | 14611.16 | 14611.16 | 14611.16 | 14611.16 | 0 | 15226.9124 | 15226.9124 | 15226.9124 | 15226.9124 | 15226.9124 | 15226.9124 | 15226.9124 | 15226.9124 | 15226.9124 | 15226.9124 | 15226.9124 | 15226.9124 | 15226.9124 | 15226.9124 | 15226.9124 | 15226.9124 | 15226.9124 | 15226.9124 | 15226.9124 | 15226.9124 | 15226.9124 | 0.014182 | 0.014051 | 0.013911 | 0.013762 | 0.013607 | 0.013445 | 0.013278 | 0.013107 | 0.012933 | 0.012756 | 0.012578 | 0.012398 | 0.012217 | 0.012036 | 0.011855 | 0.011674 | 0.011494 | 0.011314 | 0.011136 | 0.010959 | 0.014182 | 0.028233 | 0.042144 | 0.055907 | 0.069513 | 0.082958 | 0.096236 | 0.10934 | 0.12228 | 0.13503 | 0.14761 | 0.16001 | 0.17222 | 0.18426 | 0.19611 | 0.20779 | 0.21928 | 0.2306 | 0.24173 | 0.25269 | 0.00093136 | 0.0009228 | 0.00091359 | 0.00090382 | 0.00089358 | 0.00088295 | 0.000872 | 0.00086077 | 0.00084934 | 0.00083774 | 0.00082601 | 0.0008142 | 0.00080233 | 0.00079044 | 0.00077854 | 0.00076667 | 0.00075483 | 0.00074305 | 0.00073134 | 0.00071972 | 0.00093136 | 0.0018542 | 0.0027678 | 0.0036716 | 0.0045652 | 0.0054481 | 0.0063201 | 0.0071809 | 0.0080302 | 0.008868 | 0.009694 | 0.010508 | 0.011311 | 0.012101 | 0.012879 | 0.013646 | 0.014401 | 0.015144 | 0.015875 | 0.016595 | 0.0054245 | 0.0078829 | 0.0094596 | 0.010411 | 0.010982 | 0.011192 | 0.011202 | 0.011117 | 0.01099 | 0.010843 | 0.010691 | 0.010538 | 0.010384 | 0.010231 | 0.010077 | 0.0099229 | 0.0097697 | 0.0096172 | 0.0094657 | 0.0093152 | 0.0022185 | 0.0054423 | 0.009311 | 0.013569 | 0.01806 | 0.022637 | 0.027218 | 0.031765 | 0.036259 | 0.040694 | 0.045066 | 0.049376 | 0.053623 | 0.057807 | 0.061928 | 0.065986 | 0.069981 | 0.073914 | 0.077786 | 0.081595 | 0.00035625 | 0.00051769 | 0.00062124 | 0.00068374 | 0.00072122 | 0.00073498 | 0.00073567 | 0.00073007 | 0.00072176 | 0.00071208 | 0.00070211 | 0.00069207 | 0.00068198 | 0.00067187 | 0.00066176 | 0.00065167 | 0.00064161 | 0.00063159 | 0.00062164 | 0.00061176 | 0.00035625 | 0.00087394 | 0.0014952 | 0.0021789 | 0.0029001 | 0.0036351 | 0.0043708 | 0.0051009 | 0.0058226 | 0.0065347 | 0.0072368 | 0.0079289 | 0.0086109 | 0.0092827 | 0.0099445 | 0.010596 | 0.011238 | 0.011869 | 0.012491 | 0.013103 | 0.0022185 | 0.0032238 | 0.0038687 | 0.0042579 | 0.0044913 | 0.004577 | 0.0045812 | 0.0045464 | 0.0044947 | 0.0044343 | 0.0043723 | 0.0043097 | 0.0042469 | 0.004184 | 0.004121 | 0.0040581 | 0.0039955 | 0.0039331 | 0.0038712 | 0.0038096 | 0.0022185 | 0.0054423 | 0.009311 | 0.013569 | 0.01806 | 0.022637 | 0.027218 | 0.031765 | 0.036259 | 0.040694 | 0.045066 | 0.049376 | 0.053623 | 0.057807 | 0.061928 | 0.065986 | 0.069981 | 0.073914 | 0.077786 | 0.081595 | 0.00035625 | 0.00051769 | 0.00062124 | 0.00068374 | 0.00072122 | 0.00073498 | 0.00073567 | 0.00073007 | 0.00072176 | 0.00071208 | 0.00070211 | 0.00069207 | 0.00068198 | 0.00067187 | 0.00066176 | 0.00065167 | 0.00064161 | 0.00063159 | 0.00062164 | 0.00061176 | 0.00035625 | 0.00087394 | 0.0014952 | 0.0021789 | 0.0029001 | 0.0036351 | 0.0043708 | 0.0051009 | 0.0058226 | 0.0065347 | 0.0072368 | 0.0079289 | 0.0086109 | 0.0092827 | 0.0099445 | 0.010596 | 0.011238 | 0.011869 | 0.012491 | 0.013103 | 0.0022185 | 0.0032238 | 0.0038687 | 0.0042579 | 0.0044913 | 0.004577 | 0.0045812 | 0.0045464 | 0.0044947 | 0.0044343 | 0.0043723 | 0.0043097 | 0.0042469 | 0.004184 | 0.004121 | 0.0040581 | 0.0039955 | 0.0039331 | 0.0038712 | 0.0038096 | 0.0022185 | 0.0054423 | 0.009311 | 0.013569 | 0.01806 | 0.022637 | 0.027218 | 0.031765 | 0.036259 | 0.040694 | 0.045066 | 0.049376 | 0.053623 | 0.057807 | 0.061928 | 0.065986 | 0.069981 | 0.073914 | 0.077786 | 0.081595 | 0.00035625 | 0.00051769 | 0.00062124 | 0.00068374 | 0.00072122 | 0.00073498 | 0.00073567 | 0.00073007 | 0.00072176 | 0.00071208 | 0.00070211 | 0.00069207 | 0.00068198 | 0.00067187 | 0.00066176 | 0.00065167 | 0.00064161 | 0.00063159 | 0.00062164 | 0.00061176 | 0.00035625 | 0.00087394 | 0.0014952 | 0.0021789 | 0.0029001 | 0.0036351 | 0.0043708 | 0.0051009 | 0.0058226 | 0.0065347 | 0.0072368 | 0.0079289 | 0.0086109 | 0.0092827 | 0.0099445 | 0.010596 | 0.011238 | 0.011869 | 0.012491 | 0.013103 | 0.0022185 | 0.0032238 | 0.0038687 | 0.0042579 | 0.0044913 | 0.004577 | 0.0045812 | 0.0045464 | 0.0044947 | 0.0044343 | 0.0043723 | 0.0043097 | 0.0042469 | 0.004184 | 0.004121 | 0.0040581 | 0.0039955 | 0.0039331 | 0.0038712 | 0.0038096 | 0.0022185 | 0.0054423 | 0.009311 | 0.013569 | 0.01806 | 0.022637 | 0.027218 | 0.031765 | 0.036259 | 0.040694 | 0.045066 | 0.049376 | 0.053623 | 0.057807 | 0.061928 | 0.065986 | 0.069981 | 0.073914 | 0.077786 | 0.081595 | 0.00035625 | 0.00051769 | 0.00062124 | 0.00068374 | 0.00072122 | 0.00073498 | 0.00073567 | 0.00073007 | 0.00072176 | 0.00071208 | 0.00070211 | 0.00069207 | 0.00068198 | 0.00067187 | 0.00066176 | 0.00065167 | 0.00064161 | 0.00063159 | 0.00062164 | 0.00061176 | 0.00035625 | 0.00087394 | 0.0014952 | 0.0021789 | 0.0029001 | 0.0036351 | 0.0043708 | 0.0051009 | 0.0058226 | 0.0065347 | 0.0072368 | 0.0079289 | 0.0086109 | 0.0092827 | 0.0099445 | 0.010596 | 0.011238 | 0.011869 | 0.012491 | 0.013103 | 309.5716 | 309.5716 | 309.5716 | 309.5716 | 309.5716 | 309.5716 | 309.5716 | 309.5716 | 309.5716 | 309.5716 | 309.5716 | 309.5716 | 309.5716 | 309.5716 | 309.5716 | 309.5716 | 309.5716 | 309.5716 | 309.5716 | 309.5716 | 273.4193 | 273.4193 | 273.4193 | 273.4193 | 273.4193 | 273.4193 | 273.4193 | 273.4193 | 273.4193 | 273.4193 | 273.4193 | 273.4193 | 273.4193 | 273.4193 | 273.4193 | 273.4193 | 273.4193 | 273.4193 | 273.4193 | 273.4193
WA_Industrial_Petroleum_Existing_Space Heating_Natural Gas_Unit Heater_A | WA | Industrial | Petroleum | Existing | Space Heating | Natural Gas | Unit Heater | A | IE27 | Standard | Infrared Radiant | 15 | 0 | 0 | 0 | 85063.63 | 3587.78 | 0 | 0 | 25408.0098 | 27948.8108 | 125 kBtu/Hr | 0% | 100% | Turnover | LO12Med | 84.74% | TBD | 0.2% | 94512.1364 |  | 65.0414 |  | 0 | IL TRM - 4.4.12 - CI-HVC-IRHT-V02-210101 | CNGC Program Data | IL TRM - 4.4.12 - CI-HVC-IRHT-V02-210101 w/ CNGC Sizing | Standard | Standard | Standard | Standard | Standard | Standard | Standard | Standard | Standard | Standard | Standard | Standard | Standard | Standard | Standard | Standard | Standard | Standard | Standard | Standard | Standard | Standard | Infrared Radiant | Infrared Radiant | Infrared Radiant | Infrared Radiant | Infrared Radiant | Infrared Radiant | Infrared Radiant | Infrared Radiant | Infrared Radiant | Infrared Radiant | Infrared Radiant | Infrared Radiant | Infrared Radiant | Infrared Radiant | Infrared Radiant | Infrared Radiant | Infrared Radiant | Infrared Radiant | Infrared Radiant | Infrared Radiant | Infrared Radiant | Infrared Radiant | 85063.63 | 85063.63 | 85063.63 | 85063.63 | 85063.63 | 85063.63 | 85063.63 | 85063.63 | 85063.63 | 85063.63 | 85063.63 | 85063.63 | 85063.63 | 85063.63 | 85063.63 | 85063.63 | 85063.63 | 85063.63 | 85063.63 | 85063.63 | 85063.63 | 85063.63 | 0 | 0 | 0 | 0 | 0 | 0 | 0 | 0 | 0 | 0 | 0 | 0 | 0 | 0 | 0 | 0 | 0 | 0 | 0 | 0 | 0 | 0 | 0 | 0 | 0 | 0 | 0 | 0 | 0 | 0 | 0 | 0 | 0 | 0 | 0 | 0 | 0 | 0 | 0 | 0 | 0 | 0 | 0 | 0 | 0 | 0 | 0 | 0 | 0 | 0 | 0 | 0 | 0 | 0 | 0 | 0 | 0 | 0 | 0 | 0 | 0 | 0 | 0 | 0 | 0 | 0 | 0 | 0 | 0 | 0 | 0 | 0 | 0 | 0 | 0 | 0 | 0 | 0 | 0 | 0 | 0 | 0 | 0 | 0 | 0 | 0 | 0 | 0 | 0 | 0 | 0 | 0 | 0 | 0 | 0 | 0 | 0 | 0 | 0 | 0 | 0 | 0 | 0 | 0 | 0 | 0 | 0 | 0 | 0 | 0 | 0 | 0 | 0 | 0 | 0 | 0 | 0 | 0 | 0 | 0 | 0 | 0 | 0 | 0 | 0 | 0 | 0 | 0 | 0 | 0 | 0 | 0 | 0 | 0 | 0 | 0 | 0 | 0 | 0 | 0 | 0 | 0 | 0 | 0 | 0 | 0 | 0 | 0 | 0 | 0 | 0 | 0 | 0 | 0 | 0 | 0 | 0 | 0 | 0 | 0 | 0 | 0 | 0 | 0 | 0 | 0 | 0 | 0 | 0 | 0 | 0 | 0 | 0 | 0 | 0 | 0 | 0 | 0 | 0 | 0 | 0 | 0 | 0 | 0 | 0 | 0 | 0 | 0 | 0 | 0 | 0 | 0 | 0 | 0 | 0 | 0 | 0 | 0 | 0 | 0 | 0 | 0 | 0 | 0 | 0 | 0 | 0 | 0 | 0 | 0 | 0 | 0 | 0 | 0 | 0 | 0 | 0 | 0 | 0 | 0 | 0 | 0 | 0 | 0 | 0 | 0 | 0 | 0 | 0 | 0 | 0 | 0 | 0 | 0 | 0 | 0 | 0 | 0 | 0 | 0 | 0 | 0 | 0 | 0 | 0 | 0 | 0 | 0 | 0 | 0 | 0 | 0 | 0 | 0 | 0 | 0 | 0 | 0 | 0 | 0 | 0 | 0 | 0 | 0 | 0 | 0 | 0 | 0 | 0 | 0 | 0 | 0 | 0 | 0 | 0 | 0 | 0 | 0 | 0 | 0 | 0 | 0 | 0 | 0 | 0 | 0 | 0 | 0 | 0 | 0 | 0 | 0 | 0 | 0 | 0 | 0 | 0 | 0 | 0 | 0 | 0 | 0 | 0 | 0 | 0 | 0 | 0 | 0 | 0 | 0 | 0 | 0 | 0 | 0 | 0 | 0 | 0 | 0 | 0 | 0 | 0 | 0 | 0 | 0 | 0 | 0 | 0 | 0 | 0 | 0 | 0 | 0 | 0 | 0 | 0 | 0 | 0 | 0 | 0 | 0 | 0 | 0 | 0 | 0 | 0 | 0 | 0 | 0 | 0 | 0 | 0 | 0 | 0 | 0 | 0 | 0 | 0 | 0 | 0 | 0 | 0 | 0 | 0 | 0 | 0 | 0 | 0 | 0 | 0 | 0 | 0 | 0 | 0 | 0 | 0 | 0 | 0 | 0 | 0 | 0 | 0 | 0 | 0 | 0 | 0 | 0 | 0 | 0 | 0 | 0 | 0 | 0 | 0 | 0 | 0 | 0 | 0 | 0 | 0 | 0 | 0 | 0 | 0 | 0 | 0 | 0 | 0 | 0 | 0 | 0 | 0 | 0 | 0 | 0 | 0 | 0 | 0 | 0 | 0 | 0 | 0 | 0 | 0 | 0 | 0 | 0 | 0 | 0 | 0 | 0 | 0 | 0 | 0 | 0 | 0 | 0 | 0 | 0 | 0 | 0 | 0 | 0 | 0 | 0 | 0 | 0 | 0 | 0 | 0 | 0 | 0 | 0 | 0 | 0 | 0 | 0 | 0 | 0 | 0 | 0 | 0 | 0
WA_Industrial_Petroleum_New_Space Heating_Natural Gas_Furnace_A | WA | Industrial | Petroleum | New | Space Heating | Natural Gas | Furnace | A | IE28 | AFUE 80% (Standard) | AFUE 96% | 23 | 1443.5073 | 0 | 0 | 1826.85 | -10.15 | 0 | 0 | 368.3162 | 405.1478 | 400 kBtu/hr | 0.2854% | 30% | Turnover | LO12Med | 25.42% | TBD | 0.2% | 92.1903 |  | 33.3557 |  | 6.8575e-06 | EIA 2018 Tech Forecast | EIA 2018 Tech Forecast | AEG BEST | AFUE 80% (Standard) | AFUE 80% (Standard) | AFUE 80% (Standard) | AFUE 80% (Standard) | AFUE 80% (Standard) | AFUE 80% (Standard) | AFUE 80% (Standard) | AFUE 80% (Standard) | AFUE 80% (Standard) | AFUE 80% (Standard) | AFUE 80% (Standard) | AFUE 80% (Standard) | AFUE 80% (Standard) | AFUE 80% (Standard) | AFUE 80% (Standard) | AFUE 80% (Standard) | AFUE 80% (Standard) | AFUE 80% (Standard) | AFUE 80% (Standard) | AFUE 80% (Standard) | AFUE 80% (Standard) | AFUE 80% (Standard) | AFUE 96% | AFUE 96% | AFUE 96% | AFUE 96% | AFUE 96% | AFUE 96% | AFUE 96% | AFUE 96% | AFUE 96% | AFUE 96% | AFUE 96% | AFUE 96% | AFUE 96% | AFUE 96% | AFUE 96% | AFUE 96% | AFUE 96% | AFUE 96% | AFUE 96% | AFUE 96% | AFUE 96% | AFUE 96% | 1826.85 | 1826.85 | 1826.85 | 1826.85 | 1826.85 | 1826.85 | 1826.85 | 1826.85 | 1826.85 | 1826.85 | 1826.85 | 1826.85 | 1826.85 | 1826.85 | 1826.85 | 1826.85 | 1826.85 | 1826.85 | 1826.85 | 1826.85 | 1826.85 | 1826.85 | 0 | 1443.5073 | 1443.5073 | 1443.5073 | 1443.5073 | 1443.5073 | 1443.5073 | 1443.5073 | 1443.5073 | 1443.5073 | 1443.5073 | 1443.5073 | 1443.5073 | 1443.5073 | 1443.5073 | 1443.5073 | 1443.5073 | 1443.5073 | 1443.5073 | 1443.5073 | 1443.5073 | 1443.5073 | 0.00024587 | 0.0078355 | 0.0078162 | 0.0087608 | 0.0052761 | 0.0061249 | 0.0060477 | 0.0068027 | 0.0050666 | 0.0058273 | 0.00575 | 0.0066702 | 0.0045271 | 0.005502 | 0.0054979 | 0.0064002 | 0.0042275 | 0.0059993 | 0.0058155 | 0.0063457 | 0.00024587 | 0.0080814 | 0.015898 | 0.024658 | 0.029934 | 0.036059 | 0.042107 | 0.04891 | 0.053976 | 0.059804 | 0.065554 | 0.072224 | 0.076751 | 0.082253 | 0.087751 | 0.094151 | 0.098378 | 0.10438 | 0.11019 | 0.11654 | 0.00017033 | 0.0054281 | 0.0054148 | 0.0060691 | 0.0036551 | 0.004243 | 0.0041896 | 0.0047126 | 0.0035099 | 0.0040369 | 0.0039834 | 0.0046208 | 0.0031362 | 0.0038116 | 0.0038087 | 0.0044338 | 0.0029287 | 0.004156 | 0.0040287 | 0.0043961 | 0.00017033 | 0.0055984 | 0.011013 | 0.017082 | 0.020737 | 0.02498 | 0.02917 | 0.033883 | 0.037392 | 0.041429 | 0.045413 | 0.050034 | 0.05317 | 0.056981 | 0.06079 | 0.065224 | 0.068152 | 0.072308 | 0.076337 | 0.080733 | 6.8575e-06 | 0.00043707 | 0.000654 | 0.00097737 | 0.00073577 | 0.0010079 | 0.0011166 | 0.0013653 | 0.001082 | 0.0013043 | 0.0013343 | 0.0015918 | 0.0011042 | 0.0013651 | 0.0013826 | 0.0016268 | 0.0010746 | 0.001525 | 0.0014783 | 0.0016131 | 6.8575e-06 | 0.00044393 | 0.0010979 | 0.0020753 | 0.0028111 | 0.0038189 | 0.0049355 | 0.0063008 | 0.0073828 | 0.0086872 | 0.010022 | 0.011613 | 0.012717 | 0.014083 | 0.015465 | 0.017092 | 0.018167 | 0.019692 | 0.02117 | 0.022783 | 4.7506e-06 | 0.00030278 | 0.00045306 | 0.00067708 | 0.00050971 | 0.00069821 | 0.00077354 | 0.00094582 | 0.00074955 | 0.00090359 | 0.00092437 | 0.0011027 | 0.00076492 | 0.0009457 | 0.00095782 | 0.001127 | 0.00074446 | 0.0010565 | 0.0010241 | 0.0011175 | 4.7506e-06 | 0.00030754 | 0.0007606 | 0.0014377 | 0.0019474 | 0.0026456 | 0.0034191 | 0.004365 | 0.0051145 | 0.0060181 | 0.0069425 | 0.0080452 | 0.0088101 | 0.0097558 | 0.010714 | 0.011841 | 0.012585 | 0.013642 | 0.014666 | 0.015783 | 6.8575e-06 | 0.00043707 | 0.000654 | 0.00097737 | 0.00073577 | 0.0010079 | 0.0011166 | 0.0013653 | 0.001082 | 0.0013043 | 0.0013343 | 0.0015918 | 0.0011042 | 0.0013651 | 0.0013826 | 0.0016268 | 0.0010746 | 0.001525 | 0.0014783 | 0.0016131 | 6.8575e-06 | 0.00044393 | 0.0010979 | 0.0020753 | 0.0028111 | 0.0038189 | 0.0049355 | 0.0063008 | 0.0073828 | 0.0086872 | 0.010022 | 0.011613 | 0.012717 | 0.014083 | 0.015465 | 0.017092 | 0.018167 | 0.019692 | 0.02117 | 0.022783 | 4.7506e-06 | 0.00030278 | 0.00045306 | 0.00067708 | 0.00050971 | 0.00069821 | 0.00077354 | 0.00094582 | 0.00074955 | 0.00090359 | 0.00092437 | 0.0011027 | 0.00076492 | 0.0009457 | 0.00095782 | 0.001127 | 0.00074446 | 0.0010565 | 0.0010241 | 0.0011175 | 4.7506e-06 | 0.00030754 | 0.0007606 | 0.0014377 | 0.0019474 | 0.0026456 | 0.0034191 | 0.004365 | 0.0051145 | 0.0060181 | 0.0069425 | 0.0080452 | 0.0088101 | 0.0097558 | 0.010714 | 0.011841 | 0.012585 | 0.013642 | 0.014666 | 0.015783 | 6.8575e-06 | 0.00043707 | 0.000654 | 0.00097737 | 0.00073577 | 0.0010079 | 0.0011166 | 0.0013653 | 0.001082 | 0.0013043 | 0.0013343 | 0.0015918 | 0.0011042 | 0.0013651 | 0.0013826 | 0.0016268 | 0.0010746 | 0.001525 | 0.0014783 | 0.0016131 | 6.8575e-06 | 0.00044393 | 0.0010979 | 0.0020753 | 0.0028111 | 0.0038189 | 0.0049355 | 0.0063008 | 0.0073828 | 0.0086872 | 0.010022 | 0.011613 | 0.012717 | 0.014083 | 0.015465 | 0.017092 | 0.018167 | 0.019692 | 0.02117 | 0.022783 | 4.7506e-06 | 0.00030278 | 0.00045306 | 0.00067708 | 0.00050971 | 0.00069821 | 0.00077354 | 0.00094582 | 0.00074955 | 0.00090359 | 0.00092437 | 0.0011027 | 0.00076492 | 0.0009457 | 0.00095782 | 0.001127 | 0.00074446 | 0.0010565 | 0.0010241 | 0.0011175 | 4.7506e-06 | 0.00030754 | 0.0007606 | 0.0014377 | 0.0019474 | 0.0026456 | 0.0034191 | 0.004365 | 0.0051145 | 0.0060181 | 0.0069425 | 0.0080452 | 0.0088101 | 0.0097558 | 0.010714 | 0.011841 | 0.012585 | 0.013642 | 0.014666 | 0.015783 | 6.8575e-06 | 0.00043707 | 0.000654 | 0.00097737 | 0.00073577 | 0.0010079 | 0.0011166 | 0.0013653 | 0.001082 | 0.0013043 | 0.0013343 | 0.0015918 | 0.0011042 | 0.0013651 | 0.0013826 | 0.0016268 | 0.0010746 | 0.001525 | 0.0014783 | 0.0016131 | 6.8575e-06 | 0.00044393 | 0.0010979 | 0.0020753 | 0.0028111 | 0.0038189 | 0.0049355 | 0.0063008 | 0.0073828 | 0.0086872 | 0.010022 | 0.011613 | 0.012717 | 0.014083 | 0.015465 | 0.017092 | 0.018167 | 0.019692 | 0.02117 | 0.022783 | 4.7506e-06 | 0.00030278 | 0.00045306 | 0.00067708 | 0.00050971 | 0.00069821 | 0.00077354 | 0.00094582 | 0.00074955 | 0.00090359 | 0.00092437 | 0.0011027 | 0.00076492 | 0.0009457 | 0.00095782 | 0.001127 | 0.00074446 | 0.0010565 | 0.0010241 | 0.0011175 | 4.7506e-06 | 0.00030754 | 0.0007606 | 0.0014377 | 0.0019474 | 0.0026456 | 0.0034191 | 0.004365 | 0.0051145 | 0.0060181 | 0.0069425 | 0.0080452 | 0.0088101 | 0.0097558 | 0.010714 | 0.011841 | 0.012585 | 0.013642 | 0.014666 | 0.015783 | 92.5538 | 92.5538 | 92.5538 | 92.5538 | 92.5538 | 92.5538 | 92.5538 | 92.5538 | 92.5538 | 92.5538 | 92.5538 | 92.5538 | 92.5538 | 92.5538 | 92.5538 | 92.5538 | 92.5538 | 92.5538 | 92.5538 | 92.5538 | 33.3572 | 33.3572 | 33.3572 | 33.3572 | 33.3572 | 33.3572 | 33.3572 | 33.3572 | 33.3572 | 33.3572 | 33.3572 | 33.3572 | 33.3572 | 33.3572 | 33.3572 | 33.3572 | 33.3572 | 33.3572 | 33.3572 | 33.3572
WA_Industrial_Petroleum_New_Space Heating_Natural Gas_Boiler_A | WA | Industrial | Petroleum | New | Space Heating | Natural Gas | Boiler | A | IE29 | AFUE 80% (Standard) | AFUE 97% | 25 | 6223.5803 | 0 | 0 | 14611.16 | 0 | 0 | 0 | 13751.6839 | 15126.8522 | 800 kBtu/hr | 1.259% | 100% | Turnover | LO50Fast | 85% | TBD | 0.2% | 309.7101 |  | 273.5416 |  | 9.3785e-05 | EIA 2018 Tech Forecast | EIA 2018 Tech Forecast | GBLR-Heating-EIA14-2014 Ref. Case-6 | AFUE 80% (Standard) | AFUE 80% (Standard) | AFUE 80% (Standard) | AFUE 80% (Standard) | AFUE 80% (Standard) | AFUE 80% (Standard) | AFUE 80% (Standard) | AFUE 80% (Standard) | AFUE 80% (Standard) | AFUE 80% (Standard) | AFUE 80% (Standard) | AFUE 80% (Standard) | AFUE 80% (Standard) | AFUE 80% (Standard) | AFUE 80% (Standard) | AFUE 80% (Standard) | AFUE 80% (Standard) | AFUE 80% (Standard) | AFUE 80% (Standard) | AFUE 80% (Standard) | AFUE 80% (Standard) | AFUE 80% (Standard) | AFUE 97% | AFUE 97% | AFUE 97% | AFUE 97% | AFUE 97% | AFUE 97% | AFUE 97% | AFUE 97% | AFUE 97% | AFUE 97% | AFUE 97% | AFUE 97% | AFUE 97% | AFUE 97% | AFUE 97% | AFUE 97% | AFUE 97% | AFUE 97% | AFUE 97% | AFUE 97% | AFUE 97% | AFUE 97% | 14611.16 | 14611.16 | 14611.16 | 14611.16 | 14611.16 | 14611.16 | 14611.16 | 14611.16 | 14611.16 | 14611.16 | 14611.16 | 14611.16 | 14611.16 | 14611.16 | 14611.16 | 14611.16 | 14611.16 | 14611.16 | 14611.16 | 14611.16 | 14611.16 | 14611.16 | 0 | 15225.431 | 15225.431 | 15225.431 | 15225.431 | 15225.431 | 15225.431 | 15225.431 | 15225.431 | 15225.431 | 15225.431 | 15225.431 | 15225.431 | 15225.431 | 15225.431 | 15225.431 | 15225.431 | 15225.431 | 15225.431 | 15225.431 | 15225.431 | 15225.431 | 0.00059983 | 0.019116 | 0.019069 | 0.021373 | 0.012872 | 0.014942 | 0.014754 | 0.016596 | 0.012361 | 0.014216 | 0.014028 | 0.016273 | 0.011044 | 0.013423 | 0.013413 | 0.015614 | 0.010314 | 0.012709 | 0.012363 | 0.012326 | 0.00059983 | 0.019715 | 0.038784 | 0.060157 | 0.073029 | 0.087971 | 0.10273 | 0.11932 | 0.13168 | 0.1459 | 0.15993 | 0.1762 | 0.18724 | 0.20067 | 0.21408 | 0.22969 | 0.24001 | 0.25271 | 0.26508 | 0.2774 | 3.9397e-05 | 0.0012555 | 0.0012524 | 0.0014038 | 0.00084541 | 0.0009814 | 0.00096904 | 0.00109 | 0.00081184 | 0.00093373 | 0.00092134 | 0.0010688 | 0.00072539 | 0.00088161 | 0.00088094 | 0.0010255 | 0.00067739 | 0.00083471 | 0.00081198 | 0.00080958 | 3.9397e-05 | 0.0012949 | 0.0025473 | 0.0039511 | 0.0047965 | 0.0057779 | 0.0067469 | 0.007837 | 0.0086488 | 0.0095825 | 0.010504 | 0.011573 | 0.012298 | 0.01318 | 0.014061 | 0.015086 | 0.015764 | 0.016598 | 0.01741 | 0.01822 | 0.00022944 | 0.010724 | 0.012967 | 0.016169 | 0.010389 | 0.012438 | 0.012447 | 0.014076 | 0.010504 | 0.012084 | 0.011924 | 0.013832 | 0.0093877 | 0.011409 | 0.011401 | 0.013272 | 0.0087666 | 0.010802 | 0.010508 | 0.010477 | 9.3785e-05 | 0.0044773 | 0.0097776 | 0.016387 | 0.020633 | 0.025718 | 0.030806 | 0.036559 | 0.040853 | 0.045792 | 0.050666 | 0.05632 | 0.060158 | 0.064821 | 0.069481 | 0.074907 | 0.07849 | 0.082906 | 0.087201 | 0.091484 | 1.5069e-05 | 0.00070434 | 0.00085165 | 0.001062 | 0.00068234 | 0.00081694 | 0.00081754 | 0.00092451 | 0.0006899 | 0.00079367 | 0.00078314 | 0.00090846 | 0.00061658 | 0.00074937 | 0.0007488 | 0.0008717 | 0.00057578 | 0.0007095 | 0.00069018 | 0.00068814 | 1.5069e-05 | 0.00071941 | 0.0015711 | 0.002633 | 0.0033153 | 0.0041323 | 0.0049498 | 0.0058743 | 0.0065642 | 0.0073579 | 0.008141 | 0.0090495 | 0.0096661 | 0.010415 | 0.011164 | 0.012036 | 0.012612 | 0.013321 | 0.014011 | 0.0147 | 9.3785e-05 | 0.0043835 | 0.0053003 | 0.0066091 | 0.0042466 | 0.0050843 | 0.005088 | 0.0057537 | 0.0042936 | 0.0049394 | 0.0048739 | 0.0056539 | 0.0038373 | 0.0046637 | 0.0046602 | 0.0054251 | 0.0035834 | 0.0044156 | 0.0042954 | 0.0042827 | 9.3785e-05 | 0.0044773 | 0.0097776 | 0.016387 | 0.020633 | 0.025718 | 0.030806 | 0.036559 | 0.040853 | 0.045792 | 0.050666 | 0.05632 | 0.060158 | 0.064821 | 0.069481 | 0.074907 | 0.07849 | 0.082906 | 0.087201 | 0.091484 | 1.5069e-05 | 0.00070434 | 0.00085165 | 0.001062 | 0.00068234 | 0.00081694 | 0.00081754 | 0.00092451 | 0.0006899 | 0.00079367 | 0.00078314 | 0.00090846 | 0.00061658 | 0.00074937 | 0.0007488 | 0.0008717 | 0.00057578 | 0.0007095 | 0.00069018 | 0.00068814 | 1.5069e-05 | 0.00071941 | 0.0015711 | 0.002633 | 0.0033153 | 0.0041323 | 0.0049498 | 0.0058743 | 0.0065642 | 0.0073579 | 0.008141 | 0.0090495 | 0.0096661 | 0.010415 | 0.011164 | 0.012036 | 0.012612 | 0.013321 | 0.014011 | 0.0147 | 9.3785e-05 | 0.0043835 | 0.0053003 | 0.0066091 | 0.0042466 | 0.0050843 | 0.005088 | 0.0057537 | 0.0042936 | 0.0049394 | 0.0048739 | 0.0056539 | 0.0038373 | 0.0046637 | 0.0046602 | 0.0054251 | 0.0035834 | 0.0044156 | 0.0042954 | 0.0042827 | 9.3785e-05 | 0.0044773 | 0.0097776 | 0.016387 | 0.020633 | 0.025718 | 0.030806 | 0.036559 | 0.040853 | 0.045792 | 0.050666 | 0.05632 | 0.060158 | 0.064821 | 0.069481 | 0.074907 | 0.07849 | 0.082906 | 0.087201 | 0.091484 | 1.5069e-05 | 0.00070434 | 0.00085165 | 0.001062 | 0.00068234 | 0.00081694 | 0.00081754 | 0.00092451 | 0.0006899 | 0.00079367 | 0.00078314 | 0.00090846 | 0.00061658 | 0.00074937 | 0.0007488 | 0.0008717 | 0.00057578 | 0.0007095 | 0.00069018 | 0.00068814 | 1.5069e-05 | 0.00071941 | 0.0015711 | 0.002633 | 0.0033153 | 0.0041323 | 0.0049498 | 0.0058743 | 0.0065642 | 0.0073579 | 0.008141 | 0.0090495 | 0.0096661 | 0.010415 | 0.011164 | 0.012036 | 0.012612 | 0.013321 | 0.014011 | 0.0147 | 9.3785e-05 | 0.0043835 | 0.0053003 | 0.0066091 | 0.0042466 | 0.0050843 | 0.005088 | 0.0057537 | 0.0042936 | 0.0049394 | 0.0048739 | 0.0056539 | 0.0038373 | 0.0046637 | 0.0046602 | 0.0054251 | 0.0035834 | 0.0044156 | 0.0042954 | 0.0042827 | 9.3785e-05 | 0.0044773 | 0.0097776 | 0.016387 | 0.020633 | 0.025718 | 0.030806 | 0.036559 | 0.040853 | 0.045792 | 0.050666 | 0.05632 | 0.060158 | 0.064821 | 0.069481 | 0.074907 | 0.07849 | 0.082906 | 0.087201 | 0.091484 | 1.5069e-05 | 0.00070434 | 0.00085165 | 0.001062 | 0.00068234 | 0.00081694 | 0.00081754 | 0.00092451 | 0.0006899 | 0.00079367 | 0.00078314 | 0.00090846 | 0.00061658 | 0.00074937 | 0.0007488 | 0.0008717 | 0.00057578 | 0.0007095 | 0.00069018 | 0.00068814 | 1.5069e-05 | 0.00071941 | 0.0015711 | 0.002633 | 0.0033153 | 0.0041323 | 0.0049498 | 0.0058743 | 0.0065642 | 0.0073579 | 0.008141 | 0.0090495 | 0.0096661 | 0.010415 | 0.011164 | 0.012036 | 0.012612 | 0.013321 | 0.014011 | 0.0147 | 309.7576 | 309.7576 | 309.7576 | 309.7576 | 309.7576 | 309.7576 | 309.7576 | 309.7576 | 309.7576 | 309.7576 | 309.7576 | 309.7576 | 309.7576 | 309.7576 | 309.7576 | 309.7576 | 309.7576 | 309.7576 | 309.7576 | 309.7576 | 273.5836 | 273.5836 | 273.5836 | 273.5836 | 273.5836 | 273.5836 | 273.5836 | 273.5836 | 273.5836 | 273.5836 | 273.5836 | 273.5836 | 273.5836 | 273.5836 | 273.5836 | 273.5836 | 273.5836 | 273.5836 | 273.5836 | 273.5836
WA_Industrial_Petroleum_New_Space Heating_Natural Gas_Unit Heater_A | WA | Industrial | Petroleum | New | Space Heating | Natural Gas | Unit Heater | A | IE30 | Standard | Infrared Radiant | 15 | 0 | 0 | 0 | 85063.63 | 3587.78 | 0 | 0 | 25408.0098 | 27948.8108 | 125 kBtu/Hr | 0% | 100% | Turnover | LO12Med | 84.74% | TBD | 0.2% | 94512.1364 |  | 65.0414 |  | 0 | IL TRM - 4.4.12 - CI-HVC-IRHT-V02-210101 | CNGC Program Data | IL TRM - 4.4.12 - CI-HVC-IRHT-V02-210101 w/ CNGC Sizing | Standard | Standard | Standard | Standard | Standard | Standard | Standard | Standard | Standard | Standard | Standard | Standard | Standard | Standard | Standard | Standard | Standard | Standard | Standard | Standard | Standard | Standard | Infrared Radiant | Infrared Radiant | Infrared Radiant | Infrared Radiant | Infrared Radiant | Infrared Radiant | Infrared Radiant | Infrared Radiant | Infrared Radiant | Infrared Radiant | Infrared Radiant | Infrared Radiant | Infrared Radiant | Infrared Radiant | Infrared Radiant | Infrared Radiant | Infrared Radiant | Infrared Radiant | Infrared Radiant | Infrared Radiant | Infrared Radiant | Infrared Radiant | 85063.63 | 85063.63 | 85063.63 | 85063.63 | 85063.63 | 85063.63 | 85063.63 | 85063.63 | 85063.63 | 85063.63 | 85063.63 | 85063.63 | 85063.63 | 85063.63 | 85063.63 | 85063.63 | 85063.63 | 85063.63 | 85063.63 | 85063.63 | 85063.63 | 85063.63 | 0 | 0 | 0 | 0 | 0 | 0 | 0 | 0 | 0 | 0 | 0 | 0 | 0 | 0 | 0 | 0 | 0 | 0 | 0 | 0 | 0 | 0 | 0 | 0 | 0 | 0 | 0 | 0 | 0 | 0 | 0 | 0 | 0 | 0 | 0 | 0 | 0 | 0 | 0 | 0 | 0 | 0 | 0 | 0 | 0 | 0 | 0 | 0 | 0 | 0 | 0 | 0 | 0 | 0 | 0 | 0 | 0 | 0 | 0 | 0 | 0 | 0 | 0 | 0 | 0 | 0 | 0 | 0 | 0 | 0 | 0 | 0 | 0 | 0 | 0 | 0 | 0 | 0 | 0 | 0 | 0 | 0 | 0 | 0 | 0 | 0 | 0 | 0 | 0 | 0 | 0 | 0 | 0 | 0 | 0 | 0 | 0 | 0 | 0 | 0 | 0 | 0 | 0 | 0 | 0 | 0 | 0 | 0 | 0 | 0 | 0 | 0 | 0 | 0 | 0 | 0 | 0 | 0 | 0 | 0 | 0 | 0 | 0 | 0 | 0 | 0 | 0 | 0 | 0 | 0 | 0 | 0 | 0 | 0 | 0 | 0 | 0 | 0 | 0 | 0 | 0 | 0 | 0 | 0 | 0 | 0 | 0 | 0 | 0 | 0 | 0 | 0 | 0 | 0 | 0 | 0 | 0 | 0 | 0 | 0 | 0 | 0 | 0 | 0 | 0 | 0 | 0 | 0 | 0 | 0 | 0 | 0 | 0 | 0 | 0 | 0 | 0 | 0 | 0 | 0 | 0 | 0 | 0 | 0 | 0 | 0 | 0 | 0 | 0 | 0 | 0 | 0 | 0 | 0 | 0 | 0 | 0 | 0 | 0 | 0 | 0 | 0 | 0 | 0 | 0 | 0 | 0 | 0 | 0 | 0 | 0 | 0 | 0 | 0 | 0 | 0 | 0 | 0 | 0 | 0 | 0 | 0 | 0 | 0 | 0 | 0 | 0 | 0 | 0 | 0 | 0 | 0 | 0 | 0 | 0 | 0 | 0 | 0 | 0 | 0 | 0 | 0 | 0 | 0 | 0 | 0 | 0 | 0 | 0 | 0 | 0 | 0 | 0 | 0 | 0 | 0 | 0 | 0 | 0 | 0 | 0 | 0 | 0 | 0 | 0 | 0 | 0 | 0 | 0 | 0 | 0 | 0 | 0 | 0 | 0 | 0 | 0 | 0 | 0 | 0 | 0 | 0 | 0 | 0 | 0 | 0 | 0 | 0 | 0 | 0 | 0 | 0 | 0 | 0 | 0 | 0 | 0 | 0 | 0 | 0 | 0 | 0 | 0 | 0 | 0 | 0 | 0 | 0 | 0 | 0 | 0 | 0 | 0 | 0 | 0 | 0 | 0 | 0 | 0 | 0 | 0 | 0 | 0 | 0 | 0 | 0 | 0 | 0 | 0 | 0 | 0 | 0 | 0 | 0 | 0 | 0 | 0 | 0 | 0 | 0 | 0 | 0 | 0 | 0 | 0 | 0 | 0 | 0 | 0 | 0 | 0 | 0 | 0 | 0 | 0 | 0 | 0 | 0 | 0 | 0 | 0 | 0 | 0 | 0 | 0 | 0 | 0 | 0 | 0 | 0 | 0 | 0 | 0 | 0 | 0 | 0 | 0 | 0 | 0 | 0 | 0 | 0 | 0 | 0 | 0 | 0 | 0 | 0 | 0 | 0 | 0 | 0 | 0 | 0 | 0 | 0 | 0 | 0 | 0 | 0 | 0 | 0 | 0 | 0 | 0 | 0 | 0 | 0 | 0 | 0 | 0 | 0 | 0 | 0 | 0 | 0 | 0 | 0 | 0 | 0 | 0 | 0 | 0 | 0 | 0 | 0 | 0 | 0 | 0 | 0 | 0 | 0 | 0 | 0 | 0 | 0 | 0 | 0 | 0 | 0 | 0 | 0 | 0 | 0 | 0 | 0 | 0 | 0 | 0 | 0 | 0 | 0 | 0 | 0 | 0 | 0 | 0 | 0 | 0 | 0 | 0 | 0
WA_Industrial_Paper and Printing_Existing_Space Heating_Natural Gas_Furnace_A | WA | Industrial | Paper and Printing | Existing | Space Heating | Natural Gas | Furnace | A | IE31 | AFUE 80% (Standard) | AFUE 96% | 23 | 1443.5459 | 0 | 0 | 1826.85 | -10.15 | 0 | 0 | 368.3162 | 405.1478 | 400 kBtu/hr | 38% | 30% | Turnover | LO12Med | 25.42% | TBD | 0.2% | 92.1878 |  | 33.3548 |  | 0.00090884 | EIA 2018 Tech Forecast | EIA 2018 Tech Forecast | AEG BEST | AFUE 80% (Standard) | AFUE 80% (Standard) | AFUE 80% (Standard) | AFUE 80% (Standard) | AFUE 80% (Standard) | AFUE 80% (Standard) | AFUE 80% (Standard) | AFUE 80% (Standard) | AFUE 80% (Standard) | AFUE 80% (Standard) | AFUE 80% (Standard) | AFUE 80% (Standard) | AFUE 80% (Standard) | AFUE 80% (Standard) | AFUE 80% (Standard) | AFUE 80% (Standard) | AFUE 80% (Standard) | AFUE 80% (Standard) | AFUE 80% (Standard) | AFUE 80% (Standard) | AFUE 80% (Standard) | AFUE 80% (Standard) | AFUE 96% | AFUE 96% | AFUE 96% | AFUE 96% | AFUE 96% | AFUE 96% | AFUE 96% | AFUE 96% | AFUE 96% | AFUE 96% | AFUE 96% | AFUE 96% | AFUE 96% | AFUE 96% | AFUE 96% | AFUE 96% | AFUE 96% | AFUE 96% | AFUE 96% | AFUE 96% | AFUE 96% | AFUE 96% | 1826.85 | 1826.85 | 1826.85 | 1826.85 | 1826.85 | 1826.85 | 1826.85 | 1826.85 | 1826.85 | 1826.85 | 1826.85 | 1826.85 | 1826.85 | 1826.85 | 1826.85 | 1826.85 | 1826.85 | 1826.85 | 1826.85 | 1826.85 | 1826.85 | 1826.85 | 0 | 1443.5459 | 1443.5459 | 1443.5459 | 1443.5459 | 1443.5459 | 1443.5459 | 1443.5459 | 1443.5459 | 1443.5459 | 1443.5459 | 1443.5459 | 1443.5459 | 1443.5459 | 1443.5459 | 1443.5459 | 1443.5459 | 1443.5459 | 1443.5459 | 1443.5459 | 1443.5459 | 1443.5459 | 0.032586 | 0.033895 | 0.035041 | 0.036037 | 0.036896 | 0.037629 | 0.038247 | 0.038759 | 0.039174 | 0.039501 | 0.036537 | 0.033795 | 0.031258 | 0.028912 | 0.026742 | 0.024735 | 0.022879 | 0.022911 | 0.022993 | 0.023113 | 0.032586 | 0.066481 | 0.10152 | 0.13756 | 0.17446 | 0.21208 | 0.25033 | 0.28909 | 0.32827 | 0.36777 | 0.4043 | 0.4381 | 0.46936 | 0.49827 | 0.52501 | 0.54975 | 0.57263 | 0.59554 | 0.61853 | 0.64164 | 0.022574 | 0.02348 | 0.024274 | 0.024964 | 0.025559 | 0.026067 | 0.026495 | 0.02685 | 0.027138 | 0.027364 | 0.02531 | 0.023411 | 0.021654 | 0.020029 | 0.018526 | 0.017135 | 0.015849 | 0.015871 | 0.015928 | 0.016012 | 0.022574 | 0.046054 | 0.070328 | 0.095292 | 0.12085 | 0.14692 | 0.17341 | 0.20026 | 0.2274 | 0.25477 | 0.28008 | 0.30349 | 0.32514 | 0.34517 | 0.3637 | 0.38083 | 0.39668 | 0.41255 | 0.42848 | 0.44449 | 0.00090884 | 0.0018907 | 0.0029319 | 0.0040204 | 0.0051453 | 0.0061921 | 0.0070618 | 0.007779 | 0.0083658 | 0.0088417 | 0.0084787 | 0.0080647 | 0.007624 | 0.0071736 | 0.0067253 | 0.0062872 | 0.0058158 | 0.0058241 | 0.0058451 | 0.0058756 | 0.00090884 | 0.0027995 | 0.0057315 | 0.0097518 | 0.014897 | 0.021089 | 0.028151 | 0.03593 | 0.044296 | 0.053137 | 0.061616 | 0.069681 | 0.077305 | 0.084478 | 0.091204 | 0.097491 | 0.10331 | 0.10913 | 0.11498 | 0.12085 | 0.00062959 | 0.0013098 | 0.0020311 | 0.0027851 | 0.0035643 | 0.0042895 | 0.004892 | 0.0053888 | 0.0057953 | 0.006125 | 0.0058735 | 0.0055867 | 0.0052814 | 0.0049694 | 0.0046589 | 0.0043554 | 0.0040288 | 0.0040346 | 0.0040491 | 0.0040702 | 0.00062959 | 0.0019393 | 0.0039704 | 0.0067555 | 0.01032 | 0.014609 | 0.019501 | 0.02489 | 0.030685 | 0.03681 | 0.042684 | 0.048271 | 0.053552 | 0.058521 | 0.06318 | 0.067536 | 0.071565 | 0.075599 | 0.079648 | 0.083718 | 0.00090884 | 0.0018907 | 0.0029319 | 0.0040204 | 0.0051453 | 0.0061921 | 0.0070618 | 0.007779 | 0.0083658 | 0.0088417 | 0.0084787 | 0.0080647 | 0.007624 | 0.0071736 | 0.0067253 | 0.0062872 | 0.0058158 | 0.0058241 | 0.0058451 | 0.0058756 | 0.00090884 | 0.0027995 | 0.0057315 | 0.0097518 | 0.014897 | 0.021089 | 0.028151 | 0.03593 | 0.044296 | 0.053137 | 0.061616 | 0.069681 | 0.077305 | 0.084478 | 0.091204 | 0.097491 | 0.10331 | 0.10913 | 0.11498 | 0.12085 | 0.00062959 | 0.0013098 | 0.0020311 | 0.0027851 | 0.0035643 | 0.0042895 | 0.004892 | 0.0053888 | 0.0057953 | 0.006125 | 0.0058735 | 0.0055867 | 0.0052814 | 0.0049694 | 0.0046589 | 0.0043554 | 0.0040288 | 0.0040346 | 0.0040491 | 0.0040702 | 0.00062959 | 0.0019393 | 0.0039704 | 0.0067555 | 0.01032 | 0.014609 | 0.019501 | 0.02489 | 0.030685 | 0.03681 | 0.042684 | 0.048271 | 0.053552 | 0.058521 | 0.06318 | 0.067536 | 0.071565 | 0.075599 | 0.079648 | 0.083718 | 0.00090884 | 0.0018907 | 0.0029319 | 0.0040204 | 0.0051453 | 0.0061921 | 0.0070618 | 0.007779 | 0.0083658 | 0.0088417 | 0.0084787 | 0.0080647 | 0.007624 | 0.0071736 | 0.0067253 | 0.0062872 | 0.0058158 | 0.0058241 | 0.0058451 | 0.0058756 | 0.00090884 | 0.0027995 | 0.0057315 | 0.0097518 | 0.014897 | 0.021089 | 0.028151 | 0.03593 | 0.044296 | 0.053137 | 0.061616 | 0.069681 | 0.077305 | 0.084478 | 0.091204 | 0.097491 | 0.10331 | 0.10913 | 0.11498 | 0.12085 | 0.00062959 | 0.0013098 | 0.0020311 | 0.0027851 | 0.0035643 | 0.0042895 | 0.004892 | 0.0053888 | 0.0057953 | 0.006125 | 0.0058735 | 0.0055867 | 0.0052814 | 0.0049694 | 0.0046589 | 0.0043554 | 0.0040288 | 0.0040346 | 0.0040491 | 0.0040702 | 0.00062959 | 0.0019393 | 0.0039704 | 0.0067555 | 0.01032 | 0.014609 | 0.019501 | 0.02489 | 0.030685 | 0.03681 | 0.042684 | 0.048271 | 0.053552 | 0.058521 | 0.06318 | 0.067536 | 0.071565 | 0.075599 | 0.079648 | 0.083718 | 0.00090884 | 0.0018907 | 0.0029319 | 0.0040204 | 0.0051453 | 0.0061921 | 0.0070618 | 0.007779 | 0.0083658 | 0.0088417 | 0.0084787 | 0.0080647 | 0.007624 | 0.0071736 | 0.0067253 | 0.0062872 | 0.0058158 | 0.0058241 | 0.0058451 | 0.0058756 | 0.00090884 | 0.0027995 | 0.0057315 | 0.0097518 | 0.014897 | 0.021089 | 0.028151 | 0.03593 | 0.044296 | 0.053137 | 0.061616 | 0.069681 | 0.077305 | 0.084478 | 0.091204 | 0.097491 | 0.10331 | 0.10913 | 0.11498 | 0.12085 | 0.00062959 | 0.0013098 | 0.0020311 | 0.0027851 | 0.0035643 | 0.0042895 | 0.004892 | 0.0053888 | 0.0057953 | 0.006125 | 0.0058735 | 0.0055867 | 0.0052814 | 0.0049694 | 0.0046589 | 0.0043554 | 0.0040288 | 0.0040346 | 0.0040491 | 0.0040702 | 0.00062959 | 0.0019393 | 0.0039704 | 0.0067555 | 0.01032 | 0.014609 | 0.019501 | 0.02489 | 0.030685 | 0.03681 | 0.042684 | 0.048271 | 0.053552 | 0.058521 | 0.06318 | 0.067536 | 0.071565 | 0.075599 | 0.079648 | 0.083718 | 92.5514 | 92.5514 | 92.5514 | 92.5514 | 92.5514 | 92.5514 | 92.5514 | 92.5514 | 92.5514 | 92.5514 | 92.5514 | 92.5514 | 92.5514 | 92.5514 | 92.5514 | 92.5514 | 92.5514 | 92.5514 | 92.5514 | 92.5514 | 33.3563 | 33.3563 | 33.3563 | 33.3563 | 33.3563 | 33.3563 | 33.3563 | 33.3563 | 33.3563 | 33.3563 | 33.3563 | 33.3563 | 33.3563 | 33.3563 | 33.3563 | 33.3563 | 33.3563 | 33.3563 | 33.3563 | 33.3563
WA_Industrial_Paper and Printing_Existing_Space Heating_Natural Gas_Boiler_A | WA | Industrial | Paper and Printing | Existing | Space Heating | Natural Gas | Boiler | A | IE32 | AFUE 80% (Standard) | AFUE 97% | 25 | 6227.3193 | 0 | 0 | 14611.16 | 0 | 0 | 0 | 13751.6839 | 15126.8522 | 800 kBtu/hr | 2.506% | 100% | Turnover | LO50Fast | 85% | TBD | 0.2% | 309.5242 |  | 273.3774 |  | 0.013643 | EIA 2018 Tech Forecast | EIA 2018 Tech Forecast | GBLR-Heating-EIA14-2014 Ref. Case-6 | AFUE 80% (Standard) | AFUE 80% (Standard) | AFUE 80% (Standard) | AFUE 80% (Standard) | AFUE 80% (Standard) | AFUE 80% (Standard) | AFUE 80% (Standard) | AFUE 80% (Standard) | AFUE 80% (Standard) | AFUE 80% (Standard) | AFUE 80% (Standard) | AFUE 80% (Standard) | AFUE 80% (Standard) | AFUE 80% (Standard) | AFUE 80% (Standard) | AFUE 80% (Standard) | AFUE 80% (Standard) | AFUE 80% (Standard) | AFUE 80% (Standard) | AFUE 80% (Standard) | AFUE 80% (Standard) | AFUE 80% (Standard) | AFUE 97% | AFUE 97% | AFUE 97% | AFUE 97% | AFUE 97% | AFUE 97% | AFUE 97% | AFUE 97% | AFUE 97% | AFUE 97% | AFUE 97% | AFUE 97% | AFUE 97% | AFUE 97% | AFUE 97% | AFUE 97% | AFUE 97% | AFUE 97% | AFUE 97% | AFUE 97% | AFUE 97% | AFUE 97% | 14611.16 | 14611.16 | 14611.16 | 14611.16 | 14611.16 | 14611.16 | 14611.16 | 14611.16 | 14611.16 | 14611.16 | 14611.16 | 14611.16 | 14611.16 | 14611.16 | 14611.16 | 14611.16 | 14611.16 | 14611.16 | 14611.16 | 14611.16 | 14611.16 | 14611.16 | 0 | 15226.9124 | 15226.9124 | 15226.9124 | 15226.9124 | 15226.9124 | 15226.9124 | 15226.9124 | 15226.9124 | 15226.9124 | 15226.9124 | 15226.9124 | 15226.9124 | 15226.9124 | 15226.9124 | 15226.9124 | 15226.9124 | 15226.9124 | 15226.9124 | 15226.9124 | 15226.9124 | 15226.9124 | 0.087217 | 0.086415 | 0.085553 | 0.084638 | 0.083679 | 0.082684 | 0.081658 | 0.080607 | 0.079536 | 0.07845 | 0.077352 | 0.076245 | 0.075134 | 0.07402 | 0.072906 | 0.071794 | 0.070686 | 0.069583 | 0.068486 | 0.067398 | 0.087217 | 0.17363 | 0.25919 | 0.34382 | 0.4275 | 0.51019 | 0.59184 | 0.67245 | 0.75199 | 0.83044 | 0.90779 | 0.98403 | 1.0592 | 1.1332 | 1.2061 | 1.2779 | 1.3486 | 1.4182 | 1.4866 | 1.554 | 0.0057278 | 0.0056752 | 0.0056185 | 0.0055584 | 0.0054955 | 0.0054301 | 0.0053627 | 0.0052937 | 0.0052234 | 0.005152 | 0.0050799 | 0.0050073 | 0.0049343 | 0.0048611 | 0.004788 | 0.0047149 | 0.0046422 | 0.0045697 | 0.0044977 | 0.0044262 | 0.0057278 | 0.011403 | 0.017022 | 0.02258 | 0.028075 | 0.033506 | 0.038868 | 0.044162 | 0.049385 | 0.054537 | 0.059617 | 0.064625 | 0.069559 | 0.07442 | 0.079208 | 0.083923 | 0.088565 | 0.093135 | 0.097633 | 0.10206 | 0.033361 | 0.048479 | 0.058176 | 0.064029 | 0.067538 | 0.068827 | 0.068891 | 0.068367 | 0.067589 | 0.066682 | 0.065749 | 0.064809 | 0.063864 | 0.062917 | 0.06197 | 0.061025 | 0.060083 | 0.059145 | 0.058213 | 0.057288 | 0.013643 | 0.03347 | 0.057262 | 0.083447 | 0.11107 | 0.13922 | 0.16739 | 0.19535 | 0.22299 | 0.25026 | 0.27715 | 0.30366 | 0.32978 | 0.35551 | 0.38085 | 0.40581 | 0.43038 | 0.45457 | 0.47838 | 0.5018 | 0.0021909 | 0.0031838 | 0.0038206 | 0.004205 | 0.0044355 | 0.0045201 | 0.0045243 | 0.0044899 | 0.0044388 | 0.0043792 | 0.0043179 | 0.0042562 | 0.0041941 | 0.004132 | 0.0040698 | 0.0040077 | 0.0039458 | 0.0038843 | 0.0038231 | 0.0037623 | 0.0021909 | 0.0053747 | 0.0091953 | 0.0134 | 0.017836 | 0.022356 | 0.02688 | 0.03137 | 0.035809 | 0.040188 | 0.044506 | 0.048762 | 0.052956 | 0.057088 | 0.061158 | 0.065166 | 0.069112 | 0.072996 | 0.076819 | 0.080581 | 0.013643 | 0.019826 | 0.023792 | 0.026186 | 0.027621 | 0.028148 | 0.028174 | 0.02796 | 0.027642 | 0.027271 | 0.026889 | 0.026505 | 0.026118 | 0.025731 | 0.025344 | 0.024957 | 0.024572 | 0.024189 | 0.023807 | 0.023429 | 0.013643 | 0.03347 | 0.057262 | 0.083447 | 0.11107 | 0.13922 | 0.16739 | 0.19535 | 0.22299 | 0.25026 | 0.27715 | 0.30366 | 0.32978 | 0.35551 | 0.38085 | 0.40581 | 0.43038 | 0.45457 | 0.47838 | 0.5018 | 0.0021909 | 0.0031838 | 0.0038206 | 0.004205 | 0.0044355 | 0.0045201 | 0.0045243 | 0.0044899 | 0.0044388 | 0.0043792 | 0.0043179 | 0.0042562 | 0.0041941 | 0.004132 | 0.0040698 | 0.0040077 | 0.0039458 | 0.0038843 | 0.0038231 | 0.0037623 | 0.0021909 | 0.0053747 | 0.0091953 | 0.0134 | 0.017836 | 0.022356 | 0.02688 | 0.03137 | 0.035809 | 0.040188 | 0.044506 | 0.048762 | 0.052956 | 0.057088 | 0.061158 | 0.065166 | 0.069112 | 0.072996 | 0.076819 | 0.080581 | 0.013643 | 0.019826 | 0.023792 | 0.026186 | 0.027621 | 0.028148 | 0.028174 | 0.02796 | 0.027642 | 0.027271 | 0.026889 | 0.026505 | 0.026118 | 0.025731 | 0.025344 | 0.024957 | 0.024572 | 0.024189 | 0.023807 | 0.023429 | 0.013643 | 0.03347 | 0.057262 | 0.083447 | 0.11107 | 0.13922 | 0.16739 | 0.19535 | 0.22299 | 0.25026 | 0.27715 | 0.30366 | 0.32978 | 0.35551 | 0.38085 | 0.40581 | 0.43038 | 0.45457 | 0.47838 | 0.5018 | 0.0021909 | 0.0031838 | 0.0038206 | 0.004205 | 0.0044355 | 0.0045201 | 0.0045243 | 0.0044899 | 0.0044388 | 0.0043792 | 0.0043179 | 0.0042562 | 0.0041941 | 0.004132 | 0.0040698 | 0.0040077 | 0.0039458 | 0.0038843 | 0.0038231 | 0.0037623 | 0.0021909 | 0.0053747 | 0.0091953 | 0.0134 | 0.017836 | 0.022356 | 0.02688 | 0.03137 | 0.035809 | 0.040188 | 0.044506 | 0.048762 | 0.052956 | 0.057088 | 0.061158 | 0.065166 | 0.069112 | 0.072996 | 0.076819 | 0.080581 | 0.013643 | 0.019826 | 0.023792 | 0.026186 | 0.027621 | 0.028148 | 0.028174 | 0.02796 | 0.027642 | 0.027271 | 0.026889 | 0.026505 | 0.026118 | 0.025731 | 0.025344 | 0.024957 | 0.024572 | 0.024189 | 0.023807 | 0.023429 | 0.013643 | 0.03347 | 0.057262 | 0.083447 | 0.11107 | 0.13922 | 0.16739 | 0.19535 | 0.22299 | 0.25026 | 0.27715 | 0.30366 | 0.32978 | 0.35551 | 0.38085 | 0.40581 | 0.43038 | 0.45457 | 0.47838 | 0.5018 | 0.0021909 | 0.0031838 | 0.0038206 | 0.004205 | 0.0044355 | 0.0045201 | 0.0045243 | 0.0044899 | 0.0044388 | 0.0043792 | 0.0043179 | 0.0042562 | 0.0041941 | 0.004132 | 0.0040698 | 0.0040077 | 0.0039458 | 0.0038843 | 0.0038231 | 0.0037623 | 0.0021909 | 0.0053747 | 0.0091953 | 0.0134 | 0.017836 | 0.022356 | 0.02688 | 0.03137 | 0.035809 | 0.040188 | 0.044506 | 0.048762 | 0.052956 | 0.057088 | 0.061158 | 0.065166 | 0.069112 | 0.072996 | 0.076819 | 0.080581 | 309.5716 | 309.5716 | 309.5716 | 309.5716 | 309.5716 | 309.5716 | 309.5716 | 309.5716 | 309.5716 | 309.5716 | 309.5716 | 309.5716 | 309.5716 | 309.5716 | 309.5716 | 309.5716 | 309.5716 | 309.5716 | 309.5716 | 309.5716 | 273.4193 | 273.4193 | 273.4193 | 273.4193 | 273.4193 | 273.4193 | 273.4193 | 273.4193 | 273.4193 | 273.4193 | 273.4193 | 273.4193 | 273.4193 | 273.4193 | 273.4193 | 273.4193 | 273.4193 | 273.4193 | 273.4193 | 273.4193
WA_Industrial_Paper and Printing_Existing_Space Heating_Natural Gas_Unit Heater_A | WA | Industrial | Paper and Printing | Existing | Space Heating | Natural Gas | Unit Heater | A | IE33 | Standard | Infrared Radiant | 15 | 43660.7244 | 0 | 0 | 85063.63 | 3587.78 | 0 | 0 | 25408.0098 | 27948.8108 | 125 kBtu/Hr | 45.74% | 100% | Turnover | LO12Med | 84.74% | TBD | 0.2% | 294.0302 |  | 103.4954 |  | 0.0012099 | IL TRM - 4.4.12 - CI-HVC-IRHT-V02-210101 | CNGC Program Data | IL TRM - 4.4.12 - CI-HVC-IRHT-V02-210101 w/ CNGC Sizing | Standard | Standard | Standard | Standard | Standard | Standard | Standard | Standard | Standard | Standard | Standard | Standard | Standard | Standard | Standard | Standard | Standard | Standard | Standard | Standard | Standard | Standard | Infrared Radiant | Infrared Radiant | Infrared Radiant | Infrared Radiant | Infrared Radiant | Infrared Radiant | Infrared Radiant | Infrared Radiant | Infrared Radiant | Infrared Radiant | Infrared Radiant | Infrared Radiant | Infrared Radiant | Infrared Radiant | Infrared Radiant | Infrared Radiant | Infrared Radiant | Infrared Radiant | Infrared Radiant | Infrared Radiant | Infrared Radiant | Infrared Radiant | 85063.63 | 85063.63 | 85063.63 | 85063.63 | 85063.63 | 85063.63 | 85063.63 | 85063.63 | 85063.63 | 85063.63 | 85063.63 | 85063.63 | 85063.63 | 85063.63 | 85063.63 | 85063.63 | 85063.63 | 85063.63 | 85063.63 | 85063.63 | 85063.63 | 85063.63 | 0 | 43660.7244 | 43660.7244 | 43660.7244 | 43660.7244 | 43660.7244 | 43660.7244 | 43660.7244 | 43660.7244 | 43660.7244 | 43660.7244 | 43660.7244 | 43660.7244 | 43660.7244 | 43660.7244 | 43660.7244 | 43660.7244 | 43660.7244 | 43660.7244 | 43660.7244 | 43660.7244 | 43660.7244 | 0.013014 | 0.024817 | 0.039454 | 0.05648 | 0.075498 | 0.096159 | 0.11815 | 0.14121 | 0.16119 | 0.17844 | 0.19401 | 0.20865 | 0.2229 | 0.2371 | 0.25149 | 0.2361 | 0.22554 | 0.21917 | 0.21646 | 0.21625 | 0.013014 | 0.037831 | 0.077285 | 0.13377 | 0.20926 | 0.30542 | 0.42358 | 0.56478 | 0.72597 | 0.90441 | 1.0984 | 1.3071 | 1.517 | 1.7292 | 1.9413 | 2.1209 | 2.2709 | 2.3939 | 2.4923 | 2.5673 | 0.00029808 | 0.0005684 | 0.00090366 | 0.0012936 | 0.0017292 | 0.0022024 | 0.0027062 | 0.0032342 | 0.0036919 | 0.0040869 | 0.0044435 | 0.0047789 | 0.0051052 | 0.0054305 | 0.0057602 | 0.0054076 | 0.0051656 | 0.0050199 | 0.0049577 | 0.0049529 | 0.00029808 | 0.00086647 | 0.0017701 | 0.0030637 | 0.004793 | 0.0069954 | 0.0097015 | 0.012936 | 0.016628 | 0.020715 | 0.025158 | 0.029937 | 0.034744 | 0.039606 | 0.044463 | 0.048577 | 0.052013 | 0.054831 | 0.057082 | 0.058801 | 0.0012099 | 0.0046143 | 0.011004 | 0.021004 | 0.035095 | 0.052744 | 0.072717 | 0.094468 | 0.11474 | 0.13314 | 0.15007 | 0.16597 | 0.18122 | 0.19609 | 0.21082 | 0.20004 | 0.1911 | 0.18572 | 0.18342 | 0.18324 | 0.0012099 | 0.0058242 | 0.016828 | 0.037832 | 0.072927 | 0.12567 | 0.19839 | 0.29286 | 0.4076 | 0.54073 | 0.6908 | 0.85678 | 1.0368 | 1.2283 | 1.4281 | 1.6071 | 1.7631 | 1.8961 | 2.0068 | 2.0956 | 2.7712e-05 | 0.00010569 | 0.00025203 | 0.00048106 | 0.00080381 | 0.0012081 | 0.0016655 | 0.0021637 | 0.002628 | 0.0030493 | 0.0034372 | 0.0038015 | 0.0041506 | 0.0044913 | 0.0048287 | 0.0045817 | 0.004377 | 0.0042536 | 0.0042009 | 0.0041969 | 2.7712e-05 | 0.0001334 | 0.00038543 | 0.00086649 | 0.0016703 | 0.0028784 | 0.0045439 | 0.0067075 | 0.0093356 | 0.012385 | 0.015822 | 0.019624 | 0.023746 | 0.028132 | 0.032709 | 0.036809 | 0.040382 | 0.043428 | 0.045963 | 0.047997 | 0.0012099 | 0.0046143 | 0.011004 | 0.021004 | 0.035095 | 0.052744 | 0.072717 | 0.094468 | 0.11474 | 0.13314 | 0.15007 | 0.16597 | 0.18122 | 0.19609 | 0.21082 | 0.20004 | 0.1911 | 0.18572 | 0.18342 | 0.18324 | 0.0012099 | 0.0058242 | 0.016828 | 0.037832 | 0.072927 | 0.12567 | 0.19839 | 0.29286 | 0.4076 | 0.54073 | 0.6908 | 0.85678 | 1.0368 | 1.2283 | 1.4281 | 1.6071 | 1.7631 | 1.8961 | 2.0068 | 2.0956 | 2.7712e-05 | 0.00010569 | 0.00025203 | 0.00048106 | 0.00080381 | 0.0012081 | 0.0016655 | 0.0021637 | 0.002628 | 0.0030493 | 0.0034372 | 0.0038015 | 0.0041506 | 0.0044913 | 0.0048287 | 0.0045817 | 0.004377 | 0.0042536 | 0.0042009 | 0.0041969 | 2.7712e-05 | 0.0001334 | 0.00038543 | 0.00086649 | 0.0016703 | 0.0028784 | 0.0045439 | 0.0067075 | 0.0093356 | 0.012385 | 0.015822 | 0.019624 | 0.023746 | 0.028132 | 0.032709 | 0.036809 | 0.040382 | 0.043428 | 0.045963 | 0.047997 | 0.0012099 | 0.0046143 | 0.011004 | 0.021004 | 0.035095 | 0.052744 | 0.072717 | 0.094468 | 0.11474 | 0.13314 | 0.15007 | 0.16597 | 0.18122 | 0.19609 | 0.21082 | 0.20004 | 0.1911 | 0.18572 | 0.18342 | 0.18324 | 0.0012099 | 0.0058242 | 0.016828 | 0.037832 | 0.072927 | 0.12567 | 0.19839 | 0.29286 | 0.4076 | 0.54073 | 0.6908 | 0.85678 | 1.0368 | 1.2283 | 1.4281 | 1.6071 | 1.7631 | 1.8961 | 2.0068 | 2.0956 | 2.7712e-05 | 0.00010569 | 0.00025203 | 0.00048106 | 0.00080381 | 0.0012081 | 0.0016655 | 0.0021637 | 0.002628 | 0.0030493 | 0.0034372 | 0.0038015 | 0.0041506 | 0.0044913 | 0.0048287 | 0.0045817 | 0.004377 | 0.0042536 | 0.0042009 | 0.0041969 | 2.7712e-05 | 0.0001334 | 0.00038543 | 0.00086649 | 0.0016703 | 0.0028784 | 0.0045439 | 0.0067075 | 0.0093356 | 0.012385 | 0.015822 | 0.019624 | 0.023746 | 0.028132 | 0.032709 | 0.036809 | 0.040382 | 0.043428 | 0.045963 | 0.047997 | 0.0012099 | 0.0046143 | 0.011004 | 0.021004 | 0.035095 | 0.052744 | 0.072717 | 0.094468 | 0.11474 | 0.13314 | 0.15007 | 0.16597 | 0.18122 | 0.19609 | 0.21082 | 0.20004 | 0.1911 | 0.18572 | 0.18342 | 0.18324 | 0.0012099 | 0.0058242 | 0.016828 | 0.037832 | 0.072927 | 0.12567 | 0.19839 | 0.29286 | 0.4076 | 0.54073 | 0.6908 | 0.85678 | 1.0368 | 1.2283 | 1.4281 | 1.6071 | 1.7631 | 1.8961 | 2.0068 | 2.0956 | 2.7712e-05 | 0.00010569 | 0.00025203 | 0.00048106 | 0.00080381 | 0.0012081 | 0.0016655 | 0.0021637 | 0.002628 | 0.0030493 | 0.0034372 | 0.0038015 | 0.0041506 | 0.0044913 | 0.0048287 | 0.0045817 | 0.004377 | 0.0042536 | 0.0042009 | 0.0041969 | 2.7712e-05 | 0.0001334 | 0.00038543 | 0.00086649 | 0.0016703 | 0.0028784 | 0.0045439 | 0.0067075 | 0.0093356 | 0.012385 | 0.015822 | 0.019624 | 0.023746 | 0.028132 | 0.032709 | 0.036809 | 0.040382 | 0.043428 | 0.045963 | 0.047997 | 289.7213 | 289.7213 | 289.7213 | 289.7213 | 289.7213 | 289.7213 | 289.7213 | 289.7213 | 289.7213 | 289.7213 | 289.7213 | 289.7213 | 289.7213 | 289.7213 | 289.7213 | 289.7213 | 289.7213 | 289.7213 | 289.7213 | 289.7213 | 103.4972 | 103.4972 | 103.4972 | 103.4972 | 103.4972 | 103.4972 | 103.4972 | 103.4972 | 103.4972 | 103.4972 | 103.4972 | 103.4972 | 103.4972 | 103.4972 | 103.4972 | 103.4972 | 103.4972 | 103.4972 | 103.4972 | 103.4972
WA_Industrial_Paper and Printing_New_Space Heating_Natural Gas_Furnace_A | WA | Industrial | Paper and Printing | New | Space Heating | Natural Gas | Furnace | A | IE34 | AFUE 80% (Standard) | AFUE 96% | 23 | 1443.5073 | 0 | 0 | 1826.85 | -10.15 | 0 | 0 | 368.3162 | 405.1478 | 400 kBtu/hr | 38% | 30% | Turnover | LO12Med | 25.42% | TBD | 0.2% | 92.1903 |  | 33.3557 |  | 4.2173e-05 | EIA 2018 Tech Forecast | EIA 2018 Tech Forecast | AEG BEST | AFUE 80% (Standard) | AFUE 80% (Standard) | AFUE 80% (Standard) | AFUE 80% (Standard) | AFUE 80% (Standard) | AFUE 80% (Standard) | AFUE 80% (Standard) | AFUE 80% (Standard) | AFUE 80% (Standard) | AFUE 80% (Standard) | AFUE 80% (Standard) | AFUE 80% (Standard) | AFUE 80% (Standard) | AFUE 80% (Standard) | AFUE 80% (Standard) | AFUE 80% (Standard) | AFUE 80% (Standard) | AFUE 80% (Standard) | AFUE 80% (Standard) | AFUE 80% (Standard) | AFUE 80% (Standard) | AFUE 80% (Standard) | AFUE 96% | AFUE 96% | AFUE 96% | AFUE 96% | AFUE 96% | AFUE 96% | AFUE 96% | AFUE 96% | AFUE 96% | AFUE 96% | AFUE 96% | AFUE 96% | AFUE 96% | AFUE 96% | AFUE 96% | AFUE 96% | AFUE 96% | AFUE 96% | AFUE 96% | AFUE 96% | AFUE 96% | AFUE 96% | 1826.85 | 1826.85 | 1826.85 | 1826.85 | 1826.85 | 1826.85 | 1826.85 | 1826.85 | 1826.85 | 1826.85 | 1826.85 | 1826.85 | 1826.85 | 1826.85 | 1826.85 | 1826.85 | 1826.85 | 1826.85 | 1826.85 | 1826.85 | 1826.85 | 1826.85 | 0 | 1443.5073 | 1443.5073 | 1443.5073 | 1443.5073 | 1443.5073 | 1443.5073 | 1443.5073 | 1443.5073 | 1443.5073 | 1443.5073 | 1443.5073 | 1443.5073 | 1443.5073 | 1443.5073 | 1443.5073 | 1443.5073 | 1443.5073 | 1443.5073 | 1443.5073 | 1443.5073 | 1443.5073 | 0.0015121 | 0.048188 | 0.048069 | 0.053878 | 0.032448 | 0.037667 | 0.037193 | 0.041836 | 0.031159 | 0.035837 | 0.035362 | 0.041021 | 0.027841 | 0.033837 | 0.033811 | 0.039361 | 0.025999 | 0.036895 | 0.035765 | 0.039026 | 0.0015121 | 0.0497 | 0.097769 | 0.15165 | 0.1841 | 0.22176 | 0.25896 | 0.30079 | 0.33195 | 0.36779 | 0.40315 | 0.44417 | 0.47201 | 0.50585 | 0.53966 | 0.57902 | 0.60502 | 0.64192 | 0.67768 | 0.71671 | 0.0010475 | 0.033382 | 0.0333 | 0.037325 | 0.022478 | 0.026094 | 0.025766 | 0.028982 | 0.021586 | 0.024827 | 0.024497 | 0.028418 | 0.019287 | 0.023441 | 0.023423 | 0.027268 | 0.018011 | 0.025559 | 0.024777 | 0.027035 | 0.0010475 | 0.03443 | 0.06773 | 0.10505 | 0.12753 | 0.15363 | 0.17939 | 0.20838 | 0.22996 | 0.25479 | 0.27929 | 0.3077 | 0.32699 | 0.35043 | 0.37385 | 0.40112 | 0.41913 | 0.44469 | 0.46947 | 0.4965 | 4.2173e-05 | 0.002688 | 0.004022 | 0.0060108 | 0.0045249 | 0.0061983 | 0.0068671 | 0.0083965 | 0.0066541 | 0.0080216 | 0.0082061 | 0.0097892 | 0.0067905 | 0.0083955 | 0.008503 | 0.010005 | 0.0066089 | 0.0093789 | 0.0090917 | 0.0099207 | 4.2173e-05 | 0.0027301 | 0.0067522 | 0.012763 | 0.017288 | 0.023486 | 0.030353 | 0.03875 | 0.045404 | 0.053426 | 0.061632 | 0.071421 | 0.078211 | 0.086607 | 0.09511 | 0.10511 | 0.11172 | 0.1211 | 0.13019 | 0.14011 | 2.9216e-05 | 0.0018621 | 0.0027863 | 0.004164 | 0.0031347 | 0.0042939 | 0.0047572 | 0.0058167 | 0.0046097 | 0.005557 | 0.0056848 | 0.0067816 | 0.0047042 | 0.005816 | 0.0058905 | 0.0069309 | 0.0045784 | 0.0064973 | 0.0062983 | 0.0068726 | 2.9216e-05 | 0.0018913 | 0.0046776 | 0.0088416 | 0.011976 | 0.01627 | 0.021027 | 0.026844 | 0.031454 | 0.037011 | 0.042696 | 0.049477 | 0.054182 | 0.059998 | 0.065888 | 0.072819 | 0.077397 | 0.083895 | 0.090193 | 0.097066 | 4.2173e-05 | 0.002688 | 0.004022 | 0.0060108 | 0.0045249 | 0.0061983 | 0.0068671 | 0.0083965 | 0.0066541 | 0.0080216 | 0.0082061 | 0.0097892 | 0.0067905 | 0.0083955 | 0.008503 | 0.010005 | 0.0066089 | 0.0093789 | 0.0090917 | 0.0099207 | 4.2173e-05 | 0.0027301 | 0.0067522 | 0.012763 | 0.017288 | 0.023486 | 0.030353 | 0.03875 | 0.045404 | 0.053426 | 0.061632 | 0.071421 | 0.078211 | 0.086607 | 0.09511 | 0.10511 | 0.11172 | 0.1211 | 0.13019 | 0.14011 | 2.9216e-05 | 0.0018621 | 0.0027863 | 0.004164 | 0.0031347 | 0.0042939 | 0.0047572 | 0.0058167 | 0.0046097 | 0.005557 | 0.0056848 | 0.0067816 | 0.0047042 | 0.005816 | 0.0058905 | 0.0069309 | 0.0045784 | 0.0064973 | 0.0062983 | 0.0068726 | 2.9216e-05 | 0.0018913 | 0.0046776 | 0.0088416 | 0.011976 | 0.01627 | 0.021027 | 0.026844 | 0.031454 | 0.037011 | 0.042696 | 0.049477 | 0.054182 | 0.059998 | 0.065888 | 0.072819 | 0.077397 | 0.083895 | 0.090193 | 0.097066 | 4.2173e-05 | 0.002688 | 0.004022 | 0.0060108 | 0.0045249 | 0.0061983 | 0.0068671 | 0.0083965 | 0.0066541 | 0.0080216 | 0.0082061 | 0.0097892 | 0.0067905 | 0.0083955 | 0.008503 | 0.010005 | 0.0066089 | 0.0093789 | 0.0090917 | 0.0099207 | 4.2173e-05 | 0.0027301 | 0.0067522 | 0.012763 | 0.017288 | 0.023486 | 0.030353 | 0.03875 | 0.045404 | 0.053426 | 0.061632 | 0.071421 | 0.078211 | 0.086607 | 0.09511 | 0.10511 | 0.11172 | 0.1211 | 0.13019 | 0.14011 | 2.9216e-05 | 0.0018621 | 0.0027863 | 0.004164 | 0.0031347 | 0.0042939 | 0.0047572 | 0.0058167 | 0.0046097 | 0.005557 | 0.0056848 | 0.0067816 | 0.0047042 | 0.005816 | 0.0058905 | 0.0069309 | 0.0045784 | 0.0064973 | 0.0062983 | 0.0068726 | 2.9216e-05 | 0.0018913 | 0.0046776 | 0.0088416 | 0.011976 | 0.01627 | 0.021027 | 0.026844 | 0.031454 | 0.037011 | 0.042696 | 0.049477 | 0.054182 | 0.059998 | 0.065888 | 0.072819 | 0.077397 | 0.083895 | 0.090193 | 0.097066 | 4.2173e-05 | 0.002688 | 0.004022 | 0.0060108 | 0.0045249 | 0.0061983 | 0.0068671 | 0.0083965 | 0.0066541 | 0.0080216 | 0.0082061 | 0.0097892 | 0.0067905 | 0.0083955 | 0.008503 | 0.010005 | 0.0066089 | 0.0093789 | 0.0090917 | 0.0099207 | 4.2173e-05 | 0.0027301 | 0.0067522 | 0.012763 | 0.017288 | 0.023486 | 0.030353 | 0.03875 | 0.045404 | 0.053426 | 0.061632 | 0.071421 | 0.078211 | 0.086607 | 0.09511 | 0.10511 | 0.11172 | 0.1211 | 0.13019 | 0.14011 | 2.9216e-05 | 0.0018621 | 0.0027863 | 0.004164 | 0.0031347 | 0.0042939 | 0.0047572 | 0.0058167 | 0.0046097 | 0.005557 | 0.0056848 | 0.0067816 | 0.0047042 | 0.005816 | 0.0058905 | 0.0069309 | 0.0045784 | 0.0064973 | 0.0062983 | 0.0068726 | 2.9216e-05 | 0.0018913 | 0.0046776 | 0.0088416 | 0.011976 | 0.01627 | 0.021027 | 0.026844 | 0.031454 | 0.037011 | 0.042696 | 0.049477 | 0.054182 | 0.059998 | 0.065888 | 0.072819 | 0.077397 | 0.083895 | 0.090193 | 0.097066 | 92.5538 | 92.5538 | 92.5538 | 92.5538 | 92.5538 | 92.5538 | 92.5538 | 92.5538 | 92.5538 | 92.5538 | 92.5538 | 92.5538 | 92.5538 | 92.5538 | 92.5538 | 92.5538 | 92.5538 | 92.5538 | 92.5538 | 92.5538 | 33.3572 | 33.3572 | 33.3572 | 33.3572 | 33.3572 | 33.3572 | 33.3572 | 33.3572 | 33.3572 | 33.3572 | 33.3572 | 33.3572 | 33.3572 | 33.3572 | 33.3572 | 33.3572 | 33.3572 | 33.3572 | 33.3572 | 33.3572
WA_Industrial_Paper and Printing_New_Space Heating_Natural Gas_Boiler_A | WA | Industrial | Paper and Printing | New | Space Heating | Natural Gas | Boiler | A | IE35 | AFUE 80% (Standard) | AFUE 97% | 25 | 6223.5803 | 0 | 0 | 14611.16 | 0 | 0 | 0 | 13751.6839 | 15126.8522 | 800 kBtu/hr | 2.506% | 100% | Turnover | LO50Fast | 85% | TBD | 0.2% | 309.7101 |  | 273.5416 |  | 0.00057677 | EIA 2018 Tech Forecast | EIA 2018 Tech Forecast | GBLR-Heating-EIA14-2014 Ref. Case-6 | AFUE 80% (Standard) | AFUE 80% (Standard) | AFUE 80% (Standard) | AFUE 80% (Standard) | AFUE 80% (Standard) | AFUE 80% (Standard) | AFUE 80% (Standard) | AFUE 80% (Standard) | AFUE 80% (Standard) | AFUE 80% (Standard) | AFUE 80% (Standard) | AFUE 80% (Standard) | AFUE 80% (Standard) | AFUE 80% (Standard) | AFUE 80% (Standard) | AFUE 80% (Standard) | AFUE 80% (Standard) | AFUE 80% (Standard) | AFUE 80% (Standard) | AFUE 80% (Standard) | AFUE 80% (Standard) | AFUE 80% (Standard) | AFUE 97% | AFUE 97% | AFUE 97% | AFUE 97% | AFUE 97% | AFUE 97% | AFUE 97% | AFUE 97% | AFUE 97% | AFUE 97% | AFUE 97% | AFUE 97% | AFUE 97% | AFUE 97% | AFUE 97% | AFUE 97% | AFUE 97% | AFUE 97% | AFUE 97% | AFUE 97% | AFUE 97% | AFUE 97% | 14611.16 | 14611.16 | 14611.16 | 14611.16 | 14611.16 | 14611.16 | 14611.16 | 14611.16 | 14611.16 | 14611.16 | 14611.16 | 14611.16 | 14611.16 | 14611.16 | 14611.16 | 14611.16 | 14611.16 | 14611.16 | 14611.16 | 14611.16 | 14611.16 | 14611.16 | 0 | 15225.431 | 15225.431 | 15225.431 | 15225.431 | 15225.431 | 15225.431 | 15225.431 | 15225.431 | 15225.431 | 15225.431 | 15225.431 | 15225.431 | 15225.431 | 15225.431 | 15225.431 | 15225.431 | 15225.431 | 15225.431 | 15225.431 | 15225.431 | 15225.431 | 0.0036889 | 0.11756 | 0.11727 | 0.13144 | 0.07916 | 0.091894 | 0.090736 | 0.10206 | 0.076017 | 0.08743 | 0.08627 | 0.10008 | 0.067922 | 0.08255 | 0.082487 | 0.096026 | 0.063428 | 0.078158 | 0.07603 | 0.075805 | 0.0036889 | 0.12125 | 0.23852 | 0.36996 | 0.44912 | 0.54102 | 0.63175 | 0.73382 | 0.80983 | 0.89726 | 0.98353 | 1.0836 | 1.1515 | 1.2341 | 1.3166 | 1.4126 | 1.476 | 1.5542 | 1.6302 | 1.706 | 0.00024229 | 0.0077213 | 0.0077023 | 0.0086331 | 0.0051992 | 0.0060356 | 0.0059595 | 0.0067035 | 0.0049928 | 0.0057423 | 0.0056662 | 0.0065729 | 0.0044611 | 0.0054218 | 0.0054177 | 0.006307 | 0.0041659 | 0.0051334 | 0.0049936 | 0.0049788 | 0.00024229 | 0.0079636 | 0.015666 | 0.024299 | 0.029498 | 0.035534 | 0.041493 | 0.048197 | 0.05319 | 0.058932 | 0.064598 | 0.071171 | 0.075632 | 0.081054 | 0.086472 | 0.092779 | 0.096944 | 0.10208 | 0.10707 | 0.11205 | 0.001411 | 0.065951 | 0.079744 | 0.099436 | 0.063891 | 0.076494 | 0.07655 | 0.086567 | 0.064599 | 0.074315 | 0.07333 | 0.085064 | 0.057734 | 0.070167 | 0.070114 | 0.081622 | 0.053914 | 0.066435 | 0.064625 | 0.064434 | 0.00057677 | 0.027535 | 0.060132 | 0.10078 | 0.12689 | 0.15816 | 0.18945 | 0.22484 | 0.25124 | 0.28162 | 0.31159 | 0.34637 | 0.36996 | 0.39865 | 0.42731 | 0.46067 | 0.48271 | 0.50986 | 0.53628 | 0.56262 | 9.2675e-05 | 0.0043316 | 0.0052376 | 0.0065309 | 0.0041963 | 0.0050241 | 0.0050278 | 0.0056857 | 0.0042428 | 0.004881 | 0.0048163 | 0.005587 | 0.0037919 | 0.0046085 | 0.0046051 | 0.0053609 | 0.003541 | 0.0043634 | 0.0042446 | 0.004232 | 9.2675e-05 | 0.0044243 | 0.0096619 | 0.016193 | 0.020389 | 0.025413 | 0.030441 | 0.036127 | 0.04037 | 0.045251 | 0.050067 | 0.055654 | 0.059446 | 0.064054 | 0.068659 | 0.07402 | 0.077561 | 0.081925 | 0.086169 | 0.090401 | 0.00057677 | 0.026958 | 0.032596 | 0.040646 | 0.026116 | 0.031268 | 0.031291 | 0.035385 | 0.026405 | 0.030377 | 0.029974 | 0.034771 | 0.023599 | 0.028682 | 0.02866 | 0.033364 | 0.022038 | 0.027156 | 0.026416 | 0.026338 | 0.00057677 | 0.027535 | 0.060132 | 0.10078 | 0.12689 | 0.15816 | 0.18945 | 0.22484 | 0.25124 | 0.28162 | 0.31159 | 0.34637 | 0.36996 | 0.39865 | 0.42731 | 0.46067 | 0.48271 | 0.50986 | 0.53628 | 0.56262 | 9.2675e-05 | 0.0043316 | 0.0052376 | 0.0065309 | 0.0041963 | 0.0050241 | 0.0050278 | 0.0056857 | 0.0042428 | 0.004881 | 0.0048163 | 0.005587 | 0.0037919 | 0.0046085 | 0.0046051 | 0.0053609 | 0.003541 | 0.0043634 | 0.0042446 | 0.004232 | 9.2675e-05 | 0.0044243 | 0.0096619 | 0.016193 | 0.020389 | 0.025413 | 0.030441 | 0.036127 | 0.04037 | 0.045251 | 0.050067 | 0.055654 | 0.059446 | 0.064054 | 0.068659 | 0.07402 | 0.077561 | 0.081925 | 0.086169 | 0.090401 | 0.00057677 | 0.026958 | 0.032596 | 0.040646 | 0.026116 | 0.031268 | 0.031291 | 0.035385 | 0.026405 | 0.030377 | 0.029974 | 0.034771 | 0.023599 | 0.028682 | 0.02866 | 0.033364 | 0.022038 | 0.027156 | 0.026416 | 0.026338 | 0.00057677 | 0.027535 | 0.060132 | 0.10078 | 0.12689 | 0.15816 | 0.18945 | 0.22484 | 0.25124 | 0.28162 | 0.31159 | 0.34637 | 0.36996 | 0.39865 | 0.42731 | 0.46067 | 0.48271 | 0.50986 | 0.53628 | 0.56262 | 9.2675e-05 | 0.0043316 | 0.0052376 | 0.0065309 | 0.0041963 | 0.0050241 | 0.0050278 | 0.0056857 | 0.0042428 | 0.004881 | 0.0048163 | 0.005587 | 0.0037919 | 0.0046085 | 0.0046051 | 0.0053609 | 0.003541 | 0.0043634 | 0.0042446 | 0.004232 | 9.2675e-05 | 0.0044243 | 0.0096619 | 0.016193 | 0.020389 | 0.025413 | 0.030441 | 0.036127 | 0.04037 | 0.045251 | 0.050067 | 0.055654 | 0.059446 | 0.064054 | 0.068659 | 0.07402 | 0.077561 | 0.081925 | 0.086169 | 0.090401 | 0.00057677 | 0.026958 | 0.032596 | 0.040646 | 0.026116 | 0.031268 | 0.031291 | 0.035385 | 0.026405 | 0.030377 | 0.029974 | 0.034771 | 0.023599 | 0.028682 | 0.02866 | 0.033364 | 0.022038 | 0.027156 | 0.026416 | 0.026338 | 0.00057677 | 0.027535 | 0.060132 | 0.10078 | 0.12689 | 0.15816 | 0.18945 | 0.22484 | 0.25124 | 0.28162 | 0.31159 | 0.34637 | 0.36996 | 0.39865 | 0.42731 | 0.46067 | 0.48271 | 0.50986 | 0.53628 | 0.56262 | 9.2675e-05 | 0.0043316 | 0.0052376 | 0.0065309 | 0.0041963 | 0.0050241 | 0.0050278 | 0.0056857 | 0.0042428 | 0.004881 | 0.0048163 | 0.005587 | 0.0037919 | 0.0046085 | 0.0046051 | 0.0053609 | 0.003541 | 0.0043634 | 0.0042446 | 0.004232 | 9.2675e-05 | 0.0044243 | 0.0096619 | 0.016193 | 0.020389 | 0.025413 | 0.030441 | 0.036127 | 0.04037 | 0.045251 | 0.050067 | 0.055654 | 0.059446 | 0.064054 | 0.068659 | 0.07402 | 0.077561 | 0.081925 | 0.086169 | 0.090401 | 309.7576 | 309.7576 | 309.7576 | 309.7576 | 309.7576 | 309.7576 | 309.7576 | 309.7576 | 309.7576 | 309.7576 | 309.7576 | 309.7576 | 309.7576 | 309.7576 | 309.7576 | 309.7576 | 309.7576 | 309.7576 | 309.7576 | 309.7576 | 273.5836 | 273.5836 | 273.5836 | 273.5836 | 273.5836 | 273.5836 | 273.5836 | 273.5836 | 273.5836 | 273.5836 | 273.5836 | 273.5836 | 273.5836 | 273.5836 | 273.5836 | 273.5836 | 273.5836 | 273.5836 | 273.5836 | 273.5836
WA_Industrial_Paper and Printing_New_Space Heating_Natural Gas_Unit Heater_A | WA | Industrial | Paper and Printing | New | Space Heating | Natural Gas | Unit Heater | A | IE36 | Standard | Infrared Radiant | 15 | 43660.7244 | 0 | 0 | 85063.63 | 3587.78 | 0 | 0 | 25408.0098 | 27948.8108 | 125 kBtu/Hr | 45.74% | 100% | Turnover | LO12Med | 84.74% | TBD | 0.2% | 294.0302 |  | 103.4954 |  | 0.0006391 | IL TRM - 4.4.12 - CI-HVC-IRHT-V02-210101 | CNGC Program Data | IL TRM - 4.4.12 - CI-HVC-IRHT-V02-210101 w/ CNGC Sizing | Standard | Standard | Standard | Standard | Standard | Standard | Standard | Standard | Standard | Standard | Standard | Standard | Standard | Standard | Standard | Standard | Standard | Standard | Standard | Standard | Standard | Standard | Infrared Radiant | Infrared Radiant | Infrared Radiant | Infrared Radiant | Infrared Radiant | Infrared Radiant | Infrared Radiant | Infrared Radiant | Infrared Radiant | Infrared Radiant | Infrared Radiant | Infrared Radiant | Infrared Radiant | Infrared Radiant | Infrared Radiant | Infrared Radiant | Infrared Radiant | Infrared Radiant | Infrared Radiant | Infrared Radiant | Infrared Radiant | Infrared Radiant | 85063.63 | 85063.63 | 85063.63 | 85063.63 | 85063.63 | 85063.63 | 85063.63 | 85063.63 | 85063.63 | 85063.63 | 85063.63 | 85063.63 | 85063.63 | 85063.63 | 85063.63 | 85063.63 | 85063.63 | 85063.63 | 85063.63 | 85063.63 | 85063.63 | 85063.63 | 0 | 43660.7244 | 43660.7244 | 43660.7244 | 43660.7244 | 43660.7244 | 43660.7244 | 43660.7244 | 43660.7244 | 43660.7244 | 43660.7244 | 43660.7244 | 43660.7244 | 43660.7244 | 43660.7244 | 43660.7244 | 43660.7244 | 43660.7244 | 43660.7244 | 43660.7244 | 43660.7244 | 43660.7244 | 0.0068744 | 0.21907 | 0.21854 | 0.24495 | 0.14752 | 0.17125 | 0.16909 | 0.1902 | 0.14166 | 0.16293 | 0.21819 | 0.23381 | 0.20824 | 0.26287 | 0.28994 | 0.39269 | 0.24998 | 0.34052 | 0.33548 | 0.33155 | 0.0068744 | 0.22595 | 0.44449 | 0.68943 | 0.83695 | 1.0082 | 1.1773 | 1.3675 | 1.5091 | 1.6721 | 1.8903 | 2.1241 | 2.3254 | 2.3692 | 2.4406 | 2.5884 | 2.6193 | 2.7413 | 2.8318 | 2.9731 | 0.00015745 | 0.0050177 | 0.0050053 | 0.0056102 | 0.0033787 | 0.0039222 | 0.0038728 | 0.0043563 | 0.0032445 | 0.0037317 | 0.0049974 | 0.0053551 | 0.0047695 | 0.0060208 | 0.0066407 | 0.0089941 | 0.0057255 | 0.0077992 | 0.0076837 | 0.0075939 | 0.00015745 | 0.0051751 | 0.01018 | 0.015791 | 0.019169 | 0.023092 | 0.026964 | 0.031321 | 0.034565 | 0.038297 | 0.043294 | 0.048649 | 0.053261 | 0.054264 | 0.0559 | 0.059284 | 0.059992 | 0.062785 | 0.064859 | 0.068097 | 0.0006391 | 0.040734 | 0.060951 | 0.091089 | 0.068572 | 0.093931 | 0.10407 | 0.12724 | 0.10084 | 0.12156 | 0.16878 | 0.18598 | 0.1693 | 0.21741 | 0.24305 | 0.33271 | 0.21182 | 0.28854 | 0.28427 | 0.28094 | 0.0006391 | 0.041373 | 0.10232 | 0.19341 | 0.26198 | 0.35592 | 0.45998 | 0.58722 | 0.68806 | 0.80962 | 0.9784 | 1.1644 | 1.333 | 1.5097 | 1.6918 | 1.9334 | 2.0767 | 2.2713 | 2.4515 | 2.6052 | 1.4638e-05 | 0.00093297 | 0.001396 | 0.0020863 | 0.0015706 | 0.0021514 | 0.0023835 | 0.0029144 | 0.0023096 | 0.0027842 | 0.0038656 | 0.0042598 | 0.0038776 | 0.0049795 | 0.0055667 | 0.0076204 | 0.0048514 | 0.0066086 | 0.0065108 | 0.0064347 | 1.4638e-05 | 0.00094761 | 0.0023436 | 0.0044299 | 0.0060005 | 0.0081518 | 0.010535 | 0.01345 | 0.015759 | 0.018544 | 0.022409 | 0.026669 | 0.030532 | 0.034578 | 0.038749 | 0.044283 | 0.047564 | 0.052021 | 0.056149 | 0.059669 | 0.0006391 | 0.040734 | 0.060951 | 0.091089 | 0.068572 | 0.093931 | 0.10407 | 0.12724 | 0.10084 | 0.12156 | 0.16878 | 0.18598 | 0.1693 | 0.21741 | 0.24305 | 0.33271 | 0.21182 | 0.28854 | 0.28427 | 0.28094 | 0.0006391 | 0.041373 | 0.10232 | 0.19341 | 0.26198 | 0.35592 | 0.45998 | 0.58722 | 0.68806 | 0.80962 | 0.9784 | 1.1644 | 1.333 | 1.5097 | 1.6918 | 1.9334 | 2.0767 | 2.2713 | 2.4515 | 2.6052 | 1.4638e-05 | 0.00093297 | 0.001396 | 0.0020863 | 0.0015706 | 0.0021514 | 0.0023835 | 0.0029144 | 0.0023096 | 0.0027842 | 0.0038656 | 0.0042598 | 0.0038776 | 0.0049795 | 0.0055667 | 0.0076204 | 0.0048514 | 0.0066086 | 0.0065108 | 0.0064347 | 1.4638e-05 | 0.00094761 | 0.0023436 | 0.0044299 | 0.0060005 | 0.0081518 | 0.010535 | 0.01345 | 0.015759 | 0.018544 | 0.022409 | 0.026669 | 0.030532 | 0.034578 | 0.038749 | 0.044283 | 0.047564 | 0.052021 | 0.056149 | 0.059669 | 0.0006391 | 0.040734 | 0.060951 | 0.091089 | 0.068572 | 0.093931 | 0.10407 | 0.12724 | 0.10084 | 0.12156 | 0.16878 | 0.18598 | 0.1693 | 0.21741 | 0.24305 | 0.33271 | 0.21182 | 0.28854 | 0.28427 | 0.28094 | 0.0006391 | 0.041373 | 0.10232 | 0.19341 | 0.26198 | 0.35592 | 0.45998 | 0.58722 | 0.68806 | 0.80962 | 0.9784 | 1.1644 | 1.333 | 1.5097 | 1.6918 | 1.9334 | 2.0767 | 2.2713 | 2.4515 | 2.6052 | 1.4638e-05 | 0.00093297 | 0.001396 | 0.0020863 | 0.0015706 | 0.0021514 | 0.0023835 | 0.0029144 | 0.0023096 | 0.0027842 | 0.0038656 | 0.0042598 | 0.0038776 | 0.0049795 | 0.0055667 | 0.0076204 | 0.0048514 | 0.0066086 | 0.0065108 | 0.0064347 | 1.4638e-05 | 0.00094761 | 0.0023436 | 0.0044299 | 0.0060005 | 0.0081518 | 0.010535 | 0.01345 | 0.015759 | 0.018544 | 0.022409 | 0.026669 | 0.030532 | 0.034578 | 0.038749 | 0.044283 | 0.047564 | 0.052021 | 0.056149 | 0.059669 | 0.0006391 | 0.040734 | 0.060951 | 0.091089 | 0.068572 | 0.093931 | 0.10407 | 0.12724 | 0.10084 | 0.12156 | 0.16878 | 0.18598 | 0.1693 | 0.21741 | 0.24305 | 0.33271 | 0.21182 | 0.28854 | 0.28427 | 0.28094 | 0.0006391 | 0.041373 | 0.10232 | 0.19341 | 0.26198 | 0.35592 | 0.45998 | 0.58722 | 0.68806 | 0.80962 | 0.9784 | 1.1644 | 1.333 | 1.5097 | 1.6918 | 1.9334 | 2.0767 | 2.2713 | 2.4515 | 2.6052 | 1.4638e-05 | 0.00093297 | 0.001396 | 0.0020863 | 0.0015706 | 0.0021514 | 0.0023835 | 0.0029144 | 0.0023096 | 0.0027842 | 0.0038656 | 0.0042598 | 0.0038776 | 0.0049795 | 0.0055667 | 0.0076204 | 0.0048514 | 0.0066086 | 0.0065108 | 0.0064347 | 1.4638e-05 | 0.00094761 | 0.0023436 | 0.0044299 | 0.0060005 | 0.0081518 | 0.010535 | 0.01345 | 0.015759 | 0.018544 | 0.022409 | 0.026669 | 0.030532 | 0.034578 | 0.038749 | 0.044283 | 0.047564 | 0.052021 | 0.056149 | 0.059669 | 289.7213 | 289.7213 | 289.7213 | 289.7213 | 289.7213 | 289.7213 | 289.7213 | 289.7213 | 289.7213 | 289.7213 | 289.7213 | 289.7213 | 289.7213 | 289.7213 | 289.7213 | 289.7213 | 289.7213 | 289.7213 | 289.7213 | 289.7213 | 103.4972 | 103.4972 | 103.4972 | 103.4972 | 103.4972 | 103.4972 | 103.4972 | 103.4972 | 103.4972 | 103.4972 | 103.4972 | 103.4972 | 103.4972 | 103.4972 | 103.4972 | 103.4972 | 103.4972 | 103.4972 | 103.4972 | 103.4972
WA_Industrial_Instruments_Existing_Space Heating_Natural Gas_Furnace_A | WA | Industrial | Instruments | Existing | Space Heating | Natural Gas | Furnace | A | IE37 | AFUE 80% (Standard) | AFUE 96% | 23 | 1443.5459 | 0 | 0 | 1826.85 | -10.15 | 0 | 0 | 368.3162 | 405.1478 | 400 kBtu/hr | 39.73% | 30% | Turnover | LO12Med | 25.42% | TBD | 0.2% | 92.1878 |  | 33.3548 |  | 0.0058166 | EIA 2018 Tech Forecast | EIA 2018 Tech Forecast | AEG BEST | AFUE 80% (Standard) | AFUE 80% (Standard) | AFUE 80% (Standard) | AFUE 80% (Standard) | AFUE 80% (Standard) | AFUE 80% (Standard) | AFUE 80% (Standard) | AFUE 80% (Standard) | AFUE 80% (Standard) | AFUE 80% (Standard) | AFUE 80% (Standard) | AFUE 80% (Standard) | AFUE 80% (Standard) | AFUE 80% (Standard) | AFUE 80% (Standard) | AFUE 80% (Standard) | AFUE 80% (Standard) | AFUE 80% (Standard) | AFUE 80% (Standard) | AFUE 80% (Standard) | AFUE 80% (Standard) | AFUE 80% (Standard) | AFUE 96% | AFUE 96% | AFUE 96% | AFUE 96% | AFUE 96% | AFUE 96% | AFUE 96% | AFUE 96% | AFUE 96% | AFUE 96% | AFUE 96% | AFUE 96% | AFUE 96% | AFUE 96% | AFUE 96% | AFUE 96% | AFUE 96% | AFUE 96% | AFUE 96% | AFUE 96% | AFUE 96% | AFUE 96% | 1826.85 | 1826.85 | 1826.85 | 1826.85 | 1826.85 | 1826.85 | 1826.85 | 1826.85 | 1826.85 | 1826.85 | 1826.85 | 1826.85 | 1826.85 | 1826.85 | 1826.85 | 1826.85 | 1826.85 | 1826.85 | 1826.85 | 1826.85 | 1826.85 | 1826.85 | 0 | 1443.5459 | 1443.5459 | 1443.5459 | 1443.5459 | 1443.5459 | 1443.5459 | 1443.5459 | 1443.5459 | 1443.5459 | 1443.5459 | 1443.5459 | 1443.5459 | 1443.5459 | 1443.5459 | 1443.5459 | 1443.5459 | 1443.5459 | 1443.5459 | 1443.5459 | 1443.5459 | 1443.5459 | 0.20855 | 0.21693 | 0.22426 | 0.23064 | 0.23614 | 0.24083 | 0.24478 | 0.24806 | 0.25072 | 0.25281 | 0.23383 | 0.21628 | 0.20005 | 0.18504 | 0.17115 | 0.15831 | 0.14643 | 0.14663 | 0.14716 | 0.14793 | 0.20855 | 0.42548 | 0.64974 | 0.88037 | 1.1165 | 1.3573 | 1.6021 | 1.8502 | 2.1009 | 2.3537 | 2.5875 | 2.8038 | 3.0039 | 3.1889 | 3.3601 | 3.5184 | 3.6648 | 3.8114 | 3.9586 | 4.1065 | 0.14447 | 0.15027 | 0.15535 | 0.15977 | 0.16358 | 0.16683 | 0.16957 | 0.17184 | 0.17368 | 0.17513 | 0.16199 | 0.14983 | 0.13858 | 0.12818 | 0.11856 | 0.10966 | 0.10143 | 0.10158 | 0.10194 | 0.10247 | 0.14447 | 0.29474 | 0.4501 | 0.60987 | 0.77345 | 0.94028 | 1.1099 | 1.2817 | 1.4554 | 1.6305 | 1.7925 | 1.9423 | 2.0809 | 2.2091 | 2.3276 | 2.4373 | 2.5387 | 2.6403 | 2.7423 | 2.8447 | 0.0058166 | 0.0121 | 0.018764 | 0.02573 | 0.03293 | 0.039629 | 0.045195 | 0.049785 | 0.053541 | 0.056587 | 0.054263 | 0.051614 | 0.048793 | 0.045911 | 0.043042 | 0.040238 | 0.037221 | 0.037274 | 0.037408 | 0.037604 | 0.0058166 | 0.017917 | 0.036681 | 0.062412 | 0.095341 | 0.13497 | 0.18017 | 0.22995 | 0.28349 | 0.34008 | 0.39434 | 0.44596 | 0.49475 | 0.54066 | 0.5837 | 0.62394 | 0.66116 | 0.69844 | 0.73584 | 0.77345 | 0.0040294 | 0.0083824 | 0.012999 | 0.017824 | 0.022812 | 0.027453 | 0.031308 | 0.034488 | 0.03709 | 0.0392 | 0.03759 | 0.035755 | 0.033801 | 0.031804 | 0.029817 | 0.027874 | 0.025784 | 0.025821 | 0.025914 | 0.02605 | 0.0040294 | 0.012412 | 0.025411 | 0.043235 | 0.066047 | 0.093499 | 0.12481 | 0.1593 | 0.19639 | 0.23559 | 0.27318 | 0.30893 | 0.34273 | 0.37454 | 0.40435 | 0.43223 | 0.45801 | 0.48383 | 0.50975 | 0.5358 | 0.0058166 | 0.0121 | 0.018764 | 0.02573 | 0.03293 | 0.039629 | 0.045195 | 0.049785 | 0.053541 | 0.056587 | 0.054263 | 0.051614 | 0.048793 | 0.045911 | 0.043042 | 0.040238 | 0.037221 | 0.037274 | 0.037408 | 0.037604 | 0.0058166 | 0.017917 | 0.036681 | 0.062412 | 0.095341 | 0.13497 | 0.18017 | 0.22995 | 0.28349 | 0.34008 | 0.39434 | 0.44596 | 0.49475 | 0.54066 | 0.5837 | 0.62394 | 0.66116 | 0.69844 | 0.73584 | 0.77345 | 0.0040294 | 0.0083824 | 0.012999 | 0.017824 | 0.022812 | 0.027453 | 0.031308 | 0.034488 | 0.03709 | 0.0392 | 0.03759 | 0.035755 | 0.033801 | 0.031804 | 0.029817 | 0.027874 | 0.025784 | 0.025821 | 0.025914 | 0.02605 | 0.0040294 | 0.012412 | 0.025411 | 0.043235 | 0.066047 | 0.093499 | 0.12481 | 0.1593 | 0.19639 | 0.23559 | 0.27318 | 0.30893 | 0.34273 | 0.37454 | 0.40435 | 0.43223 | 0.45801 | 0.48383 | 0.50975 | 0.5358 | 0.0058166 | 0.0121 | 0.018764 | 0.02573 | 0.03293 | 0.039629 | 0.045195 | 0.049785 | 0.053541 | 0.056587 | 0.054263 | 0.051614 | 0.048793 | 0.045911 | 0.043042 | 0.040238 | 0.037221 | 0.037274 | 0.037408 | 0.037604 | 0.0058166 | 0.017917 | 0.036681 | 0.062412 | 0.095341 | 0.13497 | 0.18017 | 0.22995 | 0.28349 | 0.34008 | 0.39434 | 0.44596 | 0.49475 | 0.54066 | 0.5837 | 0.62394 | 0.66116 | 0.69844 | 0.73584 | 0.77345 | 0.0040294 | 0.0083824 | 0.012999 | 0.017824 | 0.022812 | 0.027453 | 0.031308 | 0.034488 | 0.03709 | 0.0392 | 0.03759 | 0.035755 | 0.033801 | 0.031804 | 0.029817 | 0.027874 | 0.025784 | 0.025821 | 0.025914 | 0.02605 | 0.0040294 | 0.012412 | 0.025411 | 0.043235 | 0.066047 | 0.093499 | 0.12481 | 0.1593 | 0.19639 | 0.23559 | 0.27318 | 0.30893 | 0.34273 | 0.37454 | 0.40435 | 0.43223 | 0.45801 | 0.48383 | 0.50975 | 0.5358 | 0.0058166 | 0.0121 | 0.018764 | 0.02573 | 0.03293 | 0.039629 | 0.045195 | 0.049785 | 0.053541 | 0.056587 | 0.054263 | 0.051614 | 0.048793 | 0.045911 | 0.043042 | 0.040238 | 0.037221 | 0.037274 | 0.037408 | 0.037604 | 0.0058166 | 0.017917 | 0.036681 | 0.062412 | 0.095341 | 0.13497 | 0.18017 | 0.22995 | 0.28349 | 0.34008 | 0.39434 | 0.44596 | 0.49475 | 0.54066 | 0.5837 | 0.62394 | 0.66116 | 0.69844 | 0.73584 | 0.77345 | 0.0040294 | 0.0083824 | 0.012999 | 0.017824 | 0.022812 | 0.027453 | 0.031308 | 0.034488 | 0.03709 | 0.0392 | 0.03759 | 0.035755 | 0.033801 | 0.031804 | 0.029817 | 0.027874 | 0.025784 | 0.025821 | 0.025914 | 0.02605 | 0.0040294 | 0.012412 | 0.025411 | 0.043235 | 0.066047 | 0.093499 | 0.12481 | 0.1593 | 0.19639 | 0.23559 | 0.27318 | 0.30893 | 0.34273 | 0.37454 | 0.40435 | 0.43223 | 0.45801 | 0.48383 | 0.50975 | 0.5358 | 92.5514 | 92.5514 | 92.5514 | 92.5514 | 92.5514 | 92.5514 | 92.5514 | 92.5514 | 92.5514 | 92.5514 | 92.5514 | 92.5514 | 92.5514 | 92.5514 | 92.5514 | 92.5514 | 92.5514 | 92.5514 | 92.5514 | 92.5514 | 33.3563 | 33.3563 | 33.3563 | 33.3563 | 33.3563 | 33.3563 | 33.3563 | 33.3563 | 33.3563 | 33.3563 | 33.3563 | 33.3563 | 33.3563 | 33.3563 | 33.3563 | 33.3563 | 33.3563 | 33.3563 | 33.3563 | 33.3563
WA_Industrial_Instruments_Existing_Space Heating_Natural Gas_Boiler_A | WA | Industrial | Instruments | Existing | Space Heating | Natural Gas | Boiler | A | IE38 | AFUE 80% (Standard) | AFUE 97% | 25 | 6227.3193 | 0 | 0 | 14611.16 | 0 | 0 | 0 | 13751.6839 | 15126.8522 | 800 kBtu/hr | 3.297% | 100% | Turnover | LO50Fast | 85% | TBD | 0.2% | 309.5242 |  | 273.3774 |  | 0.087318 | EIA 2018 Tech Forecast | EIA 2018 Tech Forecast | GBLR-Heating-EIA14-2014 Ref. Case-6 | AFUE 80% (Standard) | AFUE 80% (Standard) | AFUE 80% (Standard) | AFUE 80% (Standard) | AFUE 80% (Standard) | AFUE 80% (Standard) | AFUE 80% (Standard) | AFUE 80% (Standard) | AFUE 80% (Standard) | AFUE 80% (Standard) | AFUE 80% (Standard) | AFUE 80% (Standard) | AFUE 80% (Standard) | AFUE 80% (Standard) | AFUE 80% (Standard) | AFUE 80% (Standard) | AFUE 80% (Standard) | AFUE 80% (Standard) | AFUE 80% (Standard) | AFUE 80% (Standard) | AFUE 80% (Standard) | AFUE 80% (Standard) | AFUE 97% | AFUE 97% | AFUE 97% | AFUE 97% | AFUE 97% | AFUE 97% | AFUE 97% | AFUE 97% | AFUE 97% | AFUE 97% | AFUE 97% | AFUE 97% | AFUE 97% | AFUE 97% | AFUE 97% | AFUE 97% | AFUE 97% | AFUE 97% | AFUE 97% | AFUE 97% | AFUE 97% | AFUE 97% | 14611.16 | 14611.16 | 14611.16 | 14611.16 | 14611.16 | 14611.16 | 14611.16 | 14611.16 | 14611.16 | 14611.16 | 14611.16 | 14611.16 | 14611.16 | 14611.16 | 14611.16 | 14611.16 | 14611.16 | 14611.16 | 14611.16 | 14611.16 | 14611.16 | 14611.16 | 0 | 15226.9124 | 15226.9124 | 15226.9124 | 15226.9124 | 15226.9124 | 15226.9124 | 15226.9124 | 15226.9124 | 15226.9124 | 15226.9124 | 15226.9124 | 15226.9124 | 15226.9124 | 15226.9124 | 15226.9124 | 15226.9124 | 15226.9124 | 15226.9124 | 15226.9124 | 15226.9124 | 15226.9124 | 0.55819 | 0.55306 | 0.54754 | 0.54168 | 0.53555 | 0.52917 | 0.52261 | 0.51588 | 0.50903 | 0.50208 | 0.49505 | 0.48797 | 0.48086 | 0.47373 | 0.4666 | 0.45948 | 0.45239 | 0.44533 | 0.43831 | 0.43134 | 0.55819 | 1.1112 | 1.6588 | 2.2005 | 2.736 | 3.2652 | 3.7878 | 4.3037 | 4.8127 | 5.3148 | 5.8098 | 6.2978 | 6.7787 | 7.2524 | 7.719 | 8.1785 | 8.6308 | 9.0762 | 9.5145 | 9.9458 | 0.036658 | 0.036321 | 0.035958 | 0.035574 | 0.035171 | 0.034753 | 0.034321 | 0.03388 | 0.03343 | 0.032973 | 0.032511 | 0.032047 | 0.031579 | 0.031111 | 0.030643 | 0.030176 | 0.02971 | 0.029246 | 0.028785 | 0.028328 | 0.036658 | 0.072979 | 0.10894 | 0.14451 | 0.17968 | 0.21443 | 0.24876 | 0.28264 | 0.31607 | 0.34904 | 0.38155 | 0.4136 | 0.44518 | 0.47629 | 0.50693 | 0.53711 | 0.56682 | 0.59606 | 0.62485 | 0.65317 | 0.21351 | 0.31026 | 0.37232 | 0.40978 | 0.43224 | 0.44049 | 0.4409 | 0.43755 | 0.43257 | 0.42676 | 0.42079 | 0.41477 | 0.40873 | 0.40267 | 0.39661 | 0.39056 | 0.38453 | 0.37853 | 0.37256 | 0.36664 | 0.087318 | 0.21421 | 0.36647 | 0.53406 | 0.71084 | 0.89098 | 1.0713 | 1.2502 | 1.4272 | 1.6017 | 1.7738 | 1.9434 | 2.1106 | 2.2752 | 2.4374 | 2.5972 | 2.7544 | 2.9092 | 3.0616 | 3.2115 | 0.014022 | 0.020376 | 0.024452 | 0.026912 | 0.028387 | 0.028929 | 0.028956 | 0.028735 | 0.028408 | 0.028027 | 0.027635 | 0.02724 | 0.026842 | 0.026445 | 0.026047 | 0.025649 | 0.025253 | 0.024859 | 0.024468 | 0.024079 | 0.014022 | 0.034398 | 0.058849 | 0.085761 | 0.11415 | 0.14308 | 0.17203 | 0.20077 | 0.22918 | 0.2572 | 0.28484 | 0.31208 | 0.33892 | 0.36536 | 0.39141 | 0.41706 | 0.44231 | 0.46717 | 0.49164 | 0.51572 | 0.087318 | 0.12689 | 0.15227 | 0.16759 | 0.17677 | 0.18015 | 0.18032 | 0.17894 | 0.17691 | 0.17453 | 0.17209 | 0.16963 | 0.16716 | 0.16468 | 0.1622 | 0.15973 | 0.15726 | 0.15481 | 0.15237 | 0.14995 | 0.087318 | 0.21421 | 0.36647 | 0.53406 | 0.71084 | 0.89098 | 1.0713 | 1.2502 | 1.4272 | 1.6017 | 1.7738 | 1.9434 | 2.1106 | 2.2752 | 2.4374 | 2.5972 | 2.7544 | 2.9092 | 3.0616 | 3.2115 | 0.014022 | 0.020376 | 0.024452 | 0.026912 | 0.028387 | 0.028929 | 0.028956 | 0.028735 | 0.028408 | 0.028027 | 0.027635 | 0.02724 | 0.026842 | 0.026445 | 0.026047 | 0.025649 | 0.025253 | 0.024859 | 0.024468 | 0.024079 | 0.014022 | 0.034398 | 0.058849 | 0.085761 | 0.11415 | 0.14308 | 0.17203 | 0.20077 | 0.22918 | 0.2572 | 0.28484 | 0.31208 | 0.33892 | 0.36536 | 0.39141 | 0.41706 | 0.44231 | 0.46717 | 0.49164 | 0.51572 | 0.087318 | 0.12689 | 0.15227 | 0.16759 | 0.17677 | 0.18015 | 0.18032 | 0.17894 | 0.17691 | 0.17453 | 0.17209 | 0.16963 | 0.16716 | 0.16468 | 0.1622 | 0.15973 | 0.15726 | 0.15481 | 0.15237 | 0.14995 | 0.087318 | 0.21421 | 0.36647 | 0.53406 | 0.71084 | 0.89098 | 1.0713 | 1.2502 | 1.4272 | 1.6017 | 1.7738 | 1.9434 | 2.1106 | 2.2752 | 2.4374 | 2.5972 | 2.7544 | 2.9092 | 3.0616 | 3.2115 | 0.014022 | 0.020376 | 0.024452 | 0.026912 | 0.028387 | 0.028929 | 0.028956 | 0.028735 | 0.028408 | 0.028027 | 0.027635 | 0.02724 | 0.026842 | 0.026445 | 0.026047 | 0.025649 | 0.025253 | 0.024859 | 0.024468 | 0.024079 | 0.014022 | 0.034398 | 0.058849 | 0.085761 | 0.11415 | 0.14308 | 0.17203 | 0.20077 | 0.22918 | 0.2572 | 0.28484 | 0.31208 | 0.33892 | 0.36536 | 0.39141 | 0.41706 | 0.44231 | 0.46717 | 0.49164 | 0.51572 | 0.087318 | 0.12689 | 0.15227 | 0.16759 | 0.17677 | 0.18015 | 0.18032 | 0.17894 | 0.17691 | 0.17453 | 0.17209 | 0.16963 | 0.16716 | 0.16468 | 0.1622 | 0.15973 | 0.15726 | 0.15481 | 0.15237 | 0.14995 | 0.087318 | 0.21421 | 0.36647 | 0.53406 | 0.71084 | 0.89098 | 1.0713 | 1.2502 | 1.4272 | 1.6017 | 1.7738 | 1.9434 | 2.1106 | 2.2752 | 2.4374 | 2.5972 | 2.7544 | 2.9092 | 3.0616 | 3.2115 | 0.014022 | 0.020376 | 0.024452 | 0.026912 | 0.028387 | 0.028929 | 0.028956 | 0.028735 | 0.028408 | 0.028027 | 0.027635 | 0.02724 | 0.026842 | 0.026445 | 0.026047 | 0.025649 | 0.025253 | 0.024859 | 0.024468 | 0.024079 | 0.014022 | 0.034398 | 0.058849 | 0.085761 | 0.11415 | 0.14308 | 0.17203 | 0.20077 | 0.22918 | 0.2572 | 0.28484 | 0.31208 | 0.33892 | 0.36536 | 0.39141 | 0.41706 | 0.44231 | 0.46717 | 0.49164 | 0.51572 | 309.5716 | 309.5716 | 309.5716 | 309.5716 | 309.5716 | 309.5716 | 309.5716 | 309.5716 | 309.5716 | 309.5716 | 309.5716 | 309.5716 | 309.5716 | 309.5716 | 309.5716 | 309.5716 | 309.5716 | 309.5716 | 309.5716 | 309.5716 | 273.4193 | 273.4193 | 273.4193 | 273.4193 | 273.4193 | 273.4193 | 273.4193 | 273.4193 | 273.4193 | 273.4193 | 273.4193 | 273.4193 | 273.4193 | 273.4193 | 273.4193 | 273.4193 | 273.4193 | 273.4193 | 273.4193 | 273.4193
WA_Industrial_Instruments_Existing_Space Heating_Natural Gas_Unit Heater_A | WA | Industrial | Instruments | Existing | Space Heating | Natural Gas | Unit Heater | A | IE39 | Standard | Infrared Radiant | 15 | 43660.7244 | 0 | 0 | 85063.63 | 3587.78 | 0 | 0 | 25408.0098 | 27948.8108 | 125 kBtu/Hr | 38.88% | 100% | Turnover | LO12Med | 84.74% | TBD | 0.2% | 294.0302 |  | 103.4954 |  | 0.0077434 | IL TRM - 4.4.12 - CI-HVC-IRHT-V02-210101 | CNGC Program Data | IL TRM - 4.4.12 - CI-HVC-IRHT-V02-210101 w/ CNGC Sizing | Standard | Standard | Standard | Standard | Standard | Standard | Standard | Standard | Standard | Standard | Standard | Standard | Standard | Standard | Standard | Standard | Standard | Standard | Standard | Standard | Standard | Standard | Infrared Radiant | Infrared Radiant | Infrared Radiant | Infrared Radiant | Infrared Radiant | Infrared Radiant | Infrared Radiant | Infrared Radiant | Infrared Radiant | Infrared Radiant | Infrared Radiant | Infrared Radiant | Infrared Radiant | Infrared Radiant | Infrared Radiant | Infrared Radiant | Infrared Radiant | Infrared Radiant | Infrared Radiant | Infrared Radiant | Infrared Radiant | Infrared Radiant | 85063.63 | 85063.63 | 85063.63 | 85063.63 | 85063.63 | 85063.63 | 85063.63 | 85063.63 | 85063.63 | 85063.63 | 85063.63 | 85063.63 | 85063.63 | 85063.63 | 85063.63 | 85063.63 | 85063.63 | 85063.63 | 85063.63 | 85063.63 | 85063.63 | 85063.63 | 0 | 43660.7244 | 43660.7244 | 43660.7244 | 43660.7244 | 43660.7244 | 43660.7244 | 43660.7244 | 43660.7244 | 43660.7244 | 43660.7244 | 43660.7244 | 43660.7244 | 43660.7244 | 43660.7244 | 43660.7244 | 43660.7244 | 43660.7244 | 43660.7244 | 43660.7244 | 43660.7244 | 43660.7244 | 0.083291 | 0.15883 | 0.25251 | 0.36147 | 0.48319 | 0.61541 | 0.75617 | 0.90372 | 1.0316 | 1.142 | 1.2416 | 1.3354 | 1.4265 | 1.5174 | 1.6096 | 1.511 | 1.4434 | 1.4027 | 1.3853 | 1.384 | 0.083291 | 0.24212 | 0.49462 | 0.8561 | 1.3393 | 1.9547 | 2.7109 | 3.6146 | 4.6462 | 5.7882 | 7.0299 | 8.3652 | 9.7085 | 11.0671 | 12.4241 | 13.5737 | 14.5339 | 15.3212 | 15.9504 | 16.4306 | 0.0019077 | 0.0036377 | 0.0057834 | 0.0082791 | 0.011067 | 0.014095 | 0.017319 | 0.020699 | 0.023628 | 0.026156 | 0.028438 | 0.030585 | 0.032673 | 0.034755 | 0.036865 | 0.034609 | 0.03306 | 0.032128 | 0.031729 | 0.031698 | 0.0019077 | 0.0055454 | 0.011329 | 0.019608 | 0.030675 | 0.04477 | 0.06209 | 0.082788 | 0.10642 | 0.13257 | 0.16101 | 0.1916 | 0.22236 | 0.25348 | 0.28456 | 0.31089 | 0.33288 | 0.35092 | 0.36533 | 0.37633 | 0.0077434 | 0.029532 | 0.070426 | 0.13442 | 0.22461 | 0.33756 | 0.46539 | 0.60459 | 0.73434 | 0.85206 | 0.96045 | 1.0622 | 1.1598 | 1.255 | 1.3493 | 1.2802 | 1.223 | 1.1886 | 1.1739 | 1.1727 | 0.0077434 | 0.037275 | 0.1077 | 0.24212 | 0.46673 | 0.80429 | 1.2697 | 1.8743 | 2.6086 | 3.4607 | 4.4211 | 5.4834 | 6.6354 | 7.8609 | 9.1397 | 10.2855 | 11.284 | 12.135 | 12.8435 | 13.4116 | 0.00017735 | 0.00067639 | 0.001613 | 0.0030788 | 0.0051444 | 0.0077315 | 0.010659 | 0.013847 | 0.016819 | 0.019516 | 0.021998 | 0.024329 | 0.026564 | 0.028744 | 0.030903 | 0.029323 | 0.028013 | 0.027223 | 0.026886 | 0.02686 | 0.00017735 | 0.00085374 | 0.0024668 | 0.0055455 | 0.01069 | 0.018421 | 0.029081 | 0.042928 | 0.059747 | 0.079263 | 0.10126 | 0.12559 | 0.15198 | 0.18004 | 0.20933 | 0.23558 | 0.25845 | 0.27794 | 0.29417 | 0.30718 | 0.0077434 | 0.029532 | 0.070426 | 0.13442 | 0.22461 | 0.33756 | 0.46539 | 0.60459 | 0.73434 | 0.85206 | 0.96045 | 1.0622 | 1.1598 | 1.255 | 1.3493 | 1.2802 | 1.223 | 1.1886 | 1.1739 | 1.1727 | 0.0077434 | 0.037275 | 0.1077 | 0.24212 | 0.46673 | 0.80429 | 1.2697 | 1.8743 | 2.6086 | 3.4607 | 4.4211 | 5.4834 | 6.6354 | 7.8609 | 9.1397 | 10.2855 | 11.284 | 12.135 | 12.8435 | 13.4116 | 0.00017735 | 0.00067639 | 0.001613 | 0.0030788 | 0.0051444 | 0.0077315 | 0.010659 | 0.013847 | 0.016819 | 0.019516 | 0.021998 | 0.024329 | 0.026564 | 0.028744 | 0.030903 | 0.029323 | 0.028013 | 0.027223 | 0.026886 | 0.02686 | 0.00017735 | 0.00085374 | 0.0024668 | 0.0055455 | 0.01069 | 0.018421 | 0.029081 | 0.042928 | 0.059747 | 0.079263 | 0.10126 | 0.12559 | 0.15198 | 0.18004 | 0.20933 | 0.23558 | 0.25845 | 0.27794 | 0.29417 | 0.30718 | 0.0077434 | 0.029532 | 0.070426 | 0.13442 | 0.22461 | 0.33756 | 0.46539 | 0.60459 | 0.73434 | 0.85206 | 0.96045 | 1.0622 | 1.1598 | 1.255 | 1.3493 | 1.2802 | 1.223 | 1.1886 | 1.1739 | 1.1727 | 0.0077434 | 0.037275 | 0.1077 | 0.24212 | 0.46673 | 0.80429 | 1.2697 | 1.8743 | 2.6086 | 3.4607 | 4.4211 | 5.4834 | 6.6354 | 7.8609 | 9.1397 | 10.2855 | 11.284 | 12.135 | 12.8435 | 13.4116 | 0.00017735 | 0.00067639 | 0.001613 | 0.0030788 | 0.0051444 | 0.0077315 | 0.010659 | 0.013847 | 0.016819 | 0.019516 | 0.021998 | 0.024329 | 0.026564 | 0.028744 | 0.030903 | 0.029323 | 0.028013 | 0.027223 | 0.026886 | 0.02686 | 0.00017735 | 0.00085374 | 0.0024668 | 0.0055455 | 0.01069 | 0.018421 | 0.029081 | 0.042928 | 0.059747 | 0.079263 | 0.10126 | 0.12559 | 0.15198 | 0.18004 | 0.20933 | 0.23558 | 0.25845 | 0.27794 | 0.29417 | 0.30718 | 0.0077434 | 0.029532 | 0.070426 | 0.13442 | 0.22461 | 0.33756 | 0.46539 | 0.60459 | 0.73434 | 0.85206 | 0.96045 | 1.0622 | 1.1598 | 1.255 | 1.3493 | 1.2802 | 1.223 | 1.1886 | 1.1739 | 1.1727 | 0.0077434 | 0.037275 | 0.1077 | 0.24212 | 0.46673 | 0.80429 | 1.2697 | 1.8743 | 2.6086 | 3.4607 | 4.4211 | 5.4834 | 6.6354 | 7.8609 | 9.1397 | 10.2855 | 11.284 | 12.135 | 12.8435 | 13.4116 | 0.00017735 | 0.00067639 | 0.001613 | 0.0030788 | 0.0051444 | 0.0077315 | 0.010659 | 0.013847 | 0.016819 | 0.019516 | 0.021998 | 0.024329 | 0.026564 | 0.028744 | 0.030903 | 0.029323 | 0.028013 | 0.027223 | 0.026886 | 0.02686 | 0.00017735 | 0.00085374 | 0.0024668 | 0.0055455 | 0.01069 | 0.018421 | 0.029081 | 0.042928 | 0.059747 | 0.079263 | 0.10126 | 0.12559 | 0.15198 | 0.18004 | 0.20933 | 0.23558 | 0.25845 | 0.27794 | 0.29417 | 0.30718 | 289.7213 | 289.7213 | 289.7213 | 289.7213 | 289.7213 | 289.7213 | 289.7213 | 289.7213 | 289.7213 | 289.7213 | 289.7213 | 289.7213 | 289.7213 | 289.7213 | 289.7213 | 289.7213 | 289.7213 | 289.7213 | 289.7213 | 289.7213 | 103.4972 | 103.4972 | 103.4972 | 103.4972 | 103.4972 | 103.4972 | 103.4972 | 103.4972 | 103.4972 | 103.4972 | 103.4972 | 103.4972 | 103.4972 | 103.4972 | 103.4972 | 103.4972 | 103.4972 | 103.4972 | 103.4972 | 103.4972
WA_Industrial_Instruments_New_Space Heating_Natural Gas_Furnace_A | WA | Industrial | Instruments | New | Space Heating | Natural Gas | Furnace | A | IE40 | AFUE 80% (Standard) | AFUE 96% | 23 | 1443.5073 | 0 | 0 | 1826.85 | -10.15 | 0 | 0 | 368.3162 | 405.1478 | 400 kBtu/hr | 39.73% | 30% | Turnover | LO12Med | 25.42% | TBD | 0.2% | 92.1903 |  | 33.3557 |  | 0.00026991 | EIA 2018 Tech Forecast | EIA 2018 Tech Forecast | AEG BEST | AFUE 80% (Standard) | AFUE 80% (Standard) | AFUE 80% (Standard) | AFUE 80% (Standard) | AFUE 80% (Standard) | AFUE 80% (Standard) | AFUE 80% (Standard) | AFUE 80% (Standard) | AFUE 80% (Standard) | AFUE 80% (Standard) | AFUE 80% (Standard) | AFUE 80% (Standard) | AFUE 80% (Standard) | AFUE 80% (Standard) | AFUE 80% (Standard) | AFUE 80% (Standard) | AFUE 80% (Standard) | AFUE 80% (Standard) | AFUE 80% (Standard) | AFUE 80% (Standard) | AFUE 80% (Standard) | AFUE 80% (Standard) | AFUE 96% | AFUE 96% | AFUE 96% | AFUE 96% | AFUE 96% | AFUE 96% | AFUE 96% | AFUE 96% | AFUE 96% | AFUE 96% | AFUE 96% | AFUE 96% | AFUE 96% | AFUE 96% | AFUE 96% | AFUE 96% | AFUE 96% | AFUE 96% | AFUE 96% | AFUE 96% | AFUE 96% | AFUE 96% | 1826.85 | 1826.85 | 1826.85 | 1826.85 | 1826.85 | 1826.85 | 1826.85 | 1826.85 | 1826.85 | 1826.85 | 1826.85 | 1826.85 | 1826.85 | 1826.85 | 1826.85 | 1826.85 | 1826.85 | 1826.85 | 1826.85 | 1826.85 | 1826.85 | 1826.85 | 0 | 1443.5073 | 1443.5073 | 1443.5073 | 1443.5073 | 1443.5073 | 1443.5073 | 1443.5073 | 1443.5073 | 1443.5073 | 1443.5073 | 1443.5073 | 1443.5073 | 1443.5073 | 1443.5073 | 1443.5073 | 1443.5073 | 1443.5073 | 1443.5073 | 1443.5073 | 1443.5073 | 1443.5073 | 0.0096773 | 0.3084 | 0.30764 | 0.34482 | 0.20766 | 0.24107 | 0.23803 | 0.26775 | 0.19942 | 0.22936 | 0.22632 | 0.26253 | 0.17818 | 0.21656 | 0.21639 | 0.25191 | 0.16639 | 0.23613 | 0.2289 | 0.24977 | 0.0096773 | 0.31808 | 0.62572 | 0.97054 | 1.1782 | 1.4193 | 1.6573 | 1.9251 | 2.1245 | 2.3538 | 2.5802 | 2.8427 | 3.0209 | 3.2374 | 3.4538 | 3.7057 | 3.8721 | 4.1083 | 4.3371 | 4.5869 | 0.0067041 | 0.21365 | 0.21312 | 0.23888 | 0.14386 | 0.167 | 0.1649 | 0.18549 | 0.13815 | 0.15889 | 0.15678 | 0.18187 | 0.12344 | 0.15002 | 0.14991 | 0.17451 | 0.11527 | 0.16358 | 0.15857 | 0.17303 | 0.0067041 | 0.22035 | 0.43347 | 0.67235 | 0.81621 | 0.98321 | 1.1481 | 1.3336 | 1.4717 | 1.6306 | 1.7874 | 1.9693 | 2.0927 | 2.2428 | 2.3927 | 2.5672 | 2.6824 | 2.846 | 3.0046 | 3.1776 | 0.00026991 | 0.017203 | 0.025741 | 0.038469 | 0.028959 | 0.039669 | 0.043949 | 0.053738 | 0.042586 | 0.051338 | 0.052519 | 0.062651 | 0.043459 | 0.053731 | 0.054419 | 0.06403 | 0.042297 | 0.060025 | 0.058187 | 0.063492 | 0.00026991 | 0.017473 | 0.043214 | 0.081683 | 0.11064 | 0.15031 | 0.19426 | 0.248 | 0.29058 | 0.34192 | 0.39444 | 0.45709 | 0.50055 | 0.55428 | 0.6087 | 0.67273 | 0.71503 | 0.77505 | 0.83324 | 0.89673 | 0.00018698 | 0.011917 | 0.017832 | 0.02665 | 0.020062 | 0.027481 | 0.030446 | 0.037227 | 0.029502 | 0.035565 | 0.036383 | 0.043402 | 0.030107 | 0.037222 | 0.037699 | 0.044357 | 0.029302 | 0.041582 | 0.040309 | 0.043985 | 0.00018698 | 0.012104 | 0.029937 | 0.056586 | 0.076648 | 0.10413 | 0.13458 | 0.1718 | 0.2013 | 0.23687 | 0.27325 | 0.31665 | 0.34676 | 0.38398 | 0.42168 | 0.46604 | 0.49534 | 0.53692 | 0.57723 | 0.62122 | 0.00026991 | 0.017203 | 0.025741 | 0.038469 | 0.028959 | 0.039669 | 0.043949 | 0.053738 | 0.042586 | 0.051338 | 0.052519 | 0.062651 | 0.043459 | 0.053731 | 0.054419 | 0.06403 | 0.042297 | 0.060025 | 0.058187 | 0.063492 | 0.00026991 | 0.017473 | 0.043214 | 0.081683 | 0.11064 | 0.15031 | 0.19426 | 0.248 | 0.29058 | 0.34192 | 0.39444 | 0.45709 | 0.50055 | 0.55428 | 0.6087 | 0.67273 | 0.71503 | 0.77505 | 0.83324 | 0.89673 | 0.00018698 | 0.011917 | 0.017832 | 0.02665 | 0.020062 | 0.027481 | 0.030446 | 0.037227 | 0.029502 | 0.035565 | 0.036383 | 0.043402 | 0.030107 | 0.037222 | 0.037699 | 0.044357 | 0.029302 | 0.041582 | 0.040309 | 0.043985 | 0.00018698 | 0.012104 | 0.029937 | 0.056586 | 0.076648 | 0.10413 | 0.13458 | 0.1718 | 0.2013 | 0.23687 | 0.27325 | 0.31665 | 0.34676 | 0.38398 | 0.42168 | 0.46604 | 0.49534 | 0.53692 | 0.57723 | 0.62122 | 0.00026991 | 0.017203 | 0.025741 | 0.038469 | 0.028959 | 0.039669 | 0.043949 | 0.053738 | 0.042586 | 0.051338 | 0.052519 | 0.062651 | 0.043459 | 0.053731 | 0.054419 | 0.06403 | 0.042297 | 0.060025 | 0.058187 | 0.063492 | 0.00026991 | 0.017473 | 0.043214 | 0.081683 | 0.11064 | 0.15031 | 0.19426 | 0.248 | 0.29058 | 0.34192 | 0.39444 | 0.45709 | 0.50055 | 0.55428 | 0.6087 | 0.67273 | 0.71503 | 0.77505 | 0.83324 | 0.89673 | 0.00018698 | 0.011917 | 0.017832 | 0.02665 | 0.020062 | 0.027481 | 0.030446 | 0.037227 | 0.029502 | 0.035565 | 0.036383 | 0.043402 | 0.030107 | 0.037222 | 0.037699 | 0.044357 | 0.029302 | 0.041582 | 0.040309 | 0.043985 | 0.00018698 | 0.012104 | 0.029937 | 0.056586 | 0.076648 | 0.10413 | 0.13458 | 0.1718 | 0.2013 | 0.23687 | 0.27325 | 0.31665 | 0.34676 | 0.38398 | 0.42168 | 0.46604 | 0.49534 | 0.53692 | 0.57723 | 0.62122 | 0.00026991 | 0.017203 | 0.025741 | 0.038469 | 0.028959 | 0.039669 | 0.043949 | 0.053738 | 0.042586 | 0.051338 | 0.052519 | 0.062651 | 0.043459 | 0.053731 | 0.054419 | 0.06403 | 0.042297 | 0.060025 | 0.058187 | 0.063492 | 0.00026991 | 0.017473 | 0.043214 | 0.081683 | 0.11064 | 0.15031 | 0.19426 | 0.248 | 0.29058 | 0.34192 | 0.39444 | 0.45709 | 0.50055 | 0.55428 | 0.6087 | 0.67273 | 0.71503 | 0.77505 | 0.83324 | 0.89673 | 0.00018698 | 0.011917 | 0.017832 | 0.02665 | 0.020062 | 0.027481 | 0.030446 | 0.037227 | 0.029502 | 0.035565 | 0.036383 | 0.043402 | 0.030107 | 0.037222 | 0.037699 | 0.044357 | 0.029302 | 0.041582 | 0.040309 | 0.043985 | 0.00018698 | 0.012104 | 0.029937 | 0.056586 | 0.076648 | 0.10413 | 0.13458 | 0.1718 | 0.2013 | 0.23687 | 0.27325 | 0.31665 | 0.34676 | 0.38398 | 0.42168 | 0.46604 | 0.49534 | 0.53692 | 0.57723 | 0.62122 | 92.5538 | 92.5538 | 92.5538 | 92.5538 | 92.5538 | 92.5538 | 92.5538 | 92.5538 | 92.5538 | 92.5538 | 92.5538 | 92.5538 | 92.5538 | 92.5538 | 92.5538 | 92.5538 | 92.5538 | 92.5538 | 92.5538 | 92.5538 | 33.3572 | 33.3572 | 33.3572 | 33.3572 | 33.3572 | 33.3572 | 33.3572 | 33.3572 | 33.3572 | 33.3572 | 33.3572 | 33.3572 | 33.3572 | 33.3572 | 33.3572 | 33.3572 | 33.3572 | 33.3572 | 33.3572 | 33.3572
WA_Industrial_Instruments_New_Space Heating_Natural Gas_Boiler_A | WA | Industrial | Instruments | New | Space Heating | Natural Gas | Boiler | A | IE41 | AFUE 80% (Standard) | AFUE 97% | 25 | 6223.5803 | 0 | 0 | 14611.16 | 0 | 0 | 0 | 13751.6839 | 15126.8522 | 800 kBtu/hr | 3.297% | 100% | Turnover | LO50Fast | 85% | TBD | 0.2% | 309.7101 |  | 273.5416 |  | 0.0036913 | EIA 2018 Tech Forecast | EIA 2018 Tech Forecast | GBLR-Heating-EIA14-2014 Ref. Case-6 | AFUE 80% (Standard) | AFUE 80% (Standard) | AFUE 80% (Standard) | AFUE 80% (Standard) | AFUE 80% (Standard) | AFUE 80% (Standard) | AFUE 80% (Standard) | AFUE 80% (Standard) | AFUE 80% (Standard) | AFUE 80% (Standard) | AFUE 80% (Standard) | AFUE 80% (Standard) | AFUE 80% (Standard) | AFUE 80% (Standard) | AFUE 80% (Standard) | AFUE 80% (Standard) | AFUE 80% (Standard) | AFUE 80% (Standard) | AFUE 80% (Standard) | AFUE 80% (Standard) | AFUE 80% (Standard) | AFUE 80% (Standard) | AFUE 97% | AFUE 97% | AFUE 97% | AFUE 97% | AFUE 97% | AFUE 97% | AFUE 97% | AFUE 97% | AFUE 97% | AFUE 97% | AFUE 97% | AFUE 97% | AFUE 97% | AFUE 97% | AFUE 97% | AFUE 97% | AFUE 97% | AFUE 97% | AFUE 97% | AFUE 97% | AFUE 97% | AFUE 97% | 14611.16 | 14611.16 | 14611.16 | 14611.16 | 14611.16 | 14611.16 | 14611.16 | 14611.16 | 14611.16 | 14611.16 | 14611.16 | 14611.16 | 14611.16 | 14611.16 | 14611.16 | 14611.16 | 14611.16 | 14611.16 | 14611.16 | 14611.16 | 14611.16 | 14611.16 | 0 | 15225.431 | 15225.431 | 15225.431 | 15225.431 | 15225.431 | 15225.431 | 15225.431 | 15225.431 | 15225.431 | 15225.431 | 15225.431 | 15225.431 | 15225.431 | 15225.431 | 15225.431 | 15225.431 | 15225.431 | 15225.431 | 15225.431 | 15225.431 | 15225.431 | 0.023609 | 0.75238 | 0.75053 | 0.84123 | 0.50662 | 0.58812 | 0.58071 | 0.65321 | 0.48651 | 0.55955 | 0.55213 | 0.64048 | 0.4347 | 0.52832 | 0.52792 | 0.61457 | 0.40594 | 0.50021 | 0.48659 | 0.48515 | 0.023609 | 0.77599 | 1.5265 | 2.3678 | 2.8744 | 3.4625 | 4.0432 | 4.6964 | 5.1829 | 5.7425 | 6.2946 | 6.9351 | 7.3698 | 7.8981 | 8.426 | 9.0406 | 9.4465 | 9.9467 | 10.4333 | 10.9185 | 0.0015506 | 0.049416 | 0.049295 | 0.055252 | 0.033275 | 0.038628 | 0.038141 | 0.042902 | 0.031954 | 0.036751 | 0.036264 | 0.042067 | 0.028551 | 0.0347 | 0.034673 | 0.040364 | 0.026662 | 0.032854 | 0.031959 | 0.031865 | 0.0015506 | 0.050967 | 0.10026 | 0.15551 | 0.18879 | 0.22742 | 0.26556 | 0.30846 | 0.34041 | 0.37716 | 0.41343 | 0.45549 | 0.48404 | 0.51874 | 0.55342 | 0.59378 | 0.62044 | 0.6533 | 0.68526 | 0.71712 | 0.0090305 | 0.42209 | 0.51036 | 0.63639 | 0.4089 | 0.48956 | 0.48992 | 0.55402 | 0.41343 | 0.47562 | 0.46931 | 0.54441 | 0.36949 | 0.44907 | 0.44873 | 0.52238 | 0.34505 | 0.42518 | 0.4136 | 0.41238 | 0.0036913 | 0.17622 | 0.38484 | 0.64497 | 0.81212 | 1.0122 | 1.2125 | 1.439 | 1.608 | 1.8024 | 1.9942 | 2.2167 | 2.3678 | 2.5513 | 2.7348 | 2.9483 | 3.0893 | 3.2631 | 3.4322 | 3.6008 | 0.00059312 | 0.027722 | 0.03352 | 0.041798 | 0.026856 | 0.032154 | 0.032178 | 0.036388 | 0.027154 | 0.031238 | 0.030824 | 0.035757 | 0.024268 | 0.029495 | 0.029472 | 0.03431 | 0.022663 | 0.027926 | 0.027165 | 0.027085 | 0.00059312 | 0.028316 | 0.061836 | 0.10363 | 0.13049 | 0.16264 | 0.19482 | 0.23121 | 0.25836 | 0.2896 | 0.32043 | 0.35618 | 0.38045 | 0.40995 | 0.43942 | 0.47373 | 0.49639 | 0.52432 | 0.55148 | 0.57857 | 0.0036913 | 0.17253 | 0.20862 | 0.26013 | 0.16714 | 0.20011 | 0.20026 | 0.22646 | 0.16899 | 0.19441 | 0.19184 | 0.22253 | 0.15104 | 0.18356 | 0.18342 | 0.21353 | 0.14104 | 0.1738 | 0.16906 | 0.16856 | 0.0036913 | 0.17622 | 0.38484 | 0.64497 | 0.81212 | 1.0122 | 1.2125 | 1.439 | 1.608 | 1.8024 | 1.9942 | 2.2167 | 2.3678 | 2.5513 | 2.7348 | 2.9483 | 3.0893 | 3.2631 | 3.4322 | 3.6008 | 0.00059312 | 0.027722 | 0.03352 | 0.041798 | 0.026856 | 0.032154 | 0.032178 | 0.036388 | 0.027154 | 0.031238 | 0.030824 | 0.035757 | 0.024268 | 0.029495 | 0.029472 | 0.03431 | 0.022663 | 0.027926 | 0.027165 | 0.027085 | 0.00059312 | 0.028316 | 0.061836 | 0.10363 | 0.13049 | 0.16264 | 0.19482 | 0.23121 | 0.25836 | 0.2896 | 0.32043 | 0.35618 | 0.38045 | 0.40995 | 0.43942 | 0.47373 | 0.49639 | 0.52432 | 0.55148 | 0.57857 | 0.0036913 | 0.17253 | 0.20862 | 0.26013 | 0.16714 | 0.20011 | 0.20026 | 0.22646 | 0.16899 | 0.19441 | 0.19184 | 0.22253 | 0.15104 | 0.18356 | 0.18342 | 0.21353 | 0.14104 | 0.1738 | 0.16906 | 0.16856 | 0.0036913 | 0.17622 | 0.38484 | 0.64497 | 0.81212 | 1.0122 | 1.2125 | 1.439 | 1.608 | 1.8024 | 1.9942 | 2.2167 | 2.3678 | 2.5513 | 2.7348 | 2.9483 | 3.0893 | 3.2631 | 3.4322 | 3.6008 | 0.00059312 | 0.027722 | 0.03352 | 0.041798 | 0.026856 | 0.032154 | 0.032178 | 0.036388 | 0.027154 | 0.031238 | 0.030824 | 0.035757 | 0.024268 | 0.029495 | 0.029472 | 0.03431 | 0.022663 | 0.027926 | 0.027165 | 0.027085 | 0.00059312 | 0.028316 | 0.061836 | 0.10363 | 0.13049 | 0.16264 | 0.19482 | 0.23121 | 0.25836 | 0.2896 | 0.32043 | 0.35618 | 0.38045 | 0.40995 | 0.43942 | 0.47373 | 0.49639 | 0.52432 | 0.55148 | 0.57857 | 0.0036913 | 0.17253 | 0.20862 | 0.26013 | 0.16714 | 0.20011 | 0.20026 | 0.22646 | 0.16899 | 0.19441 | 0.19184 | 0.22253 | 0.15104 | 0.18356 | 0.18342 | 0.21353 | 0.14104 | 0.1738 | 0.16906 | 0.16856 | 0.0036913 | 0.17622 | 0.38484 | 0.64497 | 0.81212 | 1.0122 | 1.2125 | 1.439 | 1.608 | 1.8024 | 1.9942 | 2.2167 | 2.3678 | 2.5513 | 2.7348 | 2.9483 | 3.0893 | 3.2631 | 3.4322 | 3.6008 | 0.00059312 | 0.027722 | 0.03352 | 0.041798 | 0.026856 | 0.032154 | 0.032178 | 0.036388 | 0.027154 | 0.031238 | 0.030824 | 0.035757 | 0.024268 | 0.029495 | 0.029472 | 0.03431 | 0.022663 | 0.027926 | 0.027165 | 0.027085 | 0.00059312 | 0.028316 | 0.061836 | 0.10363 | 0.13049 | 0.16264 | 0.19482 | 0.23121 | 0.25836 | 0.2896 | 0.32043 | 0.35618 | 0.38045 | 0.40995 | 0.43942 | 0.47373 | 0.49639 | 0.52432 | 0.55148 | 0.57857 | 309.7576 | 309.7576 | 309.7576 | 309.7576 | 309.7576 | 309.7576 | 309.7576 | 309.7576 | 309.7576 | 309.7576 | 309.7576 | 309.7576 | 309.7576 | 309.7576 | 309.7576 | 309.7576 | 309.7576 | 309.7576 | 309.7576 | 309.7576 | 273.5836 | 273.5836 | 273.5836 | 273.5836 | 273.5836 | 273.5836 | 273.5836 | 273.5836 | 273.5836 | 273.5836 | 273.5836 | 273.5836 | 273.5836 | 273.5836 | 273.5836 | 273.5836 | 273.5836 | 273.5836 | 273.5836 | 273.5836
WA_Industrial_Instruments_New_Space Heating_Natural Gas_Unit Heater_A | WA | Industrial | Instruments | New | Space Heating | Natural Gas | Unit Heater | A | IE42 | Standard | Infrared Radiant | 15 | 43660.7244 | 0 | 0 | 85063.63 | 3587.78 | 0 | 0 | 25408.0098 | 27948.8108 | 125 kBtu/Hr | 38.88% | 100% | Turnover | LO12Med | 84.74% | TBD | 0.2% | 294.0302 |  | 103.4954 |  | 0.0040902 | IL TRM - 4.4.12 - CI-HVC-IRHT-V02-210101 | CNGC Program Data | IL TRM - 4.4.12 - CI-HVC-IRHT-V02-210101 w/ CNGC Sizing | Standard | Standard | Standard | Standard | Standard | Standard | Standard | Standard | Standard | Standard | Standard | Standard | Standard | Standard | Standard | Standard | Standard | Standard | Standard | Standard | Standard | Standard | Infrared Radiant | Infrared Radiant | Infrared Radiant | Infrared Radiant | Infrared Radiant | Infrared Radiant | Infrared Radiant | Infrared Radiant | Infrared Radiant | Infrared Radiant | Infrared Radiant | Infrared Radiant | Infrared Radiant | Infrared Radiant | Infrared Radiant | Infrared Radiant | Infrared Radiant | Infrared Radiant | Infrared Radiant | Infrared Radiant | Infrared Radiant | Infrared Radiant | 85063.63 | 85063.63 | 85063.63 | 85063.63 | 85063.63 | 85063.63 | 85063.63 | 85063.63 | 85063.63 | 85063.63 | 85063.63 | 85063.63 | 85063.63 | 85063.63 | 85063.63 | 85063.63 | 85063.63 | 85063.63 | 85063.63 | 85063.63 | 85063.63 | 85063.63 | 0 | 43660.7244 | 43660.7244 | 43660.7244 | 43660.7244 | 43660.7244 | 43660.7244 | 43660.7244 | 43660.7244 | 43660.7244 | 43660.7244 | 43660.7244 | 43660.7244 | 43660.7244 | 43660.7244 | 43660.7244 | 43660.7244 | 43660.7244 | 43660.7244 | 43660.7244 | 43660.7244 | 43660.7244 | 0.043996 | 1.4021 | 1.3986 | 1.5676 | 0.9441 | 1.096 | 1.0822 | 1.2173 | 0.90661 | 1.0427 | 1.3964 | 1.4964 | 1.3327 | 1.6824 | 1.8556 | 2.5132 | 1.5999 | 2.1793 | 2.1471 | 2.1219 | 0.043996 | 1.4461 | 2.8447 | 4.4123 | 5.3564 | 6.4524 | 7.5346 | 8.7519 | 9.6585 | 10.7012 | 12.0976 | 13.5939 | 14.8827 | 15.163 | 15.6199 | 16.5655 | 16.7633 | 17.544 | 18.1234 | 19.0281 | 0.0010077 | 0.032113 | 0.032034 | 0.035905 | 0.021624 | 0.025102 | 0.024786 | 0.02788 | 0.020765 | 0.023883 | 0.031983 | 0.034272 | 0.030525 | 0.038533 | 0.0425 | 0.057562 | 0.036643 | 0.049915 | 0.049176 | 0.048601 | 0.0010077 | 0.033121 | 0.065155 | 0.10106 | 0.12268 | 0.14779 | 0.17257 | 0.20045 | 0.22122 | 0.2451 | 0.27708 | 0.31135 | 0.34087 | 0.34729 | 0.35776 | 0.37941 | 0.38394 | 0.40183 | 0.4151 | 0.43582 | 0.0040902 | 0.2607 | 0.39009 | 0.58297 | 0.43886 | 0.60116 | 0.66602 | 0.81435 | 0.64536 | 0.77799 | 1.0802 | 1.1903 | 1.0835 | 1.3914 | 1.5555 | 2.1294 | 1.3556 | 1.8466 | 1.8193 | 1.798 | 0.0040902 | 0.26479 | 0.65487 | 1.2378 | 1.6767 | 2.2779 | 2.9439 | 3.7582 | 4.4036 | 5.1816 | 6.2617 | 7.452 | 8.5315 | 9.6622 | 10.8276 | 12.374 | 13.2907 | 14.5362 | 15.6895 | 16.6732 | 9.3682e-05 | 0.005971 | 0.0089345 | 0.013352 | 0.010052 | 0.013769 | 0.015254 | 0.018652 | 0.014781 | 0.017819 | 0.02474 | 0.027262 | 0.024817 | 0.031869 | 0.035627 | 0.04877 | 0.031049 | 0.042295 | 0.041669 | 0.041182 | 9.3682e-05 | 0.0060647 | 0.014999 | 0.028351 | 0.038403 | 0.052172 | 0.067426 | 0.086078 | 0.10086 | 0.11868 | 0.14342 | 0.17068 | 0.1954 | 0.2213 | 0.24799 | 0.28341 | 0.30441 | 0.33294 | 0.35935 | 0.38188 | 0.0040902 | 0.2607 | 0.39009 | 0.58297 | 0.43886 | 0.60116 | 0.66602 | 0.81435 | 0.64536 | 0.77799 | 1.0802 | 1.1903 | 1.0835 | 1.3914 | 1.5555 | 2.1294 | 1.3556 | 1.8466 | 1.8193 | 1.798 | 0.0040902 | 0.26479 | 0.65487 | 1.2378 | 1.6767 | 2.2779 | 2.9439 | 3.7582 | 4.4036 | 5.1816 | 6.2617 | 7.452 | 8.5315 | 9.6622 | 10.8276 | 12.374 | 13.2907 | 14.5362 | 15.6895 | 16.6732 | 9.3682e-05 | 0.005971 | 0.0089345 | 0.013352 | 0.010052 | 0.013769 | 0.015254 | 0.018652 | 0.014781 | 0.017819 | 0.02474 | 0.027262 | 0.024817 | 0.031869 | 0.035627 | 0.04877 | 0.031049 | 0.042295 | 0.041669 | 0.041182 | 9.3682e-05 | 0.0060647 | 0.014999 | 0.028351 | 0.038403 | 0.052172 | 0.067426 | 0.086078 | 0.10086 | 0.11868 | 0.14342 | 0.17068 | 0.1954 | 0.2213 | 0.24799 | 0.28341 | 0.30441 | 0.33294 | 0.35935 | 0.38188 | 0.0040902 | 0.2607 | 0.39009 | 0.58297 | 0.43886 | 0.60116 | 0.66602 | 0.81435 | 0.64536 | 0.77799 | 1.0802 | 1.1903 | 1.0835 | 1.3914 | 1.5555 | 2.1294 | 1.3556 | 1.8466 | 1.8193 | 1.798 | 0.0040902 | 0.26479 | 0.65487 | 1.2378 | 1.6767 | 2.2779 | 2.9439 | 3.7582 | 4.4036 | 5.1816 | 6.2617 | 7.452 | 8.5315 | 9.6622 | 10.8276 | 12.374 | 13.2907 | 14.5362 | 15.6895 | 16.6732 | 9.3682e-05 | 0.005971 | 0.0089345 | 0.013352 | 0.010052 | 0.013769 | 0.015254 | 0.018652 | 0.014781 | 0.017819 | 0.02474 | 0.027262 | 0.024817 | 0.031869 | 0.035627 | 0.04877 | 0.031049 | 0.042295 | 0.041669 | 0.041182 | 9.3682e-05 | 0.0060647 | 0.014999 | 0.028351 | 0.038403 | 0.052172 | 0.067426 | 0.086078 | 0.10086 | 0.11868 | 0.14342 | 0.17068 | 0.1954 | 0.2213 | 0.24799 | 0.28341 | 0.30441 | 0.33294 | 0.35935 | 0.38188 | 0.0040902 | 0.2607 | 0.39009 | 0.58297 | 0.43886 | 0.60116 | 0.66602 | 0.81435 | 0.64536 | 0.77799 | 1.0802 | 1.1903 | 1.0835 | 1.3914 | 1.5555 | 2.1294 | 1.3556 | 1.8466 | 1.8193 | 1.798 | 0.0040902 | 0.26479 | 0.65487 | 1.2378 | 1.6767 | 2.2779 | 2.9439 | 3.7582 | 4.4036 | 5.1816 | 6.2617 | 7.452 | 8.5315 | 9.6622 | 10.8276 | 12.374 | 13.2907 | 14.5362 | 15.6895 | 16.6732 | 9.3682e-05 | 0.005971 | 0.0089345 | 0.013352 | 0.010052 | 0.013769 | 0.015254 | 0.018652 | 0.014781 | 0.017819 | 0.02474 | 0.027262 | 0.024817 | 0.031869 | 0.035627 | 0.04877 | 0.031049 | 0.042295 | 0.041669 | 0.041182 | 9.3682e-05 | 0.0060647 | 0.014999 | 0.028351 | 0.038403 | 0.052172 | 0.067426 | 0.086078 | 0.10086 | 0.11868 | 0.14342 | 0.17068 | 0.1954 | 0.2213 | 0.24799 | 0.28341 | 0.30441 | 0.33294 | 0.35935 | 0.38188 | 289.7213 | 289.7213 | 289.7213 | 289.7213 | 289.7213 | 289.7213 | 289.7213 | 289.7213 | 289.7213 | 289.7213 | 289.7213 | 289.7213 | 289.7213 | 289.7213 | 289.7213 | 289.7213 | 289.7213 | 289.7213 | 289.7213 | 289.7213 | 103.4972 | 103.4972 | 103.4972 | 103.4972 | 103.4972 | 103.4972 | 103.4972 | 103.4972 | 103.4972 | 103.4972 | 103.4972 | 103.4972 | 103.4972 | 103.4972 | 103.4972 | 103.4972 | 103.4972 | 103.4972 | 103.4972 | 103.4972
WA_Industrial_Wood and Lumber Products_Existing_Space Heating_Natural Gas_Furnace_A | WA | Industrial | Wood and Lumber Products | Existing | Space Heating | Natural Gas | Furnace | A | IE43 | AFUE 80% (Standard) | AFUE 96% | 23 | 1443.5459 | 0 | 0 | 1826.85 | -10.15 | 0 | 0 | 368.3162 | 405.1478 | 400 kBtu/hr | 49.07% | 30% | Turnover | LO12Med | 25.42% | TBD | 0.2% | 92.1878 |  | 33.3548 |  | 0.0012371 | EIA 2018 Tech Forecast | EIA 2018 Tech Forecast | AEG BEST | AFUE 80% (Standard) | AFUE 80% (Standard) | AFUE 80% (Standard) | AFUE 80% (Standard) | AFUE 80% (Standard) | AFUE 80% (Standard) | AFUE 80% (Standard) | AFUE 80% (Standard) | AFUE 80% (Standard) | AFUE 80% (Standard) | AFUE 80% (Standard) | AFUE 80% (Standard) | AFUE 80% (Standard) | AFUE 80% (Standard) | AFUE 80% (Standard) | AFUE 80% (Standard) | AFUE 80% (Standard) | AFUE 80% (Standard) | AFUE 80% (Standard) | AFUE 80% (Standard) | AFUE 80% (Standard) | AFUE 80% (Standard) | AFUE 96% | AFUE 96% | AFUE 96% | AFUE 96% | AFUE 96% | AFUE 96% | AFUE 96% | AFUE 96% | AFUE 96% | AFUE 96% | AFUE 96% | AFUE 96% | AFUE 96% | AFUE 96% | AFUE 96% | AFUE 96% | AFUE 96% | AFUE 96% | AFUE 96% | AFUE 96% | AFUE 96% | AFUE 96% | 1826.85 | 1826.85 | 1826.85 | 1826.85 | 1826.85 | 1826.85 | 1826.85 | 1826.85 | 1826.85 | 1826.85 | 1826.85 | 1826.85 | 1826.85 | 1826.85 | 1826.85 | 1826.85 | 1826.85 | 1826.85 | 1826.85 | 1826.85 | 1826.85 | 1826.85 | 0 | 1443.5459 | 1443.5459 | 1443.5459 | 1443.5459 | 1443.5459 | 1443.5459 | 1443.5459 | 1443.5459 | 1443.5459 | 1443.5459 | 1443.5459 | 1443.5459 | 1443.5459 | 1443.5459 | 1443.5459 | 1443.5459 | 1443.5459 | 1443.5459 | 1443.5459 | 1443.5459 | 1443.5459 | 0.044355 | 0.046136 | 0.047696 | 0.049052 | 0.050222 | 0.05122 | 0.05206 | 0.052757 | 0.053323 | 0.053768 | 0.049732 | 0.046 | 0.042547 | 0.039354 | 0.036401 | 0.033669 | 0.031142 | 0.031186 | 0.031298 | 0.031461 | 0.044355 | 0.090491 | 0.13819 | 0.18724 | 0.23746 | 0.28868 | 0.34074 | 0.3935 | 0.44682 | 0.50059 | 0.55032 | 0.59632 | 0.63887 | 0.67822 | 0.71462 | 0.74829 | 0.77943 | 0.81062 | 0.84192 | 0.87338 | 0.030726 | 0.03196 | 0.033041 | 0.03398 | 0.034791 | 0.035482 | 0.036064 | 0.036547 | 0.036939 | 0.037247 | 0.034451 | 0.031866 | 0.029474 | 0.027262 | 0.025216 | 0.023324 | 0.021573 | 0.021604 | 0.021681 | 0.021794 | 0.030726 | 0.062687 | 0.095728 | 0.12971 | 0.1645 | 0.19998 | 0.23604 | 0.27259 | 0.30953 | 0.34678 | 0.38123 | 0.41309 | 0.44257 | 0.46983 | 0.49505 | 0.51837 | 0.53994 | 0.56155 | 0.58323 | 0.60502 | 0.0012371 | 0.0025735 | 0.0039908 | 0.0054724 | 0.0070035 | 0.0084284 | 0.0096122 | 0.010588 | 0.011387 | 0.012035 | 0.011541 | 0.010977 | 0.010377 | 0.0097644 | 0.0091542 | 0.0085579 | 0.0079162 | 0.0079275 | 0.0079561 | 0.0079976 | 0.0012371 | 0.0038106 | 0.0078014 | 0.013274 | 0.020277 | 0.028706 | 0.038318 | 0.048906 | 0.060294 | 0.072329 | 0.083869 | 0.094847 | 0.10522 | 0.11499 | 0.12414 | 0.1327 | 0.14062 | 0.14854 | 0.1565 | 0.1645 | 0.00085697 | 0.0017828 | 0.0027646 | 0.0037909 | 0.0048516 | 0.0058387 | 0.0066587 | 0.007335 | 0.0078883 | 0.0083371 | 0.0079948 | 0.0076044 | 0.0071889 | 0.0067642 | 0.0063415 | 0.0059284 | 0.0054839 | 0.0054917 | 0.0055115 | 0.0055402 | 0.00085697 | 0.0026398 | 0.0054043 | 0.0091953 | 0.014047 | 0.019886 | 0.026544 | 0.033879 | 0.041768 | 0.050105 | 0.0581 | 0.065704 | 0.072893 | 0.079657 | 0.085998 | 0.091927 | 0.097411 | 0.1029 | 0.10841 | 0.11395 | 0.0012371 | 0.0025735 | 0.0039908 | 0.0054724 | 0.0070035 | 0.0084284 | 0.0096122 | 0.010588 | 0.011387 | 0.012035 | 0.011541 | 0.010977 | 0.010377 | 0.0097644 | 0.0091542 | 0.0085579 | 0.0079162 | 0.0079275 | 0.0079561 | 0.0079976 | 0.0012371 | 0.0038106 | 0.0078014 | 0.013274 | 0.020277 | 0.028706 | 0.038318 | 0.048906 | 0.060294 | 0.072329 | 0.083869 | 0.094847 | 0.10522 | 0.11499 | 0.12414 | 0.1327 | 0.14062 | 0.14854 | 0.1565 | 0.1645 | 0.00085697 | 0.0017828 | 0.0027646 | 0.0037909 | 0.0048516 | 0.0058387 | 0.0066587 | 0.007335 | 0.0078883 | 0.0083371 | 0.0079948 | 0.0076044 | 0.0071889 | 0.0067642 | 0.0063415 | 0.0059284 | 0.0054839 | 0.0054917 | 0.0055115 | 0.0055402 | 0.00085697 | 0.0026398 | 0.0054043 | 0.0091953 | 0.014047 | 0.019886 | 0.026544 | 0.033879 | 0.041768 | 0.050105 | 0.0581 | 0.065704 | 0.072893 | 0.079657 | 0.085998 | 0.091927 | 0.097411 | 0.1029 | 0.10841 | 0.11395 | 0.0012371 | 0.0025735 | 0.0039908 | 0.0054724 | 0.0070035 | 0.0084284 | 0.0096122 | 0.010588 | 0.011387 | 0.012035 | 0.011541 | 0.010977 | 0.010377 | 0.0097644 | 0.0091542 | 0.0085579 | 0.0079162 | 0.0079275 | 0.0079561 | 0.0079976 | 0.0012371 | 0.0038106 | 0.0078014 | 0.013274 | 0.020277 | 0.028706 | 0.038318 | 0.048906 | 0.060294 | 0.072329 | 0.083869 | 0.094847 | 0.10522 | 0.11499 | 0.12414 | 0.1327 | 0.14062 | 0.14854 | 0.1565 | 0.1645 | 0.00085697 | 0.0017828 | 0.0027646 | 0.0037909 | 0.0048516 | 0.0058387 | 0.0066587 | 0.007335 | 0.0078883 | 0.0083371 | 0.0079948 | 0.0076044 | 0.0071889 | 0.0067642 | 0.0063415 | 0.0059284 | 0.0054839 | 0.0054917 | 0.0055115 | 0.0055402 | 0.00085697 | 0.0026398 | 0.0054043 | 0.0091953 | 0.014047 | 0.019886 | 0.026544 | 0.033879 | 0.041768 | 0.050105 | 0.0581 | 0.065704 | 0.072893 | 0.079657 | 0.085998 | 0.091927 | 0.097411 | 0.1029 | 0.10841 | 0.11395 | 0.0012371 | 0.0025735 | 0.0039908 | 0.0054724 | 0.0070035 | 0.0084284 | 0.0096122 | 0.010588 | 0.011387 | 0.012035 | 0.011541 | 0.010977 | 0.010377 | 0.0097644 | 0.0091542 | 0.0085579 | 0.0079162 | 0.0079275 | 0.0079561 | 0.0079976 | 0.0012371 | 0.0038106 | 0.0078014 | 0.013274 | 0.020277 | 0.028706 | 0.038318 | 0.048906 | 0.060294 | 0.072329 | 0.083869 | 0.094847 | 0.10522 | 0.11499 | 0.12414 | 0.1327 | 0.14062 | 0.14854 | 0.1565 | 0.1645 | 0.00085697 | 0.0017828 | 0.0027646 | 0.0037909 | 0.0048516 | 0.0058387 | 0.0066587 | 0.007335 | 0.0078883 | 0.0083371 | 0.0079948 | 0.0076044 | 0.0071889 | 0.0067642 | 0.0063415 | 0.0059284 | 0.0054839 | 0.0054917 | 0.0055115 | 0.0055402 | 0.00085697 | 0.0026398 | 0.0054043 | 0.0091953 | 0.014047 | 0.019886 | 0.026544 | 0.033879 | 0.041768 | 0.050105 | 0.0581 | 0.065704 | 0.072893 | 0.079657 | 0.085998 | 0.091927 | 0.097411 | 0.1029 | 0.10841 | 0.11395 | 92.5514 | 92.5514 | 92.5514 | 92.5514 | 92.5514 | 92.5514 | 92.5514 | 92.5514 | 92.5514 | 92.5514 | 92.5514 | 92.5514 | 92.5514 | 92.5514 | 92.5514 | 92.5514 | 92.5514 | 92.5514 | 92.5514 | 92.5514 | 33.3563 | 33.3563 | 33.3563 | 33.3563 | 33.3563 | 33.3563 | 33.3563 | 33.3563 | 33.3563 | 33.3563 | 33.3563 | 33.3563 | 33.3563 | 33.3563 | 33.3563 | 33.3563 | 33.3563 | 33.3563 | 33.3563 | 33.3563
WA_Industrial_Wood and Lumber Products_Existing_Space Heating_Natural Gas_Boiler_A | WA | Industrial | Wood and Lumber Products | Existing | Space Heating | Natural Gas | Boiler | A | IE44 | AFUE 80% (Standard) | AFUE 97% | 25 | 6227.3193 | 0 | 0 | 14611.16 | 0 | 0 | 0 | 13751.6839 | 15126.8522 | 800 kBtu/hr | 29.05% | 100% | Turnover | LO50Fast | 85% | TBD | 0.2% | 309.5242 |  | 273.3774 |  | 0.018571 | EIA 2018 Tech Forecast | EIA 2018 Tech Forecast | GBLR-Heating-EIA14-2014 Ref. Case-6 | AFUE 80% (Standard) | AFUE 80% (Standard) | AFUE 80% (Standard) | AFUE 80% (Standard) | AFUE 80% (Standard) | AFUE 80% (Standard) | AFUE 80% (Standard) | AFUE 80% (Standard) | AFUE 80% (Standard) | AFUE 80% (Standard) | AFUE 80% (Standard) | AFUE 80% (Standard) | AFUE 80% (Standard) | AFUE 80% (Standard) | AFUE 80% (Standard) | AFUE 80% (Standard) | AFUE 80% (Standard) | AFUE 80% (Standard) | AFUE 80% (Standard) | AFUE 80% (Standard) | AFUE 80% (Standard) | AFUE 80% (Standard) | AFUE 97% | AFUE 97% | AFUE 97% | AFUE 97% | AFUE 97% | AFUE 97% | AFUE 97% | AFUE 97% | AFUE 97% | AFUE 97% | AFUE 97% | AFUE 97% | AFUE 97% | AFUE 97% | AFUE 97% | AFUE 97% | AFUE 97% | AFUE 97% | AFUE 97% | AFUE 97% | AFUE 97% | AFUE 97% | 14611.16 | 14611.16 | 14611.16 | 14611.16 | 14611.16 | 14611.16 | 14611.16 | 14611.16 | 14611.16 | 14611.16 | 14611.16 | 14611.16 | 14611.16 | 14611.16 | 14611.16 | 14611.16 | 14611.16 | 14611.16 | 14611.16 | 14611.16 | 14611.16 | 14611.16 | 0 | 15226.9124 | 15226.9124 | 15226.9124 | 15226.9124 | 15226.9124 | 15226.9124 | 15226.9124 | 15226.9124 | 15226.9124 | 15226.9124 | 15226.9124 | 15226.9124 | 15226.9124 | 15226.9124 | 15226.9124 | 15226.9124 | 15226.9124 | 15226.9124 | 15226.9124 | 15226.9124 | 15226.9124 | 0.11872 | 0.11763 | 0.11645 | 0.11521 | 0.1139 | 0.11255 | 0.11115 | 0.10972 | 0.10826 | 0.10678 | 0.10529 | 0.10378 | 0.10227 | 0.10075 | 0.099237 | 0.097723 | 0.096214 | 0.094713 | 0.093221 | 0.091739 | 0.11872 | 0.23634 | 0.35279 | 0.468 | 0.5819 | 0.69444 | 0.80559 | 0.91531 | 1.0236 | 1.1304 | 1.2356 | 1.3394 | 1.4417 | 1.5424 | 1.6417 | 1.7394 | 1.8356 | 1.9303 | 2.0236 | 2.1153 | 0.0077965 | 0.0077248 | 0.0076477 | 0.0075659 | 0.0074802 | 0.0073912 | 0.0072995 | 0.0072056 | 0.0071099 | 0.0070127 | 0.0069146 | 0.0068157 | 0.0067164 | 0.0066168 | 0.0065172 | 0.0064178 | 0.0063187 | 0.0062201 | 0.0061221 | 0.0060248 | 0.0077965 | 0.015521 | 0.023169 | 0.030735 | 0.038215 | 0.045606 | 0.052906 | 0.060111 | 0.067221 | 0.074234 | 0.081149 | 0.087964 | 0.094681 | 0.1013 | 0.10781 | 0.11423 | 0.12055 | 0.12677 | 0.13289 | 0.13892 | 0.045409 | 0.065988 | 0.079186 | 0.087153 | 0.09193 | 0.093685 | 0.093772 | 0.093059 | 0.092 | 0.090765 | 0.089495 | 0.088215 | 0.086929 | 0.08564 | 0.084351 | 0.083065 | 0.081782 | 0.080506 | 0.079238 | 0.077978 | 0.018571 | 0.045558 | 0.077942 | 0.11359 | 0.15118 | 0.1895 | 0.22785 | 0.2659 | 0.30353 | 0.34065 | 0.37725 | 0.41333 | 0.44888 | 0.4839 | 0.5184 | 0.55237 | 0.58582 | 0.61874 | 0.65115 | 0.68304 | 0.0029822 | 0.0043336 | 0.0052004 | 0.0057236 | 0.0060374 | 0.0061526 | 0.0061583 | 0.0061115 | 0.0060419 | 0.0059608 | 0.0058774 | 0.0057933 | 0.0057089 | 0.0056243 | 0.0055396 | 0.0054551 | 0.0053709 | 0.0052871 | 0.0052038 | 0.0051211 | 0.0029822 | 0.0073158 | 0.012516 | 0.01824 | 0.024277 | 0.03043 | 0.036588 | 0.0427 | 0.048741 | 0.054702 | 0.06058 | 0.066373 | 0.072082 | 0.077706 | 0.083246 | 0.088701 | 0.094072 | 0.099359 | 0.10456 | 0.10968 | 0.018571 | 0.026987 | 0.032385 | 0.035643 | 0.037597 | 0.038314 | 0.03835 | 0.038058 | 0.037625 | 0.03712 | 0.0366 | 0.036077 | 0.035551 | 0.035024 | 0.034497 | 0.033971 | 0.033446 | 0.032924 | 0.032406 | 0.031891 | 0.018571 | 0.045558 | 0.077942 | 0.11359 | 0.15118 | 0.1895 | 0.22785 | 0.2659 | 0.30353 | 0.34065 | 0.37725 | 0.41333 | 0.44888 | 0.4839 | 0.5184 | 0.55237 | 0.58582 | 0.61874 | 0.65115 | 0.68304 | 0.0029822 | 0.0043336 | 0.0052004 | 0.0057236 | 0.0060374 | 0.0061526 | 0.0061583 | 0.0061115 | 0.0060419 | 0.0059608 | 0.0058774 | 0.0057933 | 0.0057089 | 0.0056243 | 0.0055396 | 0.0054551 | 0.0053709 | 0.0052871 | 0.0052038 | 0.0051211 | 0.0029822 | 0.0073158 | 0.012516 | 0.01824 | 0.024277 | 0.03043 | 0.036588 | 0.0427 | 0.048741 | 0.054702 | 0.06058 | 0.066373 | 0.072082 | 0.077706 | 0.083246 | 0.088701 | 0.094072 | 0.099359 | 0.10456 | 0.10968 | 0.018571 | 0.026987 | 0.032385 | 0.035643 | 0.037597 | 0.038314 | 0.03835 | 0.038058 | 0.037625 | 0.03712 | 0.0366 | 0.036077 | 0.035551 | 0.035024 | 0.034497 | 0.033971 | 0.033446 | 0.032924 | 0.032406 | 0.031891 | 0.018571 | 0.045558 | 0.077942 | 0.11359 | 0.15118 | 0.1895 | 0.22785 | 0.2659 | 0.30353 | 0.34065 | 0.37725 | 0.41333 | 0.44888 | 0.4839 | 0.5184 | 0.55237 | 0.58582 | 0.61874 | 0.65115 | 0.68304 | 0.0029822 | 0.0043336 | 0.0052004 | 0.0057236 | 0.0060374 | 0.0061526 | 0.0061583 | 0.0061115 | 0.0060419 | 0.0059608 | 0.0058774 | 0.0057933 | 0.0057089 | 0.0056243 | 0.0055396 | 0.0054551 | 0.0053709 | 0.0052871 | 0.0052038 | 0.0051211 | 0.0029822 | 0.0073158 | 0.012516 | 0.01824 | 0.024277 | 0.03043 | 0.036588 | 0.0427 | 0.048741 | 0.054702 | 0.06058 | 0.066373 | 0.072082 | 0.077706 | 0.083246 | 0.088701 | 0.094072 | 0.099359 | 0.10456 | 0.10968 | 0.018571 | 0.026987 | 0.032385 | 0.035643 | 0.037597 | 0.038314 | 0.03835 | 0.038058 | 0.037625 | 0.03712 | 0.0366 | 0.036077 | 0.035551 | 0.035024 | 0.034497 | 0.033971 | 0.033446 | 0.032924 | 0.032406 | 0.031891 | 0.018571 | 0.045558 | 0.077942 | 0.11359 | 0.15118 | 0.1895 | 0.22785 | 0.2659 | 0.30353 | 0.34065 | 0.37725 | 0.41333 | 0.44888 | 0.4839 | 0.5184 | 0.55237 | 0.58582 | 0.61874 | 0.65115 | 0.68304 | 0.0029822 | 0.0043336 | 0.0052004 | 0.0057236 | 0.0060374 | 0.0061526 | 0.0061583 | 0.0061115 | 0.0060419 | 0.0059608 | 0.0058774 | 0.0057933 | 0.0057089 | 0.0056243 | 0.0055396 | 0.0054551 | 0.0053709 | 0.0052871 | 0.0052038 | 0.0051211 | 0.0029822 | 0.0073158 | 0.012516 | 0.01824 | 0.024277 | 0.03043 | 0.036588 | 0.0427 | 0.048741 | 0.054702 | 0.06058 | 0.066373 | 0.072082 | 0.077706 | 0.083246 | 0.088701 | 0.094072 | 0.099359 | 0.10456 | 0.10968 | 309.5716 | 309.5716 | 309.5716 | 309.5716 | 309.5716 | 309.5716 | 309.5716 | 309.5716 | 309.5716 | 309.5716 | 309.5716 | 309.5716 | 309.5716 | 309.5716 | 309.5716 | 309.5716 | 309.5716 | 309.5716 | 309.5716 | 309.5716 | 273.4193 | 273.4193 | 273.4193 | 273.4193 | 273.4193 | 273.4193 | 273.4193 | 273.4193 | 273.4193 | 273.4193 | 273.4193 | 273.4193 | 273.4193 | 273.4193 | 273.4193 | 273.4193 | 273.4193 | 273.4193 | 273.4193 | 273.4193
WA_Industrial_Wood and Lumber Products_Existing_Space Heating_Natural Gas_Unit Heater_A | WA | Industrial | Wood and Lumber Products | Existing | Space Heating | Natural Gas | Unit Heater | A | IE45 | Standard | Infrared Radiant | 15 | 43660.7244 | 0 | 0 | 85063.63 | 3587.78 | 0 | 0 | 25408.0098 | 27948.8108 | 125 kBtu/Hr | 11.32% | 100% | Turnover | LO12Med | 84.74% | TBD | 0.2% | 294.0302 |  | 103.4954 |  | 0.0016469 | IL TRM - 4.4.12 - CI-HVC-IRHT-V02-210101 | CNGC Program Data | IL TRM - 4.4.12 - CI-HVC-IRHT-V02-210101 w/ CNGC Sizing | Standard | Standard | Standard | Standard | Standard | Standard | Standard | Standard | Standard | Standard | Standard | Standard | Standard | Standard | Standard | Standard | Standard | Standard | Standard | Standard | Standard | Standard | Infrared Radiant | Infrared Radiant | Infrared Radiant | Infrared Radiant | Infrared Radiant | Infrared Radiant | Infrared Radiant | Infrared Radiant | Infrared Radiant | Infrared Radiant | Infrared Radiant | Infrared Radiant | Infrared Radiant | Infrared Radiant | Infrared Radiant | Infrared Radiant | Infrared Radiant | Infrared Radiant | Infrared Radiant | Infrared Radiant | Infrared Radiant | Infrared Radiant | 85063.63 | 85063.63 | 85063.63 | 85063.63 | 85063.63 | 85063.63 | 85063.63 | 85063.63 | 85063.63 | 85063.63 | 85063.63 | 85063.63 | 85063.63 | 85063.63 | 85063.63 | 85063.63 | 85063.63 | 85063.63 | 85063.63 | 85063.63 | 85063.63 | 85063.63 | 0 | 43660.7244 | 43660.7244 | 43660.7244 | 43660.7244 | 43660.7244 | 43660.7244 | 43660.7244 | 43660.7244 | 43660.7244 | 43660.7244 | 43660.7244 | 43660.7244 | 43660.7244 | 43660.7244 | 43660.7244 | 43660.7244 | 43660.7244 | 43660.7244 | 43660.7244 | 43660.7244 | 43660.7244 | 0.017714 | 0.033779 | 0.053704 | 0.076879 | 0.10277 | 0.13089 | 0.16082 | 0.19221 | 0.21941 | 0.24288 | 0.26408 | 0.28401 | 0.3034 | 0.32273 | 0.34232 | 0.32137 | 0.30699 | 0.29833 | 0.29463 | 0.29435 | 0.017714 | 0.051494 | 0.1052 | 0.18208 | 0.28484 | 0.41573 | 0.57655 | 0.76876 | 0.98816 | 1.231 | 1.4951 | 1.7791 | 2.0648 | 2.3538 | 2.6424 | 2.8869 | 3.0911 | 3.2585 | 3.3924 | 3.4945 | 0.00040573 | 0.00077368 | 0.00123 | 0.0017608 | 0.0023537 | 0.0029978 | 0.0036835 | 0.0044022 | 0.0050252 | 0.005563 | 0.0060483 | 0.0065049 | 0.006949 | 0.0073918 | 0.0078406 | 0.0073606 | 0.0070313 | 0.0068329 | 0.0067482 | 0.0067417 | 0.00040573 | 0.0011794 | 0.0024094 | 0.0041702 | 0.006524 | 0.0095218 | 0.013205 | 0.017608 | 0.022633 | 0.028196 | 0.034244 | 0.040749 | 0.047292 | 0.05391 | 0.060521 | 0.066121 | 0.070798 | 0.074633 | 0.077698 | 0.080037 | 0.0016469 | 0.0062808 | 0.014978 | 0.028589 | 0.04777 | 0.071794 | 0.09898 | 0.12859 | 0.15618 | 0.18122 | 0.20427 | 0.22592 | 0.24666 | 0.26691 | 0.28696 | 0.27228 | 0.26012 | 0.25279 | 0.24966 | 0.24942 | 0.0016469 | 0.0079277 | 0.022906 | 0.051495 | 0.099265 | 0.17106 | 0.27004 | 0.39862 | 0.5548 | 0.73602 | 0.94029 | 1.1662 | 1.4112 | 1.6719 | 1.9438 | 2.1875 | 2.3999 | 2.5809 | 2.7316 | 2.8524 | 3.772e-05 | 0.00014386 | 0.00034306 | 0.0006548 | 0.0010941 | 0.0016443 | 0.002267 | 0.0029451 | 0.0035772 | 0.0041506 | 0.0046786 | 0.0051744 | 0.0056496 | 0.0061134 | 0.0065726 | 0.0062364 | 0.0059578 | 0.0057899 | 0.0057181 | 0.0057126 | 3.772e-05 | 0.00018158 | 0.00052463 | 0.0011794 | 0.0022735 | 0.0039179 | 0.0061849 | 0.00913 | 0.012707 | 0.016858 | 0.021536 | 0.026711 | 0.032323 | 0.038292 | 0.044522 | 0.050103 | 0.054967 | 0.059112 | 0.062564 | 0.065331 | 0.0016469 | 0.0062808 | 0.014978 | 0.028589 | 0.04777 | 0.071794 | 0.09898 | 0.12859 | 0.15618 | 0.18122 | 0.20427 | 0.22592 | 0.24666 | 0.26691 | 0.28696 | 0.27228 | 0.26012 | 0.25279 | 0.24966 | 0.24942 | 0.0016469 | 0.0079277 | 0.022906 | 0.051495 | 0.099265 | 0.17106 | 0.27004 | 0.39862 | 0.5548 | 0.73602 | 0.94029 | 1.1662 | 1.4112 | 1.6719 | 1.9438 | 2.1875 | 2.3999 | 2.5809 | 2.7316 | 2.8524 | 3.772e-05 | 0.00014386 | 0.00034306 | 0.0006548 | 0.0010941 | 0.0016443 | 0.002267 | 0.0029451 | 0.0035772 | 0.0041506 | 0.0046786 | 0.0051744 | 0.0056496 | 0.0061134 | 0.0065726 | 0.0062364 | 0.0059578 | 0.0057899 | 0.0057181 | 0.0057126 | 3.772e-05 | 0.00018158 | 0.00052463 | 0.0011794 | 0.0022735 | 0.0039179 | 0.0061849 | 0.00913 | 0.012707 | 0.016858 | 0.021536 | 0.026711 | 0.032323 | 0.038292 | 0.044522 | 0.050103 | 0.054967 | 0.059112 | 0.062564 | 0.065331 | 0.0016469 | 0.0062808 | 0.014978 | 0.028589 | 0.04777 | 0.071794 | 0.09898 | 0.12859 | 0.15618 | 0.18122 | 0.20427 | 0.22592 | 0.24666 | 0.26691 | 0.28696 | 0.27228 | 0.26012 | 0.25279 | 0.24966 | 0.24942 | 0.0016469 | 0.0079277 | 0.022906 | 0.051495 | 0.099265 | 0.17106 | 0.27004 | 0.39862 | 0.5548 | 0.73602 | 0.94029 | 1.1662 | 1.4112 | 1.6719 | 1.9438 | 2.1875 | 2.3999 | 2.5809 | 2.7316 | 2.8524 | 3.772e-05 | 0.00014386 | 0.00034306 | 0.0006548 | 0.0010941 | 0.0016443 | 0.002267 | 0.0029451 | 0.0035772 | 0.0041506 | 0.0046786 | 0.0051744 | 0.0056496 | 0.0061134 | 0.0065726 | 0.0062364 | 0.0059578 | 0.0057899 | 0.0057181 | 0.0057126 | 3.772e-05 | 0.00018158 | 0.00052463 | 0.0011794 | 0.0022735 | 0.0039179 | 0.0061849 | 0.00913 | 0.012707 | 0.016858 | 0.021536 | 0.026711 | 0.032323 | 0.038292 | 0.044522 | 0.050103 | 0.054967 | 0.059112 | 0.062564 | 0.065331 | 0.0016469 | 0.0062808 | 0.014978 | 0.028589 | 0.04777 | 0.071794 | 0.09898 | 0.12859 | 0.15618 | 0.18122 | 0.20427 | 0.22592 | 0.24666 | 0.26691 | 0.28696 | 0.27228 | 0.26012 | 0.25279 | 0.24966 | 0.24942 | 0.0016469 | 0.0079277 | 0.022906 | 0.051495 | 0.099265 | 0.17106 | 0.27004 | 0.39862 | 0.5548 | 0.73602 | 0.94029 | 1.1662 | 1.4112 | 1.6719 | 1.9438 | 2.1875 | 2.3999 | 2.5809 | 2.7316 | 2.8524 | 3.772e-05 | 0.00014386 | 0.00034306 | 0.0006548 | 0.0010941 | 0.0016443 | 0.002267 | 0.0029451 | 0.0035772 | 0.0041506 | 0.0046786 | 0.0051744 | 0.0056496 | 0.0061134 | 0.0065726 | 0.0062364 | 0.0059578 | 0.0057899 | 0.0057181 | 0.0057126 | 3.772e-05 | 0.00018158 | 0.00052463 | 0.0011794 | 0.0022735 | 0.0039179 | 0.0061849 | 0.00913 | 0.012707 | 0.016858 | 0.021536 | 0.026711 | 0.032323 | 0.038292 | 0.044522 | 0.050103 | 0.054967 | 0.059112 | 0.062564 | 0.065331 | 289.7213 | 289.7213 | 289.7213 | 289.7213 | 289.7213 | 289.7213 | 289.7213 | 289.7213 | 289.7213 | 289.7213 | 289.7213 | 289.7213 | 289.7213 | 289.7213 | 289.7213 | 289.7213 | 289.7213 | 289.7213 | 289.7213 | 289.7213 | 103.4972 | 103.4972 | 103.4972 | 103.4972 | 103.4972 | 103.4972 | 103.4972 | 103.4972 | 103.4972 | 103.4972 | 103.4972 | 103.4972 | 103.4972 | 103.4972 | 103.4972 | 103.4972 | 103.4972 | 103.4972 | 103.4972 | 103.4972
WA_Industrial_Wood and Lumber Products_New_Space Heating_Natural Gas_Furnace_A | WA | Industrial | Wood and Lumber Products | New | Space Heating | Natural Gas | Furnace | A | IE46 | AFUE 80% (Standard) | AFUE 96% | 23 | 1443.5073 | 0 | 0 | 1826.85 | -10.15 | 0 | 0 | 368.3162 | 405.1478 | 400 kBtu/hr | 49.07% | 30% | Turnover | LO12Med | 25.42% | TBD | 0.2% | 92.1903 |  | 33.3557 |  | 5.7404e-05 | EIA 2018 Tech Forecast | EIA 2018 Tech Forecast | AEG BEST | AFUE 80% (Standard) | AFUE 80% (Standard) | AFUE 80% (Standard) | AFUE 80% (Standard) | AFUE 80% (Standard) | AFUE 80% (Standard) | AFUE 80% (Standard) | AFUE 80% (Standard) | AFUE 80% (Standard) | AFUE 80% (Standard) | AFUE 80% (Standard) | AFUE 80% (Standard) | AFUE 80% (Standard) | AFUE 80% (Standard) | AFUE 80% (Standard) | AFUE 80% (Standard) | AFUE 80% (Standard) | AFUE 80% (Standard) | AFUE 80% (Standard) | AFUE 80% (Standard) | AFUE 80% (Standard) | AFUE 80% (Standard) | AFUE 96% | AFUE 96% | AFUE 96% | AFUE 96% | AFUE 96% | AFUE 96% | AFUE 96% | AFUE 96% | AFUE 96% | AFUE 96% | AFUE 96% | AFUE 96% | AFUE 96% | AFUE 96% | AFUE 96% | AFUE 96% | AFUE 96% | AFUE 96% | AFUE 96% | AFUE 96% | AFUE 96% | AFUE 96% | 1826.85 | 1826.85 | 1826.85 | 1826.85 | 1826.85 | 1826.85 | 1826.85 | 1826.85 | 1826.85 | 1826.85 | 1826.85 | 1826.85 | 1826.85 | 1826.85 | 1826.85 | 1826.85 | 1826.85 | 1826.85 | 1826.85 | 1826.85 | 1826.85 | 1826.85 | 0 | 1443.5073 | 1443.5073 | 1443.5073 | 1443.5073 | 1443.5073 | 1443.5073 | 1443.5073 | 1443.5073 | 1443.5073 | 1443.5073 | 1443.5073 | 1443.5073 | 1443.5073 | 1443.5073 | 1443.5073 | 1443.5073 | 1443.5073 | 1443.5073 | 1443.5073 | 1443.5073 | 1443.5073 | 0.0020582 | 0.065591 | 0.06543 | 0.073337 | 0.044166 | 0.051271 | 0.050625 | 0.056946 | 0.042413 | 0.04878 | 0.048133 | 0.055836 | 0.037896 | 0.046058 | 0.046023 | 0.053577 | 0.035389 | 0.05022 | 0.048682 | 0.05312 | 0.0020582 | 0.067649 | 0.13308 | 0.20642 | 0.25058 | 0.30185 | 0.35248 | 0.40942 | 0.45184 | 0.50062 | 0.54875 | 0.60459 | 0.64248 | 0.68854 | 0.73456 | 0.78814 | 0.82353 | 0.87375 | 0.92243 | 0.97555 | 0.0014258 | 0.045439 | 0.045327 | 0.050805 | 0.030597 | 0.035519 | 0.035071 | 0.039449 | 0.029382 | 0.033793 | 0.033345 | 0.038681 | 0.026253 | 0.031907 | 0.031883 | 0.037116 | 0.024516 | 0.03479 | 0.033725 | 0.0368 | 0.0014258 | 0.046865 | 0.092192 | 0.143 | 0.17359 | 0.20911 | 0.24418 | 0.28363 | 0.31301 | 0.34681 | 0.38015 | 0.41883 | 0.44509 | 0.47699 | 0.50887 | 0.54599 | 0.57051 | 0.6053 | 0.63902 | 0.67582 | 5.7404e-05 | 0.0036587 | 0.0054746 | 0.0081816 | 0.0061591 | 0.0084369 | 0.0093472 | 0.011429 | 0.0090573 | 0.010919 | 0.01117 | 0.013325 | 0.009243 | 0.011428 | 0.011574 | 0.013618 | 0.0089958 | 0.012766 | 0.012375 | 0.013504 | 5.7404e-05 | 0.0037161 | 0.0091908 | 0.017372 | 0.023532 | 0.031968 | 0.041316 | 0.052745 | 0.061802 | 0.072721 | 0.08389 | 0.097215 | 0.10646 | 0.11789 | 0.12946 | 0.14308 | 0.15207 | 0.16484 | 0.17721 | 0.19072 | 3.9767e-05 | 0.0025346 | 0.0037926 | 0.0056679 | 0.0042668 | 0.0058447 | 0.0064753 | 0.0079175 | 0.0062745 | 0.007564 | 0.007738 | 0.0092308 | 0.0064032 | 0.0079165 | 0.0080179 | 0.009434 | 0.0062319 | 0.0088438 | 0.008573 | 0.0093547 | 3.9767e-05 | 0.0025744 | 0.006367 | 0.012035 | 0.016302 | 0.022146 | 0.028622 | 0.036539 | 0.042814 | 0.050378 | 0.058116 | 0.067346 | 0.07375 | 0.081666 | 0.089684 | 0.099118 | 0.10535 | 0.11419 | 0.12277 | 0.13212 | 5.7404e-05 | 0.0036587 | 0.0054746 | 0.0081816 | 0.0061591 | 0.0084369 | 0.0093472 | 0.011429 | 0.0090573 | 0.010919 | 0.01117 | 0.013325 | 0.009243 | 0.011428 | 0.011574 | 0.013618 | 0.0089958 | 0.012766 | 0.012375 | 0.013504 | 5.7404e-05 | 0.0037161 | 0.0091908 | 0.017372 | 0.023532 | 0.031968 | 0.041316 | 0.052745 | 0.061802 | 0.072721 | 0.08389 | 0.097215 | 0.10646 | 0.11789 | 0.12946 | 0.14308 | 0.15207 | 0.16484 | 0.17721 | 0.19072 | 3.9767e-05 | 0.0025346 | 0.0037926 | 0.0056679 | 0.0042668 | 0.0058447 | 0.0064753 | 0.0079175 | 0.0062745 | 0.007564 | 0.007738 | 0.0092308 | 0.0064032 | 0.0079165 | 0.0080179 | 0.009434 | 0.0062319 | 0.0088438 | 0.008573 | 0.0093547 | 3.9767e-05 | 0.0025744 | 0.006367 | 0.012035 | 0.016302 | 0.022146 | 0.028622 | 0.036539 | 0.042814 | 0.050378 | 0.058116 | 0.067346 | 0.07375 | 0.081666 | 0.089684 | 0.099118 | 0.10535 | 0.11419 | 0.12277 | 0.13212 | 5.7404e-05 | 0.0036587 | 0.0054746 | 0.0081816 | 0.0061591 | 0.0084369 | 0.0093472 | 0.011429 | 0.0090573 | 0.010919 | 0.01117 | 0.013325 | 0.009243 | 0.011428 | 0.011574 | 0.013618 | 0.0089958 | 0.012766 | 0.012375 | 0.013504 | 5.7404e-05 | 0.0037161 | 0.0091908 | 0.017372 | 0.023532 | 0.031968 | 0.041316 | 0.052745 | 0.061802 | 0.072721 | 0.08389 | 0.097215 | 0.10646 | 0.11789 | 0.12946 | 0.14308 | 0.15207 | 0.16484 | 0.17721 | 0.19072 | 3.9767e-05 | 0.0025346 | 0.0037926 | 0.0056679 | 0.0042668 | 0.0058447 | 0.0064753 | 0.0079175 | 0.0062745 | 0.007564 | 0.007738 | 0.0092308 | 0.0064032 | 0.0079165 | 0.0080179 | 0.009434 | 0.0062319 | 0.0088438 | 0.008573 | 0.0093547 | 3.9767e-05 | 0.0025744 | 0.006367 | 0.012035 | 0.016302 | 0.022146 | 0.028622 | 0.036539 | 0.042814 | 0.050378 | 0.058116 | 0.067346 | 0.07375 | 0.081666 | 0.089684 | 0.099118 | 0.10535 | 0.11419 | 0.12277 | 0.13212 | 5.7404e-05 | 0.0036587 | 0.0054746 | 0.0081816 | 0.0061591 | 0.0084369 | 0.0093472 | 0.011429 | 0.0090573 | 0.010919 | 0.01117 | 0.013325 | 0.009243 | 0.011428 | 0.011574 | 0.013618 | 0.0089958 | 0.012766 | 0.012375 | 0.013504 | 5.7404e-05 | 0.0037161 | 0.0091908 | 0.017372 | 0.023532 | 0.031968 | 0.041316 | 0.052745 | 0.061802 | 0.072721 | 0.08389 | 0.097215 | 0.10646 | 0.11789 | 0.12946 | 0.14308 | 0.15207 | 0.16484 | 0.17721 | 0.19072 | 3.9767e-05 | 0.0025346 | 0.0037926 | 0.0056679 | 0.0042668 | 0.0058447 | 0.0064753 | 0.0079175 | 0.0062745 | 0.007564 | 0.007738 | 0.0092308 | 0.0064032 | 0.0079165 | 0.0080179 | 0.009434 | 0.0062319 | 0.0088438 | 0.008573 | 0.0093547 | 3.9767e-05 | 0.0025744 | 0.006367 | 0.012035 | 0.016302 | 0.022146 | 0.028622 | 0.036539 | 0.042814 | 0.050378 | 0.058116 | 0.067346 | 0.07375 | 0.081666 | 0.089684 | 0.099118 | 0.10535 | 0.11419 | 0.12277 | 0.13212 | 92.5538 | 92.5538 | 92.5538 | 92.5538 | 92.5538 | 92.5538 | 92.5538 | 92.5538 | 92.5538 | 92.5538 | 92.5538 | 92.5538 | 92.5538 | 92.5538 | 92.5538 | 92.5538 | 92.5538 | 92.5538 | 92.5538 | 92.5538 | 33.3572 | 33.3572 | 33.3572 | 33.3572 | 33.3572 | 33.3572 | 33.3572 | 33.3572 | 33.3572 | 33.3572 | 33.3572 | 33.3572 | 33.3572 | 33.3572 | 33.3572 | 33.3572 | 33.3572 | 33.3572 | 33.3572 | 33.3572
WA_Industrial_Wood and Lumber Products_New_Space Heating_Natural Gas_Boiler_A | WA | Industrial | Wood and Lumber Products | New | Space Heating | Natural Gas | Boiler | A | IE47 | AFUE 80% (Standard) | AFUE 97% | 25 | 6223.5803 | 0 | 0 | 14611.16 | 0 | 0 | 0 | 13751.6839 | 15126.8522 | 800 kBtu/hr | 29.05% | 100% | Turnover | LO50Fast | 85% | TBD | 0.2% | 309.7101 |  | 273.5416 |  | 0.00078507 | EIA 2018 Tech Forecast | EIA 2018 Tech Forecast | GBLR-Heating-EIA14-2014 Ref. Case-6 | AFUE 80% (Standard) | AFUE 80% (Standard) | AFUE 80% (Standard) | AFUE 80% (Standard) | AFUE 80% (Standard) | AFUE 80% (Standard) | AFUE 80% (Standard) | AFUE 80% (Standard) | AFUE 80% (Standard) | AFUE 80% (Standard) | AFUE 80% (Standard) | AFUE 80% (Standard) | AFUE 80% (Standard) | AFUE 80% (Standard) | AFUE 80% (Standard) | AFUE 80% (Standard) | AFUE 80% (Standard) | AFUE 80% (Standard) | AFUE 80% (Standard) | AFUE 80% (Standard) | AFUE 80% (Standard) | AFUE 80% (Standard) | AFUE 97% | AFUE 97% | AFUE 97% | AFUE 97% | AFUE 97% | AFUE 97% | AFUE 97% | AFUE 97% | AFUE 97% | AFUE 97% | AFUE 97% | AFUE 97% | AFUE 97% | AFUE 97% | AFUE 97% | AFUE 97% | AFUE 97% | AFUE 97% | AFUE 97% | AFUE 97% | AFUE 97% | AFUE 97% | 14611.16 | 14611.16 | 14611.16 | 14611.16 | 14611.16 | 14611.16 | 14611.16 | 14611.16 | 14611.16 | 14611.16 | 14611.16 | 14611.16 | 14611.16 | 14611.16 | 14611.16 | 14611.16 | 14611.16 | 14611.16 | 14611.16 | 14611.16 | 14611.16 | 14611.16 | 0 | 15225.431 | 15225.431 | 15225.431 | 15225.431 | 15225.431 | 15225.431 | 15225.431 | 15225.431 | 15225.431 | 15225.431 | 15225.431 | 15225.431 | 15225.431 | 15225.431 | 15225.431 | 15225.431 | 15225.431 | 15225.431 | 15225.431 | 15225.431 | 15225.431 | 0.0050212 | 0.16002 | 0.15962 | 0.17891 | 0.10775 | 0.12508 | 0.12351 | 0.13893 | 0.10347 | 0.11901 | 0.11743 | 0.13622 | 0.092452 | 0.11236 | 0.11228 | 0.13071 | 0.086336 | 0.10639 | 0.10349 | 0.10318 | 0.0050212 | 0.16504 | 0.32466 | 0.50358 | 0.61133 | 0.73641 | 0.85992 | 0.99884 | 1.1023 | 1.2213 | 1.3387 | 1.475 | 1.5674 | 1.6798 | 1.7921 | 1.9228 | 2.0091 | 2.1155 | 2.219 | 2.3222 | 0.00032979 | 0.01051 | 0.010484 | 0.011751 | 0.0070769 | 0.0082154 | 0.0081118 | 0.0091246 | 0.0067959 | 0.0078162 | 0.0077126 | 0.0089468 | 0.0060722 | 0.00738 | 0.0073744 | 0.0085848 | 0.0056705 | 0.0069874 | 0.0067971 | 0.006777 | 0.00032979 | 0.01084 | 0.021324 | 0.033075 | 0.040152 | 0.048367 | 0.056479 | 0.065603 | 0.072399 | 0.080216 | 0.087928 | 0.096875 | 0.10295 | 0.11033 | 0.1177 | 0.12629 | 0.13196 | 0.13894 | 0.14574 | 0.15252 | 0.0019206 | 0.08977 | 0.10854 | 0.13535 | 0.086965 | 0.10412 | 0.1042 | 0.11783 | 0.087929 | 0.10115 | 0.099813 | 0.11579 | 0.078585 | 0.095509 | 0.095436 | 0.1111 | 0.073385 | 0.090428 | 0.087965 | 0.087705 | 0.00078507 | 0.03748 | 0.081849 | 0.13717 | 0.17272 | 0.21528 | 0.25787 | 0.30604 | 0.34198 | 0.38333 | 0.42413 | 0.47146 | 0.50358 | 0.54262 | 0.58163 | 0.62705 | 0.65704 | 0.69401 | 0.72996 | 0.76581 | 0.00012615 | 0.005896 | 0.0071292 | 0.0088896 | 0.0057119 | 0.0068386 | 0.0068436 | 0.0077391 | 0.0057751 | 0.0066438 | 0.0065557 | 0.0076048 | 0.0051614 | 0.006273 | 0.0062682 | 0.007297 | 0.0048199 | 0.0059393 | 0.0057775 | 0.0057604 | 0.00012615 | 0.0060222 | 0.013151 | 0.022041 | 0.027753 | 0.034591 | 0.041435 | 0.049174 | 0.054949 | 0.061593 | 0.068149 | 0.075754 | 0.080915 | 0.087188 | 0.093456 | 0.10075 | 0.10557 | 0.11151 | 0.11729 | 0.12305 | 0.00078507 | 0.036694 | 0.044369 | 0.055325 | 0.035548 | 0.042561 | 0.042592 | 0.048165 | 0.035942 | 0.041348 | 0.0408 | 0.047329 | 0.032122 | 0.03904 | 0.039011 | 0.045414 | 0.029997 | 0.036964 | 0.035957 | 0.035851 | 0.00078507 | 0.03748 | 0.081849 | 0.13717 | 0.17272 | 0.21528 | 0.25787 | 0.30604 | 0.34198 | 0.38333 | 0.42413 | 0.47146 | 0.50358 | 0.54262 | 0.58163 | 0.62705 | 0.65704 | 0.69401 | 0.72996 | 0.76581 | 0.00012615 | 0.005896 | 0.0071292 | 0.0088896 | 0.0057119 | 0.0068386 | 0.0068436 | 0.0077391 | 0.0057751 | 0.0066438 | 0.0065557 | 0.0076048 | 0.0051614 | 0.006273 | 0.0062682 | 0.007297 | 0.0048199 | 0.0059393 | 0.0057775 | 0.0057604 | 0.00012615 | 0.0060222 | 0.013151 | 0.022041 | 0.027753 | 0.034591 | 0.041435 | 0.049174 | 0.054949 | 0.061593 | 0.068149 | 0.075754 | 0.080915 | 0.087188 | 0.093456 | 0.10075 | 0.10557 | 0.11151 | 0.11729 | 0.12305 | 0.00078507 | 0.036694 | 0.044369 | 0.055325 | 0.035548 | 0.042561 | 0.042592 | 0.048165 | 0.035942 | 0.041348 | 0.0408 | 0.047329 | 0.032122 | 0.03904 | 0.039011 | 0.045414 | 0.029997 | 0.036964 | 0.035957 | 0.035851 | 0.00078507 | 0.03748 | 0.081849 | 0.13717 | 0.17272 | 0.21528 | 0.25787 | 0.30604 | 0.34198 | 0.38333 | 0.42413 | 0.47146 | 0.50358 | 0.54262 | 0.58163 | 0.62705 | 0.65704 | 0.69401 | 0.72996 | 0.76581 | 0.00012615 | 0.005896 | 0.0071292 | 0.0088896 | 0.0057119 | 0.0068386 | 0.0068436 | 0.0077391 | 0.0057751 | 0.0066438 | 0.0065557 | 0.0076048 | 0.0051614 | 0.006273 | 0.0062682 | 0.007297 | 0.0048199 | 0.0059393 | 0.0057775 | 0.0057604 | 0.00012615 | 0.0060222 | 0.013151 | 0.022041 | 0.027753 | 0.034591 | 0.041435 | 0.049174 | 0.054949 | 0.061593 | 0.068149 | 0.075754 | 0.080915 | 0.087188 | 0.093456 | 0.10075 | 0.10557 | 0.11151 | 0.11729 | 0.12305 | 0.00078507 | 0.036694 | 0.044369 | 0.055325 | 0.035548 | 0.042561 | 0.042592 | 0.048165 | 0.035942 | 0.041348 | 0.0408 | 0.047329 | 0.032122 | 0.03904 | 0.039011 | 0.045414 | 0.029997 | 0.036964 | 0.035957 | 0.035851 | 0.00078507 | 0.03748 | 0.081849 | 0.13717 | 0.17272 | 0.21528 | 0.25787 | 0.30604 | 0.34198 | 0.38333 | 0.42413 | 0.47146 | 0.50358 | 0.54262 | 0.58163 | 0.62705 | 0.65704 | 0.69401 | 0.72996 | 0.76581 | 0.00012615 | 0.005896 | 0.0071292 | 0.0088896 | 0.0057119 | 0.0068386 | 0.0068436 | 0.0077391 | 0.0057751 | 0.0066438 | 0.0065557 | 0.0076048 | 0.0051614 | 0.006273 | 0.0062682 | 0.007297 | 0.0048199 | 0.0059393 | 0.0057775 | 0.0057604 | 0.00012615 | 0.0060222 | 0.013151 | 0.022041 | 0.027753 | 0.034591 | 0.041435 | 0.049174 | 0.054949 | 0.061593 | 0.068149 | 0.075754 | 0.080915 | 0.087188 | 0.093456 | 0.10075 | 0.10557 | 0.11151 | 0.11729 | 0.12305 | 309.7576 | 309.7576 | 309.7576 | 309.7576 | 309.7576 | 309.7576 | 309.7576 | 309.7576 | 309.7576 | 309.7576 | 309.7576 | 309.7576 | 309.7576 | 309.7576 | 309.7576 | 309.7576 | 309.7576 | 309.7576 | 309.7576 | 309.7576 | 273.5836 | 273.5836 | 273.5836 | 273.5836 | 273.5836 | 273.5836 | 273.5836 | 273.5836 | 273.5836 | 273.5836 | 273.5836 | 273.5836 | 273.5836 | 273.5836 | 273.5836 | 273.5836 | 273.5836 | 273.5836 | 273.5836 | 273.5836
WA_Industrial_Wood and Lumber Products_New_Space Heating_Natural Gas_Unit Heater_A | WA | Industrial | Wood and Lumber Products | New | Space Heating | Natural Gas | Unit Heater | A | IE48 | Standard | Infrared Radiant | 15 | 43660.7244 | 0 | 0 | 85063.63 | 3587.78 | 0 | 0 | 25408.0098 | 27948.8108 | 125 kBtu/Hr | 11.32% | 100% | Turnover | LO12Med | 84.74% | TBD | 0.2% | 294.0302 |  | 103.4954 |  | 0.00086992 | IL TRM - 4.4.12 - CI-HVC-IRHT-V02-210101 | CNGC Program Data | IL TRM - 4.4.12 - CI-HVC-IRHT-V02-210101 w/ CNGC Sizing | Standard | Standard | Standard | Standard | Standard | Standard | Standard | Standard | Standard | Standard | Standard | Standard | Standard | Standard | Standard | Standard | Standard | Standard | Standard | Standard | Standard | Standard | Infrared Radiant | Infrared Radiant | Infrared Radiant | Infrared Radiant | Infrared Radiant | Infrared Radiant | Infrared Radiant | Infrared Radiant | Infrared Radiant | Infrared Radiant | Infrared Radiant | Infrared Radiant | Infrared Radiant | Infrared Radiant | Infrared Radiant | Infrared Radiant | Infrared Radiant | Infrared Radiant | Infrared Radiant | Infrared Radiant | Infrared Radiant | Infrared Radiant | 85063.63 | 85063.63 | 85063.63 | 85063.63 | 85063.63 | 85063.63 | 85063.63 | 85063.63 | 85063.63 | 85063.63 | 85063.63 | 85063.63 | 85063.63 | 85063.63 | 85063.63 | 85063.63 | 85063.63 | 85063.63 | 85063.63 | 85063.63 | 85063.63 | 85063.63 | 0 | 43660.7244 | 43660.7244 | 43660.7244 | 43660.7244 | 43660.7244 | 43660.7244 | 43660.7244 | 43660.7244 | 43660.7244 | 43660.7244 | 43660.7244 | 43660.7244 | 43660.7244 | 43660.7244 | 43660.7244 | 43660.7244 | 43660.7244 | 43660.7244 | 43660.7244 | 43660.7244 | 43660.7244 | 0.0093571 | 0.2982 | 0.29746 | 0.33341 | 0.20079 | 0.23309 | 0.23016 | 0.25889 | 0.19282 | 0.22177 | 0.29699 | 0.31825 | 0.28345 | 0.35781 | 0.39465 | 0.53451 | 0.34026 | 0.4635 | 0.45664 | 0.4513 | 0.0093571 | 0.30755 | 0.60502 | 0.93843 | 1.1392 | 1.3723 | 1.6025 | 1.8614 | 2.0542 | 2.2759 | 2.5729 | 2.8912 | 3.1653 | 3.2249 | 3.3221 | 3.5232 | 3.5652 | 3.7313 | 3.8545 | 4.0469 | 0.00021431 | 0.0068298 | 0.0068131 | 0.0076364 | 0.0045989 | 0.0053387 | 0.0052715 | 0.0059296 | 0.0044163 | 0.0050794 | 0.0068022 | 0.0072891 | 0.006492 | 0.0081952 | 0.009039 | 0.012242 | 0.0077934 | 0.010616 | 0.010459 | 0.010336 | 0.00021431 | 0.0070441 | 0.013857 | 0.021494 | 0.026093 | 0.031431 | 0.036703 | 0.042632 | 0.047049 | 0.052128 | 0.05893 | 0.066219 | 0.072497 | 0.073862 | 0.076088 | 0.080694 | 0.081658 | 0.085461 | 0.088283 | 0.09269 | 0.00086992 | 0.055445 | 0.082964 | 0.12399 | 0.093337 | 0.12786 | 0.14165 | 0.1732 | 0.13726 | 0.16546 | 0.22973 | 0.25315 | 0.23044 | 0.29593 | 0.33083 | 0.45287 | 0.28831 | 0.39275 | 0.38693 | 0.38241 | 0.00086992 | 0.056315 | 0.13928 | 0.26327 | 0.3566 | 0.48446 | 0.62611 | 0.7993 | 0.93656 | 1.102 | 1.3318 | 1.5849 | 1.8145 | 2.055 | 2.3028 | 2.6317 | 2.8267 | 3.0916 | 3.3369 | 3.5461 | 1.9924e-05 | 0.0012699 | 0.0019002 | 0.0028398 | 0.0021378 | 0.0029284 | 0.0032443 | 0.0039669 | 0.0031437 | 0.0037898 | 0.0052617 | 0.0057982 | 0.0052781 | 0.0067779 | 0.0075772 | 0.010373 | 0.0066035 | 0.0089954 | 0.0088623 | 0.0087587 | 1.9924e-05 | 0.0012898 | 0.00319 | 0.0060298 | 0.0081676 | 0.011096 | 0.01434 | 0.018307 | 0.021451 | 0.025241 | 0.030502 | 0.036301 | 0.041559 | 0.047067 | 0.052744 | 0.060277 | 0.064742 | 0.070809 | 0.076427 | 0.081219 | 0.00086992 | 0.055445 | 0.082964 | 0.12399 | 0.093337 | 0.12786 | 0.14165 | 0.1732 | 0.13726 | 0.16546 | 0.22973 | 0.25315 | 0.23044 | 0.29593 | 0.33083 | 0.45287 | 0.28831 | 0.39275 | 0.38693 | 0.38241 | 0.00086992 | 0.056315 | 0.13928 | 0.26327 | 0.3566 | 0.48446 | 0.62611 | 0.7993 | 0.93656 | 1.102 | 1.3318 | 1.5849 | 1.8145 | 2.055 | 2.3028 | 2.6317 | 2.8267 | 3.0916 | 3.3369 | 3.5461 | 1.9924e-05 | 0.0012699 | 0.0019002 | 0.0028398 | 0.0021378 | 0.0029284 | 0.0032443 | 0.0039669 | 0.0031437 | 0.0037898 | 0.0052617 | 0.0057982 | 0.0052781 | 0.0067779 | 0.0075772 | 0.010373 | 0.0066035 | 0.0089954 | 0.0088623 | 0.0087587 | 1.9924e-05 | 0.0012898 | 0.00319 | 0.0060298 | 0.0081676 | 0.011096 | 0.01434 | 0.018307 | 0.021451 | 0.025241 | 0.030502 | 0.036301 | 0.041559 | 0.047067 | 0.052744 | 0.060277 | 0.064742 | 0.070809 | 0.076427 | 0.081219 | 0.00086992 | 0.055445 | 0.082964 | 0.12399 | 0.093337 | 0.12786 | 0.14165 | 0.1732 | 0.13726 | 0.16546 | 0.22973 | 0.25315 | 0.23044 | 0.29593 | 0.33083 | 0.45287 | 0.28831 | 0.39275 | 0.38693 | 0.38241 | 0.00086992 | 0.056315 | 0.13928 | 0.26327 | 0.3566 | 0.48446 | 0.62611 | 0.7993 | 0.93656 | 1.102 | 1.3318 | 1.5849 | 1.8145 | 2.055 | 2.3028 | 2.6317 | 2.8267 | 3.0916 | 3.3369 | 3.5461 | 1.9924e-05 | 0.0012699 | 0.0019002 | 0.0028398 | 0.0021378 | 0.0029284 | 0.0032443 | 0.0039669 | 0.0031437 | 0.0037898 | 0.0052617 | 0.0057982 | 0.0052781 | 0.0067779 | 0.0075772 | 0.010373 | 0.0066035 | 0.0089954 | 0.0088623 | 0.0087587 | 1.9924e-05 | 0.0012898 | 0.00319 | 0.0060298 | 0.0081676 | 0.011096 | 0.01434 | 0.018307 | 0.021451 | 0.025241 | 0.030502 | 0.036301 | 0.041559 | 0.047067 | 0.052744 | 0.060277 | 0.064742 | 0.070809 | 0.076427 | 0.081219 | 0.00086992 | 0.055445 | 0.082964 | 0.12399 | 0.093337 | 0.12786 | 0.14165 | 0.1732 | 0.13726 | 0.16546 | 0.22973 | 0.25315 | 0.23044 | 0.29593 | 0.33083 | 0.45287 | 0.28831 | 0.39275 | 0.38693 | 0.38241 | 0.00086992 | 0.056315 | 0.13928 | 0.26327 | 0.3566 | 0.48446 | 0.62611 | 0.7993 | 0.93656 | 1.102 | 1.3318 | 1.5849 | 1.8145 | 2.055 | 2.3028 | 2.6317 | 2.8267 | 3.0916 | 3.3369 | 3.5461 | 1.9924e-05 | 0.0012699 | 0.0019002 | 0.0028398 | 0.0021378 | 0.0029284 | 0.0032443 | 0.0039669 | 0.0031437 | 0.0037898 | 0.0052617 | 0.0057982 | 0.0052781 | 0.0067779 | 0.0075772 | 0.010373 | 0.0066035 | 0.0089954 | 0.0088623 | 0.0087587 | 1.9924e-05 | 0.0012898 | 0.00319 | 0.0060298 | 0.0081676 | 0.011096 | 0.01434 | 0.018307 | 0.021451 | 0.025241 | 0.030502 | 0.036301 | 0.041559 | 0.047067 | 0.052744 | 0.060277 | 0.064742 | 0.070809 | 0.076427 | 0.081219 | 289.7213 | 289.7213 | 289.7213 | 289.7213 | 289.7213 | 289.7213 | 289.7213 | 289.7213 | 289.7213 | 289.7213 | 289.7213 | 289.7213 | 289.7213 | 289.7213 | 289.7213 | 289.7213 | 289.7213 | 289.7213 | 289.7213 | 289.7213 | 103.4972 | 103.4972 | 103.4972 | 103.4972 | 103.4972 | 103.4972 | 103.4972 | 103.4972 | 103.4972 | 103.4972 | 103.4972 | 103.4972 | 103.4972 | 103.4972 | 103.4972 | 103.4972 | 103.4972 | 103.4972 | 103.4972 | 103.4972
WA_Industrial_Other Industrial_Existing_Space Heating_Natural Gas_Furnace_A | WA | Industrial | Other Industrial | Existing | Space Heating | Natural Gas | Furnace | A | IE49 | AFUE 80% (Standard) | AFUE 96% | 23 | 1443.5459 | 0 | 0 | 1826.85 | -10.15 | 0 | 0 | 368.3162 | 405.1478 | 400 kBtu/hr | 46.63% | 30% | Turnover | LO12Med | 25.42% | TBD | 0.2% | 92.1878 |  | 33.3548 |  | 0.012299 | EIA 2018 Tech Forecast | EIA 2018 Tech Forecast | AEG BEST | AFUE 80% (Standard) | AFUE 80% (Standard) | AFUE 80% (Standard) | AFUE 80% (Standard) | AFUE 80% (Standard) | AFUE 80% (Standard) | AFUE 80% (Standard) | AFUE 80% (Standard) | AFUE 80% (Standard) | AFUE 80% (Standard) | AFUE 80% (Standard) | AFUE 80% (Standard) | AFUE 80% (Standard) | AFUE 80% (Standard) | AFUE 80% (Standard) | AFUE 80% (Standard) | AFUE 80% (Standard) | AFUE 80% (Standard) | AFUE 80% (Standard) | AFUE 80% (Standard) | AFUE 80% (Standard) | AFUE 80% (Standard) | AFUE 96% | AFUE 96% | AFUE 96% | AFUE 96% | AFUE 96% | AFUE 96% | AFUE 96% | AFUE 96% | AFUE 96% | AFUE 96% | AFUE 96% | AFUE 96% | AFUE 96% | AFUE 96% | AFUE 96% | AFUE 96% | AFUE 96% | AFUE 96% | AFUE 96% | AFUE 96% | AFUE 96% | AFUE 96% | 1826.85 | 1826.85 | 1826.85 | 1826.85 | 1826.85 | 1826.85 | 1826.85 | 1826.85 | 1826.85 | 1826.85 | 1826.85 | 1826.85 | 1826.85 | 1826.85 | 1826.85 | 1826.85 | 1826.85 | 1826.85 | 1826.85 | 1826.85 | 1826.85 | 1826.85 | 0 | 1443.5459 | 1443.5459 | 1443.5459 | 1443.5459 | 1443.5459 | 1443.5459 | 1443.5459 | 1443.5459 | 1443.5459 | 1443.5459 | 1443.5459 | 1443.5459 | 1443.5459 | 1443.5459 | 1443.5459 | 1443.5459 | 1443.5459 | 1443.5459 | 1443.5459 | 1443.5459 | 1443.5459 | 0.44098 | 0.45869 | 0.4742 | 0.48768 | 0.49931 | 0.50923 | 0.51759 | 0.52452 | 0.53014 | 0.53456 | 0.49444 | 0.45733 | 0.42301 | 0.39126 | 0.3619 | 0.33474 | 0.30961 | 0.31005 | 0.31116 | 0.31279 | 0.44098 | 0.89966 | 1.3739 | 1.8615 | 2.3608 | 2.8701 | 3.3877 | 3.9122 | 4.4423 | 4.9769 | 5.4713 | 5.9286 | 6.3517 | 6.7429 | 7.1048 | 7.4395 | 7.7492 | 8.0592 | 8.3704 | 8.6832 | 0.30548 | 0.31775 | 0.32849 | 0.33784 | 0.34589 | 0.35276 | 0.35855 | 0.36335 | 0.36725 | 0.37031 | 0.34252 | 0.31681 | 0.29303 | 0.27104 | 0.2507 | 0.23188 | 0.21448 | 0.21478 | 0.21555 | 0.21668 | 0.30548 | 0.62323 | 0.95173 | 1.2896 | 1.6355 | 1.9882 | 2.3468 | 2.7101 | 3.0774 | 3.4477 | 3.7902 | 4.107 | 4.4 | 4.6711 | 4.9218 | 5.1537 | 5.3681 | 5.5829 | 5.7985 | 6.0152 | 0.012299 | 0.025586 | 0.039677 | 0.054407 | 0.06963 | 0.083795 | 0.095565 | 0.10527 | 0.11321 | 0.11965 | 0.11474 | 0.10914 | 0.10317 | 0.097078 | 0.091011 | 0.085083 | 0.078703 | 0.078816 | 0.079099 | 0.079512 | 0.012299 | 0.037885 | 0.077562 | 0.13197 | 0.2016 | 0.28539 | 0.38096 | 0.48623 | 0.59944 | 0.71909 | 0.83383 | 0.94297 | 1.0461 | 1.1432 | 1.2342 | 1.3193 | 1.398 | 1.4768 | 1.5559 | 1.6354 | 0.00852 | 0.017725 | 0.027486 | 0.03769 | 0.048235 | 0.058048 | 0.066201 | 0.072925 | 0.078426 | 0.082888 | 0.079484 | 0.075604 | 0.071472 | 0.067249 | 0.063047 | 0.05894 | 0.054521 | 0.054599 | 0.054795 | 0.055081 | 0.00852 | 0.026245 | 0.05373 | 0.09142 | 0.13965 | 0.1977 | 0.2639 | 0.33683 | 0.41526 | 0.49814 | 0.57763 | 0.65323 | 0.7247 | 0.79195 | 0.855 | 0.91394 | 0.96846 | 1.0231 | 1.0779 | 1.1329 | 0.012299 | 0.025586 | 0.039677 | 0.054407 | 0.06963 | 0.083795 | 0.095565 | 0.10527 | 0.11321 | 0.11965 | 0.11474 | 0.10914 | 0.10317 | 0.097078 | 0.091011 | 0.085083 | 0.078703 | 0.078816 | 0.079099 | 0.079512 | 0.012299 | 0.037885 | 0.077562 | 0.13197 | 0.2016 | 0.28539 | 0.38096 | 0.48623 | 0.59944 | 0.71909 | 0.83383 | 0.94297 | 1.0461 | 1.1432 | 1.2342 | 1.3193 | 1.398 | 1.4768 | 1.5559 | 1.6354 | 0.00852 | 0.017725 | 0.027486 | 0.03769 | 0.048235 | 0.058048 | 0.066201 | 0.072925 | 0.078426 | 0.082888 | 0.079484 | 0.075604 | 0.071472 | 0.067249 | 0.063047 | 0.05894 | 0.054521 | 0.054599 | 0.054795 | 0.055081 | 0.00852 | 0.026245 | 0.05373 | 0.09142 | 0.13965 | 0.1977 | 0.2639 | 0.33683 | 0.41526 | 0.49814 | 0.57763 | 0.65323 | 0.7247 | 0.79195 | 0.855 | 0.91394 | 0.96846 | 1.0231 | 1.0779 | 1.1329 | 0.012299 | 0.025586 | 0.039677 | 0.054407 | 0.06963 | 0.083795 | 0.095565 | 0.10527 | 0.11321 | 0.11965 | 0.11474 | 0.10914 | 0.10317 | 0.097078 | 0.091011 | 0.085083 | 0.078703 | 0.078816 | 0.079099 | 0.079512 | 0.012299 | 0.037885 | 0.077562 | 0.13197 | 0.2016 | 0.28539 | 0.38096 | 0.48623 | 0.59944 | 0.71909 | 0.83383 | 0.94297 | 1.0461 | 1.1432 | 1.2342 | 1.3193 | 1.398 | 1.4768 | 1.5559 | 1.6354 | 0.00852 | 0.017725 | 0.027486 | 0.03769 | 0.048235 | 0.058048 | 0.066201 | 0.072925 | 0.078426 | 0.082888 | 0.079484 | 0.075604 | 0.071472 | 0.067249 | 0.063047 | 0.05894 | 0.054521 | 0.054599 | 0.054795 | 0.055081 | 0.00852 | 0.026245 | 0.05373 | 0.09142 | 0.13965 | 0.1977 | 0.2639 | 0.33683 | 0.41526 | 0.49814 | 0.57763 | 0.65323 | 0.7247 | 0.79195 | 0.855 | 0.91394 | 0.96846 | 1.0231 | 1.0779 | 1.1329 | 0.012299 | 0.025586 | 0.039677 | 0.054407 | 0.06963 | 0.083795 | 0.095565 | 0.10527 | 0.11321 | 0.11965 | 0.11474 | 0.10914 | 0.10317 | 0.097078 | 0.091011 | 0.085083 | 0.078703 | 0.078816 | 0.079099 | 0.079512 | 0.012299 | 0.037885 | 0.077562 | 0.13197 | 0.2016 | 0.28539 | 0.38096 | 0.48623 | 0.59944 | 0.71909 | 0.83383 | 0.94297 | 1.0461 | 1.1432 | 1.2342 | 1.3193 | 1.398 | 1.4768 | 1.5559 | 1.6354 | 0.00852 | 0.017725 | 0.027486 | 0.03769 | 0.048235 | 0.058048 | 0.066201 | 0.072925 | 0.078426 | 0.082888 | 0.079484 | 0.075604 | 0.071472 | 0.067249 | 0.063047 | 0.05894 | 0.054521 | 0.054599 | 0.054795 | 0.055081 | 0.00852 | 0.026245 | 0.05373 | 0.09142 | 0.13965 | 0.1977 | 0.2639 | 0.33683 | 0.41526 | 0.49814 | 0.57763 | 0.65323 | 0.7247 | 0.79195 | 0.855 | 0.91394 | 0.96846 | 1.0231 | 1.0779 | 1.1329 | 92.5514 | 92.5514 | 92.5514 | 92.5514 | 92.5514 | 92.5514 | 92.5514 | 92.5514 | 92.5514 | 92.5514 | 92.5514 | 92.5514 | 92.5514 | 92.5514 | 92.5514 | 92.5514 | 92.5514 | 92.5514 | 92.5514 | 92.5514 | 33.3563 | 33.3563 | 33.3563 | 33.3563 | 33.3563 | 33.3563 | 33.3563 | 33.3563 | 33.3563 | 33.3563 | 33.3563 | 33.3563 | 33.3563 | 33.3563 | 33.3563 | 33.3563 | 33.3563 | 33.3563 | 33.3563 | 33.3563
WA_Industrial_Other Industrial_Existing_Space Heating_Natural Gas_Boiler_A | WA | Industrial | Other Industrial | Existing | Space Heating | Natural Gas | Boiler | A | IE50 | AFUE 80% (Standard) | AFUE 97% | 25 | 6227.3193 | 0 | 0 | 14611.16 | 0 | 0 | 0 | 13751.6839 | 15126.8522 | 800 kBtu/hr | 6.906% | 100% | Turnover | LO50Fast | 85% | TBD | 0.2% | 309.5242 |  | 273.3774 |  | 0.18463 | EIA 2018 Tech Forecast | EIA 2018 Tech Forecast | GBLR-Heating-EIA14-2014 Ref. Case-6 | AFUE 80% (Standard) | AFUE 80% (Standard) | AFUE 80% (Standard) | AFUE 80% (Standard) | AFUE 80% (Standard) | AFUE 80% (Standard) | AFUE 80% (Standard) | AFUE 80% (Standard) | AFUE 80% (Standard) | AFUE 80% (Standard) | AFUE 80% (Standard) | AFUE 80% (Standard) | AFUE 80% (Standard) | AFUE 80% (Standard) | AFUE 80% (Standard) | AFUE 80% (Standard) | AFUE 80% (Standard) | AFUE 80% (Standard) | AFUE 80% (Standard) | AFUE 80% (Standard) | AFUE 80% (Standard) | AFUE 80% (Standard) | AFUE 97% | AFUE 97% | AFUE 97% | AFUE 97% | AFUE 97% | AFUE 97% | AFUE 97% | AFUE 97% | AFUE 97% | AFUE 97% | AFUE 97% | AFUE 97% | AFUE 97% | AFUE 97% | AFUE 97% | AFUE 97% | AFUE 97% | AFUE 97% | AFUE 97% | AFUE 97% | AFUE 97% | AFUE 97% | 14611.16 | 14611.16 | 14611.16 | 14611.16 | 14611.16 | 14611.16 | 14611.16 | 14611.16 | 14611.16 | 14611.16 | 14611.16 | 14611.16 | 14611.16 | 14611.16 | 14611.16 | 14611.16 | 14611.16 | 14611.16 | 14611.16 | 14611.16 | 14611.16 | 14611.16 | 0 | 15226.9124 | 15226.9124 | 15226.9124 | 15226.9124 | 15226.9124 | 15226.9124 | 15226.9124 | 15226.9124 | 15226.9124 | 15226.9124 | 15226.9124 | 15226.9124 | 15226.9124 | 15226.9124 | 15226.9124 | 15226.9124 | 15226.9124 | 15226.9124 | 15226.9124 | 15226.9124 | 15226.9124 | 1.1803 | 1.1694 | 1.1578 | 1.1454 | 1.1324 | 1.1189 | 1.105 | 1.0908 | 1.0763 | 1.0616 | 1.0468 | 1.0318 | 1.0168 | 1.0017 | 0.98662 | 0.97157 | 0.95657 | 0.94164 | 0.9268 | 0.91207 | 1.1803 | 2.3497 | 3.5075 | 4.6528 | 5.7853 | 6.9042 | 8.0092 | 9.1001 | 10.1764 | 11.238 | 12.2848 | 13.3166 | 14.3334 | 15.3351 | 16.3217 | 17.2933 | 18.2498 | 19.1915 | 20.1183 | 21.0303 | 0.077513 | 0.0768 | 0.076034 | 0.075221 | 0.074369 | 0.073484 | 0.072572 | 0.071638 | 0.070686 | 0.069721 | 0.068745 | 0.067762 | 0.066774 | 0.065784 | 0.064794 | 0.063806 | 0.062821 | 0.061841 | 0.060866 | 0.059899 | 0.077513 | 0.15431 | 0.23035 | 0.30557 | 0.37994 | 0.45342 | 0.52599 | 0.59763 | 0.66832 | 0.73804 | 0.80678 | 0.87454 | 0.94132 | 1.0071 | 1.0719 | 1.1357 | 1.1985 | 1.2604 | 1.3212 | 1.3811 | 0.45146 | 0.65605 | 0.78727 | 0.86648 | 0.91397 | 0.93142 | 0.93229 | 0.92519 | 0.91466 | 0.90239 | 0.88976 | 0.87703 | 0.86425 | 0.85144 | 0.83862 | 0.82583 | 0.81308 | 0.80039 | 0.78778 | 0.77526 | 0.18463 | 0.45294 | 0.77491 | 1.1293 | 1.5031 | 1.884 | 2.2652 | 2.6436 | 3.0177 | 3.3867 | 3.7506 | 4.1093 | 4.4628 | 4.811 | 5.1539 | 5.4917 | 5.8242 | 6.1515 | 6.4737 | 6.7908 | 0.029649 | 0.043085 | 0.051703 | 0.056904 | 0.060024 | 0.061169 | 0.061226 | 0.060761 | 0.060069 | 0.059263 | 0.058433 | 0.057598 | 0.056758 | 0.055917 | 0.055075 | 0.054235 | 0.053398 | 0.052564 | 0.051736 | 0.050914 | 0.029649 | 0.072734 | 0.12444 | 0.18134 | 0.24136 | 0.30253 | 0.36376 | 0.42452 | 0.48459 | 0.54385 | 0.60229 | 0.65988 | 0.71664 | 0.77256 | 0.82763 | 0.88187 | 0.93527 | 0.98783 | 1.0396 | 1.0905 | 0.18463 | 0.2683 | 0.32197 | 0.35436 | 0.37379 | 0.38092 | 0.38128 | 0.37838 | 0.37407 | 0.36905 | 0.36388 | 0.35868 | 0.35345 | 0.34821 | 0.34297 | 0.33774 | 0.33252 | 0.32734 | 0.32218 | 0.31706 | 0.18463 | 0.45294 | 0.77491 | 1.1293 | 1.5031 | 1.884 | 2.2652 | 2.6436 | 3.0177 | 3.3867 | 3.7506 | 4.1093 | 4.4628 | 4.811 | 5.1539 | 5.4917 | 5.8242 | 6.1515 | 6.4737 | 6.7908 | 0.029649 | 0.043085 | 0.051703 | 0.056904 | 0.060024 | 0.061169 | 0.061226 | 0.060761 | 0.060069 | 0.059263 | 0.058433 | 0.057598 | 0.056758 | 0.055917 | 0.055075 | 0.054235 | 0.053398 | 0.052564 | 0.051736 | 0.050914 | 0.029649 | 0.072734 | 0.12444 | 0.18134 | 0.24136 | 0.30253 | 0.36376 | 0.42452 | 0.48459 | 0.54385 | 0.60229 | 0.65988 | 0.71664 | 0.77256 | 0.82763 | 0.88187 | 0.93527 | 0.98783 | 1.0396 | 1.0905 | 0.18463 | 0.2683 | 0.32197 | 0.35436 | 0.37379 | 0.38092 | 0.38128 | 0.37838 | 0.37407 | 0.36905 | 0.36388 | 0.35868 | 0.35345 | 0.34821 | 0.34297 | 0.33774 | 0.33252 | 0.32734 | 0.32218 | 0.31706 | 0.18463 | 0.45294 | 0.77491 | 1.1293 | 1.5031 | 1.884 | 2.2652 | 2.6436 | 3.0177 | 3.3867 | 3.7506 | 4.1093 | 4.4628 | 4.811 | 5.1539 | 5.4917 | 5.8242 | 6.1515 | 6.4737 | 6.7908 | 0.029649 | 0.043085 | 0.051703 | 0.056904 | 0.060024 | 0.061169 | 0.061226 | 0.060761 | 0.060069 | 0.059263 | 0.058433 | 0.057598 | 0.056758 | 0.055917 | 0.055075 | 0.054235 | 0.053398 | 0.052564 | 0.051736 | 0.050914 | 0.029649 | 0.072734 | 0.12444 | 0.18134 | 0.24136 | 0.30253 | 0.36376 | 0.42452 | 0.48459 | 0.54385 | 0.60229 | 0.65988 | 0.71664 | 0.77256 | 0.82763 | 0.88187 | 0.93527 | 0.98783 | 1.0396 | 1.0905 | 0.18463 | 0.2683 | 0.32197 | 0.35436 | 0.37379 | 0.38092 | 0.38128 | 0.37838 | 0.37407 | 0.36905 | 0.36388 | 0.35868 | 0.35345 | 0.34821 | 0.34297 | 0.33774 | 0.33252 | 0.32734 | 0.32218 | 0.31706 | 0.18463 | 0.45294 | 0.77491 | 1.1293 | 1.5031 | 1.884 | 2.2652 | 2.6436 | 3.0177 | 3.3867 | 3.7506 | 4.1093 | 4.4628 | 4.811 | 5.1539 | 5.4917 | 5.8242 | 6.1515 | 6.4737 | 6.7908 | 0.029649 | 0.043085 | 0.051703 | 0.056904 | 0.060024 | 0.061169 | 0.061226 | 0.060761 | 0.060069 | 0.059263 | 0.058433 | 0.057598 | 0.056758 | 0.055917 | 0.055075 | 0.054235 | 0.053398 | 0.052564 | 0.051736 | 0.050914 | 0.029649 | 0.072734 | 0.12444 | 0.18134 | 0.24136 | 0.30253 | 0.36376 | 0.42452 | 0.48459 | 0.54385 | 0.60229 | 0.65988 | 0.71664 | 0.77256 | 0.82763 | 0.88187 | 0.93527 | 0.98783 | 1.0396 | 1.0905 | 309.5716 | 309.5716 | 309.5716 | 309.5716 | 309.5716 | 309.5716 | 309.5716 | 309.5716 | 309.5716 | 309.5716 | 309.5716 | 309.5716 | 309.5716 | 309.5716 | 309.5716 | 309.5716 | 309.5716 | 309.5716 | 309.5716 | 309.5716 | 273.4193 | 273.4193 | 273.4193 | 273.4193 | 273.4193 | 273.4193 | 273.4193 | 273.4193 | 273.4193 | 273.4193 | 273.4193 | 273.4193 | 273.4193 | 273.4193 | 273.4193 | 273.4193 | 273.4193 | 273.4193 | 273.4193 | 273.4193
WA_Industrial_Other Industrial_Existing_Space Heating_Natural Gas_Unit Heater_A | WA | Industrial | Other Industrial | Existing | Space Heating | Natural Gas | Unit Heater | A | IE51 | Standard | Infrared Radiant | 15 | 43660.7244 | 0 | 0 | 85063.63 | 3587.78 | 0 | 0 | 25408.0098 | 27948.8108 | 125 kBtu/Hr | 32.45% | 100% | Turnover | LO12Med | 84.74% | TBD | 0.2% | 294.0302 |  | 103.4954 |  | 0.016373 | IL TRM - 4.4.12 - CI-HVC-IRHT-V02-210101 | CNGC Program Data | IL TRM - 4.4.12 - CI-HVC-IRHT-V02-210101 w/ CNGC Sizing | Standard | Standard | Standard | Standard | Standard | Standard | Standard | Standard | Standard | Standard | Standard | Standard | Standard | Standard | Standard | Standard | Standard | Standard | Standard | Standard | Standard | Standard | Infrared Radiant | Infrared Radiant | Infrared Radiant | Infrared Radiant | Infrared Radiant | Infrared Radiant | Infrared Radiant | Infrared Radiant | Infrared Radiant | Infrared Radiant | Infrared Radiant | Infrared Radiant | Infrared Radiant | Infrared Radiant | Infrared Radiant | Infrared Radiant | Infrared Radiant | Infrared Radiant | Infrared Radiant | Infrared Radiant | Infrared Radiant | Infrared Radiant | 85063.63 | 85063.63 | 85063.63 | 85063.63 | 85063.63 | 85063.63 | 85063.63 | 85063.63 | 85063.63 | 85063.63 | 85063.63 | 85063.63 | 85063.63 | 85063.63 | 85063.63 | 85063.63 | 85063.63 | 85063.63 | 85063.63 | 85063.63 | 85063.63 | 85063.63 | 0 | 43660.7244 | 43660.7244 | 43660.7244 | 43660.7244 | 43660.7244 | 43660.7244 | 43660.7244 | 43660.7244 | 43660.7244 | 43660.7244 | 43660.7244 | 43660.7244 | 43660.7244 | 43660.7244 | 43660.7244 | 43660.7244 | 43660.7244 | 43660.7244 | 43660.7244 | 43660.7244 | 43660.7244 | 0.17612 | 0.33584 | 0.53392 | 0.76433 | 1.0217 | 1.3013 | 1.5989 | 1.9109 | 2.1813 | 2.4148 | 2.6254 | 2.8236 | 3.0164 | 3.2086 | 3.4034 | 3.1951 | 3.0521 | 2.966 | 2.9293 | 2.9264 | 0.17612 | 0.51195 | 1.0459 | 1.8102 | 2.8319 | 4.1332 | 5.7321 | 7.643 | 9.8244 | 12.2391 | 14.8646 | 17.6882 | 20.5284 | 23.4012 | 26.2707 | 28.7014 | 30.7318 | 32.3966 | 33.7269 | 34.7424 | 0.0040338 | 0.0076919 | 0.012229 | 0.017506 | 0.023401 | 0.029805 | 0.036622 | 0.043767 | 0.049961 | 0.055307 | 0.060133 | 0.064672 | 0.069087 | 0.07349 | 0.077951 | 0.073179 | 0.069905 | 0.067933 | 0.067091 | 0.067026 | 0.0040338 | 0.011726 | 0.023955 | 0.041461 | 0.064862 | 0.094666 | 0.13129 | 0.17505 | 0.22502 | 0.28032 | 0.34046 | 0.40513 | 0.47018 | 0.53598 | 0.6017 | 0.65737 | 0.70388 | 0.74201 | 0.77248 | 0.79574 | 0.016373 | 0.062444 | 0.14891 | 0.28423 | 0.47493 | 0.71377 | 0.98406 | 1.2784 | 1.5528 | 1.8017 | 2.0309 | 2.2461 | 2.4524 | 2.6537 | 2.853 | 2.7071 | 2.5861 | 2.5132 | 2.4821 | 2.4797 | 0.016373 | 0.078818 | 0.22773 | 0.51197 | 0.98689 | 1.7007 | 2.6847 | 3.9631 | 5.5159 | 7.3176 | 9.3484 | 11.5945 | 14.0305 | 16.6217 | 19.3258 | 21.7486 | 23.8598 | 25.6593 | 27.1574 | 28.3586 | 0.00037501 | 0.0014302 | 0.0034107 | 0.0065101 | 0.010878 | 0.016348 | 0.022539 | 0.02928 | 0.035564 | 0.041265 | 0.046515 | 0.051444 | 0.056168 | 0.06078 | 0.065345 | 0.062002 | 0.059232 | 0.057563 | 0.05685 | 0.056795 | 0.00037501 | 0.0018052 | 0.0052159 | 0.011726 | 0.022604 | 0.038952 | 0.061491 | 0.090771 | 0.12634 | 0.1676 | 0.21412 | 0.26556 | 0.32135 | 0.3807 | 0.44264 | 0.49813 | 0.54648 | 0.5877 | 0.62201 | 0.64952 | 0.016373 | 0.062444 | 0.14891 | 0.28423 | 0.47493 | 0.71377 | 0.98406 | 1.2784 | 1.5528 | 1.8017 | 2.0309 | 2.2461 | 2.4524 | 2.6537 | 2.853 | 2.7071 | 2.5861 | 2.5132 | 2.4821 | 2.4797 | 0.016373 | 0.078818 | 0.22773 | 0.51197 | 0.98689 | 1.7007 | 2.6847 | 3.9631 | 5.5159 | 7.3176 | 9.3484 | 11.5945 | 14.0305 | 16.6217 | 19.3258 | 21.7486 | 23.8598 | 25.6593 | 27.1574 | 28.3586 | 0.00037501 | 0.0014302 | 0.0034107 | 0.0065101 | 0.010878 | 0.016348 | 0.022539 | 0.02928 | 0.035564 | 0.041265 | 0.046515 | 0.051444 | 0.056168 | 0.06078 | 0.065345 | 0.062002 | 0.059232 | 0.057563 | 0.05685 | 0.056795 | 0.00037501 | 0.0018052 | 0.0052159 | 0.011726 | 0.022604 | 0.038952 | 0.061491 | 0.090771 | 0.12634 | 0.1676 | 0.21412 | 0.26556 | 0.32135 | 0.3807 | 0.44264 | 0.49813 | 0.54648 | 0.5877 | 0.62201 | 0.64952 | 0.016373 | 0.062444 | 0.14891 | 0.28423 | 0.47493 | 0.71377 | 0.98406 | 1.2784 | 1.5528 | 1.8017 | 2.0309 | 2.2461 | 2.4524 | 2.6537 | 2.853 | 2.7071 | 2.5861 | 2.5132 | 2.4821 | 2.4797 | 0.016373 | 0.078818 | 0.22773 | 0.51197 | 0.98689 | 1.7007 | 2.6847 | 3.9631 | 5.5159 | 7.3176 | 9.3484 | 11.5945 | 14.0305 | 16.6217 | 19.3258 | 21.7486 | 23.8598 | 25.6593 | 27.1574 | 28.3586 | 0.00037501 | 0.0014302 | 0.0034107 | 0.0065101 | 0.010878 | 0.016348 | 0.022539 | 0.02928 | 0.035564 | 0.041265 | 0.046515 | 0.051444 | 0.056168 | 0.06078 | 0.065345 | 0.062002 | 0.059232 | 0.057563 | 0.05685 | 0.056795 | 0.00037501 | 0.0018052 | 0.0052159 | 0.011726 | 0.022604 | 0.038952 | 0.061491 | 0.090771 | 0.12634 | 0.1676 | 0.21412 | 0.26556 | 0.32135 | 0.3807 | 0.44264 | 0.49813 | 0.54648 | 0.5877 | 0.62201 | 0.64952 | 0.016373 | 0.062444 | 0.14891 | 0.28423 | 0.47493 | 0.71377 | 0.98406 | 1.2784 | 1.5528 | 1.8017 | 2.0309 | 2.2461 | 2.4524 | 2.6537 | 2.853 | 2.7071 | 2.5861 | 2.5132 | 2.4821 | 2.4797 | 0.016373 | 0.078818 | 0.22773 | 0.51197 | 0.98689 | 1.7007 | 2.6847 | 3.9631 | 5.5159 | 7.3176 | 9.3484 | 11.5945 | 14.0305 | 16.6217 | 19.3258 | 21.7486 | 23.8598 | 25.6593 | 27.1574 | 28.3586 | 0.00037501 | 0.0014302 | 0.0034107 | 0.0065101 | 0.010878 | 0.016348 | 0.022539 | 0.02928 | 0.035564 | 0.041265 | 0.046515 | 0.051444 | 0.056168 | 0.06078 | 0.065345 | 0.062002 | 0.059232 | 0.057563 | 0.05685 | 0.056795 | 0.00037501 | 0.0018052 | 0.0052159 | 0.011726 | 0.022604 | 0.038952 | 0.061491 | 0.090771 | 0.12634 | 0.1676 | 0.21412 | 0.26556 | 0.32135 | 0.3807 | 0.44264 | 0.49813 | 0.54648 | 0.5877 | 0.62201 | 0.64952 | 289.7213 | 289.7213 | 289.7213 | 289.7213 | 289.7213 | 289.7213 | 289.7213 | 289.7213 | 289.7213 | 289.7213 | 289.7213 | 289.7213 | 289.7213 | 289.7213 | 289.7213 | 289.7213 | 289.7213 | 289.7213 | 289.7213 | 289.7213 | 103.4972 | 103.4972 | 103.4972 | 103.4972 | 103.4972 | 103.4972 | 103.4972 | 103.4972 | 103.4972 | 103.4972 | 103.4972 | 103.4972 | 103.4972 | 103.4972 | 103.4972 | 103.4972 | 103.4972 | 103.4972 | 103.4972 | 103.4972
WA_Industrial_Other Industrial_New_Space Heating_Natural Gas_Furnace_A | WA | Industrial | Other Industrial | New | Space Heating | Natural Gas | Furnace | A | IE52 | AFUE 80% (Standard) | AFUE 96% | 23 | 1443.5073 | 0 | 0 | 1826.85 | -10.15 | 0 | 0 | 368.3162 | 405.1478 | 400 kBtu/hr | 46.63% | 30% | Turnover | LO12Med | 25.42% | TBD | 0.2% | 92.1903 |  | 33.3557 |  | 0.00057071 | EIA 2018 Tech Forecast | EIA 2018 Tech Forecast | AEG BEST | AFUE 80% (Standard) | AFUE 80% (Standard) | AFUE 80% (Standard) | AFUE 80% (Standard) | AFUE 80% (Standard) | AFUE 80% (Standard) | AFUE 80% (Standard) | AFUE 80% (Standard) | AFUE 80% (Standard) | AFUE 80% (Standard) | AFUE 80% (Standard) | AFUE 80% (Standard) | AFUE 80% (Standard) | AFUE 80% (Standard) | AFUE 80% (Standard) | AFUE 80% (Standard) | AFUE 80% (Standard) | AFUE 80% (Standard) | AFUE 80% (Standard) | AFUE 80% (Standard) | AFUE 80% (Standard) | AFUE 80% (Standard) | AFUE 96% | AFUE 96% | AFUE 96% | AFUE 96% | AFUE 96% | AFUE 96% | AFUE 96% | AFUE 96% | AFUE 96% | AFUE 96% | AFUE 96% | AFUE 96% | AFUE 96% | AFUE 96% | AFUE 96% | AFUE 96% | AFUE 96% | AFUE 96% | AFUE 96% | AFUE 96% | AFUE 96% | AFUE 96% | 1826.85 | 1826.85 | 1826.85 | 1826.85 | 1826.85 | 1826.85 | 1826.85 | 1826.85 | 1826.85 | 1826.85 | 1826.85 | 1826.85 | 1826.85 | 1826.85 | 1826.85 | 1826.85 | 1826.85 | 1826.85 | 1826.85 | 1826.85 | 1826.85 | 1826.85 | 0 | 1443.5073 | 1443.5073 | 1443.5073 | 1443.5073 | 1443.5073 | 1443.5073 | 1443.5073 | 1443.5073 | 1443.5073 | 1443.5073 | 1443.5073 | 1443.5073 | 1443.5073 | 1443.5073 | 1443.5073 | 1443.5073 | 1443.5073 | 1443.5073 | 1443.5073 | 1443.5073 | 1443.5073 | 0.020463 | 0.65211 | 0.65051 | 0.72912 | 0.4391 | 0.50974 | 0.50332 | 0.56615 | 0.42167 | 0.48498 | 0.47854 | 0.55513 | 0.37677 | 0.45791 | 0.45756 | 0.53266 | 0.35184 | 0.49929 | 0.484 | 0.52813 | 0.020463 | 0.67257 | 1.3231 | 2.0522 | 2.4913 | 3.001 | 3.5044 | 4.0705 | 4.4922 | 4.9772 | 5.4557 | 6.0108 | 6.3876 | 6.8455 | 7.3031 | 7.8357 | 8.1876 | 8.6869 | 9.1708 | 9.699 | 0.014176 | 0.45175 | 0.45064 | 0.5051 | 0.30419 | 0.35313 | 0.34868 | 0.39221 | 0.29211 | 0.33597 | 0.33152 | 0.38457 | 0.26101 | 0.31722 | 0.31698 | 0.369 | 0.24374 | 0.34589 | 0.33529 | 0.36586 | 0.014176 | 0.46593 | 0.91657 | 1.4217 | 1.7259 | 2.079 | 2.4277 | 2.8199 | 3.112 | 3.448 | 3.7795 | 4.164 | 4.4251 | 4.7423 | 5.0592 | 5.4283 | 5.672 | 6.0179 | 6.3532 | 6.719 | 0.00057071 | 0.036375 | 0.054429 | 0.081342 | 0.061234 | 0.08388 | 0.09293 | 0.11363 | 0.090048 | 0.10855 | 0.11105 | 0.13247 | 0.091894 | 0.11361 | 0.11507 | 0.13539 | 0.089436 | 0.12692 | 0.12304 | 0.13425 | 0.00057071 | 0.036946 | 0.091375 | 0.17272 | 0.23395 | 0.31783 | 0.41076 | 0.52439 | 0.61444 | 0.72299 | 0.83404 | 0.96652 | 1.0584 | 1.172 | 1.2871 | 1.4225 | 1.5119 | 1.6388 | 1.7619 | 1.8961 | 0.00039537 | 0.025199 | 0.037706 | 0.05635 | 0.04242 | 0.058109 | 0.064378 | 0.078716 | 0.062382 | 0.075202 | 0.076931 | 0.091773 | 0.06366 | 0.078706 | 0.079715 | 0.093793 | 0.061958 | 0.087926 | 0.085234 | 0.093005 | 0.00039537 | 0.025595 | 0.063301 | 0.11965 | 0.16207 | 0.22018 | 0.28456 | 0.36327 | 0.42566 | 0.50086 | 0.57779 | 0.66956 | 0.73322 | 0.81193 | 0.89164 | 0.98544 | 1.0474 | 1.1353 | 1.2206 | 1.3136 | 0.00057071 | 0.036375 | 0.054429 | 0.081342 | 0.061234 | 0.08388 | 0.09293 | 0.11363 | 0.090048 | 0.10855 | 0.11105 | 0.13247 | 0.091894 | 0.11361 | 0.11507 | 0.13539 | 0.089436 | 0.12692 | 0.12304 | 0.13425 | 0.00057071 | 0.036946 | 0.091375 | 0.17272 | 0.23395 | 0.31783 | 0.41076 | 0.52439 | 0.61444 | 0.72299 | 0.83404 | 0.96652 | 1.0584 | 1.172 | 1.2871 | 1.4225 | 1.5119 | 1.6388 | 1.7619 | 1.8961 | 0.00039537 | 0.025199 | 0.037706 | 0.05635 | 0.04242 | 0.058109 | 0.064378 | 0.078716 | 0.062382 | 0.075202 | 0.076931 | 0.091773 | 0.06366 | 0.078706 | 0.079715 | 0.093793 | 0.061958 | 0.087926 | 0.085234 | 0.093005 | 0.00039537 | 0.025595 | 0.063301 | 0.11965 | 0.16207 | 0.22018 | 0.28456 | 0.36327 | 0.42566 | 0.50086 | 0.57779 | 0.66956 | 0.73322 | 0.81193 | 0.89164 | 0.98544 | 1.0474 | 1.1353 | 1.2206 | 1.3136 | 0.00057071 | 0.036375 | 0.054429 | 0.081342 | 0.061234 | 0.08388 | 0.09293 | 0.11363 | 0.090048 | 0.10855 | 0.11105 | 0.13247 | 0.091894 | 0.11361 | 0.11507 | 0.13539 | 0.089436 | 0.12692 | 0.12304 | 0.13425 | 0.00057071 | 0.036946 | 0.091375 | 0.17272 | 0.23395 | 0.31783 | 0.41076 | 0.52439 | 0.61444 | 0.72299 | 0.83404 | 0.96652 | 1.0584 | 1.172 | 1.2871 | 1.4225 | 1.5119 | 1.6388 | 1.7619 | 1.8961 | 0.00039537 | 0.025199 | 0.037706 | 0.05635 | 0.04242 | 0.058109 | 0.064378 | 0.078716 | 0.062382 | 0.075202 | 0.076931 | 0.091773 | 0.06366 | 0.078706 | 0.079715 | 0.093793 | 0.061958 | 0.087926 | 0.085234 | 0.093005 | 0.00039537 | 0.025595 | 0.063301 | 0.11965 | 0.16207 | 0.22018 | 0.28456 | 0.36327 | 0.42566 | 0.50086 | 0.57779 | 0.66956 | 0.73322 | 0.81193 | 0.89164 | 0.98544 | 1.0474 | 1.1353 | 1.2206 | 1.3136 | 0.00057071 | 0.036375 | 0.054429 | 0.081342 | 0.061234 | 0.08388 | 0.09293 | 0.11363 | 0.090048 | 0.10855 | 0.11105 | 0.13247 | 0.091894 | 0.11361 | 0.11507 | 0.13539 | 0.089436 | 0.12692 | 0.12304 | 0.13425 | 0.00057071 | 0.036946 | 0.091375 | 0.17272 | 0.23395 | 0.31783 | 0.41076 | 0.52439 | 0.61444 | 0.72299 | 0.83404 | 0.96652 | 1.0584 | 1.172 | 1.2871 | 1.4225 | 1.5119 | 1.6388 | 1.7619 | 1.8961 | 0.00039537 | 0.025199 | 0.037706 | 0.05635 | 0.04242 | 0.058109 | 0.064378 | 0.078716 | 0.062382 | 0.075202 | 0.076931 | 0.091773 | 0.06366 | 0.078706 | 0.079715 | 0.093793 | 0.061958 | 0.087926 | 0.085234 | 0.093005 | 0.00039537 | 0.025595 | 0.063301 | 0.11965 | 0.16207 | 0.22018 | 0.28456 | 0.36327 | 0.42566 | 0.50086 | 0.57779 | 0.66956 | 0.73322 | 0.81193 | 0.89164 | 0.98544 | 1.0474 | 1.1353 | 1.2206 | 1.3136 | 92.5538 | 92.5538 | 92.5538 | 92.5538 | 92.5538 | 92.5538 | 92.5538 | 92.5538 | 92.5538 | 92.5538 | 92.5538 | 92.5538 | 92.5538 | 92.5538 | 92.5538 | 92.5538 | 92.5538 | 92.5538 | 92.5538 | 92.5538 | 33.3572 | 33.3572 | 33.3572 | 33.3572 | 33.3572 | 33.3572 | 33.3572 | 33.3572 | 33.3572 | 33.3572 | 33.3572 | 33.3572 | 33.3572 | 33.3572 | 33.3572 | 33.3572 | 33.3572 | 33.3572 | 33.3572 | 33.3572
WA_Industrial_Other Industrial_New_Space Heating_Natural Gas_Boiler_A | WA | Industrial | Other Industrial | New | Space Heating | Natural Gas | Boiler | A | IE53 | AFUE 80% (Standard) | AFUE 97% | 25 | 6223.5803 | 0 | 0 | 14611.16 | 0 | 0 | 0 | 13751.6839 | 15126.8522 | 800 kBtu/hr | 6.906% | 100% | Turnover | LO50Fast | 85% | TBD | 0.2% | 309.7101 |  | 273.5416 |  | 0.0078052 | EIA 2018 Tech Forecast | EIA 2018 Tech Forecast | GBLR-Heating-EIA14-2014 Ref. Case-6 | AFUE 80% (Standard) | AFUE 80% (Standard) | AFUE 80% (Standard) | AFUE 80% (Standard) | AFUE 80% (Standard) | AFUE 80% (Standard) | AFUE 80% (Standard) | AFUE 80% (Standard) | AFUE 80% (Standard) | AFUE 80% (Standard) | AFUE 80% (Standard) | AFUE 80% (Standard) | AFUE 80% (Standard) | AFUE 80% (Standard) | AFUE 80% (Standard) | AFUE 80% (Standard) | AFUE 80% (Standard) | AFUE 80% (Standard) | AFUE 80% (Standard) | AFUE 80% (Standard) | AFUE 80% (Standard) | AFUE 80% (Standard) | AFUE 97% | AFUE 97% | AFUE 97% | AFUE 97% | AFUE 97% | AFUE 97% | AFUE 97% | AFUE 97% | AFUE 97% | AFUE 97% | AFUE 97% | AFUE 97% | AFUE 97% | AFUE 97% | AFUE 97% | AFUE 97% | AFUE 97% | AFUE 97% | AFUE 97% | AFUE 97% | AFUE 97% | AFUE 97% | 14611.16 | 14611.16 | 14611.16 | 14611.16 | 14611.16 | 14611.16 | 14611.16 | 14611.16 | 14611.16 | 14611.16 | 14611.16 | 14611.16 | 14611.16 | 14611.16 | 14611.16 | 14611.16 | 14611.16 | 14611.16 | 14611.16 | 14611.16 | 14611.16 | 14611.16 | 0 | 15225.431 | 15225.431 | 15225.431 | 15225.431 | 15225.431 | 15225.431 | 15225.431 | 15225.431 | 15225.431 | 15225.431 | 15225.431 | 15225.431 | 15225.431 | 15225.431 | 15225.431 | 15225.431 | 15225.431 | 15225.431 | 15225.431 | 15225.431 | 15225.431 | 0.049921 | 1.5909 | 1.587 | 1.7788 | 1.0712 | 1.2436 | 1.2279 | 1.3812 | 1.0287 | 1.1832 | 1.1675 | 1.3543 | 0.91916 | 1.1171 | 1.1163 | 1.2995 | 0.85835 | 1.0577 | 1.0289 | 1.0258 | 0.049921 | 1.6408 | 3.2278 | 5.0066 | 6.0778 | 7.3214 | 8.5493 | 9.9305 | 10.9592 | 12.1424 | 13.3099 | 14.6641 | 15.5833 | 16.7004 | 17.8167 | 19.1162 | 19.9745 | 21.0322 | 22.0611 | 23.087 | 0.0032788 | 0.10449 | 0.10423 | 0.11683 | 0.070359 | 0.081678 | 0.080648 | 0.090717 | 0.067565 | 0.077709 | 0.076679 | 0.08895 | 0.06037 | 0.073372 | 0.073316 | 0.08535 | 0.056376 | 0.069469 | 0.067577 | 0.067377 | 0.0032788 | 0.10777 | 0.212 | 0.32883 | 0.39919 | 0.48087 | 0.56152 | 0.65223 | 0.7198 | 0.79751 | 0.87419 | 0.96314 | 1.0235 | 1.0969 | 1.1702 | 1.2555 | 1.3119 | 1.3814 | 1.449 | 1.5163 | 0.019095 | 0.89249 | 1.0792 | 1.3456 | 0.86461 | 1.0352 | 1.0359 | 1.1715 | 0.87419 | 1.0057 | 0.99235 | 1.1512 | 0.78129 | 0.94955 | 0.94883 | 1.1046 | 0.7296 | 0.89904 | 0.87455 | 0.87197 | 0.0078052 | 0.37262 | 0.81374 | 1.3638 | 1.7172 | 2.1403 | 2.5638 | 3.0427 | 3.4 | 3.8111 | 4.2167 | 4.6873 | 5.0066 | 5.3948 | 5.7826 | 6.2341 | 6.5323 | 6.8998 | 7.2573 | 7.6137 | 0.0012541 | 0.058619 | 0.070878 | 0.088381 | 0.056788 | 0.06799 | 0.06804 | 0.076942 | 0.057417 | 0.066053 | 0.065177 | 0.075607 | 0.051315 | 0.062366 | 0.062319 | 0.072548 | 0.04792 | 0.059048 | 0.05744 | 0.057271 | 0.0012541 | 0.059873 | 0.13075 | 0.21913 | 0.27592 | 0.34391 | 0.41195 | 0.48889 | 0.54631 | 0.61236 | 0.67754 | 0.75315 | 0.80446 | 0.86683 | 0.92914 | 1.0017 | 1.0496 | 1.1087 | 1.1661 | 1.2234 | 0.0078052 | 0.36482 | 0.44112 | 0.55005 | 0.35342 | 0.42314 | 0.42345 | 0.47886 | 0.35734 | 0.41109 | 0.40563 | 0.47055 | 0.31936 | 0.38814 | 0.38785 | 0.45151 | 0.29823 | 0.36749 | 0.35748 | 0.35643 | 0.0078052 | 0.37262 | 0.81374 | 1.3638 | 1.7172 | 2.1403 | 2.5638 | 3.0427 | 3.4 | 3.8111 | 4.2167 | 4.6873 | 5.0066 | 5.3948 | 5.7826 | 6.2341 | 6.5323 | 6.8998 | 7.2573 | 7.6137 | 0.0012541 | 0.058619 | 0.070878 | 0.088381 | 0.056788 | 0.06799 | 0.06804 | 0.076942 | 0.057417 | 0.066053 | 0.065177 | 0.075607 | 0.051315 | 0.062366 | 0.062319 | 0.072548 | 0.04792 | 0.059048 | 0.05744 | 0.057271 | 0.0012541 | 0.059873 | 0.13075 | 0.21913 | 0.27592 | 0.34391 | 0.41195 | 0.48889 | 0.54631 | 0.61236 | 0.67754 | 0.75315 | 0.80446 | 0.86683 | 0.92914 | 1.0017 | 1.0496 | 1.1087 | 1.1661 | 1.2234 | 0.0078052 | 0.36482 | 0.44112 | 0.55005 | 0.35342 | 0.42314 | 0.42345 | 0.47886 | 0.35734 | 0.41109 | 0.40563 | 0.47055 | 0.31936 | 0.38814 | 0.38785 | 0.45151 | 0.29823 | 0.36749 | 0.35748 | 0.35643 | 0.0078052 | 0.37262 | 0.81374 | 1.3638 | 1.7172 | 2.1403 | 2.5638 | 3.0427 | 3.4 | 3.8111 | 4.2167 | 4.6873 | 5.0066 | 5.3948 | 5.7826 | 6.2341 | 6.5323 | 6.8998 | 7.2573 | 7.6137 | 0.0012541 | 0.058619 | 0.070878 | 0.088381 | 0.056788 | 0.06799 | 0.06804 | 0.076942 | 0.057417 | 0.066053 | 0.065177 | 0.075607 | 0.051315 | 0.062366 | 0.062319 | 0.072548 | 0.04792 | 0.059048 | 0.05744 | 0.057271 | 0.0012541 | 0.059873 | 0.13075 | 0.21913 | 0.27592 | 0.34391 | 0.41195 | 0.48889 | 0.54631 | 0.61236 | 0.67754 | 0.75315 | 0.80446 | 0.86683 | 0.92914 | 1.0017 | 1.0496 | 1.1087 | 1.1661 | 1.2234 | 0.0078052 | 0.36482 | 0.44112 | 0.55005 | 0.35342 | 0.42314 | 0.42345 | 0.47886 | 0.35734 | 0.41109 | 0.40563 | 0.47055 | 0.31936 | 0.38814 | 0.38785 | 0.45151 | 0.29823 | 0.36749 | 0.35748 | 0.35643 | 0.0078052 | 0.37262 | 0.81374 | 1.3638 | 1.7172 | 2.1403 | 2.5638 | 3.0427 | 3.4 | 3.8111 | 4.2167 | 4.6873 | 5.0066 | 5.3948 | 5.7826 | 6.2341 | 6.5323 | 6.8998 | 7.2573 | 7.6137 | 0.0012541 | 0.058619 | 0.070878 | 0.088381 | 0.056788 | 0.06799 | 0.06804 | 0.076942 | 0.057417 | 0.066053 | 0.065177 | 0.075607 | 0.051315 | 0.062366 | 0.062319 | 0.072548 | 0.04792 | 0.059048 | 0.05744 | 0.057271 | 0.0012541 | 0.059873 | 0.13075 | 0.21913 | 0.27592 | 0.34391 | 0.41195 | 0.48889 | 0.54631 | 0.61236 | 0.67754 | 0.75315 | 0.80446 | 0.86683 | 0.92914 | 1.0017 | 1.0496 | 1.1087 | 1.1661 | 1.2234 | 309.7576 | 309.7576 | 309.7576 | 309.7576 | 309.7576 | 309.7576 | 309.7576 | 309.7576 | 309.7576 | 309.7576 | 309.7576 | 309.7576 | 309.7576 | 309.7576 | 309.7576 | 309.7576 | 309.7576 | 309.7576 | 309.7576 | 309.7576 | 273.5836 | 273.5836 | 273.5836 | 273.5836 | 273.5836 | 273.5836 | 273.5836 | 273.5836 | 273.5836 | 273.5836 | 273.5836 | 273.5836 | 273.5836 | 273.5836 | 273.5836 | 273.5836 | 273.5836 | 273.5836 | 273.5836 | 273.5836
WA_Industrial_Other Industrial_New_Space Heating_Natural Gas_Unit Heater_A | WA | Industrial | Other Industrial | New | Space Heating | Natural Gas | Unit Heater | A | IE54 | Standard | Infrared Radiant | 15 | 43660.7244 | 0 | 0 | 85063.63 | 3587.78 | 0 | 0 | 25408.0098 | 27948.8108 | 125 kBtu/Hr | 32.45% | 100% | Turnover | LO12Med | 84.74% | TBD | 0.2% | 294.0302 |  | 103.4954 |  | 0.0086487 | IL TRM - 4.4.12 - CI-HVC-IRHT-V02-210101 | CNGC Program Data | IL TRM - 4.4.12 - CI-HVC-IRHT-V02-210101 w/ CNGC Sizing | Standard | Standard | Standard | Standard | Standard | Standard | Standard | Standard | Standard | Standard | Standard | Standard | Standard | Standard | Standard | Standard | Standard | Standard | Standard | Standard | Standard | Standard | Infrared Radiant | Infrared Radiant | Infrared Radiant | Infrared Radiant | Infrared Radiant | Infrared Radiant | Infrared Radiant | Infrared Radiant | Infrared Radiant | Infrared Radiant | Infrared Radiant | Infrared Radiant | Infrared Radiant | Infrared Radiant | Infrared Radiant | Infrared Radiant | Infrared Radiant | Infrared Radiant | Infrared Radiant | Infrared Radiant | Infrared Radiant | Infrared Radiant | 85063.63 | 85063.63 | 85063.63 | 85063.63 | 85063.63 | 85063.63 | 85063.63 | 85063.63 | 85063.63 | 85063.63 | 85063.63 | 85063.63 | 85063.63 | 85063.63 | 85063.63 | 85063.63 | 85063.63 | 85063.63 | 85063.63 | 85063.63 | 85063.63 | 85063.63 | 0 | 43660.7244 | 43660.7244 | 43660.7244 | 43660.7244 | 43660.7244 | 43660.7244 | 43660.7244 | 43660.7244 | 43660.7244 | 43660.7244 | 43660.7244 | 43660.7244 | 43660.7244 | 43660.7244 | 43660.7244 | 43660.7244 | 43660.7244 | 43660.7244 | 43660.7244 | 43660.7244 | 43660.7244 | 0.093029 | 2.9647 | 2.9574 | 3.3148 | 1.9963 | 2.3174 | 2.2882 | 2.5739 | 1.917 | 2.2048 | 2.9527 | 3.164 | 2.818 | 3.5574 | 3.9236 | 5.3142 | 3.3829 | 4.6082 | 4.5399 | 4.4868 | 0.093029 | 3.0577 | 6.0151 | 9.3299 | 11.3261 | 13.6436 | 15.9318 | 18.5057 | 20.4227 | 22.6276 | 25.5802 | 28.7442 | 31.4692 | 32.0619 | 33.0282 | 35.0276 | 35.4458 | 37.0966 | 38.3217 | 40.2346 | 0.0021307 | 0.067902 | 0.067736 | 0.075921 | 0.045723 | 0.053078 | 0.052409 | 0.058952 | 0.043907 | 0.050499 | 0.067628 | 0.072468 | 0.064544 | 0.081477 | 0.089866 | 0.12171 | 0.077482 | 0.10554 | 0.10398 | 0.10277 | 0.0021307 | 0.070033 | 0.13777 | 0.21369 | 0.25941 | 0.31249 | 0.3649 | 0.42385 | 0.46776 | 0.51826 | 0.58589 | 0.65835 | 0.72077 | 0.73434 | 0.75647 | 0.80227 | 0.81185 | 0.84966 | 0.87772 | 0.92153 | 0.0086487 | 0.55124 | 0.82483 | 1.2327 | 0.92796 | 1.2711 | 1.4083 | 1.7219 | 1.3646 | 1.6451 | 2.284 | 2.5169 | 2.2911 | 2.9421 | 3.2891 | 4.5025 | 2.8664 | 3.9047 | 3.8469 | 3.8019 | 0.0086487 | 0.55989 | 1.3847 | 2.6174 | 3.5454 | 4.8165 | 6.2248 | 7.9467 | 9.3113 | 10.9564 | 13.2404 | 15.7572 | 18.0397 | 20.4305 | 22.8948 | 26.1646 | 28.1031 | 30.7367 | 33.1753 | 35.2553 | 0.00019809 | 0.012626 | 0.018892 | 0.028233 | 0.021254 | 0.029114 | 0.032255 | 0.039439 | 0.031255 | 0.037678 | 0.052312 | 0.057646 | 0.052475 | 0.067386 | 0.075333 | 0.10312 | 0.065652 | 0.089433 | 0.088109 | 0.087079 | 0.00019809 | 0.012824 | 0.031715 | 0.059949 | 0.081202 | 0.11032 | 0.14257 | 0.18201 | 0.21327 | 0.25094 | 0.30326 | 0.3609 | 0.41318 | 0.46794 | 0.52438 | 0.59927 | 0.64367 | 0.70399 | 0.75984 | 0.80748 | 0.0086487 | 0.55124 | 0.82483 | 1.2327 | 0.92796 | 1.2711 | 1.4083 | 1.7219 | 1.3646 | 1.6451 | 2.284 | 2.5169 | 2.2911 | 2.9421 | 3.2891 | 4.5025 | 2.8664 | 3.9047 | 3.8469 | 3.8019 | 0.0086487 | 0.55989 | 1.3847 | 2.6174 | 3.5454 | 4.8165 | 6.2248 | 7.9467 | 9.3113 | 10.9564 | 13.2404 | 15.7572 | 18.0397 | 20.4305 | 22.8948 | 26.1646 | 28.1031 | 30.7367 | 33.1753 | 35.2553 | 0.00019809 | 0.012626 | 0.018892 | 0.028233 | 0.021254 | 0.029114 | 0.032255 | 0.039439 | 0.031255 | 0.037678 | 0.052312 | 0.057646 | 0.052475 | 0.067386 | 0.075333 | 0.10312 | 0.065652 | 0.089433 | 0.088109 | 0.087079 | 0.00019809 | 0.012824 | 0.031715 | 0.059949 | 0.081202 | 0.11032 | 0.14257 | 0.18201 | 0.21327 | 0.25094 | 0.30326 | 0.3609 | 0.41318 | 0.46794 | 0.52438 | 0.59927 | 0.64367 | 0.70399 | 0.75984 | 0.80748 | 0.0086487 | 0.55124 | 0.82483 | 1.2327 | 0.92796 | 1.2711 | 1.4083 | 1.7219 | 1.3646 | 1.6451 | 2.284 | 2.5169 | 2.2911 | 2.9421 | 3.2891 | 4.5025 | 2.8664 | 3.9047 | 3.8469 | 3.8019 | 0.0086487 | 0.55989 | 1.3847 | 2.6174 | 3.5454 | 4.8165 | 6.2248 | 7.9467 | 9.3113 | 10.9564 | 13.2404 | 15.7572 | 18.0397 | 20.4305 | 22.8948 | 26.1646 | 28.1031 | 30.7367 | 33.1753 | 35.2553 | 0.00019809 | 0.012626 | 0.018892 | 0.028233 | 0.021254 | 0.029114 | 0.032255 | 0.039439 | 0.031255 | 0.037678 | 0.052312 | 0.057646 | 0.052475 | 0.067386 | 0.075333 | 0.10312 | 0.065652 | 0.089433 | 0.088109 | 0.087079 | 0.00019809 | 0.012824 | 0.031715 | 0.059949 | 0.081202 | 0.11032 | 0.14257 | 0.18201 | 0.21327 | 0.25094 | 0.30326 | 0.3609 | 0.41318 | 0.46794 | 0.52438 | 0.59927 | 0.64367 | 0.70399 | 0.75984 | 0.80748 | 0.0086487 | 0.55124 | 0.82483 | 1.2327 | 0.92796 | 1.2711 | 1.4083 | 1.7219 | 1.3646 | 1.6451 | 2.284 | 2.5169 | 2.2911 | 2.9421 | 3.2891 | 4.5025 | 2.8664 | 3.9047 | 3.8469 | 3.8019 | 0.0086487 | 0.55989 | 1.3847 | 2.6174 | 3.5454 | 4.8165 | 6.2248 | 7.9467 | 9.3113 | 10.9564 | 13.2404 | 15.7572 | 18.0397 | 20.4305 | 22.8948 | 26.1646 | 28.1031 | 30.7367 | 33.1753 | 35.2553 | 0.00019809 | 0.012626 | 0.018892 | 0.028233 | 0.021254 | 0.029114 | 0.032255 | 0.039439 | 0.031255 | 0.037678 | 0.052312 | 0.057646 | 0.052475 | 0.067386 | 0.075333 | 0.10312 | 0.065652 | 0.089433 | 0.088109 | 0.087079 | 0.00019809 | 0.012824 | 0.031715 | 0.059949 | 0.081202 | 0.11032 | 0.14257 | 0.18201 | 0.21327 | 0.25094 | 0.30326 | 0.3609 | 0.41318 | 0.46794 | 0.52438 | 0.59927 | 0.64367 | 0.70399 | 0.75984 | 0.80748 | 289.7213 | 289.7213 | 289.7213 | 289.7213 | 289.7213 | 289.7213 | 289.7213 | 289.7213 | 289.7213 | 289.7213 | 289.7213 | 289.7213 | 289.7213 | 289.7213 | 289.7213 | 289.7213 | 289.7213 | 289.7213 | 289.7213 | 289.7213 | 103.4972 | 103.4972 | 103.4972 | 103.4972 | 103.4972 | 103.4972 | 103.4972 | 103.4972 | 103.4972 | 103.4972 | 103.4972 | 103.4972 | 103.4972 | 103.4972 | 103.4972 | 103.4972 | 103.4972 | 103.4972 | 103.4972 | 103.4972
WA_Industrial_Food Products_Existing_Space Heating_Natural Gas_Insulation - Roof/Ceiling_A | WA | Industrial | Food Products | Existing | Space Heating | Natural Gas | Insulation - Roof/Ceiling | A | IM1 | R-13 | R-38 | 45 | 0.083426 | 0 | 0 | 1.11 | 0.07 | 0 | 0 | 0.55255 |  | sqft | 60% | 100% | Retrofit | Retro3Slow | 81.94% | TBD | 0.2% | 154.0559 |  | 62.1977 |  | 1.2875 | RTF Wkbk - ComWeatherizationSchool_v3_1 | RTF Wkbk - ComWeatherizationSchool_v3_1 | Building Energy Simulation Tool | R-13 | R-13 | R-13 | R-13 | R-13 | R-13 | R-13 | R-13 | R-13 | R-13 | R-13 | R-13 | R-13 | R-13 | R-13 | R-13 | R-13 | R-13 | R-13 | R-13 | R-13 | R-13 | R-38 | R-38 | R-38 | R-38 | R-38 | R-38 | R-38 | R-38 | R-38 | R-38 | R-38 | R-38 | R-38 | R-38 | R-38 | R-38 | R-38 | R-38 | R-38 | R-38 | R-38 | R-38 | 1.11 | 1.11 | 1.11 | 1.11 | 1.11 | 1.11 | 1.11 | 1.11 | 1.11 | 1.11 | 1.11 | 1.11 | 1.11 | 1.11 | 1.11 | 1.11 | 1.11 | 1.11 | 1.11 | 1.11 | 1.11 | 1.11 | 0 | 0 | 0.082691 | 0.082114 | 0.08149 | 0.080809 | 0.080058 | 0.079227 | 0.078305 | 0.077286 | 0.076176 | 0.074983 | 0.073726 | 0.072428 | 0.07113 | 0.069859 | 0.068641 | 0.067532 | 0.066536 | 0.065645 | 0.064843 | 0.064105 | 1.5116 | 2.5816 | 3.9166 | 5.3436 | 6.6216 | 7.5132 | 7.8591 | 7.6231 | 6.8918 | 5.8335 | 4.6421 | 3.4858 | 2.479 | 1.6749 | 1.0782 | 0.66341 | 0.391 | 0.25669 | 0 | 0 | 1.5116 | 4.0826 | 7.9682 | 13.2452 | 19.7438 | 27.0518 | 34.5961 | 41.7694 | 48.0608 | 53.1415 | 56.8933 | 59.3772 | 60.7924 | 61.3807 | 61.3889 | 61.0605 | 60.5507 | 59.9966 | 59.2633 | 58.589 | 18280.3034 | 31438.9701 | 48061.8738 | 66126.5091 | 82709.9597 | 94831.2469 | 100365.1658 | 98634.7319 | 90471.8576 | 77797.9982 | 62964.3028 | 48127.8866 | 34851.2283 | 23975.2415 | 15707.9168 | 9823.6032 | 5876.4883 | 3910.2731 | 0 | 0 | 18280.3034 | 49719.2735 | 97781.1473 | 163907.6565 | 246617.6162 | 341448.8631 | 441814.0289 | 540448.7609 | 630920.6184 | 708718.6167 | 771682.9195 | 819810.8061 | 854662.0344 | 878637.2759 | 894345.1927 | 904168.7959 | 910045.2841 | 913955.5573 | 913955.5573 | 913955.5573 | 1.2875 | 2.2036 | 3.3509 | 4.5834 | 5.6952 | 6.4811 | 6.8011 | 6.6195 | 6.0063 | 5.1036 | 4.0776 | 3.0745 | 2.1952 | 1.4888 | 0.96185 | 0.59375 | 0.35099 | 0.23108 | 0 | 0 | 1.2875 | 3.4848 | 6.8174 | 11.361 | 16.9815 | 23.3358 | 29.9389 | 36.2703 | 41.8859 | 46.4928 | 49.9747 | 52.3714 | 53.8323 | 54.5602 | 54.7636 | 54.6488 | 54.3555 | 54.0098 | 53.4928 | 53.0227 | 15538.2579 | 26723.1246 | 40852.5927 | 56207.5328 | 70303.4658 | 80606.5599 | 85310.391 | 83839.5221 | 76901.0789 | 66128.2985 | 53519.6574 | 40908.7036 | 29623.544 | 20378.9553 | 13351.7293 | 8350.0627 | 4995.015 | 3323.7322 | 0 | 0 | 15538.2579 | 42261.3825 | 83113.9752 | 139321.508 | 209624.9738 | 290231.5336 | 375541.9246 | 459381.4467 | 536282.5257 | 602410.8242 | 655930.4816 | 696839.1852 | 726462.7292 | 746841.6845 | 760193.4138 | 768543.4765 | 773538.4915 | 776862.2237 | 776862.2237 | 776862.2237 | 1.2876 | 2.2039 | 3.3518 | 4.585 | 5.6977 | 6.4844 | 6.805 | 6.6237 | 6.0104 | 5.1074 | 4.0807 | 3.077 | 2.197 | 1.49 | 0.96269 | 0.59428 | 0.35132 | 0.23129 | 0 | 0 | 1.2876 | 3.4854 | 6.8191 | 11.3648 | 16.9888 | 23.3477 | 29.9562 | 36.2934 | 41.9146 | 46.5267 | 50.0129 | 52.4132 | 53.8768 | 54.6068 | 54.8118 | 54.6981 | 54.4054 | 54.0603 | 53.5436 | 53.0739 | 15538.2579 | 26723.1246 | 40852.5927 | 56207.5328 | 70303.4658 | 80606.5599 | 85310.391 | 83839.5221 | 76901.0789 | 66128.2985 | 53519.6574 | 40908.7036 | 29623.544 | 20378.9553 | 13351.7293 | 8350.0627 | 4995.015 | 3323.7322 | 0 | 0 | 15538.2579 | 42261.3825 | 83113.9752 | 139321.508 | 209624.9738 | 290231.5336 | 375541.9246 | 459381.4467 | 536282.5257 | 602410.8242 | 655930.4816 | 696839.1852 | 726462.7292 | 746841.6845 | 760193.4138 | 768543.4765 | 773538.4915 | 776862.2237 | 776862.2237 | 776862.2237 | 0 | 0 | 0 | 0 | 0 | 0 | 0 | 0 | 0 | 0 | 0 | 0 | 0 | 0 | 0 | 0 | 0 | 0 | 0 | 0 | 0 | 0 | 0 | 0 | 0 | 0 | 0 | 0 | 0 | 0 | 0 | 0 | 0 | 0 | 0 | 0 | 0 | 0 | 0 | 0 | 0 | 0 | 0 | 0 | 0 | 0 | 0 | 0 | 0 | 0 | 0 | 0 | 0 | 0 | 0 | 0 | 0 | 0 | 0 | 0 | 0 | 0 | 0 | 0 | 0 | 0 | 0 | 0 | 0 | 0 | 0 | 0 | 0 | 0 | 0 | 0 | 0 | 0 | 0 | 0 | 1.2875 | 2.2036 | 3.3509 | 4.5834 | 5.6952 | 6.4811 | 6.8011 | 6.6195 | 6.0063 | 5.1036 | 4.0776 | 3.0745 | 2.1952 | 1.4888 | 0.96185 | 0.59375 | 0.35099 | 0.23108 | 0 | 0 | 1.2875 | 3.4848 | 6.8174 | 11.361 | 16.9815 | 23.3358 | 29.9389 | 36.2703 | 41.8859 | 46.4928 | 49.9747 | 52.3714 | 53.8323 | 54.5602 | 54.7636 | 54.6488 | 54.3555 | 54.0098 | 53.4928 | 53.0227 | 15538.2579 | 26723.1246 | 40852.5927 | 56207.5328 | 70303.4658 | 80606.5599 | 85310.391 | 83839.5221 | 76901.0789 | 66128.2985 | 53519.6574 | 40908.7036 | 29623.544 | 20378.9553 | 13351.7293 | 8350.0627 | 4995.015 | 3323.7322 | 0 | 0 | 15538.2579 | 42261.3825 | 83113.9752 | 139321.508 | 209624.9738 | 290231.5336 | 375541.9246 | 459381.4467 | 536282.5257 | 602410.8242 | 655930.4816 | 696839.1852 | 726462.7292 | 746841.6845 | 760193.4138 | 768543.4765 | 773538.4915 | 776862.2237 | 776862.2237 | 776862.2237 | 1806.8526 | 1811.1592 | 1815.4698 | 1819.752 | 1823.9747 | 1828.1081 | 1832.1236 | 1835.9937 | 1839.6923 | 1843.1942 | 1846.5082 | 1849.6424 | 1852.605 | 1855.4034 | 1858.0451 | 1860.5368 | 1862.8853 | 1865.0969 | 1867.1776 | 1869.1331 | 486.0611 | 487.2196 | 488.3792 | 489.5311 | 490.6671 | 491.779 | 492.8592 | 493.9003 | 494.8953 | 495.8373 | 496.7288 | 497.5719 | 498.3689 | 499.1217 | 499.8323 | 500.5027 | 501.1344 | 501.7294 | 502.2891 | 502.8151
WA_Industrial_Food Products_Existing_Space Heating_Natural Gas_Insulation - Wall Cavity_A | WA | Industrial | Food Products | Existing | Space Heating | Natural Gas | Insulation - Wall Cavity | A | IM2 | R-11 or less | R-21 | 45 | 0.018251 | 0 | 0 | 0.33 | 0.02 | 0 | 0 | 0.16525 |  | sqft | 60% | 100% | Retrofit | Retro3Slow | 81.94% | TBD | 0.2% | 102.1535 |  | 50.0819 |  | 0.28075 | RTF Wkbk - ComWeatherizationSchool_v3_1 | RTF Wkbk - ComWeatherizationSchool_v3_1 | Building Energy Simulation Tool | R-11 or less | R-11 or less | R-11 or less | R-11 or less | R-11 or less | R-11 or less | R-11 or less | R-11 or less | R-11 or less | R-11 or less | R-11 or less | R-11 or less | R-11 or less | R-11 or less | R-11 or less | R-11 or less | R-11 or less | R-11 or less | R-11 or less | R-11 or less | R-11 or less | R-11 or less | R-21 | R-21 | R-21 | R-21 | R-21 | R-21 | R-21 | R-21 | R-21 | R-21 | R-21 | R-21 | R-21 | R-21 | R-21 | R-21 | R-21 | R-21 | R-21 | R-21 | R-21 | R-21 | 0.33 | 0.33 | 0.33 | 0.33 | 0.33 | 0.33 | 0.33 | 0.33 | 0.33 | 0.33 | 0.33 | 0.33 | 0.33 | 0.33 | 0.33 | 0.33 | 0.33 | 0.33 | 0.33 | 0.33 | 0.33 | 0.33 | 0 | 0 | 0.018021 | 0.017776 | 0.017457 | 0.017053 | 0.016568 | 0.016015 | 0.015418 | 0.014805 | 0.014204 | 0.013636 | 0.013114 | 0.012643 | 0.012225 | 0.011856 | 0.011528 | 0.011243 | 0.010993 | 0.010768 | 0.010574 | 0.010391 | 0.32944 | 0.55887 | 0.83901 | 1.1277 | 1.3703 | 1.5187 | 1.5474 | 1.4603 | 1.2851 | 1.0608 | 0.8257 | 0.60848 | 0.42606 | 0.28424 | 0.18108 | 0.11045 | 0.0646 | 0.042108 | 0 | 0 | 0.32944 | 0.88383 | 1.7069 | 2.7952 | 4.086 | 5.4683 | 6.8119 | 8.0014 | 8.9615 | 9.6638 | 10.1196 | 10.3648 | 10.4484 | 10.4167 | 10.3102 | 10.1657 | 10.0041 | 9.8419 | 9.6643 | 9.4968 | 18280.3034 | 31438.9701 | 48061.8738 | 66126.5091 | 82709.9597 | 94831.2469 | 100365.1658 | 98634.7319 | 90471.8576 | 77797.9982 | 62964.3028 | 48127.8866 | 34851.2283 | 23975.2415 | 15707.9168 | 9823.6032 | 5876.4883 | 3910.2731 | 0 | 0 | 18280.3034 | 49719.2735 | 97781.1473 | 163907.6565 | 246617.6162 | 341448.8631 | 441814.0289 | 540448.7609 | 630920.6184 | 708718.6167 | 771682.9195 | 819810.8061 | 854662.0344 | 878637.2759 | 894345.1927 | 904168.7959 | 910045.2841 | 913955.5573 | 913955.5573 | 913955.5573 | 0.28075 | 0.47779 | 0.72011 | 0.97258 | 1.1887 | 1.3263 | 1.3614 | 1.295 | 1.149 | 0.95633 | 0.75027 | 0.55705 | 0.3927 | 0.26359 | 0.16886 | 0.1035 | 0.060804 | 0.039799 | 0 | 0 | 0.28075 | 0.75561 | 1.4651 | 2.4107 | 3.5444 | 4.7753 | 5.993 | 7.0959 | 8.0129 | 8.7119 | 9.1952 | 9.4887 | 9.6303 | 9.6601 | 9.6143 | 9.526 | 9.4163 | 9.3023 | 9.1693 | 9.0444 | 15538.2579 | 26723.1246 | 40852.5927 | 56207.5328 | 70303.4658 | 80606.5599 | 85310.391 | 83839.5221 | 76901.0789 | 66128.2985 | 53519.6574 | 40908.7036 | 29623.544 | 20378.9553 | 13351.7293 | 8350.0627 | 4995.015 | 3323.7322 | 0 | 0 | 15538.2579 | 42261.3825 | 83113.9752 | 139321.508 | 209624.9738 | 290231.5336 | 375541.9246 | 459381.4467 | 536282.5257 | 602410.8242 | 655930.4816 | 696839.1852 | 726462.7292 | 746841.6845 | 760193.4138 | 768543.4765 | 773538.4915 | 776862.2237 | 776862.2237 | 776862.2237 | 0.2808 | 0.47795 | 0.72049 | 0.97327 | 1.1898 | 1.3277 | 1.3632 | 1.297 | 1.151 | 0.95812 | 0.7518 | 0.55827 | 0.39362 | 0.26424 | 0.1693 | 0.10378 | 0.060974 | 0.039914 | 0 | 0 | 0.2808 | 0.75586 | 1.4658 | 2.4124 | 3.5477 | 4.7807 | 6.0009 | 7.1066 | 8.0265 | 8.7283 | 9.214 | 9.5096 | 9.6528 | 9.684 | 9.6392 | 9.5518 | 9.4426 | 9.3292 | 9.1966 | 9.0722 | 15538.2579 | 26723.1246 | 40852.5927 | 56207.5328 | 70303.4658 | 80606.5599 | 85310.391 | 83839.5221 | 76901.0789 | 66128.2985 | 53519.6574 | 40908.7036 | 29623.544 | 20378.9553 | 13351.7293 | 8350.0627 | 4995.015 | 3323.7322 | 0 | 0 | 15538.2579 | 42261.3825 | 83113.9752 | 139321.508 | 209624.9738 | 290231.5336 | 375541.9246 | 459381.4467 | 536282.5257 | 602410.8242 | 655930.4816 | 696839.1852 | 726462.7292 | 746841.6845 | 760193.4138 | 768543.4765 | 773538.4915 | 776862.2237 | 776862.2237 | 776862.2237 | 0 | 0 | 0 | 0 | 0 | 0 | 0 | 0 | 0 | 0 | 0 | 0 | 0 | 0 | 0 | 0 | 0 | 0 | 0 | 0 | 0 | 0 | 0 | 0 | 0 | 0 | 0 | 0 | 0 | 0 | 0 | 0 | 0 | 0 | 0 | 0 | 0 | 0 | 0 | 0 | 0 | 0 | 0 | 0 | 0 | 0 | 0 | 0 | 0 | 0 | 0 | 0 | 0 | 0 | 0 | 0 | 0 | 0 | 0 | 0 | 0 | 0 | 0 | 0 | 0 | 0 | 0 | 0 | 0 | 0 | 0 | 0 | 0 | 0 | 0 | 0 | 0 | 0 | 0 | 0 | 0.28165 | 0.48202 | 0.73296 | 1.0025 | 1.2456 | 1.4173 | 1.4872 | 1.4473 | 1.3131 | 1.1157 | 0.89132 | 0.672 | 0.47977 | 0.32536 | 0.2102 | 0.12975 | 0.076699 | 0.050493 | 0 | 0 | 0.28165 | 0.7623 | 1.4912 | 2.4849 | 3.7139 | 5.1032 | 6.5466 | 7.9304 | 9.1574 | 10.1637 | 10.9239 | 11.4469 | 11.7654 | 11.9239 | 11.9678 | 11.9422 | 11.8777 | 11.8019 | 11.6886 | 11.5856 | 15538.2579 | 26723.1246 | 40852.5927 | 56207.5328 | 70303.4658 | 80606.5599 | 85310.391 | 83839.5221 | 76901.0789 | 66128.2985 | 53519.6574 | 40908.7036 | 29623.544 | 20378.9553 | 13351.7293 | 8350.0627 | 4995.015 | 3323.7322 | 0 | 0 | 15538.2579 | 42261.3825 | 83113.9752 | 139321.508 | 209624.9738 | 290231.5336 | 375541.9246 | 459381.4467 | 536282.5257 | 602410.8242 | 655930.4816 | 696839.1852 | 726462.7292 | 746841.6845 | 760193.4138 | 768543.4765 | 773538.4915 | 776862.2237 | 776862.2237 | 776862.2237 | 2133.0458 | 2138.1299 | 2143.2187 | 2148.274 | 2153.259 | 2158.1386 | 2162.879 | 2167.4478 | 2171.8141 | 2175.9482 | 2179.8605 | 2183.5606 | 2187.0579 | 2190.3616 | 2193.4801 | 2196.4217 | 2199.1942 | 2201.8051 | 2204.2613 | 2206.5698 | 660.5423 | 662.1167 | 663.6926 | 665.2581 | 666.8018 | 668.3129 | 669.7808 | 671.1956 | 672.5478 | 673.828 | 675.0395 | 676.1853 | 677.2683 | 678.2914 | 679.2571 | 680.168 | 681.0266 | 681.8351 | 682.5957 | 683.3106
WA_Industrial_Food Products_Existing_Space Heating_Natural Gas_Insulation - Ducting_A | WA | Industrial | Food Products | Existing | Space Heating | Natural Gas | Insulation - Ducting | A | IM3 | ~2°F thermal losses | 50% reduction in thermal losses | 20 | 0.0014555 | 0 | 0 | 1.52 | 0 | 0 | 0 | 0.76105 |  | sqft | 40% | 60% | Retrofit | Retro5Med | 81.71% | TBD | 0.2% | 181.9563 |  | 115.0963 |  | 0.0028073 | MA TRM - 2019-2021 - COM-HVAC-DI | MEMD - MMD8.25.01.FESH23.v01 | Building Energy Simulation Tool | ~2°F thermal losses | ~2°F thermal losses | ~2°F thermal losses | ~2°F thermal losses | ~2°F thermal losses | ~2°F thermal losses | ~2°F thermal losses | ~2°F thermal losses | ~2°F thermal losses | ~2°F thermal losses | ~2°F thermal losses | ~2°F thermal losses | ~2°F thermal losses | ~2°F thermal losses | ~2°F thermal losses | ~2°F thermal losses | ~2°F thermal losses | ~2°F thermal losses | ~2°F thermal losses | ~2°F thermal losses | ~2°F thermal losses | ~2°F thermal losses | 50% reduction in thermal losses | 50% reduction in thermal losses | 50% reduction in thermal losses | 50% reduction in thermal losses | 50% reduction in thermal losses | 50% reduction in thermal losses | 50% reduction in thermal losses | 50% reduction in thermal losses | 50% reduction in thermal losses | 50% reduction in thermal losses | 50% reduction in thermal losses | 50% reduction in thermal losses | 50% reduction in thermal losses | 50% reduction in thermal losses | 50% reduction in thermal losses | 50% reduction in thermal losses | 50% reduction in thermal losses | 50% reduction in thermal losses | 50% reduction in thermal losses | 50% reduction in thermal losses | 50% reduction in thermal losses | 50% reduction in thermal losses | 1.52 | 1.52 | 1.52 | 1.52 | 1.52 | 1.52 | 1.52 | 1.52 | 1.52 | 1.52 | 1.52 | 1.52 | 1.52 | 1.52 | 1.52 | 1.52 | 1.52 | 1.52 | 1.52 | 1.52 | 1.52 | 1.52 | 0 | 0 | 0.001427 | 0.0014008 | 0.0013679 | 0.0013275 | 0.0012801 | 0.0012273 | 0.0011714 | 0.0011152 | 0.0010611 | 0.0010109 | 0.00096556 | 0.00092528 | 0.00088998 | 0.00085908 | 0.00083194 | 0.00080837 | 0.0007877 | 0.00076914 | 0.00075308 | 0.00073792 | 0.0032936 | 0.0039014 | 0.0045815 | 0.0050724 | 0.005483 | 0.0060398 | 0.0062152 | 0.0059404 | 0.0052348 | 0.0042129 | 0.0030602 | 0.0019073 | 0.0010469 | 0.00047816 | 0.00019253 | 6.6855e-05 | 1.9998e-05 | 4.1825e-06 | 6.6152e-07 | 7.6465e-08 | 0.0032936 | 0.0071346 | 0.011548 | 0.01628 | 0.021182 | 0.026347 | 0.031363 | 0.035799 | 0.039298 | 0.041651 | 0.042843 | 0.042963 | 0.042371 | 0.041378 | 0.040263 | 0.039189 | 0.038207 | 0.037311 | 0.036532 | 0.035797 | 2308.1073 | 2785.1259 | 3349.4173 | 3821.1087 | 4283.3126 | 4921.3675 | 5305.7335 | 5326.7301 | 4933.2555 | 4167.4381 | 3169.3371 | 2061.3702 | 1176.288 | 556.596 | 231.4229 | 82.7028 | 25.3873 | 5.4379 | 0.87842 | 0.10362 | 2308.1073 | 5093.2332 | 8442.6505 | 12263.7592 | 16547.0718 | 21468.4393 | 26774.1728 | 32100.9029 | 37034.1584 | 41201.5965 | 44370.9336 | 46432.3038 | 47608.5917 | 48165.1878 | 48396.6107 | 48479.3135 | 48504.7008 | 48510.1386 | 48511.0171 | 48511.1207 | 0.0028073 | 0.0033368 | 0.0039354 | 0.0043804 | 0.0047655 | 0.0052887 | 0.0054875 | 0.0052915 | 0.0047054 | 0.0038209 | 0.0027994 | 0.0017589 | 0.00097243 | 0.00044706 | 0.00018106 | 6.32e-05 | 1.8993e-05 | 3.99e-06 | 6.336e-07 | 7.353e-08 | 0.0028073 | 0.006102 | 0.0099196 | 0.014059 | 0.01841 | 0.023071 | 0.027692 | 0.031889 | 0.035323 | 0.037776 | 0.039192 | 0.039619 | 0.039358 | 0.038687 | 0.037865 | 0.037047 | 0.036288 | 0.035594 | 0.034991 | 0.034423 | 1961.8912 | 2367.357 | 2847.0047 | 3247.9424 | 3640.8157 | 4183.1623 | 4509.8735 | 4527.7206 | 4193.2672 | 3542.3223 | 2693.9365 | 1752.1646 | 999.8448 | 473.1066 | 196.7095 | 70.2974 | 21.5792 | 4.6222 | 0.74666 | 0.088079 | 1961.8912 | 4329.2482 | 7176.2529 | 10424.1953 | 14065.011 | 18248.1734 | 22758.0468 | 27285.7675 | 31479.0347 | 35021.357 | 37715.2936 | 39467.4582 | 40467.303 | 40940.4096 | 41137.1191 | 41207.4165 | 41228.9957 | 41233.6178 | 41234.3645 | 41234.4526 | 0 | 0 | 0 | 0 | 0 | 0 | 0 | 0 | 0 | 0 | 0 | 0 | 0 | 0 | 0 | 0 | 0 | 0 | 0 | 0 | 0 | 0 | 0 | 0 | 0 | 0 | 0 | 0 | 0 | 0 | 0 | 0 | 0 | 0 | 0 | 0 | 0 | 0 | 0 | 0 | 0 | 0 | 0 | 0 | 0 | 0 | 0 | 0 | 0 | 0 | 0 | 0 | 0 | 0 | 0 | 0 | 0 | 0 | 0 | 0 | 0 | 0 | 0 | 0 | 0 | 0 | 0 | 0 | 0 | 0 | 0 | 0 | 0 | 0 | 0 | 0 | 0 | 0 | 0 | 0 | 0 | 0 | 0 | 0 | 0 | 0 | 0 | 0 | 0 | 0 | 0 | 0 | 0 | 0 | 0 | 0 | 0 | 0 | 0 | 0 | 0 | 0 | 0 | 0 | 0 | 0 | 0 | 0 | 0 | 0 | 0 | 0 | 0 | 0 | 0 | 0 | 0 | 0 | 0 | 0 | 0 | 0 | 0 | 0 | 0 | 0 | 0 | 0 | 0 | 0 | 0 | 0 | 0 | 0 | 0 | 0 | 0 | 0 | 0 | 0 | 0 | 0 | 0 | 0 | 0 | 0 | 0 | 0 | 0 | 0 | 0 | 0 | 0 | 0 | 0 | 0 | 0 | 0 | 0 | 0 | 0 | 0 | 0 | 0 | 0 | 0 | 0 | 0 | 0 | 0 | 0 | 0 | 0 | 0 | 0 | 0 | 0 | 0 | 0 | 0 | 0 | 0 | 0 | 0 | 0 | 0 | 0 | 0 | 0 | 0 | 0 | 0 | 0 | 0 | 0 | 0 | 0 | 0 | 0 | 0 | 0 | 0 | 0 | 0 | 0 | 0 | 0 | 0 | 0 | 0 | 0 | 0 | 0 | 0 | 0 | 0 | 0 | 0 | 0 | 0 | 0 | 0 | 0 | 0 | 0 | 0 | 0 | 0 | 0 | 0 | 0 | 0 | 0 | 0 | 0 | 0 | 0 | 0 | 0 | 0 | 96876.3067 | 97415.1157 | 97958.9625 | 98503.4617 | 99044.2953 | 99577.2104 | 100098.0199 | 100602.6075 | 101086.9348 | 101547.0515 | 101983.9453 | 102398.5876 | 102791.931 | 103164.907 | 103518.4243 | 103853.3668 | 104170.5929 | 104470.934 | 104755.1943 | 105024.1502 | 61233.7027 | 61574.2737 | 61918.0291 | 62262.1969 | 62604.0477 | 62940.8934 | 63270.0873 | 63589.0277 | 63895.1619 | 64185.9931 | 64462.1455 | 64724.2332 | 64972.8582 | 65208.6094 | 65432.061 | 65643.7719 | 65844.2846 | 66034.1246 | 66213.8002 | 66383.8022
WA_Industrial_Food Products_Existing_Space Heating_Natural Gas_HVAC - Duct Repair and Sealing_A | WA | Industrial | Food Products | Existing | Space Heating | Natural Gas | HVAC - Duct Repair and Sealing | A | IM4 | Poorly sealed/leaky ducts | 30% reduced duct leaking | 20 | 0.0041167 | 0 | 0 | 0.07 | 0 | 0 | 0 | 0.035 |  | sqft | 15% | 50% | Retrofit | RetroEven20 | 80.75% | TBD | 0.2% | 115.7227 |  | 72.9112 |  | 0.016171 | MA TRM - 2019-2021 - COM-HVAC-DS | RS Means Cost Calculator 2019 IRP DSM TRM Extract | Building Energy Simulation Tool | Poorly sealed/leaky ducts | Poorly sealed/leaky ducts | Poorly sealed/leaky ducts | Poorly sealed/leaky ducts | Poorly sealed/leaky ducts | Poorly sealed/leaky ducts | Poorly sealed/leaky ducts | Poorly sealed/leaky ducts | Poorly sealed/leaky ducts | Poorly sealed/leaky ducts | Poorly sealed/leaky ducts | Poorly sealed/leaky ducts | Poorly sealed/leaky ducts | Poorly sealed/leaky ducts | Poorly sealed/leaky ducts | Poorly sealed/leaky ducts | Poorly sealed/leaky ducts | Poorly sealed/leaky ducts | Poorly sealed/leaky ducts | Poorly sealed/leaky ducts | Poorly sealed/leaky ducts | Poorly sealed/leaky ducts | 30% reduced duct leaking | 30% reduced duct leaking | 30% reduced duct leaking | 30% reduced duct leaking | 30% reduced duct leaking | 30% reduced duct leaking | 30% reduced duct leaking | 30% reduced duct leaking | 30% reduced duct leaking | 30% reduced duct leaking | 30% reduced duct leaking | 30% reduced duct leaking | 30% reduced duct leaking | 30% reduced duct leaking | 30% reduced duct leaking | 30% reduced duct leaking | 30% reduced duct leaking | 30% reduced duct leaking | 30% reduced duct leaking | 30% reduced duct leaking | 30% reduced duct leaking | 30% reduced duct leaking | 0.07 | 0.07 | 0.07 | 0.07 | 0.07 | 0.07 | 0.07 | 0.07 | 0.07 | 0.07 | 0.07 | 0.07 | 0.07 | 0.07 | 0.07 | 0.07 | 0.07 | 0.07 | 0.07 | 0.07 | 0.07 | 0.07 | 0 | 0 | 0.0040402 | 0.0039729 | 0.0038893 | 0.0037876 | 0.0036685 | 0.0035354 | 0.0033937 | 0.0032497 | 0.0031095 | 0.0029776 | 0.0028568 | 0.0027481 | 0.0026517 | 0.0025664 | 0.0024908 | 0.0024248 | 0.0023668 | 0.0023147 | 0.0022695 | 0.002227 | 0.018976 | 0.018338 | 0.017642 | 0.016885 | 0.016072 | 0.015222 | 0.01436 | 0.013513 | 0.012707 | 0.011959 | 0.011276 | 0.01066 | 0.010108 | 0.0096144 | 0.0091703 | 0.0087735 | 0.008416 | 0.008089 | 0.0077942 | 0.0075163 | 0.018976 | 0.036998 | 0.053861 | 0.069338 | 0.08323 | 0.095431 | 0.10597 | 0.11498 | 0.12273 | 0.12948 | 0.13551 | 0.14101 | 0.14617 | 0.15108 | 0.1558 | 0.16045 | 0.16503 | 0.16949 | 0.17397 | 0.17822 | 4696.7301 | 4615.752 | 4536.17 | 4457.9602 | 4381.0988 | 4305.5626 | 4231.3288 | 4158.3748 | 4086.6787 | 4016.2187 | 3946.9736 | 3878.9223 | 3812.0444 | 3746.3195 | 3681.7277 | 3618.2497 | 3555.8661 | 3494.558 | 3434.307 | 3375.0948 | 4696.7301 | 9312.482 | 13848.652 | 18306.6122 | 22687.711 | 26993.2737 | 31224.6024 | 35382.9773 | 39469.656 | 43485.8748 | 47432.8484 | 51311.7707 | 55123.815 | 58870.1345 | 62551.8622 | 66170.1119 | 69725.978 | 73220.536 | 76654.843 | 80029.9378 | 0.016171 | 0.015677 | 0.015142 | 0.014562 | 0.013941 | 0.013292 | 0.012633 | 0.011983 | 0.011361 | 0.010779 | 0.010244 | 0.009757 | 0.0093151 | 0.0089142 | 0.0085494 | 0.0082195 | 0.0079196 | 0.0076435 | 0.007393 | 0.0071561 | 0.016171 | 0.03163 | 0.046228 | 0.059799 | 0.072195 | 0.083332 | 0.093221 | 0.10196 | 0.10972 | 0.11671 | 0.12311 | 0.12907 | 0.1347 | 0.14008 | 0.14525 | 0.15032 | 0.15529 | 0.16015 | 0.16501 | 0.16969 | 3992.2205 | 3923.3892 | 3855.7445 | 3789.2662 | 3723.934 | 3659.7282 | 3596.6295 | 3534.6186 | 3473.6769 | 3413.7859 | 3354.9276 | 3297.084 | 3240.2377 | 3184.3715 | 3129.4686 | 3075.5122 | 3022.4861 | 2970.3743 | 2919.161 | 2868.8306 | 3992.2205 | 7915.6097 | 11771.3542 | 15560.6204 | 19284.5544 | 22944.2826 | 26540.9121 | 30075.5307 | 33549.2076 | 36962.9935 | 40317.9211 | 43615.0051 | 46855.2428 | 50039.6143 | 53169.0829 | 56244.5951 | 59267.0813 | 62237.4556 | 65156.6166 | 68025.4472 | 0 | 0 | 0 | 0 | 0 | 0 | 0 | 0 | 0 | 0 | 0 | 0 | 0 | 0 | 0 | 0 | 0 | 0 | 0 | 0 | 0 | 0 | 0 | 0 | 0 | 0 | 0 | 0 | 0 | 0 | 0 | 0 | 0 | 0 | 0 | 0 | 0 | 0 | 0 | 0 | 0 | 0 | 0 | 0 | 0 | 0 | 0 | 0 | 0 | 0 | 0 | 0 | 0 | 0 | 0 | 0 | 0 | 0 | 0 | 0 | 0 | 0 | 0 | 0 | 0 | 0 | 0 | 0 | 0 | 0 | 0 | 0 | 0 | 0 | 0 | 0 | 0 | 0 | 0 | 0 | 0 | 0 | 0 | 0 | 0 | 0 | 0 | 0 | 0 | 0 | 0 | 0 | 0 | 0 | 0 | 0 | 0 | 0 | 0 | 0 | 0 | 0 | 0 | 0 | 0 | 0 | 0 | 0 | 0 | 0 | 0 | 0 | 0 | 0 | 0 | 0 | 0 | 0 | 0 | 0 | 0 | 0 | 0 | 0 | 0 | 0 | 0 | 0 | 0 | 0 | 0 | 0 | 0 | 0 | 0 | 0 | 0 | 0 | 0 | 0 | 0 | 0 | 0 | 0 | 0 | 0 | 0 | 0 | 0 | 0 | 0 | 0 | 0 | 0 | 0 | 0 | 0 | 0 | 0 | 0 | 0 | 0 | 0 | 0 | 0 | 0 | 0 | 0 | 0 | 0 | 0 | 0 | 0 | 0 | 0 | 0 | 0 | 0 | 0 | 0 | 0 | 0 | 0 | 0 | 0 | 0 | 0 | 0 | 0 | 0 | 0 | 0 | 0 | 0 | 0 | 0 | 0 | 0 | 0 | 0 | 0 | 0 | 0 | 0 | 0 | 0 | 0 | 0 | 0 | 0 | 0 | 0 | 0 | 0 | 0 | 0 | 0 | 0 | 0 | 0 | 0 | 0 | 0 | 0 | 0 | 0 | 0 | 0 | 0 | 0 | 0 | 0 | 0 | 0 | 0 | 0 | 0 | 0 | 0 | 0 | 1815.6571 | 1825.7555 | 1835.9482 | 1846.1533 | 1856.2896 | 1866.2775 | 1876.0385 | 1885.4955 | 1894.5727 | 1903.1963 | 1911.3845 | 1919.1558 | 1926.5278 | 1933.5181 | 1940.1438 | 1946.4212 | 1952.3667 | 1957.9957 | 1963.3233 | 1968.3641 | 997.0604 | 1002.6059 | 1008.2032 | 1013.8073 | 1019.3736 | 1024.8584 | 1030.2186 | 1035.4119 | 1040.3966 | 1045.1322 | 1049.6288 | 1053.8963 | 1057.9446 | 1061.7833 | 1065.4218 | 1068.869 | 1072.134 | 1075.2251 | 1078.1507 | 1080.9189
WA_Industrial_Food Products_Existing_Space Heating_Natural Gas_Windows - High Efficiency_A | WA | Industrial | Food Products | Existing | Space Heating | Natural Gas | Windows - High Efficiency | A | IM5 | U-.5 or worse | U-.22 or better | 45 | 0.0078041 | 0 | 0 | 0.23 | 0.01 | 0 | 0 | 0.11455 |  | sqft | 45% | 100% | Retrofit | Retro1Slow | 84.81% | TBD | 0.2% | 94.3767 |  | 48.5224 |  | 0.024318 | RTF Wkbk - ComWeatherizationSchool_v3_1 | RTF Wkbk - ComWeatherizationSchool_v3_1 | Building Energy Simulation Tool | U-.5 or worse | U-.5 or worse | U-.5 or worse | U-.5 or worse | U-.5 or worse | U-.5 or worse | U-.5 or worse | U-.5 or worse | U-.5 or worse | U-.5 or worse | U-.5 or worse | U-.5 or worse | U-.5 or worse | U-.5 or worse | U-.5 or worse | U-.5 or worse | U-.5 or worse | U-.5 or worse | U-.5 or worse | U-.5 or worse | U-.5 or worse | U-.5 or worse | U-.22 or better | U-.22 or better | U-.22 or better | U-.22 or better | U-.22 or better | U-.22 or better | U-.22 or better | U-.22 or better | U-.22 or better | U-.22 or better | U-.22 or better | U-.22 or better | U-.22 or better | U-.22 or better | U-.22 or better | U-.22 or better | U-.22 or better | U-.22 or better | U-.22 or better | U-.22 or better | U-.22 or better | U-.22 or better | 0.23 | 0.23 | 0.23 | 0.23 | 0.23 | 0.23 | 0.23 | 0.23 | 0.23 | 0.23 | 0.23 | 0.23 | 0.23 | 0.23 | 0.23 | 0.23 | 0.23 | 0.23 | 0.23 | 0.23 | 0.23 | 0.23 | 0 | 0 | 0.007698 | 0.0075807 | 0.007426 | 0.0072297 | 0.0069935 | 0.0067256 | 0.0064388 | 0.0061477 | 0.0058657 | 0.0056029 | 0.0053648 | 0.0051531 | 0.0049676 | 0.0048052 | 0.0046627 | 0.0045391 | 0.004431 | 0.0043339 | 0.0042502 | 0.0041709 | 0.02853 | 0.055193 | 0.094343 | 0.14683 | 0.21187 | 0.28678 | 0.36703 | 0.44646 | 0.51778 | 0.57317 | 0.60512 | 0.60767 | 0.5781 | 0.51805 | 0.43435 | 0.34366 | 0.25211 | 0.16777 | 0.1033 | 0.064977 | 0.02853 | 0.083289 | 0.17593 | 0.31811 | 0.51958 | 0.78646 | 1.12 | 1.5158 | 1.964 | 2.4492 | 2.9503 | 3.4415 | 3.8957 | 4.2864 | 4.5936 | 4.8156 | 4.953 | 5.0122 | 5.0187 | 4.9901 | 3706.1962 | 7280.7113 | 12704.3493 | 20309.066 | 30294.8372 | 42640.5995 | 57002.8749 | 72622.2395 | 88272.5526 | 102299.5794 | 112794.6267 | 117923.4143 | 116374.0784 | 107810.7779 | 93155.4797 | 75710.3015 | 56897.9041 | 38711.704 | 24306.0555 | 15578.4689 | 3706.1962 | 10986.9075 | 23691.2568 | 44000.3228 | 74295.1599 | 116935.7594 | 173938.6343 | 246560.8738 | 334833.4264 | 437133.0058 | 549927.6326 | 667851.0468 | 784225.1253 | 892035.9031 | 985191.3828 | 1060901.6843 | 1117799.5884 | 1156511.2923 | 1180817.3478 | 1196395.8167 | 0.024318 | 0.047205 | 0.081037 | 0.1268 | 0.18414 | 0.25112 | 0.32407 | 0.3977 | 0.46543 | 0.51986 | 0.55357 | 0.56039 | 0.537 | 0.48437 | 0.4085 | 0.32488 | 0.23946 | 0.16005 | 0.098948 | 0.062484 | 0.024318 | 0.071235 | 0.15112 | 0.27471 | 0.45159 | 0.68867 | 0.98886 | 1.3502 | 1.7655 | 2.2214 | 2.6989 | 3.1737 | 3.6188 | 4.0077 | 4.3202 | 4.5525 | 4.7043 | 4.7816 | 4.807 | 4.7987 | 3150.2668 | 6188.6046 | 10798.6969 | 17262.7061 | 25750.6116 | 36244.5096 | 48452.4437 | 61728.9035 | 75031.6698 | 86954.6425 | 95875.4327 | 100234.9021 | 98917.9667 | 91639.1612 | 79182.1577 | 64353.7563 | 48363.2185 | 32904.9484 | 20660.1472 | 13241.6985 | 3150.2668 | 9338.8714 | 20137.5683 | 37400.2743 | 63150.8859 | 99395.3955 | 147847.8392 | 209576.7427 | 284608.4125 | 371563.0549 | 467438.4877 | 567673.3898 | 666591.3565 | 758230.5177 | 837412.6754 | 901766.4316 | 950129.6501 | 983034.5985 | 1003694.7456 | 1016936.4442 | 0 | 0 | 0 | 0 | 0 | 0 | 0 | 0 | 0 | 0 | 0 | 0 | 0 | 0 | 0 | 0 | 0 | 0 | 0 | 0 | 0 | 0 | 0 | 0 | 0 | 0 | 0 | 0 | 0 | 0 | 0 | 0 | 0 | 0 | 0 | 0 | 0 | 0 | 0 | 0 | 0 | 0 | 0 | 0 | 0 | 0 | 0 | 0 | 0 | 0 | 0 | 0 | 0 | 0 | 0 | 0 | 0 | 0 | 0 | 0 | 0 | 0 | 0 | 0 | 0 | 0 | 0 | 0 | 0 | 0 | 0 | 0 | 0 | 0 | 0 | 0 | 0 | 0 | 0 | 0 | 0 | 0 | 0 | 0 | 0 | 0 | 0 | 0 | 0 | 0 | 0 | 0 | 0 | 0 | 0 | 0 | 0 | 0 | 0 | 0 | 0 | 0 | 0 | 0 | 0 | 0 | 0 | 0 | 0 | 0 | 0 | 0 | 0 | 0 | 0 | 0 | 0 | 0 | 0 | 0 | 0 | 0 | 0 | 0 | 0 | 0 | 0 | 0 | 0 | 0 | 0 | 0 | 0 | 0 | 0 | 0 | 0 | 0 | 0 | 0 | 0 | 0 | 0 | 0 | 0 | 0 | 0 | 0 | 0 | 0 | 0 | 0 | 0 | 0 | 0 | 0 | 0 | 0 | 0 | 0 | 0 | 0 | 0 | 0 | 0 | 0 | 0 | 0 | 0 | 0 | 0 | 0 | 0 | 0 | 0 | 0 | 0 | 0 | 0 | 0 | 0 | 0 | 0 | 0 | 0 | 0 | 0 | 0 | 0 | 0 | 0 | 0 | 0 | 0 | 0 | 0 | 0 | 0 | 0 | 0 | 0 | 0 | 0 | 0 | 0 | 0 | 0 | 0 | 0 | 0 | 0 | 0 | 0 | 0 | 0 | 0 | 0 | 0 | 0 | 0 | 0 | 0 | 0 | 0 | 0 | 0 | 0 | 0 | 0 | 0 | 0 | 0 | 0 | 0 | 0 | 0 | 0 | 0 | 0 | 0 | 2910.968 | 2917.9063 | 2924.851 | 2931.75 | 2938.5531 | 2945.2123 | 2951.6815 | 2957.9165 | 2963.8752 | 2969.517 | 2974.856 | 2979.9056 | 2984.6784 | 2989.187 | 2993.4428 | 2997.4572 | 3001.2408 | 3004.8038 | 3008.1559 | 3011.3063 | 1076.6542 | 1079.2204 | 1081.7889 | 1084.3406 | 1086.8568 | 1089.3198 | 1091.7125 | 1094.0186 | 1096.2225 | 1098.3092 | 1100.2838 | 1102.1515 | 1103.9168 | 1105.5843 | 1107.1584 | 1108.6432 | 1110.0426 | 1111.3604 | 1112.6002 | 1113.7654
WA_Industrial_Food Products_Existing_Space Heating_Natural Gas_Gas Boiler - Maintenance_A | WA | Industrial | Food Products | Existing | Space Heating | Natural Gas | Gas Boiler - Maintenance | A | IM6 | Degrade performance | General cleaning and maintenance | 3 | 0.9573 | 0 | 0 | 0.11 | 0 | 0 | 0 | 0.0544 |  | employee | 20% | 30% | Retrofit | Retro20Fast | 65.82% | TBD | 0.2% | 25.0228 |  | 20.0942 |  | 0.017193 | IL TRM - 4.3.10 - CI-HWE-DBTU-V01-180101 | IL TRM - 4.3.10 - CI-HWE-DBTU-V01-180101 | IL TRM - 4.3.10 - CI-HWE-DBTU-V01-180101 | Degrade performance | Degrade performance | Degrade performance | Degrade performance | Degrade performance | Degrade performance | Degrade performance | Degrade performance | Degrade performance | Degrade performance | Degrade performance | Degrade performance | Degrade performance | Degrade performance | Degrade performance | Degrade performance | Degrade performance | Degrade performance | Degrade performance | Degrade performance | Degrade performance | Degrade performance | General cleaning and maintenance | General cleaning and maintenance | General cleaning and maintenance | General cleaning and maintenance | General cleaning and maintenance | General cleaning and maintenance | General cleaning and maintenance | General cleaning and maintenance | General cleaning and maintenance | General cleaning and maintenance | General cleaning and maintenance | General cleaning and maintenance | General cleaning and maintenance | General cleaning and maintenance | General cleaning and maintenance | General cleaning and maintenance | General cleaning and maintenance | General cleaning and maintenance | General cleaning and maintenance | General cleaning and maintenance | General cleaning and maintenance | General cleaning and maintenance | 0.11 | 0.11 | 0.11 | 0.11 | 0.11 | 0.11 | 0.11 | 0.11 | 0.11 | 0.11 | 0.11 | 0.11 | 0.11 | 0.11 | 0.11 | 0.11 | 0.11 | 0.11 | 0.11 | 0.11 | 0.11 | 0.11 | 0 | 0 | 0.95056 | 0.9461 | 0.9414 | 0.93644 | 0.93117 | 0.92556 | 0.91959 | 0.91322 | 0.90649 | 0.89944 | 0.89213 | 0.88456 | 0.87695 | 0.86927 | 0.86156 | 0.85438 | 0.8477 | 0.84146 | 0.83564 | 0.83024 | 0.020193 | 0.013844 | 0.0093718 | 0.0071351 | 0.0061091 | 0.0051639 | 0.0043195 | 0.0035816 | 0.0029478 | 0.0024108 | 0.0019609 | 0.0014881 | 0.0011292 | 0.00085666 | 0.00064985 | 0.00058152 | 0.00044376 | 0.00037278 | 0.00030514 | 0.00024064 | 0.020193 | 0.033942 | 0.043145 | 0.050053 | 0.05588 | 0.060707 | 0.064635 | 0.067769 | 0.070218 | 0.072082 | 0.073457 | 0.074322 | 0.074812 | 0.075013 | 0.074998 | 0.074954 | 0.074812 | 0.074634 | 0.074424 | 0.074183 | 21.2427 | 14.6328 | 9.9551 | 7.6194 | 6.5606 | 5.5793 | 4.6972 | 3.922 | 3.2519 | 2.6804 | 2.198 | 1.6823 | 1.2876 | 0.98549 | 0.75427 | 0.68064 | 0.52349 | 0.44301 | 0.36515 | 0.28985 | 21.2427 | 35.8755 | 45.8306 | 53.45 | 60.0107 | 65.5899 | 70.2872 | 74.2091 | 77.4611 | 80.1414 | 82.3395 | 84.0218 | 85.3094 | 86.2949 | 87.0492 | 87.7298 | 88.2533 | 88.6963 | 89.0615 | 89.3513 | 0.017193 | 0.011809 | 0.0080093 | 0.0061104 | 0.0052431 | 0.0044421 | 0.0037246 | 0.003096 | 0.0025547 | 0.0020948 | 0.0017084 | 0.0012999 | 0.00098883 | 0.00075196 | 0.0005717 | 0.00051262 | 0.00039193 | 0.00032984 | 0.00027049 | 0.00021371 | 0.017193 | 0.028952 | 0.036873 | 0.042864 | 0.047959 | 0.052221 | 0.055733 | 0.05858 | 0.060853 | 0.062633 | 0.063997 | 0.064924 | 0.065515 | 0.065846 | 0.065979 | 0.066074 | 0.066073 | 0.066039 | 0.065974 | 0.065882 | 18.0563 | 12.4378 | 8.4619 | 6.4765 | 5.5765 | 4.7424 | 3.9927 | 3.3337 | 2.7641 | 2.2783 | 1.8683 | 1.43 | 1.0945 | 0.83767 | 0.64113 | 0.57854 | 0.44497 | 0.37656 | 0.31038 | 0.24637 | 18.0563 | 30.4942 | 38.956 | 45.4325 | 51.0091 | 55.7514 | 59.7441 | 63.0778 | 65.8419 | 68.1202 | 69.9886 | 71.4185 | 72.513 | 73.3507 | 73.9918 | 74.5703 | 75.0153 | 75.3919 | 75.7022 | 75.9486 | 0.017193 | 0.011809 | 0.0080093 | 0.0061104 | 0.0052431 | 0.0044421 | 0.0037246 | 0.003096 | 0.0025547 | 0.0020948 | 0.0017084 | 0.0012999 | 0.00098883 | 0.00075196 | 0.0005717 | 0.00051262 | 0.00039193 | 0.00032984 | 0.00027049 | 0.00021371 | 0.017193 | 0.028952 | 0.036873 | 0.042864 | 0.047959 | 0.052221 | 0.055733 | 0.05858 | 0.060853 | 0.062633 | 0.063997 | 0.064924 | 0.065515 | 0.065846 | 0.065979 | 0.066074 | 0.066073 | 0.066039 | 0.065974 | 0.065882 | 18.0563 | 12.4378 | 8.4619 | 6.4765 | 5.5765 | 4.7424 | 3.9927 | 3.3337 | 2.7641 | 2.2783 | 1.8683 | 1.43 | 1.0945 | 0.83767 | 0.64113 | 0.57854 | 0.44497 | 0.37656 | 0.31038 | 0.24637 | 18.0563 | 30.4942 | 38.956 | 45.4325 | 51.0091 | 55.7514 | 59.7441 | 63.0778 | 65.8419 | 68.1202 | 69.9886 | 71.4185 | 72.513 | 73.3507 | 73.9918 | 74.5703 | 75.0153 | 75.3919 | 75.7022 | 75.9486 | 0.017193 | 0.011809 | 0.0080093 | 0.0061104 | 0.0052431 | 0.0044421 | 0.0037246 | 0.003096 | 0.0025547 | 0.0020948 | 0.0017084 | 0.0012999 | 0.00098883 | 0.00075196 | 0.0005717 | 0.00051262 | 0.00039193 | 0.00032984 | 0.00027049 | 0.00021371 | 0.017193 | 0.028952 | 0.036873 | 0.042864 | 0.047959 | 0.052221 | 0.055733 | 0.05858 | 0.060853 | 0.062633 | 0.063997 | 0.064924 | 0.065515 | 0.065846 | 0.065979 | 0.066074 | 0.066073 | 0.066039 | 0.065974 | 0.065882 | 18.0563 | 12.4378 | 8.4619 | 6.4765 | 5.5765 | 4.7424 | 3.9927 | 3.3337 | 2.7641 | 2.2783 | 1.8683 | 1.43 | 1.0945 | 0.83767 | 0.64113 | 0.57854 | 0.44497 | 0.37656 | 0.31038 | 0.24637 | 18.0563 | 30.4942 | 38.956 | 45.4325 | 51.0091 | 55.7514 | 59.7441 | 63.0778 | 65.8419 | 68.1202 | 69.9886 | 71.4185 | 72.513 | 73.3507 | 73.9918 | 74.5703 | 75.0153 | 75.3919 | 75.7022 | 75.9486 | 0.017193 | 0.011809 | 0.0080093 | 0.0061104 | 0.0052431 | 0.0044421 | 0.0037246 | 0.003096 | 0.0025547 | 0.0020948 | 0.0017084 | 0.0012999 | 0.00098883 | 0.00075196 | 0.0005717 | 0.00051262 | 0.00039193 | 0.00032984 | 0.00027049 | 0.00021371 | 0.017193 | 0.028952 | 0.036873 | 0.042864 | 0.047959 | 0.052221 | 0.055733 | 0.05858 | 0.060853 | 0.062633 | 0.063997 | 0.064924 | 0.065515 | 0.065846 | 0.065979 | 0.066074 | 0.066073 | 0.066039 | 0.065974 | 0.065882 | 18.0563 | 12.4378 | 8.4619 | 6.4765 | 5.5765 | 4.7424 | 3.9927 | 3.3337 | 2.7641 | 2.2783 | 1.8683 | 1.43 | 1.0945 | 0.83767 | 0.64113 | 0.57854 | 0.44497 | 0.37656 | 0.31038 | 0.24637 | 18.0563 | 30.4942 | 38.956 | 45.4325 | 51.0091 | 55.7514 | 59.7441 | 63.0778 | 65.8419 | 68.1202 | 69.9886 | 71.4185 | 72.513 | 73.3507 | 73.9918 | 74.5703 | 75.0153 | 75.3919 | 75.7022 | 75.9486 | 1.1371 | 1.1371 | 1.1372 | 1.1373 | 1.1374 | 1.1374 | 1.1375 | 1.1376 | 1.1376 | 1.1377 | 1.1377 | 1.1378 | 1.1379 | 1.1379 | 1.1379 | 1.138 | 1.138 | 1.1381 | 1.1381 | 1.1381 | 0.91311 | 0.91317 | 0.91323 | 0.91329 | 0.91335 | 0.9134 | 0.91345 | 0.91351 | 0.91356 | 0.9136 | 0.91365 | 0.91369 | 0.91373 | 0.91377 | 0.91381 | 0.91385 | 0.91388 | 0.91391 | 0.91393 | 0.91396
WA_Industrial_Food Products_Existing_Process_Natural Gas_Gas Boiler - Maintenance_A | WA | Industrial | Food Products | Existing | Process | Natural Gas | Gas Boiler - Maintenance | A | IM7 | Degrade performance | General cleaning and maintenance | 3 | 34.75 | 0 | 0 | 0.11 | 0 | 0 | 0 | 0.0544 |  | sqft | 20% | 30% | Retrofit | Retro20Fast | 65.82% | TBD | 0.2% | 25.0228 |  | 20.0942 |  | 1.4961 | IL TRM - 4.3.10 - CI-HWE-DBTU-V01-180101 | IL TRM - 4.3.10 - CI-HWE-DBTU-V01-180101 | IL TRM - 4.3.10 - CI-HWE-DBTU-V01-180101 | Degrade performance | Degrade performance | Degrade performance | Degrade performance | Degrade performance | Degrade performance | Degrade performance | Degrade performance | Degrade performance | Degrade performance | Degrade performance | Degrade performance | Degrade performance | Degrade performance | Degrade performance | Degrade performance | Degrade performance | Degrade performance | Degrade performance | Degrade performance | Degrade performance | Degrade performance | General cleaning and maintenance | General cleaning and maintenance | General cleaning and maintenance | General cleaning and maintenance | General cleaning and maintenance | General cleaning and maintenance | General cleaning and maintenance | General cleaning and maintenance | General cleaning and maintenance | General cleaning and maintenance | General cleaning and maintenance | General cleaning and maintenance | General cleaning and maintenance | General cleaning and maintenance | General cleaning and maintenance | General cleaning and maintenance | General cleaning and maintenance | General cleaning and maintenance | General cleaning and maintenance | General cleaning and maintenance | General cleaning and maintenance | General cleaning and maintenance | 0.11 | 0.11 | 0.11 | 0.11 | 0.11 | 0.11 | 0.11 | 0.11 | 0.11 | 0.11 | 0.11 | 0.11 | 0.11 | 0.11 | 0.11 | 0.11 | 0.11 | 0.11 | 0.11 | 0.11 | 0.11 | 0.11 | 0 | 0 | 34.75 | 34.75 | 34.75 | 34.75 | 34.75 | 34.75 | 34.75 | 34.75 | 34.75 | 34.75 | 34.75 | 34.75 | 34.75 | 34.75 | 34.75 | 34.75 | 34.75 | 34.75 | 34.75 | 34.75 | 1.7602 | 1.2125 | 0.82488 | 0.63134 | 0.54361 | 0.46229 | 0.38921 | 0.32497 | 0.26945 | 0.2221 | 0.18213 | 0.1394 | 0.10669 | 0.081657 | 0.062498 | 0.056397 | 0.043376 | 0.036708 | 0.030256 | 0.024016 | 1.7602 | 2.9726 | 3.7975 | 4.4288 | 4.9724 | 5.4347 | 5.824 | 6.1489 | 6.4184 | 6.6405 | 6.8226 | 6.962 | 7.0687 | 7.1503 | 7.2128 | 7.2692 | 7.3126 | 7.3493 | 7.3796 | 7.4036 | 50.6522 | 34.891 | 23.7375 | 18.168 | 15.6435 | 13.3035 | 11.2003 | 9.3517 | 7.754 | 6.3912 | 5.2411 | 4.0114 | 3.0702 | 2.3499 | 1.7985 | 1.623 | 1.2482 | 1.0563 | 0.87069 | 0.69112 | 50.6522 | 85.5432 | 109.2807 | 127.4487 | 143.0922 | 156.3957 | 167.596 | 176.9477 | 184.7018 | 191.093 | 196.3341 | 200.3455 | 203.4157 | 205.7656 | 207.5641 | 209.187 | 210.4353 | 211.4916 | 212.3623 | 213.0534 | 1.4961 | 1.0306 | 0.70115 | 0.53664 | 0.46207 | 0.39295 | 0.33083 | 0.27623 | 0.22903 | 0.18878 | 0.15481 | 0.11849 | 0.090686 | 0.069409 | 0.053124 | 0.047938 | 0.03687 | 0.031202 | 0.025718 | 0.020414 | 1.4961 | 2.5267 | 3.2279 | 3.7645 | 4.2266 | 4.6195 | 4.9504 | 5.2266 | 5.4556 | 5.6444 | 5.7992 | 5.9177 | 6.0084 | 6.0778 | 6.1309 | 6.1789 | 6.2157 | 6.2469 | 6.2726 | 6.2931 | 43.0544 | 29.6574 | 20.1769 | 15.4428 | 13.297 | 11.3079 | 9.5203 | 7.949 | 6.5909 | 5.4326 | 4.4549 | 3.4097 | 2.6097 | 1.9974 | 1.5287 | 1.3795 | 1.061 | 0.89789 | 0.74008 | 0.58745 | 43.0544 | 72.7117 | 92.8886 | 108.3314 | 121.6284 | 132.9363 | 142.4566 | 150.4056 | 156.9965 | 162.4291 | 166.884 | 170.2937 | 172.9033 | 174.9007 | 176.4295 | 177.809 | 178.87 | 179.7679 | 180.5079 | 181.0954 | 1.4961 | 1.0306 | 0.70115 | 0.53664 | 0.46207 | 0.39295 | 0.33083 | 0.27623 | 0.22903 | 0.18878 | 0.15481 | 0.11849 | 0.090686 | 0.069409 | 0.053124 | 0.047938 | 0.03687 | 0.031202 | 0.025718 | 0.020414 | 1.4961 | 2.5267 | 3.2279 | 3.7645 | 4.2266 | 4.6195 | 4.9504 | 5.2266 | 5.4556 | 5.6444 | 5.7992 | 5.9177 | 6.0084 | 6.0778 | 6.1309 | 6.1789 | 6.2157 | 6.2469 | 6.2726 | 6.2931 | 43.0544 | 29.6574 | 20.1769 | 15.4428 | 13.297 | 11.3079 | 9.5203 | 7.949 | 6.5909 | 5.4326 | 4.4549 | 3.4097 | 2.6097 | 1.9974 | 1.5287 | 1.3795 | 1.061 | 0.89789 | 0.74008 | 0.58745 | 43.0544 | 72.7117 | 92.8886 | 108.3314 | 121.6284 | 132.9363 | 142.4566 | 150.4056 | 156.9965 | 162.4291 | 166.884 | 170.2937 | 172.9033 | 174.9007 | 176.4295 | 177.809 | 178.87 | 179.7679 | 180.5079 | 181.0954 | 1.4961 | 1.0306 | 0.70115 | 0.53664 | 0.46207 | 0.39295 | 0.33083 | 0.27623 | 0.22903 | 0.18878 | 0.15481 | 0.11849 | 0.090686 | 0.069409 | 0.053124 | 0.047938 | 0.03687 | 0.031202 | 0.025718 | 0.020414 | 1.4961 | 2.5267 | 3.2279 | 3.7645 | 4.2266 | 4.6195 | 4.9504 | 5.2266 | 5.4556 | 5.6444 | 5.7992 | 5.9177 | 6.0084 | 6.0778 | 6.1309 | 6.1789 | 6.2157 | 6.2469 | 6.2726 | 6.2931 | 43.0544 | 29.6574 | 20.1769 | 15.4428 | 13.297 | 11.3079 | 9.5203 | 7.949 | 6.5909 | 5.4326 | 4.4549 | 3.4097 | 2.6097 | 1.9974 | 1.5287 | 1.3795 | 1.061 | 0.89789 | 0.74008 | 0.58745 | 43.0544 | 72.7117 | 92.8886 | 108.3314 | 121.6284 | 132.9363 | 142.4566 | 150.4056 | 156.9965 | 162.4291 | 166.884 | 170.2937 | 172.9033 | 174.9007 | 176.4295 | 177.809 | 178.87 | 179.7679 | 180.5079 | 181.0954 | 1.4961 | 1.0306 | 0.70115 | 0.53664 | 0.46207 | 0.39295 | 0.33083 | 0.27623 | 0.22903 | 0.18878 | 0.15481 | 0.11849 | 0.090686 | 0.069409 | 0.053124 | 0.047938 | 0.03687 | 0.031202 | 0.025718 | 0.020414 | 1.4961 | 2.5267 | 3.2279 | 3.7645 | 4.2266 | 4.6195 | 4.9504 | 5.2266 | 5.4556 | 5.6444 | 5.7992 | 5.9177 | 6.0084 | 6.0778 | 6.1309 | 6.1789 | 6.2157 | 6.2469 | 6.2726 | 6.2931 | 43.0544 | 29.6574 | 20.1769 | 15.4428 | 13.297 | 11.3079 | 9.5203 | 7.949 | 6.5909 | 5.4326 | 4.4549 | 3.4097 | 2.6097 | 1.9974 | 1.5287 | 1.3795 | 1.061 | 0.89789 | 0.74008 | 0.58745 | 43.0544 | 72.7117 | 92.8886 | 108.3314 | 121.6284 | 132.9363 | 142.4566 | 150.4056 | 156.9965 | 162.4291 | 166.884 | 170.2937 | 172.9033 | 174.9007 | 176.4295 | 177.809 | 178.87 | 179.7679 | 180.5079 | 181.0954 | 1.1371 | 1.1371 | 1.1372 | 1.1373 | 1.1374 | 1.1374 | 1.1375 | 1.1376 | 1.1376 | 1.1377 | 1.1377 | 1.1378 | 1.1379 | 1.1379 | 1.1379 | 1.138 | 1.138 | 1.1381 | 1.1381 | 1.1381 | 0.91311 | 0.91317 | 0.91323 | 0.91329 | 0.91335 | 0.9134 | 0.91345 | 0.91351 | 0.91356 | 0.9136 | 0.91365 | 0.91369 | 0.91373 | 0.91377 | 0.91381 | 0.91385 | 0.91388 | 0.91391 | 0.91393 | 0.91396
WA_Industrial_Food Products_Existing_Space Heating_Natural Gas_Gas Furnace - Maintenance_A | WA | Industrial | Food Products | Existing | Space Heating | Natural Gas | Gas Furnace - Maintenance | A | IM8 | Degrade performance | General cleaning and maintenance | 3 | 0.0095 | 0 | 0 | 0.02 | 0 | 0 | 0 | 0.0104 |  | sqft | 20% | 30% | Retrofit | Retro20Fast | 65.82% | TBD | 0.2% | 453.5242 |  | 364.1963 |  | 0.00013533 | IL TRM - 4.4.31 - CI-HVC-FTUN-V03-200101 | MN TRM 3.1 - Forced-Air Heating Maintenance v2.0 | MN TRM v3.1 - Forced-Air Heating Maintenance | Degrade performance | Degrade performance | Degrade performance | Degrade performance | Degrade performance | Degrade performance | Degrade performance | Degrade performance | Degrade performance | Degrade performance | Degrade performance | Degrade performance | Degrade performance | Degrade performance | Degrade performance | Degrade performance | Degrade performance | Degrade performance | Degrade performance | Degrade performance | Degrade performance | Degrade performance | General cleaning and maintenance | General cleaning and maintenance | General cleaning and maintenance | General cleaning and maintenance | General cleaning and maintenance | General cleaning and maintenance | General cleaning and maintenance | General cleaning and maintenance | General cleaning and maintenance | General cleaning and maintenance | General cleaning and maintenance | General cleaning and maintenance | General cleaning and maintenance | General cleaning and maintenance | General cleaning and maintenance | General cleaning and maintenance | General cleaning and maintenance | General cleaning and maintenance | General cleaning and maintenance | General cleaning and maintenance | General cleaning and maintenance | General cleaning and maintenance | 0.02 | 0.02 | 0.02 | 0.02 | 0.02 | 0.02 | 0.02 | 0.02 | 0.02 | 0.02 | 0.02 | 0.02 | 0.02 | 0.02 | 0.02 | 0.02 | 0.02 | 0.02 | 0.02 | 0.02 | 0.02 | 0.02 | 0 | 0 | 0.0093773 | 0.009303 | 0.0092261 | 0.0091465 | 0.0090641 | 0.0089791 | 0.0088912 | 0.0088006 | 0.0087079 | 0.0086136 | 0.0085184 | 0.0084222 | 0.0083271 | 0.0082329 | 0.00814 | 0.0080535 | 0.0079732 | 0.0078984 | 0.0078285 | 0.0077633 | 0.00015893 | 0.00010861 | 7.328e-05 | 5.5603e-05 | 4.7446e-05 | 3.997e-05 | 3.3322e-05 | 2.7538e-05 | 2.2593e-05 | 1.8421e-05 | 1.4939e-05 | 1.1305e-05 | 8.5545e-06 | 6.4733e-06 | 4.8986e-06 | 4.3735e-06 | 3.3302e-06 | 2.7917e-06 | 2.2807e-06 | 1.7953e-06 | 0.00015893 | 0.00026628 | 0.00033736 | 0.00039005 | 0.00043399 | 0.00046988 | 0.00049861 | 0.00052107 | 0.00053817 | 0.00055076 | 0.00055961 | 0.0005646 | 0.00056678 | 0.00056684 | 0.00056534 | 0.00056371 | 0.00056142 | 0.00055894 | 0.00055628 | 0.00055344 | 16.9486 | 11.6748 | 7.9427 | 6.0791 | 5.2344 | 4.4514 | 3.7477 | 3.1292 | 2.5946 | 2.1386 | 1.7537 | 1.3422 | 1.0273 | 0.78628 | 0.6018 | 0.54305 | 0.41767 | 0.35346 | 0.29134 | 0.23125 | 16.9486 | 28.6234 | 36.5661 | 42.6452 | 47.8797 | 52.3311 | 56.0788 | 59.2079 | 61.8025 | 63.941 | 65.6947 | 67.037 | 68.0643 | 68.8506 | 69.4524 | 69.9954 | 70.4131 | 70.7666 | 71.0579 | 71.2891 | 0.00013533 | 9.2649e-05 | 6.2633e-05 | 4.7624e-05 | 4.0727e-05 | 3.439e-05 | 2.874e-05 | 2.3813e-05 | 1.9588e-05 | 1.6014e-05 | 1.3023e-05 | 9.8819e-06 | 7.4972e-06 | 5.6871e-06 | 4.3136e-06 | 3.8593e-06 | 2.9444e-06 | 2.4731e-06 | 2.0243e-06 | 1.5964e-06 | 0.00013533 | 0.00022715 | 0.00028835 | 0.00033408 | 0.00037254 | 0.00040429 | 0.00043005 | 0.00045057 | 0.00046659 | 0.0004788 | 0.00048783 | 0.00049354 | 0.00049672 | 0.00049799 | 0.00049783 | 0.00049743 | 0.00049639 | 0.00049515 | 0.00049372 | 0.00049214 | 14.4063 | 9.9236 | 6.7513 | 5.1673 | 4.4493 | 3.7837 | 3.1855 | 2.6598 | 2.2054 | 1.8178 | 1.4907 | 1.1409 | 0.87322 | 0.66834 | 0.51153 | 0.46159 | 0.35502 | 0.30044 | 0.24764 | 0.19657 | 14.4063 | 24.3299 | 31.0812 | 36.2484 | 40.6977 | 44.4814 | 47.667 | 50.3267 | 52.5321 | 54.3499 | 55.8405 | 56.9814 | 57.8547 | 58.523 | 59.0345 | 59.4961 | 59.8511 | 60.1516 | 60.3992 | 60.5958 | 0 | 0 | 0 | 0 | 0 | 0 | 0 | 0 | 0 | 0 | 0 | 0 | 0 | 0 | 0 | 0 | 0 | 0 | 0 | 0 | 0 | 0 | 0 | 0 | 0 | 0 | 0 | 0 | 0 | 0 | 0 | 0 | 0 | 0 | 0 | 0 | 0 | 0 | 0 | 0 | 0 | 0 | 0 | 0 | 0 | 0 | 0 | 0 | 0 | 0 | 0 | 0 | 0 | 0 | 0 | 0 | 0 | 0 | 0 | 0 | 0 | 0 | 0 | 0 | 0 | 0 | 0 | 0 | 0 | 0 | 0 | 0 | 0 | 0 | 0 | 0 | 0 | 0 | 0 | 0 | 0.00013533 | 9.2649e-05 | 6.2633e-05 | 4.7624e-05 | 4.0727e-05 | 3.439e-05 | 2.874e-05 | 2.3813e-05 | 1.9588e-05 | 1.6014e-05 | 1.3023e-05 | 9.8819e-06 | 7.4972e-06 | 5.6871e-06 | 4.3136e-06 | 3.8593e-06 | 2.9444e-06 | 2.4731e-06 | 2.0243e-06 | 1.5964e-06 | 0.00013533 | 0.00022715 | 0.00028835 | 0.00033408 | 0.00037254 | 0.00040429 | 0.00043005 | 0.00045057 | 0.00046659 | 0.0004788 | 0.00048783 | 0.00049354 | 0.00049672 | 0.00049799 | 0.00049783 | 0.00049743 | 0.00049639 | 0.00049515 | 0.00049372 | 0.00049214 | 14.4063 | 9.9236 | 6.7513 | 5.1673 | 4.4493 | 3.7837 | 3.1855 | 2.6598 | 2.2054 | 1.8178 | 1.4907 | 1.1409 | 0.87322 | 0.66834 | 0.51153 | 0.46159 | 0.35502 | 0.30044 | 0.24764 | 0.19657 | 14.4063 | 24.3299 | 31.0812 | 36.2484 | 40.6977 | 44.4814 | 47.667 | 50.3267 | 52.5321 | 54.3499 | 55.8405 | 56.9814 | 57.8547 | 58.523 | 59.0345 | 59.4961 | 59.8511 | 60.1516 | 60.3992 | 60.5958 | 0 | 0 | 0 | 0 | 0 | 0 | 0 | 0 | 0 | 0 | 0 | 0 | 0 | 0 | 0 | 0 | 0 | 0 | 0 | 0 | 0 | 0 | 0 | 0 | 0 | 0 | 0 | 0 | 0 | 0 | 0 | 0 | 0 | 0 | 0 | 0 | 0 | 0 | 0 | 0 | 0 | 0 | 0 | 0 | 0 | 0 | 0 | 0 | 0 | 0 | 0 | 0 | 0 | 0 | 0 | 0 | 0 | 0 | 0 | 0 | 0 | 0 | 0 | 0 | 0 | 0 | 0 | 0 | 0 | 0 | 0 | 0 | 0 | 0 | 0 | 0 | 0 | 0 | 0 | 0 | 785.4298 | 789.7982 | 794.2075 | 798.6221 | 803.0069 | 807.3275 | 811.55 | 815.641 | 819.5677 | 823.2981 | 826.8403 | 830.202 | 833.3911 | 836.415 | 839.2811 | 841.9967 | 844.5686 | 847.0037 | 849.3083 | 851.4889 | 630.7284 | 634.2364 | 637.7772 | 641.3222 | 644.8434 | 648.313 | 651.7038 | 654.989 | 658.1423 | 661.138 | 663.9825 | 666.682 | 669.243 | 671.6713 | 673.9729 | 676.1536 | 678.219 | 680.1744 | 682.0251 | 683.7762
WA_Industrial_Food Products_Existing_Space Heating_Natural Gas_Gas Boiler - Hot Water Reset_A | WA | Industrial | Food Products | Existing | Space Heating | Natural Gas | Gas Boiler - Hot Water Reset | A | IM9 | No control | Reset control installed | 16 | 3.4811 | 0 | 0 | 132.97 | 0 | 0 | 0 | 66.4849 |  | employee | 20% | 45% | Retrofit | Retro5Med | 81.71% | TBD | 0.2% | 205.323 |  | 134.8227 |  | 0.03034 | IL TRM - 4.4.4 - CI-HVC-BLRC-V04-210101 | IL TRM - 4.4.4 - CI-HVC-BLRC-V04-210101 | IL TRM - 4.4.4 - CI-HVC-BLRC-V04-210101 | No control | No control | No control | No control | No control | No control | No control | No control | No control | No control | No control | No control | No control | No control | No control | No control | No control | No control | No control | No control | No control | No control | Reset control installed | Reset control installed | Reset control installed | Reset control installed | Reset control installed | Reset control installed | Reset control installed | Reset control installed | Reset control installed | Reset control installed | Reset control installed | Reset control installed | Reset control installed | Reset control installed | Reset control installed | Reset control installed | Reset control installed | Reset control installed | Reset control installed | Reset control installed | Reset control installed | Reset control installed | 132.97 | 132.97 | 132.97 | 132.97 | 132.97 | 132.97 | 132.97 | 132.97 | 132.97 | 132.97 | 132.97 | 132.97 | 132.97 | 132.97 | 132.97 | 132.97 | 132.97 | 132.97 | 132.97 | 132.97 | 132.97 | 132.97 | 0 | 0 | 3.4507 | 3.4287 | 3.4057 | 3.3817 | 3.3564 | 3.3298 | 3.3018 | 3.2721 | 3.241 | 3.2086 | 3.1752 | 3.1408 | 3.1063 | 3.0715 | 3.0369 | 3.0043 | 2.9736 | 2.9447 | 2.9174 | 2.8916 | 0.035624 | 0.042712 | 0.051022 | 0.057796 | 0.064304 | 0.073297 | 0.078356 | 0.07796 | 0.071515 | 0.059809 | 0.045011 | 0.028958 | 0.016343 | 0.0076468 | 0.0031435 | 0.0011113 | 0.00033766 | 7.1622e-05 | 1.1462e-05 | 1.3402e-06 | 0.035624 | 0.078108 | 0.12861 | 0.1855 | 0.24842 | 0.31974 | 0.39541 | 0.46982 | 0.53687 | 0.59131 | 0.63016 | 0.65229 | 0.66146 | 0.66171 | 0.65739 | 0.65145 | 0.64513 | 0.63893 | 0.63301 | 0.62741 | 10.3237 | 12.4573 | 14.9813 | 17.0911 | 19.1584 | 22.0123 | 23.7315 | 23.8254 | 22.0655 | 18.6401 | 14.1758 | 9.2201 | 5.2613 | 2.4895 | 1.0351 | 0.36991 | 0.11355 | 0.024322 | 0.003929 | 0.00046348 | 10.3237 | 22.781 | 37.7623 | 54.8533 | 74.0117 | 96.024 | 119.7555 | 143.5809 | 165.6464 | 184.2865 | 198.4623 | 207.6824 | 212.9437 | 215.4332 | 216.4683 | 216.8383 | 216.9518 | 216.9761 | 216.9801 | 216.9805 | 0.03034 | 0.036451 | 0.043638 | 0.049547 | 0.055262 | 0.063153 | 0.067693 | 0.067539 | 0.062135 | 0.052119 | 0.039341 | 0.025388 | 0.014369 | 0.0067413 | 0.0027785 | 0.00098463 | 0.00029984 | 6.3742e-05 | 1.0224e-05 | 1.198e-06 | 0.03034 | 0.066659 | 0.11 | 0.15902 | 0.21348 | 0.27549 | 0.3416 | 0.40702 | 0.46645 | 0.51528 | 0.55078 | 0.57186 | 0.58155 | 0.58336 | 0.58106 | 0.57717 | 0.57288 | 0.56863 | 0.5646 | 0.56085 | 8.7751 | 10.5887 | 12.7341 | 14.5274 | 16.2846 | 18.7104 | 20.1718 | 20.2516 | 18.7556 | 15.8441 | 12.0494 | 7.8371 | 4.4721 | 2.1161 | 0.87984 | 0.31443 | 0.096519 | 0.020674 | 0.0033397 | 0.00039396 | 8.7751 | 19.3639 | 32.0979 | 46.6253 | 62.91 | 81.6204 | 101.7922 | 122.0438 | 140.7994 | 156.6435 | 168.693 | 176.53 | 181.0021 | 183.1182 | 183.9981 | 184.3125 | 184.409 | 184.4297 | 184.433 | 184.4334 | 0.03034 | 0.036451 | 0.043638 | 0.049547 | 0.055262 | 0.063153 | 0.067693 | 0.067539 | 0.062135 | 0.052119 | 0.039341 | 0.025388 | 0.014369 | 0.0067413 | 0.0027785 | 0.00098463 | 0.00029984 | 6.3742e-05 | 1.0224e-05 | 1.198e-06 | 0.03034 | 0.066659 | 0.11 | 0.15902 | 0.21348 | 0.27549 | 0.3416 | 0.40702 | 0.46645 | 0.51528 | 0.55078 | 0.57186 | 0.58155 | 0.58336 | 0.58106 | 0.57718 | 0.57288 | 0.56863 | 0.5646 | 0.56085 | 8.7751 | 10.5887 | 12.7341 | 14.5274 | 16.2846 | 18.7104 | 20.1718 | 20.2516 | 18.7556 | 15.8441 | 12.0494 | 7.8371 | 4.4721 | 2.1161 | 0.87984 | 0.31443 | 0.096519 | 0.020674 | 0.0033397 | 0.00039396 | 8.7751 | 19.3639 | 32.0979 | 46.6253 | 62.91 | 81.6204 | 101.7922 | 122.0438 | 140.7994 | 156.6435 | 168.693 | 176.53 | 181.0021 | 183.1182 | 183.9981 | 184.3125 | 184.409 | 184.4297 | 184.433 | 184.4334 | 0.03034 | 0.036451 | 0.043638 | 0.049547 | 0.055262 | 0.063153 | 0.067693 | 0.067539 | 0.062135 | 0.052119 | 0.039341 | 0.025388 | 0.014369 | 0.0067413 | 0.0027785 | 0.00098463 | 0.00029984 | 6.3742e-05 | 1.0224e-05 | 1.198e-06 | 0.03034 | 0.066659 | 0.11 | 0.15902 | 0.21348 | 0.27549 | 0.3416 | 0.40702 | 0.46645 | 0.51528 | 0.55078 | 0.57186 | 0.58155 | 0.58336 | 0.58106 | 0.57717 | 0.57288 | 0.56863 | 0.5646 | 0.56085 | 8.7751 | 10.5887 | 12.7341 | 14.5274 | 16.2846 | 18.7104 | 20.1718 | 20.2516 | 18.7556 | 15.8441 | 12.0494 | 7.8371 | 4.4721 | 2.1161 | 0.87984 | 0.31443 | 0.096519 | 0.020674 | 0.0033397 | 0.00039396 | 8.7751 | 19.3639 | 32.0979 | 46.6253 | 62.91 | 81.6204 | 101.7922 | 122.0438 | 140.7994 | 156.6435 | 168.693 | 176.53 | 181.0021 | 183.1182 | 183.9981 | 184.3125 | 184.409 | 184.4297 | 184.433 | 184.4334 | 0.03034 | 0.036451 | 0.043638 | 0.049547 | 0.055262 | 0.063153 | 0.067693 | 0.067539 | 0.062135 | 0.052119 | 0.039341 | 0.025388 | 0.014369 | 0.0067413 | 0.0027785 | 0.00098463 | 0.00029984 | 6.3742e-05 | 1.0224e-05 | 1.198e-06 | 0.03034 | 0.066659 | 0.11 | 0.15902 | 0.21348 | 0.27549 | 0.3416 | 0.40702 | 0.46645 | 0.51528 | 0.55078 | 0.57186 | 0.58155 | 0.58336 | 0.58106 | 0.57717 | 0.57288 | 0.56863 | 0.5646 | 0.56085 | 8.7751 | 10.5887 | 12.7341 | 14.5274 | 16.2846 | 18.7104 | 20.1718 | 20.2516 | 18.7556 | 15.8441 | 12.0494 | 7.8371 | 4.4721 | 2.1161 | 0.87984 | 0.31443 | 0.096519 | 0.020674 | 0.0033397 | 0.00039396 | 8.7751 | 19.3639 | 32.0979 | 46.6253 | 62.91 | 81.6204 | 101.7922 | 122.0438 | 140.7994 | 156.6435 | 168.693 | 176.53 | 181.0021 | 183.1182 | 183.9981 | 184.3125 | 184.409 | 184.4297 | 184.433 | 184.4334 | 207.4378 | 207.4649 | 207.4914 | 207.5173 | 207.5425 | 207.567 | 207.5908 | 207.6137 | 207.6358 | 207.657 | 207.6773 | 207.6966 | 207.715 | 207.7324 | 207.7487 | 207.7641 | 207.7783 | 207.7915 | 207.8037 | 207.8147 | 136.2113 | 136.2291 | 136.2465 | 136.2635 | 136.2801 | 136.2962 | 136.3118 | 136.3268 | 136.3413 | 136.3552 | 136.3686 | 136.3813 | 136.3933 | 136.4048 | 136.4155 | 136.4256 | 136.4349 | 136.4436 | 136.4516 | 136.4588
WA_Industrial_Food Products_Existing_Process_Natural Gas_Gas Boiler - Hot Water Reset_A | WA | Industrial | Food Products | Existing | Process | Natural Gas | Gas Boiler - Hot Water Reset | A | IM10 | No control | Reset control installed | 16 | 63.1817 | 0 | 0 | 132.97 | 0 | 0 | 0 | 66.4849 |  | sqft | 20% | 45% | Retrofit | Retro5Med | 81.71% | TBD | 0.2% | 205.323 |  | 134.8227 |  | 1.3205 | IL TRM - 4.4.4 - CI-HVC-BLRC-V04-210101 | IL TRM - 4.4.4 - CI-HVC-BLRC-V04-210101 | XCEL CO 2019-2020 DSM Plan | No control | No control | No control | No control | No control | No control | No control | No control | No control | No control | No control | No control | No control | No control | No control | No control | No control | No control | No control | No control | No control | No control | Reset control installed | Reset control installed | Reset control installed | Reset control installed | Reset control installed | Reset control installed | Reset control installed | Reset control installed | Reset control installed | Reset control installed | Reset control installed | Reset control installed | Reset control installed | Reset control installed | Reset control installed | Reset control installed | Reset control installed | Reset control installed | Reset control installed | Reset control installed | Reset control installed | Reset control installed | 132.97 | 132.97 | 132.97 | 132.97 | 132.97 | 132.97 | 132.97 | 132.97 | 132.97 | 132.97 | 132.97 | 132.97 | 132.97 | 132.97 | 132.97 | 132.97 | 132.97 | 132.97 | 132.97 | 132.97 | 132.97 | 132.97 | 0 | 0 | 63.0972 | 63.0164 | 62.9377 | 62.8594 | 62.7802 | 62.7001 | 62.619 | 62.5367 | 62.453 | 62.368 | 62.2816 | 62.1939 | 62.1052 | 62.0153 | 61.9245 | 61.8328 | 61.7401 | 61.6464 | 61.5517 | 61.4556 | 1.5532 | 1.8718 | 2.2483 | 2.5617 | 2.8679 | 3.291 | 3.5434 | 3.5527 | 3.2859 | 2.772 | 2.1052 | 1.3673 | 0.77913 | 0.36813 | 0.15284 | 0.054539 | 0.016717 | 0.0035752 | 0.00057665 | 6.7918e-05 | 1.5532 | 3.4231 | 5.667 | 8.2217 | 11.0793 | 14.3561 | 17.8809 | 21.4101 | 24.6674 | 27.4058 | 29.4731 | 30.7989 | 31.5341 | 31.8566 | 31.9628 | 31.97 | 31.9388 | 31.8939 | 31.8454 | 31.7958 | 24.6163 | 29.7038 | 35.722 | 40.7527 | 45.6822 | 52.4871 | 56.5865 | 56.8104 | 52.6139 | 44.4464 | 33.8015 | 21.9848 | 12.5453 | 5.9362 | 2.4682 | 0.88204 | 0.27076 | 0.057996 | 0.0093685 | 0.0011052 | 24.6163 | 54.3201 | 90.0422 | 130.7949 | 176.477 | 228.9642 | 285.5506 | 342.361 | 394.9749 | 439.4213 | 473.2228 | 495.2076 | 507.7529 | 513.6891 | 516.1572 | 517.0393 | 517.31 | 517.368 | 517.3774 | 517.3785 | 1.3205 | 1.5917 | 1.9121 | 2.1791 | 2.4401 | 2.8005 | 3.0159 | 3.0245 | 2.7979 | 2.3608 | 1.7933 | 1.165 | 0.66398 | 0.31379 | 0.13031 | 0.046509 | 0.014259 | 0.0030503 | 0.00049209 | 5.7973e-05 | 1.3205 | 2.9107 | 4.8198 | 6.9938 | 9.4264 | 12.2167 | 15.2192 | 18.2267 | 21.0039 | 23.3405 | 25.1063 | 26.2413 | 26.8735 | 27.1543 | 27.2509 | 27.2631 | 27.2428 | 27.2108 | 27.1758 | 27.1399 | 20.9239 | 25.2482 | 30.3637 | 34.6398 | 38.8299 | 44.6141 | 48.0985 | 48.2888 | 44.7218 | 37.7794 | 28.7312 | 18.6871 | 10.6635 | 5.0458 | 2.0979 | 0.74973 | 0.23015 | 0.049296 | 0.0079632 | 0.00093938 | 20.9239 | 46.1721 | 76.5358 | 111.1756 | 150.0055 | 194.6195 | 242.718 | 291.0069 | 335.7287 | 373.5081 | 402.2393 | 420.9265 | 431.5899 | 436.6357 | 438.7336 | 439.4834 | 439.7135 | 439.7628 | 439.7708 | 439.7717 | 1.3205 | 1.5917 | 1.9121 | 2.1791 | 2.4401 | 2.8005 | 3.0159 | 3.0245 | 2.7979 | 2.3608 | 1.7933 | 1.165 | 0.66398 | 0.31379 | 0.13031 | 0.046509 | 0.014259 | 0.0030503 | 0.00049209 | 5.7973e-05 | 1.3205 | 2.9107 | 4.8198 | 6.9938 | 9.4264 | 12.2167 | 15.2192 | 18.2267 | 21.0039 | 23.3405 | 25.1063 | 26.2413 | 26.8735 | 27.1543 | 27.2509 | 27.2631 | 27.2428 | 27.2108 | 27.1758 | 27.1399 | 20.9239 | 25.2482 | 30.3637 | 34.6398 | 38.8299 | 44.6141 | 48.0985 | 48.2888 | 44.7218 | 37.7794 | 28.7312 | 18.6871 | 10.6635 | 5.0458 | 2.0979 | 0.74973 | 0.23015 | 0.049296 | 0.0079632 | 0.00093938 | 20.9239 | 46.1721 | 76.5358 | 111.1756 | 150.0055 | 194.6195 | 242.718 | 291.0069 | 335.7287 | 373.5081 | 402.2393 | 420.9265 | 431.5899 | 436.6357 | 438.7336 | 439.4834 | 439.7135 | 439.7628 | 439.7708 | 439.7717 | 1.3205 | 1.5917 | 1.9121 | 2.1791 | 2.4401 | 2.8005 | 3.0159 | 3.0245 | 2.7979 | 2.3608 | 1.7933 | 1.165 | 0.66398 | 0.31379 | 0.13031 | 0.046509 | 0.014259 | 0.0030503 | 0.00049209 | 5.7973e-05 | 1.3205 | 2.9107 | 4.8198 | 6.9938 | 9.4264 | 12.2167 | 15.2192 | 18.2267 | 21.0039 | 23.3405 | 25.1063 | 26.2413 | 26.8735 | 27.1543 | 27.2509 | 27.2631 | 27.2428 | 27.2108 | 27.1758 | 27.1399 | 20.9239 | 25.2482 | 30.3637 | 34.6398 | 38.8299 | 44.6141 | 48.0985 | 48.2888 | 44.7218 | 37.7794 | 28.7312 | 18.6871 | 10.6635 | 5.0458 | 2.0979 | 0.74973 | 0.23015 | 0.049296 | 0.0079632 | 0.00093938 | 20.9239 | 46.1721 | 76.5358 | 111.1756 | 150.0055 | 194.6195 | 242.718 | 291.0069 | 335.7287 | 373.5081 | 402.2393 | 420.9265 | 431.5899 | 436.6357 | 438.7336 | 439.4834 | 439.7135 | 439.7628 | 439.7708 | 439.7717 | 1.3205 | 1.5917 | 1.9121 | 2.1791 | 2.4401 | 2.8005 | 3.0159 | 3.0245 | 2.7979 | 2.3608 | 1.7933 | 1.165 | 0.66398 | 0.31379 | 0.13031 | 0.046509 | 0.014259 | 0.0030503 | 0.00049209 | 5.7973e-05 | 1.3205 | 2.9107 | 4.8198 | 6.9938 | 9.4264 | 12.2167 | 15.2192 | 18.2267 | 21.0039 | 23.3405 | 25.1063 | 26.2413 | 26.8735 | 27.1543 | 27.2509 | 27.2631 | 27.2428 | 27.2108 | 27.1758 | 27.1399 | 20.9239 | 25.2482 | 30.3637 | 34.6398 | 38.8299 | 44.6141 | 48.0985 | 48.2888 | 44.7218 | 37.7794 | 28.7312 | 18.6871 | 10.6635 | 5.0458 | 2.0979 | 0.74973 | 0.23015 | 0.049296 | 0.0079632 | 0.00093938 | 20.9239 | 46.1721 | 76.5358 | 111.1756 | 150.0055 | 194.6195 | 242.718 | 291.0069 | 335.7287 | 373.5081 | 402.2393 | 420.9265 | 431.5899 | 436.6357 | 438.7336 | 439.4834 | 439.7135 | 439.7628 | 439.7708 | 439.7717 | 207.4378 | 207.4649 | 207.4914 | 207.5173 | 207.5425 | 207.567 | 207.5908 | 207.6137 | 207.6358 | 207.657 | 207.6773 | 207.6966 | 207.715 | 207.7324 | 207.7487 | 207.7641 | 207.7783 | 207.7915 | 207.8037 | 207.8147 | 136.2113 | 136.2291 | 136.2465 | 136.2635 | 136.2801 | 136.2962 | 136.3118 | 136.3268 | 136.3413 | 136.3552 | 136.3686 | 136.3813 | 136.3933 | 136.4048 | 136.4155 | 136.4256 | 136.4349 | 136.4436 | 136.4516 | 136.4588
WA_Industrial_Food Products_Existing_Space Heating_Natural Gas_Steam Trap Maintenance_A | WA | Industrial | Food Products | Existing | Space Heating | Natural Gas | Steam Trap Maintenance | A | IM11 | Degrade performance | Cleaning and maintenance | 6 | 1.2298 | 0 | 0 | 25.24 | 0 | 0 | 0 | 12.6176 |  | employee | 73% | 85% | Retrofit | RetroEven20 | 80.75% | TBD | 0.2% | 118.8396 |  | 90.0565 |  | 0.00599 | IL TRM - 4.4.16 - CI-HVC-STRE-V07-210101 | IL TRM - 4.4.16 - CI-HVC-STRE-V07-210101 | IL TRM - 4.4.16 - CI-HVC-STRE-V07-210101 | Degrade performance | Degrade performance | Degrade performance | Degrade performance | Degrade performance | Degrade performance | Degrade performance | Degrade performance | Degrade performance | Degrade performance | Degrade performance | Degrade performance | Degrade performance | Degrade performance | Degrade performance | Degrade performance | Degrade performance | Degrade performance | Degrade performance | Degrade performance | Degrade performance | Degrade performance | Cleaning and maintenance | Cleaning and maintenance | Cleaning and maintenance | Cleaning and maintenance | Cleaning and maintenance | Cleaning and maintenance | Cleaning and maintenance | Cleaning and maintenance | Cleaning and maintenance | Cleaning and maintenance | Cleaning and maintenance | Cleaning and maintenance | Cleaning and maintenance | Cleaning and maintenance | Cleaning and maintenance | Cleaning and maintenance | Cleaning and maintenance | Cleaning and maintenance | Cleaning and maintenance | Cleaning and maintenance | Cleaning and maintenance | Cleaning and maintenance | 25.24 | 25.24 | 25.24 | 25.24 | 25.24 | 25.24 | 25.24 | 25.24 | 25.24 | 25.24 | 25.24 | 25.24 | 25.24 | 25.24 | 25.24 | 25.24 | 25.24 | 25.24 | 25.24 | 25.24 | 25.24 | 25.24 | 0 | 0 | 1.2209 | 1.2149 | 1.2086 | 1.202 | 1.1949 | 1.1873 | 1.1793 | 1.1706 | 1.1615 | 1.1518 | 1.1418 | 1.1315 | 1.1211 | 1.1106 | 1.1001 | 1.0904 | 1.0814 | 1.073 | 1.0652 | 1.0579 | 0.0070348 | 0.0068797 | 0.0067261 | 0.0065738 | 0.0064224 | 0.0062717 | 0.0061217 | 0.0059721 | 0.0058232 | 0.0056753 | 0.005529 | 0.0053844 | 0.0052429 | 0.0051044 | 0.0049691 | 0.0048403 | 0.0047174 | 0.0046001 | 0.0044879 | 0.0043805 | 0.0070348 | 0.01388 | 0.020534 | 0.026995 | 0.033259 | 0.03932 | 0.045174 | 0.050815 | 0.056241 | 0.06145 | 0.066445 | 0.071227 | 0.075815 | 0.080211 | 0.084425 | 0.088518 | 0.092503 | 0.096385 | 0.10017 | 0.10387 | 5.7621 | 5.6627 | 5.5651 | 5.4691 | 5.3748 | 5.2822 | 5.1911 | 5.1016 | 5.0136 | 4.9272 | 4.8422 | 4.7588 | 4.6767 | 4.5961 | 4.5168 | 4.439 | 4.3624 | 4.2872 | 4.2133 | 4.1407 | 5.7621 | 11.4248 | 16.9899 | 22.459 | 27.8339 | 33.116 | 38.3071 | 43.4087 | 48.4224 | 53.3496 | 58.1918 | 62.9506 | 67.6273 | 72.2234 | 76.7402 | 81.1791 | 85.5416 | 89.8288 | 94.0421 | 98.1827 | 0.00599 | 0.0058686 | 0.0057488 | 0.0056304 | 0.0055129 | 0.0053962 | 0.0052799 | 0.005164 | 0.0050485 | 0.0049337 | 0.0048197 | 0.0047066 | 0.0045947 | 0.0044843 | 0.0043755 | 0.004271 | 0.0041708 | 0.0040749 | 0.003983 | 0.0038951 | 0.00599 | 0.01184 | 0.017551 | 0.023121 | 0.028549 | 0.033831 | 0.038963 | 0.04394 | 0.048759 | 0.05342 | 0.057921 | 0.062261 | 0.066442 | 0.070466 | 0.074339 | 0.078107 | 0.081784 | 0.08538 | 0.088902 | 0.09236 | 4.8978 | 4.8133 | 4.7303 | 4.6488 | 4.5686 | 4.4898 | 4.4124 | 4.3364 | 4.2616 | 4.1881 | 4.1159 | 4.0449 | 3.9752 | 3.9067 | 3.8393 | 3.7731 | 3.7081 | 3.6441 | 3.5813 | 3.5196 | 4.8978 | 9.7111 | 14.4414 | 19.0902 | 23.6588 | 28.1486 | 32.5611 | 36.8974 | 41.159 | 45.3471 | 49.463 | 53.508 | 57.4832 | 61.3899 | 65.2292 | 69.0023 | 72.7103 | 76.3545 | 79.9358 | 83.4553 | 0.00599 | 0.0058686 | 0.0057488 | 0.0056304 | 0.0055129 | 0.0053962 | 0.0052799 | 0.005164 | 0.0050485 | 0.0049337 | 0.0048197 | 0.0047066 | 0.0045947 | 0.0044843 | 0.0043755 | 0.004271 | 0.0041708 | 0.0040749 | 0.003983 | 0.0038951 | 0.00599 | 0.01184 | 0.017551 | 0.023121 | 0.028549 | 0.033831 | 0.038963 | 0.04394 | 0.048759 | 0.05342 | 0.057921 | 0.062261 | 0.066442 | 0.070466 | 0.074339 | 0.078107 | 0.081784 | 0.08538 | 0.088902 | 0.09236 | 4.8978 | 4.8133 | 4.7303 | 4.6488 | 4.5686 | 4.4898 | 4.4124 | 4.3364 | 4.2616 | 4.1881 | 4.1159 | 4.0449 | 3.9752 | 3.9067 | 3.8393 | 3.7731 | 3.7081 | 3.6441 | 3.5813 | 3.5196 | 4.8978 | 9.7111 | 14.4414 | 19.0902 | 23.6588 | 28.1486 | 32.5611 | 36.8974 | 41.159 | 45.3471 | 49.463 | 53.508 | 57.4832 | 61.3899 | 65.2292 | 69.0023 | 72.7103 | 76.3545 | 79.9358 | 83.4553 | 0.00599 | 0.0058686 | 0.0057488 | 0.0056304 | 0.0055129 | 0.0053962 | 0.0052799 | 0.005164 | 0.0050485 | 0.0049337 | 0.0048197 | 0.0047066 | 0.0045947 | 0.0044843 | 0.0043755 | 0.004271 | 0.0041708 | 0.0040749 | 0.003983 | 0.0038951 | 0.00599 | 0.01184 | 0.017551 | 0.023121 | 0.028549 | 0.033831 | 0.038963 | 0.04394 | 0.048759 | 0.05342 | 0.057921 | 0.062261 | 0.066442 | 0.070466 | 0.074339 | 0.078107 | 0.081784 | 0.08538 | 0.088902 | 0.09236 | 4.8978 | 4.8133 | 4.7303 | 4.6488 | 4.5686 | 4.4898 | 4.4124 | 4.3364 | 4.2616 | 4.1881 | 4.1159 | 4.0449 | 3.9752 | 3.9067 | 3.8393 | 3.7731 | 3.7081 | 3.6441 | 3.5813 | 3.5196 | 4.8978 | 9.7111 | 14.4414 | 19.0902 | 23.6588 | 28.1486 | 32.5611 | 36.8974 | 41.159 | 45.3471 | 49.463 | 53.508 | 57.4832 | 61.3899 | 65.2292 | 69.0023 | 72.7103 | 76.3545 | 79.9358 | 83.4553 | 0.00599 | 0.0058686 | 0.0057488 | 0.0056304 | 0.0055129 | 0.0053962 | 0.0052799 | 0.005164 | 0.0050485 | 0.0049337 | 0.0048197 | 0.0047066 | 0.0045947 | 0.0044843 | 0.0043755 | 0.004271 | 0.0041708 | 0.0040749 | 0.003983 | 0.0038951 | 0.00599 | 0.01184 | 0.017551 | 0.023121 | 0.028549 | 0.033831 | 0.038963 | 0.04394 | 0.048759 | 0.05342 | 0.057921 | 0.062261 | 0.066442 | 0.070466 | 0.074339 | 0.078107 | 0.081784 | 0.08538 | 0.088902 | 0.09236 | 4.8978 | 4.8133 | 4.7303 | 4.6488 | 4.5686 | 4.4898 | 4.4124 | 4.3364 | 4.2616 | 4.1881 | 4.1159 | 4.0449 | 3.9752 | 3.9067 | 3.8393 | 3.7731 | 3.7081 | 3.6441 | 3.5813 | 3.5196 | 4.8978 | 9.7111 | 14.4414 | 19.0902 | 23.6588 | 28.1486 | 32.5611 | 36.8974 | 41.159 | 45.3471 | 49.463 | 53.508 | 57.4832 | 61.3899 | 65.2292 | 69.0023 | 72.7103 | 76.3545 | 79.9358 | 83.4553 | 113.0017 | 113.0093 | 113.0167 | 113.0239 | 113.031 | 113.0378 | 113.0444 | 113.0509 | 113.057 | 113.0629 | 113.0686 | 113.074 | 113.0791 | 113.084 | 113.0886 | 113.0929 | 113.0968 | 113.1005 | 113.1039 | 113.107 | 85.6325 | 85.6383 | 85.6439 | 85.6494 | 85.6547 | 85.6599 | 85.6649 | 85.6698 | 85.6745 | 85.679 | 85.6833 | 85.6874 | 85.6912 | 85.6949 | 85.6984 | 85.7016 | 85.7046 | 85.7074 | 85.71 | 85.7123
WA_Industrial_Food Products_Existing_Process_Natural Gas_Steam Trap Maintenance_A | WA | Industrial | Food Products | Existing | Process | Natural Gas | Steam Trap Maintenance | A | IM12 | Degrade performance | Cleaning and maintenance | 6 | 44.6416 | 0 | 0 | 25.24 | 0 | 0 | 0 | 12.6176 |  | sqft | 73% | 85% | Retrofit | RetroEven20 | 80.75% | TBD | 0.2% | 118.8396 |  | 90.0565 |  | 0.52122 | IL TRM - 4.4.16 - CI-HVC-STRE-V07-210101 | IL TRM - 4.4.16 - CI-HVC-STRE-V07-210101 | IL TRM - 4.4.16 - CI-HVC-STRE-V07-210101 | Degrade performance | Degrade performance | Degrade performance | Degrade performance | Degrade performance | Degrade performance | Degrade performance | Degrade performance | Degrade performance | Degrade performance | Degrade performance | Degrade performance | Degrade performance | Degrade performance | Degrade performance | Degrade performance | Degrade performance | Degrade performance | Degrade performance | Degrade performance | Degrade performance | Degrade performance | Cleaning and maintenance | Cleaning and maintenance | Cleaning and maintenance | Cleaning and maintenance | Cleaning and maintenance | Cleaning and maintenance | Cleaning and maintenance | Cleaning and maintenance | Cleaning and maintenance | Cleaning and maintenance | Cleaning and maintenance | Cleaning and maintenance | Cleaning and maintenance | Cleaning and maintenance | Cleaning and maintenance | Cleaning and maintenance | Cleaning and maintenance | Cleaning and maintenance | Cleaning and maintenance | Cleaning and maintenance | Cleaning and maintenance | Cleaning and maintenance | 25.24 | 25.24 | 25.24 | 25.24 | 25.24 | 25.24 | 25.24 | 25.24 | 25.24 | 25.24 | 25.24 | 25.24 | 25.24 | 25.24 | 25.24 | 25.24 | 25.24 | 25.24 | 25.24 | 25.24 | 25.24 | 25.24 | 0 | 0 | 44.6293 | 44.6204 | 44.6139 | 44.6084 | 44.6032 | 44.5983 | 44.5935 | 44.5887 | 44.5839 | 44.5791 | 44.5743 | 44.5695 | 44.5649 | 44.5606 | 44.5567 | 44.553 | 44.5498 | 44.547 | 44.5445 | 44.5422 | 0.61318 | 0.60248 | 0.59201 | 0.58173 | 0.57164 | 0.56172 | 0.55197 | 0.5424 | 0.53299 | 0.52374 | 0.51466 | 0.50573 | 0.49696 | 0.48834 | 0.47988 | 0.47157 | 0.46341 | 0.45539 | 0.44751 | 0.43977 | 0.61318 | 1.2155 | 1.8074 | 2.3889 | 2.9602 | 3.5216 | 4.0732 | 4.6152 | 5.1477 | 5.6709 | 6.1849 | 6.69 | 7.1863 | 7.6739 | 8.1531 | 8.624 | 9.0868 | 9.5416 | 9.9886 | 10.4278 | 13.7393 | 13.5025 | 13.2697 | 13.0409 | 12.816 | 12.5951 | 12.3779 | 12.1645 | 11.9548 | 11.7486 | 11.5461 | 11.347 | 11.1514 | 10.9591 | 10.7702 | 10.5845 | 10.402 | 10.2226 | 10.0464 | 9.8732 | 13.7393 | 27.2418 | 40.5114 | 53.5523 | 66.3683 | 78.9634 | 91.3413 | 103.5058 | 115.4605 | 127.2092 | 138.7553 | 150.1023 | 161.2536 | 172.2127 | 182.9829 | 193.5674 | 203.9693 | 214.192 | 224.2383 | 234.1115 | 0.52122 | 0.51215 | 0.50326 | 0.49453 | 0.48595 | 0.47753 | 0.46925 | 0.46112 | 0.45313 | 0.44528 | 0.43756 | 0.42998 | 0.42253 | 0.41521 | 0.40802 | 0.40095 | 0.39402 | 0.3872 | 0.38051 | 0.37393 | 0.52122 | 1.0333 | 1.5364 | 2.0308 | 2.5165 | 2.9938 | 3.4628 | 3.9236 | 4.3764 | 4.8213 | 5.2584 | 5.6879 | 6.1099 | 6.5246 | 6.9321 | 7.3326 | 7.7262 | 8.1129 | 8.4931 | 8.8666 | 11.6784 | 11.4771 | 11.2792 | 11.0847 | 10.8936 | 10.7058 | 10.5212 | 10.3398 | 10.1615 | 9.9863 | 9.8142 | 9.645 | 9.4787 | 9.3152 | 9.1546 | 8.9968 | 8.8417 | 8.6892 | 8.5394 | 8.3922 | 11.6784 | 23.1555 | 34.4347 | 45.5195 | 56.4131 | 67.1189 | 77.6401 | 87.9799 | 98.1415 | 108.1278 | 117.942 | 127.5869 | 137.0656 | 146.3808 | 155.5355 | 164.5323 | 173.3739 | 182.0632 | 190.6026 | 198.9948 | 0.52122 | 0.51215 | 0.50326 | 0.49453 | 0.48595 | 0.47753 | 0.46925 | 0.46112 | 0.45313 | 0.44528 | 0.43756 | 0.42998 | 0.42253 | 0.41521 | 0.40802 | 0.40095 | 0.39402 | 0.3872 | 0.38051 | 0.37393 | 0.52122 | 1.0333 | 1.5364 | 2.0308 | 2.5165 | 2.9938 | 3.4628 | 3.9236 | 4.3764 | 4.8213 | 5.2584 | 5.6879 | 6.1099 | 6.5246 | 6.9321 | 7.3326 | 7.7262 | 8.1129 | 8.4931 | 8.8666 | 11.6784 | 11.4771 | 11.2792 | 11.0847 | 10.8936 | 10.7058 | 10.5212 | 10.3398 | 10.1615 | 9.9863 | 9.8142 | 9.645 | 9.4787 | 9.3152 | 9.1546 | 8.9968 | 8.8417 | 8.6892 | 8.5394 | 8.3922 | 11.6784 | 23.1555 | 34.4347 | 45.5195 | 56.4131 | 67.1189 | 77.6401 | 87.9799 | 98.1415 | 108.1278 | 117.942 | 127.5869 | 137.0656 | 146.3808 | 155.5355 | 164.5323 | 173.3739 | 182.0632 | 190.6026 | 198.9948 | 0.52122 | 0.51215 | 0.50326 | 0.49453 | 0.48595 | 0.47753 | 0.46925 | 0.46112 | 0.45313 | 0.44528 | 0.43756 | 0.42998 | 0.42253 | 0.41521 | 0.40802 | 0.40095 | 0.39402 | 0.3872 | 0.38051 | 0.37393 | 0.52122 | 1.0333 | 1.5364 | 2.0308 | 2.5165 | 2.9938 | 3.4628 | 3.9236 | 4.3764 | 4.8213 | 5.2584 | 5.6879 | 6.1099 | 6.5246 | 6.9321 | 7.3326 | 7.7262 | 8.1129 | 8.4931 | 8.8666 | 11.6784 | 11.4771 | 11.2792 | 11.0847 | 10.8936 | 10.7058 | 10.5212 | 10.3398 | 10.1615 | 9.9863 | 9.8142 | 9.645 | 9.4787 | 9.3152 | 9.1546 | 8.9968 | 8.8417 | 8.6892 | 8.5394 | 8.3922 | 11.6784 | 23.1555 | 34.4347 | 45.5195 | 56.4131 | 67.1189 | 77.6401 | 87.9799 | 98.1415 | 108.1278 | 117.942 | 127.5869 | 137.0656 | 146.3808 | 155.5355 | 164.5323 | 173.3739 | 182.0632 | 190.6026 | 198.9948 | 0.52122 | 0.51215 | 0.50326 | 0.49453 | 0.48595 | 0.47753 | 0.46925 | 0.46112 | 0.45313 | 0.44528 | 0.43756 | 0.42998 | 0.42253 | 0.41521 | 0.40802 | 0.40095 | 0.39402 | 0.3872 | 0.38051 | 0.37393 | 0.52122 | 1.0333 | 1.5364 | 2.0308 | 2.5165 | 2.9938 | 3.4628 | 3.9236 | 4.3764 | 4.8213 | 5.2584 | 5.6879 | 6.1099 | 6.5246 | 6.9321 | 7.3326 | 7.7262 | 8.1129 | 8.4931 | 8.8666 | 11.6784 | 11.4771 | 11.2792 | 11.0847 | 10.8936 | 10.7058 | 10.5212 | 10.3398 | 10.1615 | 9.9863 | 9.8142 | 9.645 | 9.4787 | 9.3152 | 9.1546 | 8.9968 | 8.8417 | 8.6892 | 8.5394 | 8.3922 | 11.6784 | 23.1555 | 34.4347 | 45.5195 | 56.4131 | 67.1189 | 77.6401 | 87.9799 | 98.1415 | 108.1278 | 117.942 | 127.5869 | 137.0656 | 146.3808 | 155.5355 | 164.5323 | 173.3739 | 182.0632 | 190.6026 | 198.9948 | 113.0017 | 113.0093 | 113.0167 | 113.0239 | 113.031 | 113.0378 | 113.0444 | 113.0509 | 113.057 | 113.0629 | 113.0686 | 113.074 | 113.0791 | 113.084 | 113.0886 | 113.0929 | 113.0968 | 113.1005 | 113.1039 | 113.107 | 85.6325 | 85.6383 | 85.6439 | 85.6494 | 85.6547 | 85.6599 | 85.6649 | 85.6698 | 85.6745 | 85.679 | 85.6833 | 85.6874 | 85.6912 | 85.6949 | 85.6984 | 85.7016 | 85.7046 | 85.7074 | 85.71 | 85.7123
WA_Industrial_Food Products_Existing_Space Heating_Natural Gas_Gas Boiler - High Turndown_A | WA | Industrial | Food Products | Existing | Space Heating | Natural Gas | Gas Boiler - High Turndown | A | IM13 | No control | Turndown control installed | 15 | 1.3054 | 0 | 0 | 361.01 | 0 | 0 | 0 | 180.5039 |  | employee | 35% | 50% | Retrofit | Retro12Med | 75.44% | TBD | 0.2% | 775.662 |  | 514.5779 |  | 0.017301 | MN TRM 3.1 - Boiler Modifications, Space Heating Only v4.0 | MN TRM 3.1 - Boiler Modifications, Space Heating Only v4.0 | MN TRM 3.1 - Boiler Modifications, Space Heating Only v4.0 | No control | No control | No control | No control | No control | No control | No control | No control | No control | No control | No control | No control | No control | No control | No control | No control | No control | No control | No control | No control | No control | No control | Turndown control installed | Turndown control installed | Turndown control installed | Turndown control installed | Turndown control installed | Turndown control installed | Turndown control installed | Turndown control installed | Turndown control installed | Turndown control installed | Turndown control installed | Turndown control installed | Turndown control installed | Turndown control installed | Turndown control installed | Turndown control installed | Turndown control installed | Turndown control installed | Turndown control installed | Turndown control installed | Turndown control installed | Turndown control installed | 361.01 | 361.01 | 361.01 | 361.01 | 361.01 | 361.01 | 361.01 | 361.01 | 361.01 | 361.01 | 361.01 | 361.01 | 361.01 | 361.01 | 361.01 | 361.01 | 361.01 | 361.01 | 361.01 | 361.01 | 361.01 | 361.01 | 0 | 0 | 1.2886 | 1.271 | 1.2482 | 1.2194 | 1.1848 | 1.1454 | 1.1028 | 1.0591 | 1.0162 | 0.9756 | 0.93828 | 0.90461 | 0.87471 | 0.84824 | 0.8248 | 0.80439 | 0.78648 | 0.77043 | 0.75657 | 0.74352 | 0.020302 | 0.01968 | 0.018994 | 0.018236 | 0.017413 | 0.014889 | 0.011271 | 0.0085099 | 0.0064195 | 0.0048454 | 0.0036638 | 0.0027771 | 0.0021112 | 0.0016096 | 0.0012305 | 0.00094351 | 6.1837e-06 | 2.1261e-06 | 6.9949e-07 | 2.203e-07 | 0.020302 | 0.039705 | 0.057986 | 0.074886 | 0.090174 | 0.10206 | 0.10954 | 0.11371 | 0.11552 | 0.11575 | 0.11499 | 0.11364 | 0.11199 | 0.11021 | 0.1084 | 0.10666 | 0.10429 | 0.10217 | 0.10033 | 0.098597 | 15.7556 | 15.4839 | 15.217 | 14.9546 | 14.6968 | 12.999 | 10.2199 | 8.035 | 6.3172 | 4.9666 | 3.9048 | 3.07 | 2.4136 | 1.8976 | 1.4919 | 1.173 | 0.0078625 | 0.0027596 | 0.00092456 | 0.00029629 | 15.7556 | 31.2395 | 46.4565 | 61.4111 | 76.1079 | 89.107 | 99.3269 | 107.3619 | 113.679 | 118.6456 | 122.5504 | 125.6204 | 128.034 | 129.9316 | 131.4235 | 132.5965 | 132.6043 | 132.6071 | 132.608 | 132.6083 | 0.017301 | 0.016824 | 0.016301 | 0.015727 | 0.015104 | 0.013001 | 0.0099147 | 0.0075457 | 0.0057389 | 0.0043672 | 0.0033283 | 0.0025417 | 0.0019454 | 0.0014923 | 0.0011471 | 0.00088386 | 5.8185e-06 | 2.0088e-06 | 6.6342e-07 | 2.0972e-07 | 0.017301 | 0.033944 | 0.049767 | 0.064581 | 0.078216 | 0.089119 | 0.09636 | 0.10082 | 0.10327 | 0.10433 | 0.10446 | 0.10401 | 0.1032 | 0.10218 | 0.10105 | 0.099916 | 0.098131 | 0.096531 | 0.095154 | 0.093864 | 13.3923 | 13.1614 | 12.9344 | 12.7114 | 12.4923 | 11.0492 | 8.6869 | 6.8297 | 5.3696 | 4.2216 | 3.3191 | 2.6095 | 2.0516 | 1.613 | 1.2681 | 0.99701 | 0.0066831 | 0.0023457 | 0.00078587 | 0.00025185 | 13.3923 | 26.5536 | 39.488 | 52.1995 | 64.6917 | 75.7409 | 84.4279 | 91.2576 | 96.6272 | 100.8488 | 104.1679 | 106.7773 | 108.8289 | 110.4419 | 111.71 | 112.707 | 112.7137 | 112.716 | 112.7168 | 112.7171 | 0 | 0 | 0 | 0 | 0 | 0 | 0 | 0 | 0 | 0 | 0 | 0 | 0 | 0 | 0 | 0 | 0 | 0 | 0 | 0 | 0 | 0 | 0 | 0 | 0 | 0 | 0 | 0 | 0 | 0 | 0 | 0 | 0 | 0 | 0 | 0 | 0 | 0 | 0 | 0 | 0 | 0 | 0 | 0 | 0 | 0 | 0 | 0 | 0 | 0 | 0 | 0 | 0 | 0 | 0 | 0 | 0 | 0 | 0 | 0 | 0 | 0 | 0 | 0 | 0 | 0 | 0 | 0 | 0 | 0 | 0 | 0 | 0 | 0 | 0 | 0 | 0 | 0 | 0 | 0 | 0.017356 | 0.016972 | 0.01659 | 0.016208 | 0.015823 | 0.01389 | 0.010827 | 0.0084303 | 0.0065561 | 0.0050928 | 0.0039522 | 0.0030647 | 0.0023754 | 0.0018409 | 0.001427 | 0.0011073 | 7.334e-06 | 2.5466e-06 | 8.4499e-07 | 2.6841e-07 | 0.017356 | 0.034242 | 0.050648 | 0.066557 | 0.08194 | 0.095216 | 0.10523 | 0.11264 | 0.11798 | 0.12166 | 0.12404 | 0.12541 | 0.12601 | 0.12605 | 0.12571 | 0.12517 | 0.12369 | 0.12237 | 0.1212 | 0.12013 | 13.3923 | 13.1614 | 12.9344 | 12.7114 | 12.4923 | 11.0492 | 8.6869 | 6.8297 | 5.3696 | 4.2216 | 3.3191 | 2.6095 | 2.0516 | 1.613 | 1.2681 | 0.99701 | 0.0066831 | 0.0023457 | 0.00078587 | 0.00025185 | 13.3923 | 26.5536 | 39.488 | 52.1995 | 64.6917 | 75.7409 | 84.4279 | 91.2576 | 96.6272 | 100.8488 | 104.1679 | 106.7773 | 108.8289 | 110.4419 | 111.71 | 112.707 | 112.7137 | 112.716 | 112.7168 | 112.7171 | 0 | 0 | 0 | 0 | 0 | 0 | 0 | 0 | 0 | 0 | 0 | 0 | 0 | 0 | 0 | 0 | 0 | 0 | 0 | 0 | 0 | 0 | 0 | 0 | 0 | 0 | 0 | 0 | 0 | 0 | 0 | 0 | 0 | 0 | 0 | 0 | 0 | 0 | 0 | 0 | 0 | 0 | 0 | 0 | 0 | 0 | 0 | 0 | 0 | 0 | 0 | 0 | 0 | 0 | 0 | 0 | 0 | 0 | 0 | 0 | 0 | 0 | 0 | 0 | 0 | 0 | 0 | 0 | 0 | 0 | 0 | 0 | 0 | 0 | 0 | 0 | 0 | 0 | 0 | 0 | 801.6136 | 801.6673 | 801.7198 | 801.7712 | 801.8212 | 801.8698 | 801.9169 | 801.9623 | 802.0061 | 802.0481 | 802.0883 | 802.1267 | 802.1631 | 802.1975 | 802.2299 | 802.2603 | 802.2886 | 802.3147 | 802.3387 | 802.3605 | 531.7943 | 531.8299 | 531.8648 | 531.8989 | 531.9321 | 531.9643 | 531.9956 | 532.0257 | 532.0547 | 532.0826 | 532.1093 | 532.1347 | 532.1589 | 532.1817 | 532.2032 | 532.2234 | 532.2421 | 532.2595 | 532.2754 | 532.2898
WA_Industrial_Food Products_Existing_Process_Natural Gas_Gas Boiler - High Turndown_A | WA | Industrial | Food Products | Existing | Process | Natural Gas | Gas Boiler - High Turndown | A | IM14 | No control | Turndown control installed | 15 | 47.3863 | 0 | 0 | 361.01 | 0 | 0 | 0 | 180.5039 |  | sqft | 35% | 50% | Retrofit | Retro12Med | 75.44% | TBD | 0.2% | 775.662 |  | 514.5779 |  | 1.5082 | MN TRM 3.1 - Boiler Modifications, Space Heating Only v4.0 | MN TRM 3.1 - Boiler Modifications, Space Heating Only v4.0 | MN TRM 3.1 - Boiler Modifications, Space Heating Only v4.0 | No control | No control | No control | No control | No control | No control | No control | No control | No control | No control | No control | No control | No control | No control | No control | No control | No control | No control | No control | No control | No control | No control | Turndown control installed | Turndown control installed | Turndown control installed | Turndown control installed | Turndown control installed | Turndown control installed | Turndown control installed | Turndown control installed | Turndown control installed | Turndown control installed | Turndown control installed | Turndown control installed | Turndown control installed | Turndown control installed | Turndown control installed | Turndown control installed | Turndown control installed | Turndown control installed | Turndown control installed | Turndown control installed | Turndown control installed | Turndown control installed | 361.01 | 361.01 | 361.01 | 361.01 | 361.01 | 361.01 | 361.01 | 361.01 | 361.01 | 361.01 | 361.01 | 361.01 | 361.01 | 361.01 | 361.01 | 361.01 | 361.01 | 361.01 | 361.01 | 361.01 | 361.01 | 361.01 | 0 | 0 | 47.2011 | 47.0144 | 46.8246 | 46.6306 | 46.4316 | 46.2321 | 46.0379 | 45.8488 | 45.6654 | 45.4885 | 45.3185 | 45.1557 | 44.9983 | 44.8447 | 44.6928 | 44.5412 | 44.3936 | 44.2443 | 44.0932 | 43.94 | 1.7733 | 1.7358 | 1.699 | 1.6628 | 1.6271 | 1.433 | 1.1219 | 0.87842 | 0.68786 | 0.5387 | 0.42195 | 0.33055 | 0.25897 | 0.20291 | 0.15899 | 0.12457 | 0.00083228 | 0.00029113 | 9.7206e-05 | 3.1043e-05 | 1.7733 | 3.5021 | 5.1869 | 6.8282 | 8.4262 | 9.823 | 10.9036 | 11.7372 | 12.3781 | 12.8689 | 13.2427 | 13.5257 | 13.7376 | 13.8936 | 14.0055 | 14.0826 | 14.0367 | 13.9898 | 13.9421 | 13.8937 | 37.5684 | 36.9206 | 36.2841 | 35.6585 | 35.0437 | 30.9955 | 24.3689 | 19.159 | 15.0629 | 11.8426 | 9.3107 | 7.3202 | 5.7552 | 4.5247 | 3.5574 | 2.7968 | 0.018748 | 0.0065802 | 0.0022046 | 0.00070648 | 37.5684 | 74.489 | 110.7731 | 146.4316 | 181.4752 | 212.4708 | 236.8397 | 255.9987 | 271.0616 | 282.9042 | 292.2149 | 299.5351 | 305.2902 | 309.815 | 313.3724 | 316.1692 | 316.188 | 316.1945 | 316.1967 | 316.1974 | 1.5082 | 1.4772 | 1.4467 | 1.4168 | 1.3873 | 1.2226 | 0.95776 | 0.75037 | 0.58794 | 0.46072 | 0.36107 | 0.28301 | 0.22185 | 0.17391 | 0.13634 | 0.10688 | 0.00071443 | 0.00025004 | 8.3528e-05 | 2.6689e-05 | 1.5082 | 2.9803 | 4.4168 | 5.818 | 7.1842 | 8.3805 | 9.3084 | 10.0263 | 10.5801 | 11.006 | 11.3322 | 11.5806 | 11.7682 | 11.908 | 12.0101 | 12.0824 | 12.0491 | 12.015 | 11.9803 | 11.945 | 31.9331 | 31.3825 | 30.8415 | 30.3097 | 29.7871 | 26.3462 | 20.7136 | 16.2851 | 12.8035 | 10.0662 | 7.9141 | 6.2221 | 4.8919 | 3.846 | 3.0238 | 2.3773 | 0.015936 | 0.0055931 | 0.0018739 | 0.00060051 | 31.9331 | 63.3157 | 94.1571 | 124.4668 | 154.254 | 180.6002 | 201.3137 | 217.5989 | 230.4024 | 240.4686 | 248.3827 | 254.6048 | 259.4967 | 263.3427 | 266.3665 | 268.7438 | 268.7598 | 268.7654 | 268.7672 | 268.7678 | 0 | 0 | 0 | 0 | 0 | 0 | 0 | 0 | 0 | 0 | 0 | 0 | 0 | 0 | 0 | 0 | 0 | 0 | 0 | 0 | 0 | 0 | 0 | 0 | 0 | 0 | 0 | 0 | 0 | 0 | 0 | 0 | 0 | 0 | 0 | 0 | 0 | 0 | 0 | 0 | 0 | 0 | 0 | 0 | 0 | 0 | 0 | 0 | 0 | 0 | 0 | 0 | 0 | 0 | 0 | 0 | 0 | 0 | 0 | 0 | 0 | 0 | 0 | 0 | 0 | 0 | 0 | 0 | 0 | 0 | 0 | 0 | 0 | 0 | 0 | 0 | 0 | 0 | 0 | 0 | 1.5082 | 1.4772 | 1.4467 | 1.4168 | 1.3873 | 1.2226 | 0.95776 | 0.75037 | 0.58794 | 0.46072 | 0.36107 | 0.28301 | 0.22185 | 0.17391 | 0.13634 | 0.10688 | 0.00071443 | 0.00025004 | 8.3528e-05 | 2.6689e-05 | 1.5082 | 2.9803 | 4.4168 | 5.818 | 7.1842 | 8.3805 | 9.3084 | 10.0263 | 10.5801 | 11.006 | 11.3322 | 11.5806 | 11.7682 | 11.908 | 12.0101 | 12.0824 | 12.0491 | 12.015 | 11.9803 | 11.945 | 31.9331 | 31.3825 | 30.8415 | 30.3097 | 29.7871 | 26.3462 | 20.7136 | 16.2851 | 12.8035 | 10.0662 | 7.9141 | 6.2221 | 4.8919 | 3.846 | 3.0238 | 2.3773 | 0.015936 | 0.0055931 | 0.0018739 | 0.00060051 | 31.9331 | 63.3157 | 94.1571 | 124.4668 | 154.254 | 180.6002 | 201.3137 | 217.5989 | 230.4024 | 240.4686 | 248.3827 | 254.6048 | 259.4967 | 263.3427 | 266.3665 | 268.7438 | 268.7598 | 268.7654 | 268.7672 | 268.7678 | 0 | 0 | 0 | 0 | 0 | 0 | 0 | 0 | 0 | 0 | 0 | 0 | 0 | 0 | 0 | 0 | 0 | 0 | 0 | 0 | 0 | 0 | 0 | 0 | 0 | 0 | 0 | 0 | 0 | 0 | 0 | 0 | 0 | 0 | 0 | 0 | 0 | 0 | 0 | 0 | 0 | 0 | 0 | 0 | 0 | 0 | 0 | 0 | 0 | 0 | 0 | 0 | 0 | 0 | 0 | 0 | 0 | 0 | 0 | 0 | 0 | 0 | 0 | 0 | 0 | 0 | 0 | 0 | 0 | 0 | 0 | 0 | 0 | 0 | 0 | 0 | 0 | 0 | 0 | 0 | 801.6136 | 801.6673 | 801.7198 | 801.7712 | 801.8212 | 801.8698 | 801.9169 | 801.9623 | 802.0061 | 802.0481 | 802.0883 | 802.1267 | 802.1631 | 802.1975 | 802.2299 | 802.2603 | 802.2886 | 802.3147 | 802.3387 | 802.3605 | 531.7943 | 531.8299 | 531.8648 | 531.8989 | 531.9321 | 531.9643 | 531.9956 | 532.0257 | 532.0547 | 532.0826 | 532.1093 | 532.1347 | 532.1589 | 532.1817 | 532.2032 | 532.2234 | 532.2421 | 532.2595 | 532.2754 | 532.2898
WA_Industrial_Food Products_Existing_Space Heating_Natural Gas_Gas Boiler - Burner Control Optimization_A | WA | Industrial | Food Products | Existing | Space Heating | Natural Gas | Gas Boiler - Burner Control Optimization | A | IM15 | Average performance | Optimized burner controls | 18 | 0.37857 | 0 | 0 | 121.29 | 0 | 0 | 0 | 60.6436 |  | employee | 5% | 85% | Retrofit | Retro3Slow | 84.16% | TBD | 0.2% | 745.9556 |  | 480.4964 |  | 0.0013534 | IL TRM - 4.4.22 - CI-HVC-O2TC-V01-140601 | GBLR_O2TRM-Heating-MEMD-2018-1 | IL TRM - 4.4.22 - CI-HVC-O2TC-V01-140601 | Average performance | Average performance | Average performance | Average performance | Average performance | Average performance | Average performance | Average performance | Average performance | Average performance | Average performance | Average performance | Average performance | Average performance | Average performance | Average performance | Average performance | Average performance | Average performance | Average performance | Average performance | Average performance | Optimized burner controls | Optimized burner controls | Optimized burner controls | Optimized burner controls | Optimized burner controls | Optimized burner controls | Optimized burner controls | Optimized burner controls | Optimized burner controls | Optimized burner controls | Optimized burner controls | Optimized burner controls | Optimized burner controls | Optimized burner controls | Optimized burner controls | Optimized burner controls | Optimized burner controls | Optimized burner controls | Optimized burner controls | Optimized burner controls | Optimized burner controls | Optimized burner controls | 121.29 | 121.29 | 121.29 | 121.29 | 121.29 | 121.29 | 121.29 | 121.29 | 121.29 | 121.29 | 121.29 | 121.29 | 121.29 | 121.29 | 121.29 | 121.29 | 121.29 | 121.29 | 121.29 | 121.29 | 121.29 | 121.29 | 0 | 0 | 0.37364 | 0.36852 | 0.36187 | 0.35349 | 0.34343 | 0.33197 | 0.3196 | 0.3069 | 0.29445 | 0.28266 | 0.27183 | 0.26205 | 0.25337 | 0.24569 | 0.23888 | 0.23296 | 0.22775 | 0.22309 | 0.21906 | 0.21527 | 0.001588 | 0.0024196 | 0.0046698 | 0.0078454 | 0.011652 | 0.015497 | 0.018661 | 0.020546 | 0.020862 | 0.019682 | 0.017361 | 0.014392 | 0.011262 | 0.0083474 | 0.0058773 | 0.0039428 | 0.0025256 | 0.0015471 | 0.00090877 | 0.00059423 | 0.001588 | 0.0039858 | 0.0085837 | 0.01623 | 0.027421 | 0.042002 | 0.059099 | 0.077297 | 0.095021 | 0.1109 | 0.12401 | 0.13394 | 0.14077 | 0.14485 | 0.14671 | 0.14701 | 0.14626 | 0.14481 | 0.1431 | 0.14122 | 4.2501 | 6.5656 | 12.9049 | 22.1942 | 33.929 | 46.6816 | 58.3886 | 66.9456 | 70.8522 | 69.6306 | 63.8681 | 54.921 | 44.4493 | 33.9756 | 24.603 | 16.9252 | 11.0889 | 6.9349 | 4.1485 | 2.7604 | 4.2501 | 10.8158 | 23.7206 | 45.9148 | 79.8438 | 126.5254 | 184.914 | 251.8596 | 322.7117 | 392.3423 | 456.2104 | 511.1314 | 555.5807 | 589.5563 | 614.1593 | 631.0845 | 642.1734 | 649.1083 | 653.2568 | 656.0172 | 0.0013534 | 0.0020685 | 0.0040081 | 0.0067663 | 0.010108 | 0.013533 | 0.016417 | 0.01822 | 0.018653 | 0.017742 | 0.015774 | 0.013175 | 0.010379 | 0.0077403 | 0.0054799 | 0.0036943 | 0.0023769 | 0.0014621 | 0.00086211 | 0.00056585 | 0.0013534 | 0.0034076 | 0.0073673 | 0.013998 | 0.023786 | 0.036679 | 0.051993 | 0.068546 | 0.084958 | 0.099969 | 0.11267 | 0.12261 | 0.12973 | 0.13431 | 0.13679 | 0.13775 | 0.13765 | 0.13686 | 0.13576 | 0.13447 | 3.6126 | 5.5808 | 10.9691 | 18.865 | 28.8396 | 39.6794 | 49.6303 | 56.9037 | 60.2244 | 59.186 | 54.2879 | 46.6829 | 37.7819 | 28.8793 | 20.9126 | 14.3864 | 9.4256 | 5.8947 | 3.5262 | 2.3464 | 3.6126 | 9.1934 | 20.1625 | 39.0276 | 67.8672 | 107.5466 | 157.1769 | 214.0806 | 274.305 | 333.491 | 387.7788 | 434.4617 | 472.2436 | 501.1229 | 522.0354 | 536.4218 | 545.8474 | 551.7421 | 555.2683 | 557.6146 | 0 | 0 | 0 | 0 | 0 | 0 | 0 | 0 | 0 | 0 | 0 | 0 | 0 | 0 | 0 | 0 | 0 | 0 | 0 | 0 | 0 | 0 | 0 | 0 | 0 | 0 | 0 | 0 | 0 | 0 | 0 | 0 | 0 | 0 | 0 | 0 | 0 | 0 | 0 | 0 | 0 | 0 | 0 | 0 | 0 | 0 | 0 | 0 | 0 | 0 | 0 | 0 | 0 | 0 | 0 | 0 | 0 | 0 | 0 | 0 | 0 | 0 | 0 | 0 | 0 | 0 | 0 | 0 | 0 | 0 | 0 | 0 | 0 | 0 | 0 | 0 | 0 | 0 | 0 | 0 | 0.0013577 | 0.0020869 | 0.0040796 | 0.0069744 | 0.010591 | 0.014462 | 0.017934 | 0.020363 | 0.021317 | 0.020698 | 0.01874 | 0.015893 | 0.012681 | 0.0095542 | 0.0068214 | 0.0046313 | 0.0029982 | 0.001855 | 0.001099 | 0.00072484 | 0.0013577 | 0.0034377 | 0.0074987 | 0.014429 | 0.024923 | 0.039198 | 0.056796 | 0.076608 | 0.097093 | 0.11663 | 0.13386 | 0.14791 | 0.1585 | 0.16579 | 0.17028 | 0.17269 | 0.17363 | 0.17363 | 0.17306 | 0.17226 | 3.6126 | 5.5808 | 10.9691 | 18.865 | 28.8396 | 39.6794 | 49.6303 | 56.9037 | 60.2244 | 59.186 | 54.2879 | 46.6829 | 37.7819 | 28.8793 | 20.9126 | 14.3864 | 9.4256 | 5.8947 | 3.5262 | 2.3464 | 3.6126 | 9.1934 | 20.1625 | 39.0276 | 67.8672 | 107.5466 | 157.1769 | 214.0806 | 274.305 | 333.491 | 387.7788 | 434.4617 | 472.2436 | 501.1229 | 522.0354 | 536.4218 | 545.8474 | 551.7421 | 555.2683 | 557.6146 | 0 | 0 | 0 | 0 | 0 | 0 | 0 | 0 | 0 | 0 | 0 | 0 | 0 | 0 | 0 | 0 | 0 | 0 | 0 | 0 | 0 | 0 | 0 | 0 | 0 | 0 | 0 | 0 | 0 | 0 | 0 | 0 | 0 | 0 | 0 | 0 | 0 | 0 | 0 | 0 | 0 | 0 | 0 | 0 | 0 | 0 | 0 | 0 | 0 | 0 | 0 | 0 | 0 | 0 | 0 | 0 | 0 | 0 | 0 | 0 | 0 | 0 | 0 | 0 | 0 | 0 | 0 | 0 | 0 | 0 | 0 | 0 | 0 | 0 | 0 | 0 | 0 | 0 | 0 | 0 | 834.2215 | 834.2773 | 834.3321 | 834.3855 | 834.4376 | 834.4881 | 834.5371 | 834.5844 | 834.63 | 834.6737 | 834.7155 | 834.7554 | 834.7933 | 834.8292 | 834.8629 | 834.8945 | 834.9239 | 834.9511 | 834.9761 | 834.9988 | 537.3516 | 537.3876 | 537.4228 | 537.4573 | 537.4908 | 537.5234 | 537.5549 | 537.5854 | 537.6147 | 537.6429 | 537.6699 | 537.6956 | 537.72 | 537.743 | 537.7648 | 537.7851 | 537.8041 | 537.8216 | 537.8377 | 537.8523
WA_Industrial_Food Products_Existing_Process_Natural Gas_Gas Boiler - Burner Control Optimization_A | WA | Industrial | Food Products | Existing | Process | Natural Gas | Gas Boiler - Burner Control Optimization | A | IM16 | Average performance | Optimized burner controls | 18 | 13.742 | 0 | 0 | 121.29 | 0 | 0 | 0 | 60.6436 |  | sqft | 5% | 85% | Retrofit | Retro3Slow | 84.16% | TBD | 0.2% | 745.9556 |  | 480.4964 |  | 0.11795 | IL TRM - 4.4.22 - CI-HVC-O2TC-V01-140601 | GBLR_O2TRM-Heating-MEMD-2018-1 | IL TRM - 4.4.22 - CI-HVC-O2TC-V01-140601 | Average performance | Average performance | Average performance | Average performance | Average performance | Average performance | Average performance | Average performance | Average performance | Average performance | Average performance | Average performance | Average performance | Average performance | Average performance | Average performance | Average performance | Average performance | Average performance | Average performance | Average performance | Average performance | Optimized burner controls | Optimized burner controls | Optimized burner controls | Optimized burner controls | Optimized burner controls | Optimized burner controls | Optimized burner controls | Optimized burner controls | Optimized burner controls | Optimized burner controls | Optimized burner controls | Optimized burner controls | Optimized burner controls | Optimized burner controls | Optimized burner controls | Optimized burner controls | Optimized burner controls | Optimized burner controls | Optimized burner controls | Optimized burner controls | Optimized burner controls | Optimized burner controls | 121.29 | 121.29 | 121.29 | 121.29 | 121.29 | 121.29 | 121.29 | 121.29 | 121.29 | 121.29 | 121.29 | 121.29 | 121.29 | 121.29 | 121.29 | 121.29 | 121.29 | 121.29 | 121.29 | 121.29 | 121.29 | 121.29 | 0 | 0 | 13.6845 | 13.6266 | 13.5677 | 13.5075 | 13.4459 | 13.3844 | 13.3252 | 13.2679 | 13.2126 | 13.1595 | 13.1087 | 13.0602 | 13.0134 | 12.9678 | 12.9227 | 12.8779 | 12.8345 | 12.7907 | 12.7463 | 12.7013 | 0.13868 | 0.21333 | 0.41749 | 0.71483 | 1.0878 | 1.4898 | 1.8552 | 2.1179 | 2.2322 | 2.1849 | 1.9963 | 1.7103 | 1.3792 | 1.0506 | 0.75811 | 0.51972 | 0.33936 | 0.21151 | 0.12608 | 0.083601 | 0.13868 | 0.35142 | 0.7674 | 1.4788 | 2.5599 | 4.038 | 5.8753 | 7.968 | 10.1669 | 12.311 | 14.2598 | 15.9173 | 17.2395 | 18.2296 | 18.9245 | 19.3785 | 19.6526 | 19.797 | 19.8543 | 19.8679 | 10.1342 | 15.6554 | 30.771 | 52.9208 | 80.9019 | 111.3098 | 139.2245 | 159.6281 | 168.9433 | 166.0304 | 152.29 | 130.9563 | 105.9869 | 81.013 | 58.6646 | 40.3572 | 26.4409 | 16.5359 | 9.8918 | 6.5821 | 10.1342 | 25.7896 | 56.5606 | 109.4814 | 190.3833 | 301.6931 | 440.9176 | 600.5457 | 769.4889 | 935.5194 | 1087.8094 | 1218.7657 | 1324.7526 | 1405.7656 | 1464.4302 | 1504.7873 | 1531.2283 | 1547.7642 | 1557.656 | 1564.2381 | 0.11795 | 0.18156 | 0.35555 | 0.60918 | 0.92766 | 1.2714 | 1.5842 | 1.8098 | 1.9086 | 1.8693 | 1.709 | 1.4649 | 1.182 | 0.90081 | 0.65039 | 0.4461 | 0.29144 | 0.18174 | 0.10839 | 0.071911 | 0.11795 | 0.29909 | 0.65354 | 1.2603 | 2.183 | 3.4459 | 5.0172 | 6.8086 | 8.6931 | 10.5327 | 12.2072 | 13.6337 | 14.7743 | 15.6311 | 16.2354 | 16.6337 | 16.8776 | 17.0104 | 17.0688 | 17.0896 | 8.6141 | 13.3071 | 26.1553 | 44.9827 | 68.7666 | 94.6133 | 118.3408 | 135.6839 | 143.6018 | 141.1259 | 129.4465 | 111.3128 | 90.0889 | 68.861 | 49.8649 | 34.3036 | 22.4748 | 14.0555 | 8.408 | 5.5948 | 8.6141 | 21.9212 | 48.0765 | 93.0592 | 161.8258 | 256.4391 | 374.7799 | 510.4638 | 654.0656 | 795.1915 | 924.638 | 1035.9508 | 1126.0397 | 1194.9007 | 1244.7656 | 1279.0692 | 1301.544 | 1315.5996 | 1324.0076 | 1329.6024 | 0 | 0 | 0 | 0 | 0 | 0 | 0 | 0 | 0 | 0 | 0 | 0 | 0 | 0 | 0 | 0 | 0 | 0 | 0 | 0 | 0 | 0 | 0 | 0 | 0 | 0 | 0 | 0 | 0 | 0 | 0 | 0 | 0 | 0 | 0 | 0 | 0 | 0 | 0 | 0 | 0 | 0 | 0 | 0 | 0 | 0 | 0 | 0 | 0 | 0 | 0 | 0 | 0 | 0 | 0 | 0 | 0 | 0 | 0 | 0 | 0 | 0 | 0 | 0 | 0 | 0 | 0 | 0 | 0 | 0 | 0 | 0 | 0 | 0 | 0 | 0 | 0 | 0 | 0 | 0 | 0.11795 | 0.18156 | 0.35555 | 0.60918 | 0.92766 | 1.2714 | 1.5842 | 1.8098 | 1.9086 | 1.8693 | 1.709 | 1.4649 | 1.182 | 0.90081 | 0.65039 | 0.4461 | 0.29144 | 0.18174 | 0.10839 | 0.071911 | 0.11795 | 0.29909 | 0.65354 | 1.2603 | 2.183 | 3.4459 | 5.0172 | 6.8086 | 8.6931 | 10.5327 | 12.2072 | 13.6337 | 14.7743 | 15.6311 | 16.2354 | 16.6337 | 16.8776 | 17.0104 | 17.0688 | 17.0896 | 8.6141 | 13.3071 | 26.1553 | 44.9827 | 68.7666 | 94.6133 | 118.3408 | 135.6839 | 143.6018 | 141.1259 | 129.4465 | 111.3128 | 90.0889 | 68.861 | 49.8649 | 34.3036 | 22.4748 | 14.0555 | 8.408 | 5.5948 | 8.6141 | 21.9212 | 48.0765 | 93.0592 | 161.8258 | 256.4391 | 374.7799 | 510.4638 | 654.0656 | 795.1915 | 924.638 | 1035.9508 | 1126.0397 | 1194.9007 | 1244.7656 | 1279.0692 | 1301.544 | 1315.5996 | 1324.0076 | 1329.6024 | 0 | 0 | 0 | 0 | 0 | 0 | 0 | 0 | 0 | 0 | 0 | 0 | 0 | 0 | 0 | 0 | 0 | 0 | 0 | 0 | 0 | 0 | 0 | 0 | 0 | 0 | 0 | 0 | 0 | 0 | 0 | 0 | 0 | 0 | 0 | 0 | 0 | 0 | 0 | 0 | 0 | 0 | 0 | 0 | 0 | 0 | 0 | 0 | 0 | 0 | 0 | 0 | 0 | 0 | 0 | 0 | 0 | 0 | 0 | 0 | 0 | 0 | 0 | 0 | 0 | 0 | 0 | 0 | 0 | 0 | 0 | 0 | 0 | 0 | 0 | 0 | 0 | 0 | 0 | 0 | 834.2215 | 834.2773 | 834.3321 | 834.3855 | 834.4376 | 834.4881 | 834.5371 | 834.5844 | 834.63 | 834.6737 | 834.7155 | 834.7554 | 834.7933 | 834.8292 | 834.8629 | 834.8945 | 834.9239 | 834.9511 | 834.9761 | 834.9988 | 537.3516 | 537.3876 | 537.4228 | 537.4573 | 537.4908 | 537.5234 | 537.5549 | 537.5854 | 537.6147 | 537.6429 | 537.6699 | 537.6956 | 537.72 | 537.743 | 537.7648 | 537.7851 | 537.8041 | 537.8216 | 537.8377 | 537.8523
WA_Industrial_Food Products_Existing_Space Heating_Natural Gas_HVAC - Demand Controlled Ventilation_A | WA | Industrial | Food Products | Existing | Space Heating | Natural Gas | HVAC - Demand Controlled Ventilation | A | IM17 | Constant ventilation | DCV enabled | 15 | 0.077467 | 0 | 0 | 0.27 | 0.02 | 0 | 0 | 0.13735 |  | sqft | 55% | 75% | Retrofit | RetroEven20 | 80.75% | TBD | 0.2% | 151.1512 |  | 94.0644 |  | 0.17474 | VENT_DCV-Heating-7PLN-v5-8 | VENT_DCV-Heating-7PLN-v5-8 | VENT_DCV-Heating-7PLN-v5-8 | Constant ventilation | Constant ventilation | Constant ventilation | Constant ventilation | Constant ventilation | Constant ventilation | Constant ventilation | Constant ventilation | Constant ventilation | Constant ventilation | Constant ventilation | Constant ventilation | Constant ventilation | Constant ventilation | Constant ventilation | Constant ventilation | Constant ventilation | Constant ventilation | Constant ventilation | Constant ventilation | Constant ventilation | Constant ventilation | DCV enabled | DCV enabled | DCV enabled | DCV enabled | DCV enabled | DCV enabled | DCV enabled | DCV enabled | DCV enabled | DCV enabled | DCV enabled | DCV enabled | DCV enabled | DCV enabled | DCV enabled | DCV enabled | DCV enabled | DCV enabled | DCV enabled | DCV enabled | DCV enabled | DCV enabled | 0.27 | 0.27 | 0.27 | 0.27 | 0.27 | 0.27 | 0.27 | 0.27 | 0.27 | 0.27 | 0.27 | 0.27 | 0.27 | 0.27 | 0.27 | 0.27 | 0.27 | 0.27 | 0.27 | 0.27 | 0.27 | 0.27 | 0 | 0 | 0.076467 | 0.075861 | 0.075233 | 0.074584 | 0.073913 | 0.073219 | 0.072503 | 0.071764 | 0.071007 | 0.070239 | 0.069462 | 0.068678 | 0.067902 | 0.067134 | 0.066377 | 0.065672 | 0.065017 | 0.064406 | 0.063837 | 0.063305 | 0.20523 | 0.20009 | 0.19501 | 0.19 | 0.18504 | 0.18014 | 0.1753 | 0.17053 | 0.16582 | 0.1612 | 0.15667 | 0.15223 | 0.14791 | 0.14372 | 0.13965 | 0.13578 | 0.13211 | 0.12861 | 0.12528 | 0.12209 | 0.20523 | 0.40369 | 0.59536 | 0.78022 | 0.95824 | 1.1294 | 1.2936 | 1.451 | 1.6015 | 1.7454 | 1.8827 | 2.0137 | 2.1389 | 2.2584 | 2.3726 | 2.4831 | 2.5905 | 2.6948 | 2.7962 | 2.895 | 2683.8457 | 2637.5725 | 2592.0972 | 2547.4058 | 2503.485 | 2460.3215 | 2417.9022 | 2376.2142 | 2335.245 | 2294.9821 | 2255.4135 | 2216.527 | 2178.3111 | 2140.754 | 2103.8444 | 2067.5712 | 2031.9235 | 1996.8903 | 1962.4612 | 1928.6256 | 2683.8457 | 5321.4183 | 7913.5154 | 10460.9213 | 12964.4063 | 15424.7278 | 17842.63 | 20218.8442 | 22554.0892 | 24849.0713 | 27104.4848 | 29321.0118 | 31499.3229 | 33640.0769 | 35743.9213 | 37811.4925 | 39843.416 | 41840.3063 | 43802.7674 | 45731.393 | 0.17474 | 0.17068 | 0.16668 | 0.16273 | 0.15884 | 0.155 | 0.1512 | 0.14746 | 0.14377 | 0.14014 | 0.13657 | 0.13307 | 0.12963 | 0.12626 | 0.12297 | 0.11982 | 0.11681 | 0.11393 | 0.11119 | 0.10857 | 0.17474 | 0.34436 | 0.50886 | 0.66826 | 0.82255 | 0.97173 | 1.1158 | 1.2547 | 1.3885 | 1.5173 | 1.6412 | 1.7603 | 1.8745 | 1.9841 | 2.0892 | 2.1912 | 2.2904 | 2.3872 | 2.4818 | 2.5744 | 2281.2689 | 2241.9367 | 2203.2826 | 2165.295 | 2127.9623 | 2091.2733 | 2055.2168 | 2019.7821 | 1984.9582 | 1950.7348 | 1917.1015 | 1884.048 | 1851.5644 | 1819.6409 | 1788.2678 | 1757.4356 | 1727.1349 | 1697.3568 | 1668.092 | 1639.3318 | 2281.2689 | 4523.2055 | 6726.4881 | 8891.7831 | 11019.7454 | 13111.0186 | 15166.2355 | 17186.0175 | 19170.9758 | 21121.7106 | 23038.8121 | 24922.86 | 26774.4244 | 28594.0653 | 30382.3331 | 32139.7686 | 33866.9036 | 35564.2603 | 37232.3523 | 38871.6841 | 0.17474 | 0.17068 | 0.16668 | 0.16273 | 0.15884 | 0.155 | 0.1512 | 0.14746 | 0.14377 | 0.14014 | 0.13657 | 0.13307 | 0.12963 | 0.12626 | 0.12297 | 0.11982 | 0.11681 | 0.11393 | 0.11119 | 0.10857 | 0.17474 | 0.34436 | 0.50886 | 0.66826 | 0.82255 | 0.97173 | 1.1158 | 1.2547 | 1.3885 | 1.5173 | 1.6412 | 1.7603 | 1.8745 | 1.9841 | 2.0892 | 2.1912 | 2.2904 | 2.3872 | 2.4818 | 2.5744 | 2281.2689 | 2241.9367 | 2203.2826 | 2165.295 | 2127.9623 | 2091.2733 | 2055.2168 | 2019.7821 | 1984.9582 | 1950.7348 | 1917.1015 | 1884.048 | 1851.5644 | 1819.6409 | 1788.2678 | 1757.4356 | 1727.1349 | 1697.3568 | 1668.092 | 1639.3318 | 2281.2689 | 4523.2055 | 6726.4881 | 8891.7831 | 11019.7454 | 13111.0186 | 15166.2355 | 17186.0175 | 19170.9758 | 21121.7106 | 23038.8121 | 24922.86 | 26774.4244 | 28594.0653 | 30382.3331 | 32139.7686 | 33866.9036 | 35564.2603 | 37232.3523 | 38871.6841 | 0.17474 | 0.17068 | 0.16668 | 0.16273 | 0.15884 | 0.155 | 0.1512 | 0.14746 | 0.14377 | 0.14014 | 0.13657 | 0.13307 | 0.12963 | 0.12626 | 0.12297 | 0.11982 | 0.11681 | 0.11393 | 0.11119 | 0.10857 | 0.17474 | 0.34436 | 0.50886 | 0.66826 | 0.82255 | 0.97173 | 1.1158 | 1.2547 | 1.3885 | 1.5173 | 1.6412 | 1.7603 | 1.8745 | 1.9841 | 2.0892 | 2.1912 | 2.2904 | 2.3872 | 2.4818 | 2.5744 | 2281.2689 | 2241.9367 | 2203.2826 | 2165.295 | 2127.9623 | 2091.2733 | 2055.2168 | 2019.7821 | 1984.9582 | 1950.7348 | 1917.1015 | 1884.048 | 1851.5644 | 1819.6409 | 1788.2678 | 1757.4356 | 1727.1349 | 1697.3568 | 1668.092 | 1639.3318 | 2281.2689 | 4523.2055 | 6726.4881 | 8891.7831 | 11019.7454 | 13111.0186 | 15166.2355 | 17186.0175 | 19170.9758 | 21121.7106 | 23038.8121 | 24922.86 | 26774.4244 | 28594.0653 | 30382.3331 | 32139.7686 | 33866.9036 | 35564.2603 | 37232.3523 | 38871.6841 | 0.17474 | 0.17068 | 0.16668 | 0.16273 | 0.15884 | 0.155 | 0.1512 | 0.14746 | 0.14377 | 0.14014 | 0.13657 | 0.13307 | 0.12963 | 0.12626 | 0.12297 | 0.11982 | 0.11681 | 0.11393 | 0.11119 | 0.10857 | 0.17474 | 0.34436 | 0.50886 | 0.66826 | 0.82255 | 0.97173 | 1.1158 | 1.2547 | 1.3885 | 1.5173 | 1.6412 | 1.7603 | 1.8745 | 1.9841 | 2.0892 | 2.1912 | 2.2904 | 2.3872 | 2.4818 | 2.5744 | 2281.2689 | 2241.9367 | 2203.2826 | 2165.295 | 2127.9623 | 2091.2733 | 2055.2168 | 2019.7821 | 1984.9582 | 1950.7348 | 1917.1015 | 1884.048 | 1851.5644 | 1819.6409 | 1788.2678 | 1757.4356 | 1727.1349 | 1697.3568 | 1668.092 | 1639.3318 | 2281.2689 | 4523.2055 | 6726.4881 | 8891.7831 | 11019.7454 | 13111.0186 | 15166.2355 | 17186.0175 | 19170.9758 | 21121.7106 | 23038.8121 | 24922.86 | 26774.4244 | 28594.0653 | 30382.3331 | 32139.7686 | 33866.9036 | 35564.2603 | 37232.3523 | 38871.6841 | 621.0761 | 624.5304 | 628.017 | 631.5078 | 634.9751 | 638.3916 | 641.7306 | 644.9655 | 648.0705 | 651.0203 | 653.8213 | 656.4796 | 659.0013 | 661.3925 | 663.6589 | 665.8062 | 667.8399 | 669.7654 | 671.5878 | 673.3121 | 252.6829 | 254.0882 | 255.5068 | 256.927 | 258.3376 | 259.7276 | 261.0861 | 262.4022 | 263.6655 | 264.8656 | 266.0051 | 267.0867 | 268.1126 | 269.0854 | 270.0075 | 270.8812 | 271.7086 | 272.492 | 273.2334 | 273.9349
WA_Industrial_Food Products_Existing_Space Heating_Natural Gas_Gas Boiler - Stack Economizer_A | WA | Industrial | Food Products | Existing | Space Heating | Natural Gas | Gas Boiler - Stack Economizer | A | IM18 | None | Economizer installed | 15 | 0.95295 | 0 | 0 | 276.48 | 0 | 0 | 0 | 138.2394 |  | employee | 15% | 55% | Retrofit | Retro12Med | 75.44% | TBD | 0.2% | 622.7889 |  | 413.1612 |  | 0.033789 | IL TRM - 4.4.28 - CI-HVC-BECO-V02-210101 | XCEL CO 2019-2020 DSM Plan | IL TRM - 4.4.28 - CI-HVC-BECO-V02-210101 | None | None | None | None | None | None | None | None | None | None | None | None | None | None | None | None | None | None | None | None | None | None | Economizer installed | Economizer installed | Economizer installed | Economizer installed | Economizer installed | Economizer installed | Economizer installed | Economizer installed | Economizer installed | Economizer installed | Economizer installed | Economizer installed | Economizer installed | Economizer installed | Economizer installed | Economizer installed | Economizer installed | Economizer installed | Economizer installed | Economizer installed | Economizer installed | Economizer installed | 276.48 | 276.48 | 276.48 | 276.48 | 276.48 | 276.48 | 276.48 | 276.48 | 276.48 | 276.48 | 276.48 | 276.48 | 276.48 | 276.48 | 276.48 | 276.48 | 276.48 | 276.48 | 276.48 | 276.48 | 276.48 | 276.48 | 0 | 0 | 0.94423 | 0.9376 | 0.93049 | 0.92275 | 0.91424 | 0.9048 | 0.89431 | 0.8827 | 0.87001 | 0.85634 | 0.84192 | 0.82701 | 0.81211 | 0.79751 | 0.78352 | 0.77079 | 0.75936 | 0.74915 | 0.73997 | 0.73156 | 0.039672 | 0.038714 | 0.037758 | 0.036798 | 0.03583 | 0.031364 | 0.024373 | 0.018913 | 0.014656 | 0.011342 | 0.0087667 | 0.0067704 | 0.005227 | 0.0040356 | 0.0031172 | 0.0024109 | 1.5921e-05 | 5.513e-06 | 1.8244e-06 | 5.7801e-07 | 0.039672 | 0.078108 | 0.11527 | 0.15111 | 0.18555 | 0.215 | 0.23688 | 0.25272 | 0.26374 | 0.27093 | 0.27514 | 0.27704 | 0.27727 | 0.27632 | 0.27459 | 0.27254 | 0.26852 | 0.26491 | 0.26167 | 0.2587 | 42.0149 | 41.2905 | 40.5786 | 39.879 | 39.1914 | 34.6641 | 27.2532 | 21.4266 | 16.8458 | 13.2443 | 10.4127 | 8.1866 | 6.4363 | 5.0603 | 3.9784 | 3.1279 | 0.020967 | 0.007359 | 0.0024655 | 0.0007901 | 42.0149 | 83.3054 | 123.884 | 163.763 | 202.9544 | 237.6185 | 264.8717 | 286.2984 | 303.1441 | 316.3884 | 326.8011 | 334.9877 | 341.424 | 346.4843 | 350.4627 | 353.5906 | 353.6115 | 353.6189 | 353.6214 | 353.6222 | 0.033789 | 0.033045 | 0.032303 | 0.031562 | 0.030815 | 0.027053 | 0.02109 | 0.016421 | 0.012771 | 0.0099213 | 0.0076996 | 0.0059707 | 0.0046279 | 0.0035866 | 0.0027803 | 0.0021574 | 1.429e-05 | 4.962e-06 | 1.6465e-06 | 5.2301e-07 | 0.033789 | 0.066669 | 0.09862 | 0.12961 | 0.15958 | 0.18545 | 0.20497 | 0.21942 | 0.22982 | 0.23701 | 0.24165 | 0.24432 | 0.24549 | 0.24558 | 0.24492 | 0.24389 | 0.24101 | 0.23844 | 0.23615 | 0.23408 | 35.7127 | 35.0969 | 34.4918 | 33.8971 | 33.3127 | 29.4645 | 23.1652 | 18.2126 | 14.3189 | 11.2576 | 8.8508 | 6.9586 | 5.4709 | 4.3012 | 3.3817 | 2.6587 | 0.017822 | 0.0062551 | 0.0020957 | 0.00067159 | 35.7127 | 70.8096 | 105.3014 | 139.1986 | 172.5113 | 201.9758 | 225.141 | 243.3536 | 257.6725 | 268.9301 | 277.7809 | 284.7395 | 290.2104 | 294.5116 | 297.8933 | 300.552 | 300.5698 | 300.5761 | 300.5782 | 300.5788 | 0 | 0 | 0 | 0 | 0 | 0 | 0 | 0 | 0 | 0 | 0 | 0 | 0 | 0 | 0 | 0 | 0 | 0 | 0 | 0 | 0 | 0 | 0 | 0 | 0 | 0 | 0 | 0 | 0 | 0 | 0 | 0 | 0 | 0 | 0 | 0 | 0 | 0 | 0 | 0 | 0 | 0 | 0 | 0 | 0 | 0 | 0 | 0 | 0 | 0 | 0 | 0 | 0 | 0 | 0 | 0 | 0 | 0 | 0 | 0 | 0 | 0 | 0 | 0 | 0 | 0 | 0 | 0 | 0 | 0 | 0 | 0 | 0 | 0 | 0 | 0 | 0 | 0 | 0 | 0 | 0.033789 | 0.033045 | 0.032303 | 0.031562 | 0.030815 | 0.027053 | 0.02109 | 0.016421 | 0.012771 | 0.0099213 | 0.0076996 | 0.0059707 | 0.0046279 | 0.0035866 | 0.0027803 | 0.0021574 | 1.429e-05 | 4.962e-06 | 1.6465e-06 | 5.2301e-07 | 0.033789 | 0.066669 | 0.09862 | 0.12961 | 0.15958 | 0.18545 | 0.20497 | 0.21942 | 0.22982 | 0.23701 | 0.24165 | 0.24432 | 0.24549 | 0.24558 | 0.24492 | 0.24389 | 0.24101 | 0.23844 | 0.23615 | 0.23408 | 35.7127 | 35.0969 | 34.4918 | 33.8971 | 33.3127 | 29.4645 | 23.1652 | 18.2126 | 14.3189 | 11.2576 | 8.8508 | 6.9586 | 5.4709 | 4.3012 | 3.3817 | 2.6587 | 0.017822 | 0.0062551 | 0.0020957 | 0.00067159 | 35.7127 | 70.8096 | 105.3014 | 139.1986 | 172.5113 | 201.9758 | 225.141 | 243.3536 | 257.6725 | 268.9301 | 277.7809 | 284.7395 | 290.2104 | 294.5116 | 297.8933 | 300.552 | 300.5698 | 300.5761 | 300.5782 | 300.5788 | 0.033789 | 0.033045 | 0.032303 | 0.031562 | 0.030815 | 0.027053 | 0.02109 | 0.016421 | 0.012771 | 0.0099213 | 0.0076996 | 0.0059707 | 0.0046279 | 0.0035866 | 0.0027803 | 0.0021574 | 1.429e-05 | 4.962e-06 | 1.6465e-06 | 5.2301e-07 | 0.033789 | 0.066669 | 0.09862 | 0.12961 | 0.15958 | 0.18545 | 0.20497 | 0.21942 | 0.22982 | 0.23701 | 0.24165 | 0.24432 | 0.24549 | 0.24558 | 0.24492 | 0.24389 | 0.24101 | 0.23844 | 0.23615 | 0.23408 | 35.7127 | 35.0969 | 34.4918 | 33.8971 | 33.3127 | 29.4645 | 23.1652 | 18.2126 | 14.3189 | 11.2576 | 8.8508 | 6.9586 | 5.4709 | 4.3012 | 3.3817 | 2.6587 | 0.017822 | 0.0062551 | 0.0020957 | 0.00067159 | 35.7127 | 70.8096 | 105.3014 | 139.1986 | 172.5113 | 201.9758 | 225.141 | 243.3536 | 257.6725 | 268.9301 | 277.7809 | 284.7395 | 290.2104 | 294.5116 | 297.8933 | 300.552 | 300.5698 | 300.5761 | 300.5782 | 300.5788 | 643.6101 | 643.6431 | 643.6754 | 643.707 | 643.7377 | 643.7676 | 643.7965 | 643.8244 | 643.8513 | 643.8771 | 643.9018 | 643.9253 | 643.9477 | 643.9689 | 643.9888 | 644.0074 | 644.0248 | 644.0408 | 644.0556 | 644.069 | 426.9741 | 426.996 | 427.0174 | 427.0383 | 427.0587 | 427.0785 | 427.0977 | 427.1162 | 427.1341 | 427.1512 | 427.1676 | 427.1832 | 427.198 | 427.2121 | 427.2253 | 427.2376 | 427.2492 | 427.2598 | 427.2696 | 427.2785
WA_Industrial_Food Products_Existing_Process_Natural Gas_Gas Boiler - Stack Economizer_A | WA | Industrial | Food Products | Existing | Process | Natural Gas | Gas Boiler - Stack Economizer | A | IM19 | None | Economizer installed | 15 | 45.4909 | 0 | 0 | 276.48 | 0 | 0 | 0 | 138.2394 |  | sqft | 15% | 55% | Retrofit | Retro12Med | 75.44% | TBD | 0.2% | 622.7889 |  | 413.1612 |  | 3.8632 | IL TRM - 4.4.28 - CI-HVC-BECO-V02-210101 | XCEL CO 2019-2020 DSM Plan | IL TRM - 4.4.29 - CI-HVC-PECO-V01-150601 | None | None | None | None | None | None | None | None | None | None | None | None | None | None | None | None | None | None | None | None | None | None | Economizer installed | Economizer installed | Economizer installed | Economizer installed | Economizer installed | Economizer installed | Economizer installed | Economizer installed | Economizer installed | Economizer installed | Economizer installed | Economizer installed | Economizer installed | Economizer installed | Economizer installed | Economizer installed | Economizer installed | Economizer installed | Economizer installed | Economizer installed | Economizer installed | Economizer installed | 276.48 | 276.48 | 276.48 | 276.48 | 276.48 | 276.48 | 276.48 | 276.48 | 276.48 | 276.48 | 276.48 | 276.48 | 276.48 | 276.48 | 276.48 | 276.48 | 276.48 | 276.48 | 276.48 | 276.48 | 276.48 | 276.48 | 0 | 0 | 45.3451 | 45.1984 | 45.049 | 44.896 | 44.7384 | 44.5776 | 44.4166 | 44.2561 | 44.0978 | 43.943 | 43.7928 | 43.6479 | 43.5069 | 43.3685 | 43.2309 | 43.093 | 42.956 | 42.8175 | 42.6773 | 42.5353 | 4.5428 | 4.45 | 4.3588 | 4.2691 | 4.1808 | 3.6846 | 2.8864 | 2.2611 | 1.7713 | 1.3877 | 1.0873 | 0.85202 | 0.6677 | 0.52328 | 0.4101 | 0.3214 | 0.0021475 | 0.00075132 | 0.00025089 | 8.0135e-05 | 4.5428 | 8.9781 | 13.3072 | 17.5312 | 21.6504 | 25.2572 | 28.0523 | 30.212 | 31.8752 | 33.1511 | 34.1251 | 34.8642 | 35.4193 | 35.8299 | 36.1263 | 36.3325 | 36.2191 | 36.1031 | 35.9852 | 35.8654 | 100.1823 | 98.455 | 96.7575 | 95.0893 | 93.4498 | 82.6548 | 64.9837 | 51.0907 | 40.1678 | 31.5802 | 24.8286 | 19.5204 | 15.3471 | 12.066 | 9.4864 | 7.4582 | 0.049994 | 0.017547 | 0.0058788 | 0.001884 | 100.1823 | 198.6373 | 295.3949 | 390.4842 | 483.934 | 566.5888 | 631.5725 | 682.6632 | 722.831 | 754.4112 | 779.2398 | 798.7602 | 814.1073 | 826.1733 | 835.6596 | 843.1179 | 843.1679 | 843.1854 | 843.1913 | 843.1932 | 3.8632 | 3.7862 | 3.7104 | 3.6359 | 3.5626 | 3.1414 | 2.4622 | 1.9299 | 1.5127 | 1.1857 | 0.92952 | 0.72874 | 0.57137 | 0.448 | 0.35128 | 0.27543 | 0.0018413 | 0.00064449 | 0.00021532 | 6.8809e-05 | 3.8632 | 7.6388 | 11.3277 | 14.931 | 18.449 | 21.5341 | 23.9302 | 25.7867 | 27.221 | 28.3256 | 29.1729 | 29.8196 | 30.3093 | 30.6754 | 30.9441 | 31.1357 | 31.0536 | 30.9693 | 30.8835 | 30.7964 | 85.155 | 83.6868 | 82.2439 | 80.8259 | 79.4324 | 70.2565 | 55.2362 | 43.4271 | 34.1427 | 26.8432 | 21.1043 | 16.5923 | 13.045 | 10.2561 | 8.0634 | 6.3395 | 0.042495 | 0.014915 | 0.004997 | 0.0016014 | 85.155 | 168.8417 | 251.0856 | 331.9115 | 411.3439 | 481.6004 | 536.8366 | 580.2637 | 614.4063 | 641.2495 | 662.3538 | 678.9462 | 691.9912 | 702.2473 | 710.3107 | 716.6502 | 716.6927 | 716.7076 | 716.7126 | 716.7142 | 0 | 0 | 0 | 0 | 0 | 0 | 0 | 0 | 0 | 0 | 0 | 0 | 0 | 0 | 0 | 0 | 0 | 0 | 0 | 0 | 0 | 0 | 0 | 0 | 0 | 0 | 0 | 0 | 0 | 0 | 0 | 0 | 0 | 0 | 0 | 0 | 0 | 0 | 0 | 0 | 0 | 0 | 0 | 0 | 0 | 0 | 0 | 0 | 0 | 0 | 0 | 0 | 0 | 0 | 0 | 0 | 0 | 0 | 0 | 0 | 0 | 0 | 0 | 0 | 0 | 0 | 0 | 0 | 0 | 0 | 0 | 0 | 0 | 0 | 0 | 0 | 0 | 0 | 0 | 0 | 3.8632 | 3.7862 | 3.7104 | 3.6359 | 3.5626 | 3.1414 | 2.4622 | 1.9299 | 1.5127 | 1.1857 | 0.92952 | 0.72874 | 0.57137 | 0.448 | 0.35128 | 0.27543 | 0.0018413 | 0.00064449 | 0.00021532 | 6.8809e-05 | 3.8632 | 7.6388 | 11.3277 | 14.931 | 18.449 | 21.5341 | 23.9302 | 25.7867 | 27.221 | 28.3256 | 29.1729 | 29.8196 | 30.3093 | 30.6754 | 30.9441 | 31.1357 | 31.0536 | 30.9693 | 30.8835 | 30.7964 | 85.155 | 83.6868 | 82.2439 | 80.8259 | 79.4324 | 70.2565 | 55.2362 | 43.4271 | 34.1427 | 26.8432 | 21.1043 | 16.5923 | 13.045 | 10.2561 | 8.0634 | 6.3395 | 0.042495 | 0.014915 | 0.004997 | 0.0016014 | 85.155 | 168.8417 | 251.0856 | 331.9115 | 411.3439 | 481.6004 | 536.8366 | 580.2637 | 614.4063 | 641.2495 | 662.3538 | 678.9462 | 691.9912 | 702.2473 | 710.3107 | 716.6502 | 716.6927 | 716.7076 | 716.7126 | 716.7142 | 3.8632 | 3.7862 | 3.7104 | 3.6359 | 3.5626 | 3.1414 | 2.4622 | 1.9299 | 1.5127 | 1.1857 | 0.92952 | 0.72874 | 0.57137 | 0.448 | 0.35128 | 0.27543 | 0.0018413 | 0.00064449 | 0.00021532 | 6.8809e-05 | 3.8632 | 7.6388 | 11.3277 | 14.931 | 18.449 | 21.5341 | 23.9302 | 25.7867 | 27.221 | 28.3256 | 29.1729 | 29.8196 | 30.3093 | 30.6754 | 30.9441 | 31.1357 | 31.0536 | 30.9693 | 30.8835 | 30.7964 | 85.155 | 83.6868 | 82.2439 | 80.8259 | 79.4324 | 70.2565 | 55.2362 | 43.4271 | 34.1427 | 26.8432 | 21.1043 | 16.5923 | 13.045 | 10.2561 | 8.0634 | 6.3395 | 0.042495 | 0.014915 | 0.004997 | 0.0016014 | 85.155 | 168.8417 | 251.0856 | 331.9115 | 411.3439 | 481.6004 | 536.8366 | 580.2637 | 614.4063 | 641.2495 | 662.3538 | 678.9462 | 691.9912 | 702.2473 | 710.3107 | 716.6502 | 716.6927 | 716.7076 | 716.7126 | 716.7142 | 643.6101 | 643.6431 | 643.6754 | 643.707 | 643.7377 | 643.7676 | 643.7965 | 643.8244 | 643.8513 | 643.8771 | 643.9018 | 643.9253 | 643.9477 | 643.9689 | 643.9888 | 644.0074 | 644.0248 | 644.0408 | 644.0556 | 644.069 | 426.9741 | 426.996 | 427.0174 | 427.0383 | 427.0587 | 427.0785 | 427.0977 | 427.1162 | 427.1341 | 427.1512 | 427.1676 | 427.1832 | 427.198 | 427.2121 | 427.2253 | 427.2376 | 427.2492 | 427.2598 | 427.2696 | 427.2785
WA_Industrial_Food Products_Existing_Space Heating_Natural Gas_Gas Furnace Tube Inserts_A | WA | Industrial | Food Products | Existing | Space Heating | Natural Gas | Gas Furnace Tube Inserts | A | IM20 | None | Tube inserts installed | 5 | 0.089062 | 0 | 0 | 0.02 | 0 | 0 | 0 | 0.0086 |  | sqft | 0% | 0% | Retrofit | Retro3Slow | 84.16% | TBD | 0.2% | 281.3603 |  | 217.6381 |  | 0 | WI TRM - Radiant Tube Inserts, 2507 | WI TRM - Radiant Tube Inserts, 2507 | WI TRM - Radiant Tube Inserts, 2507 | None | None | None | None | None | None | None | None | None | None | None | None | None | None | None | None | None | None | None | None | None | None | Tube inserts installed | Tube inserts installed | Tube inserts installed | Tube inserts installed | Tube inserts installed | Tube inserts installed | Tube inserts installed | Tube inserts installed | Tube inserts installed | Tube inserts installed | Tube inserts installed | Tube inserts installed | Tube inserts installed | Tube inserts installed | Tube inserts installed | Tube inserts installed | Tube inserts installed | Tube inserts installed | Tube inserts installed | Tube inserts installed | Tube inserts installed | Tube inserts installed | 0.02 | 0.02 | 0.02 | 0.02 | 0.02 | 0.02 | 0.02 | 0.02 | 0.02 | 0.02 | 0.02 | 0.02 | 0.02 | 0.02 | 0.02 | 0.02 | 0.02 | 0.02 | 0.02 | 0.02 | 0.02 | 0.02 | 0 | 0 | 0.087928 | 0.087247 | 0.086543 | 0.085816 | 0.085066 | 0.084293 | 0.083498 | 0.082681 | 0.081848 | 0.081004 | 0.080154 | 0.079297 | 0.07845 | 0.077609 | 0.076777 | 0.076002 | 0.07528 | 0.074605 | 0.073973 | 0.073384 | 0 | 0 | 0 | 0 | 0 | 0 | 0 | 0 | 0 | 0 | 0 | 0 | 0 | 0 | 0 | 0 | 0 | 0 | 0 | 0 | 0 | 0 | 0 | 0 | 0 | 0 | 0 | 0 | 0 | 0 | 0 | 0 | 0 | 0 | 0 | 0 | 0 | 0 | 0 | 0 | 0 | 0 | 0 | 0 | 0 | 0 | 0 | 0 | 0 | 0 | 0 | 0 | 0 | 0 | 0 | 0 | 0 | 0 | 0 | 0 | 0 | 0 | 0 | 0 | 0 | 0 | 0 | 0 | 0 | 0 | 0 | 0 | 0 | 0 | 0 | 0 | 0 | 0 | 0 | 0 | 0 | 0 | 0 | 0 | 0 | 0 | 0 | 0 | 0 | 0 | 0 | 0 | 0 | 0 | 0 | 0 | 0 | 0 | 0 | 0 | 0 | 0 | 0 | 0 | 0 | 0 | 0 | 0 | 0 | 0 | 0 | 0 | 0 | 0 | 0 | 0 | 0 | 0 | 0 | 0 | 0 | 0 | 0 | 0 | 0 | 0 | 0 | 0 | 0 | 0 | 0 | 0 | 0 | 0 | 0 | 0 | 0 | 0 | 0 | 0 | 0 | 0 | 0 | 0 | 0 | 0 | 0 | 0 | 0 | 0 | 0 | 0 | 0 | 0 | 0 | 0 | 0 | 0 | 0 | 0 | 0 | 0 | 0 | 0 | 0 | 0 | 0 | 0 | 0 | 0 | 0 | 0 | 0 | 0 | 0 | 0 | 0 | 0 | 0 | 0 | 0 | 0 | 0 | 0 | 0 | 0 | 0 | 0 | 0 | 0 | 0 | 0 | 0 | 0 | 0 | 0 | 0 | 0 | 0 | 0 | 0 | 0 | 0 | 0 | 0 | 0 | 0 | 0 | 0 | 0 | 0 | 0 | 0 | 0 | 0 | 0 | 0 | 0 | 0 | 0 | 0 | 0 | 0 | 0 | 0 | 0 | 0 | 0 | 0 | 0 | 0 | 0 | 0 | 0 | 0 | 0 | 0 | 0 | 0 | 0 | 0 | 0 | 0 | 0 | 0 | 0 | 0 | 0 | 0 | 0 | 0 | 0 | 0 | 0 | 0 | 0 | 0 | 0 | 0 | 0 | 0 | 0 | 0 | 0 | 0 | 0 | 0 | 0 | 0 | 0 | 0 | 0 | 0 | 0 | 0 | 0 | 0 | 0 | 0 | 0 | 0 | 0 | 0 | 0 | 0 | 0 | 0 | 0 | 0 | 0 | 0 | 0 | 0 | 0 | 0 | 0 | 0 | 0 | 0 | 0 | 0 | 0 | 0 | 0 | 0 | 0 | 0 | 0 | 0 | 0 | 0 | 0 | 0 | 0 | 0 | 0 | 0 | 0 | 0 | 0 | 0 | 0 | 0 | 0 | 0 | 0 | 0 | 0 | 0 | 0 | 0 | 0 | 0 | 0 | 0 | 0 | 0 | 0 | 0 | 0 | 0 | 0 | 0 | 0 | 0 | 0 | 0 | 0 | 0 | 0 | 0 | 0 | 0 | 0 | 0 | 0 | 0 | 0 | 0 | 0 | 0 | 0 | 0 | 0 | 0 | 0 | 0 | 0 | 0 | 0 | 0 | 0 | 0 | 0 | 0 | 0 | 0 | 0 | 0 | 0 | 0 | 0 | 0 | 0 | 0 | 0 | 0 | 0 | 0 | 0 | 0 | 0 | 0 | 0 | 0 | 0 | 0 | 0 | 0 | 0 | 53.9197 | 54.2196 | 54.5223 | 54.8253 | 55.1263 | 55.4229 | 55.7128 | 55.9937 | 56.2632 | 56.5193 | 56.7625 | 56.9933 | 57.2122 | 57.4198 | 57.6166 | 57.803 | 57.9795 | 58.1467 | 58.3049 | 58.4546 | 41.708 | 41.94 | 42.1741 | 42.4085 | 42.6414 | 42.8708 | 43.095 | 43.3123 | 43.5208 | 43.7189 | 43.907 | 44.0855 | 44.2548 | 44.4154 | 44.5676 | 44.7118 | 44.8484 | 44.9777 | 45.1001 | 45.2159
WA_Industrial_Food Products_Existing_Space Heating_Natural Gas_Space Heating - Heat Recovery Ventilator_A | WA | Industrial | Food Products | Existing | Space Heating | Natural Gas | Space Heating - Heat Recovery Ventilator | A | IM21 | None | HRV installed | 15 | 0.013423 | 0 | 0 | 0.28 | 0 | 0 | 0 | 0.139 |  | sqft | 5% | 10% | Retrofit | RetroEven20 | 80.75% | TBD | 0.2% | 146.5581 |  | 97.2274 |  | 0.074154 | IL TRM - 4.4.27 - CI-HVC-ERVE-V04-200101 | IL TRM - 4.4.27 - CI-HVC-ERVE-V04-200101 | IL TRM - 4.4.27 - CI-HVC-ERVE-V04-200101 | None | None | None | None | None | None | None | None | None | None | None | None | None | None | None | None | None | None | None | None | None | None | HRV installed | HRV installed | HRV installed | HRV installed | HRV installed | HRV installed | HRV installed | HRV installed | HRV installed | HRV installed | HRV installed | HRV installed | HRV installed | HRV installed | HRV installed | HRV installed | HRV installed | HRV installed | HRV installed | HRV installed | HRV installed | HRV installed | 0.28 | 0.28 | 0.28 | 0.28 | 0.28 | 0.28 | 0.28 | 0.28 | 0.28 | 0.28 | 0.28 | 0.28 | 0.28 | 0.28 | 0.28 | 0.28 | 0.28 | 0.28 | 0.28 | 0.28 | 0.28 | 0.28 | 0 | 0 | 0.013244 | 0.013045 | 0.012782 | 0.012447 | 0.012043 | 0.011585 | 0.011094 | 0.010595 | 0.010112 | 0.0096611 | 0.0092531 | 0.0088904 | 0.0085726 | 0.0082946 | 0.0080509 | 0.0078398 | 0.0076552 | 0.0074896 | 0.0073471 | 0.0072123 | 0.087003 | 0.08422 | 0.081097 | 0.07761 | 0.073798 | 0.069765 | 0.065656 | 0.061623 | 0.057799 | 0.054271 | 0.051083 | 0.048234 | 0.045708 | 0.043464 | 0.041459 | 0.039676 | 0.038074 | 0.036608 | 0.035292 | 0.034048 | 0.087003 | 0.16992 | 0.24758 | 0.31871 | 0.38217 | 0.43739 | 0.4845 | 0.52434 | 0.55823 | 0.58762 | 0.61389 | 0.63806 | 0.66096 | 0.683 | 0.70438 | 0.72559 | 0.74658 | 0.76704 | 0.78774 | 0.80734 | 6569.3205 | 6456.0564 | 6344.745 | 6235.3529 | 6127.8468 | 6022.1943 | 5918.3633 | 5816.3226 | 5716.0412 | 5617.4887 | 5520.6355 | 5425.4521 | 5331.9098 | 5239.9803 | 5149.6359 | 5060.849 | 4973.593 | 4887.8414 | 4803.5683 | 4720.7481 | 6569.3205 | 13025.3769 | 19370.1219 | 25605.4748 | 31733.3216 | 37755.5158 | 43673.8792 | 49490.2017 | 55206.2429 | 60823.7316 | 66344.3671 | 71769.8192 | 77101.729 | 82341.7094 | 87491.3452 | 92552.1943 | 97525.7873 | 102413.6287 | 107217.197 | 111937.9451 | 0.074154 | 0.072026 | 0.069652 | 0.067012 | 0.06413 | 0.061077 | 0.057956 | 0.054877 | 0.051937 | 0.049205 | 0.046712 | 0.044461 | 0.042438 | 0.040617 | 0.038969 | 0.037485 | 0.036139 | 0.034899 | 0.033778 | 0.032716 | 0.074154 | 0.14531 | 0.21264 | 0.27519 | 0.3321 | 0.38292 | 0.42768 | 0.46694 | 0.50162 | 0.53277 | 0.56136 | 0.58815 | 0.61367 | 0.63825 | 0.66207 | 0.68552 | 0.70864 | 0.73124 | 0.75395 | 0.77575 | 5583.9224 | 5487.6479 | 5393.0333 | 5300.0499 | 5208.6698 | 5118.8651 | 5030.6088 | 4943.8742 | 4858.635 | 4774.8654 | 4692.5402 | 4611.6343 | 4532.1233 | 4453.9833 | 4377.1905 | 4301.7217 | 4227.5541 | 4154.6652 | 4083.033 | 4012.6359 | 5583.9224 | 11071.5703 | 16464.6036 | 21764.6536 | 26973.3233 | 32092.1885 | 37122.7973 | 42066.6715 | 46925.3065 | 51700.1719 | 56392.712 | 61004.3463 | 65536.4697 | 69990.453 | 74367.6434 | 78669.3651 | 82896.9192 | 87051.5844 | 91134.6174 | 95147.2533 | 0 | 0 | 0 | 0 | 0 | 0 | 0 | 0 | 0 | 0 | 0 | 0 | 0 | 0 | 0 | 0 | 0 | 0 | 0 | 0 | 0 | 0 | 0 | 0 | 0 | 0 | 0 | 0 | 0 | 0 | 0 | 0 | 0 | 0 | 0 | 0 | 0 | 0 | 0 | 0 | 0 | 0 | 0 | 0 | 0 | 0 | 0 | 0 | 0 | 0 | 0 | 0 | 0 | 0 | 0 | 0 | 0 | 0 | 0 | 0 | 0 | 0 | 0 | 0 | 0 | 0 | 0 | 0 | 0 | 0 | 0 | 0 | 0 | 0 | 0 | 0 | 0 | 0 | 0 | 0 | 0 | 0 | 0 | 0 | 0 | 0 | 0 | 0 | 0 | 0 | 0 | 0 | 0 | 0 | 0 | 0 | 0 | 0 | 0 | 0 | 0 | 0 | 0 | 0 | 0 | 0 | 0 | 0 | 0 | 0 | 0 | 0 | 0 | 0 | 0 | 0 | 0 | 0 | 0 | 0 | 0 | 0 | 0 | 0 | 0 | 0 | 0 | 0 | 0 | 0 | 0 | 0 | 0 | 0 | 0 | 0 | 0 | 0 | 0 | 0 | 0 | 0 | 0 | 0 | 0 | 0 | 0 | 0 | 0 | 0 | 0 | 0 | 0 | 0 | 0 | 0 | 0 | 0 | 0 | 0 | 0 | 0 | 0 | 0 | 0 | 0 | 0 | 0 | 0 | 0 | 0 | 0 | 0 | 0 | 0 | 0 | 0 | 0 | 0 | 0 | 0 | 0 | 0 | 0 | 0 | 0 | 0 | 0 | 0 | 0 | 0 | 0 | 0 | 0 | 0 | 0 | 0 | 0 | 0 | 0 | 0 | 0 | 0 | 0 | 0 | 0 | 0 | 0 | 0 | 0 | 0 | 0 | 0 | 0 | 0 | 0 | 0 | 0 | 0 | 0 | 0 | 0 | 0 | 0 | 0 | 0 | 0 | 0 | 0 | 0 | 0 | 0 | 0 | 0 | 0 | 0 | 0 | 0 | 0 | 0 | 2265.5724 | 2270.9724 | 2276.3774 | 2281.7467 | 2287.0415 | 2292.2243 | 2297.2592 | 2302.1118 | 2306.7494 | 2311.1404 | 2315.2957 | 2319.2256 | 2322.9403 | 2326.4493 | 2329.7615 | 2332.8859 | 2335.8307 | 2338.6037 | 2341.2126 | 2343.6645 | 1502.9917 | 1506.5741 | 1510.1598 | 1513.7219 | 1517.2344 | 1520.6727 | 1524.0129 | 1527.2322 | 1530.3087 | 1533.2217 | 1535.9784 | 1538.5855 | 1541.0499 | 1543.3777 | 1545.5751 | 1547.6478 | 1549.6014 | 1551.441 | 1553.1718 | 1554.7984
WA_Industrial_Food Products_Existing_Space Heating_Natural Gas_Thermostat - Programmable_A | WA | Industrial | Food Products | Existing | Space Heating | Natural Gas | Thermostat - Programmable | A | IM22 | Manual control | Programmable thermostat installed | 11 | 0.0064938 | 0 | 0 | 0.17 | 0.01 | 0 | 0 | 0.0859 |  | sqft | 25% | 40% | Retrofit | RetroEven20 | 80.75% | TBD | 0.2% | 175.7939 |  | 119.9801 |  | 0.10753 | IL TRM - 4.4.48 - CI-HVC-THST-V02-210101 | IL TRM - 4.4.48 - CI-HVC-THST-V02-210101 | BEST | Manual control | Manual control | Manual control | Manual control | Manual control | Manual control | Manual control | Manual control | Manual control | Manual control | Manual control | Manual control | Manual control | Manual control | Manual control | Manual control | Manual control | Manual control | Manual control | Manual control | Manual control | Manual control | Programmable thermostat installed | Programmable thermostat installed | Programmable thermostat installed | Programmable thermostat installed | Programmable thermostat installed | Programmable thermostat installed | Programmable thermostat installed | Programmable thermostat installed | Programmable thermostat installed | Programmable thermostat installed | Programmable thermostat installed | Programmable thermostat installed | Programmable thermostat installed | Programmable thermostat installed | Programmable thermostat installed | Programmable thermostat installed | Programmable thermostat installed | Programmable thermostat installed | Programmable thermostat installed | Programmable thermostat installed | Programmable thermostat installed | Programmable thermostat installed | 0.17 | 0.17 | 0.17 | 0.17 | 0.17 | 0.17 | 0.17 | 0.17 | 0.17 | 0.17 | 0.17 | 0.17 | 0.17 | 0.17 | 0.17 | 0.17 | 0.17 | 0.17 | 0.17 | 0.17 | 0.17 | 0.17 | 0 | 0 | 0.0064003 | 0.0062971 | 0.0061622 | 0.005992 | 0.005788 | 0.0055566 | 0.0053087 | 0.0050561 | 0.0048103 | 0.0045796 | 0.0043691 | 0.0041804 | 0.004014 | 0.0038677 | 0.0037393 | 0.0036282 | 0.0035313 | 0.0034452 | 0.0033711 | 0.0033016 | 0.12614 | 0.12196 | 0.11729 | 0.11209 | 0.1064 | 0.10039 | 0.094256 | 0.088224 | 0.082487 | 0.077177 | 0.07236 | 0.068042 | 0.064206 | 0.0608 | 0.057768 | 0.055085 | 0.05269 | 0.050519 | 0.04858 | 0.046757 | 0.12614 | 0.24607 | 0.35809 | 0.46029 | 0.55101 | 0.62938 | 0.69555 | 0.75068 | 0.79667 | 0.83564 | 0.86959 | 0.90009 | 0.92845 | 0.95542 | 0.98147 | 1.0074 | 1.0332 | 1.0585 | 1.0843 | 1.1087 | 19707.9615 | 19368.1691 | 19034.2351 | 18706.0586 | 18383.5404 | 18066.5828 | 17755.09 | 17448.9677 | 17148.1235 | 16852.4662 | 16561.9064 | 16276.3563 | 15995.7295 | 15719.941 | 15448.9076 | 15182.5471 | 14920.779 | 14663.5242 | 14410.7048 | 14162.2444 | 19707.9615 | 39076.1306 | 58110.3657 | 76816.4243 | 95199.9647 | 113266.5475 | 131021.6375 | 148470.6052 | 165618.7287 | 182471.1949 | 199033.1013 | 215309.4576 | 231305.1871 | 247025.1281 | 262474.0357 | 277656.5828 | 292577.3618 | 307240.886 | 321651.5909 | 335813.8353 | 0.10753 | 0.10434 | 0.10079 | 0.096853 | 0.092555 | 0.088 | 0.083337 | 0.078726 | 0.07431 | 0.070187 | 0.06641 | 0.062989 | 0.059907 | 0.057134 | 0.054634 | 0.052393 | 0.050374 | 0.04853 | 0.046871 | 0.045306 | 0.10753 | 0.21051 | 0.30771 | 0.39773 | 0.4793 | 0.55171 | 0.61498 | 0.66987 | 0.71769 | 0.75996 | 0.79809 | 0.83324 | 0.86628 | 0.89781 | 0.92822 | 0.95816 | 0.98777 | 1.0168 | 1.0462 | 1.0743 | 16751.7673 | 16462.9437 | 16179.0998 | 15900.1498 | 15626.0093 | 15356.5954 | 15091.8265 | 14831.6226 | 14575.905 | 14324.5962 | 14077.6205 | 13834.9029 | 13596.37 | 13361.9499 | 13131.5714 | 12905.165 | 12682.6622 | 12463.9956 | 12249.0991 | 12037.9078 | 16751.7673 | 33214.711 | 49393.8108 | 65293.9607 | 80919.97 | 96276.5654 | 111368.3919 | 126200.0144 | 140775.9194 | 155100.5156 | 169178.1361 | 183013.039 | 196609.409 | 209971.3589 | 223102.9303 | 236008.0953 | 248690.7575 | 261154.7531 | 273403.8522 | 285441.76 | 0 | 0 | 0 | 0 | 0 | 0 | 0 | 0 | 0 | 0 | 0 | 0 | 0 | 0 | 0 | 0 | 0 | 0 | 0 | 0 | 0 | 0 | 0 | 0 | 0 | 0 | 0 | 0 | 0 | 0 | 0 | 0 | 0 | 0 | 0 | 0 | 0 | 0 | 0 | 0 | 0 | 0 | 0 | 0 | 0 | 0 | 0 | 0 | 0 | 0 | 0 | 0 | 0 | 0 | 0 | 0 | 0 | 0 | 0 | 0 | 0 | 0 | 0 | 0 | 0 | 0 | 0 | 0 | 0 | 0 | 0 | 0 | 0 | 0 | 0 | 0 | 0 | 0 | 0 | 0 | 0 | 0 | 0 | 0 | 0 | 0 | 0 | 0 | 0 | 0 | 0 | 0 | 0 | 0 | 0 | 0 | 0 | 0 | 0 | 0 | 0 | 0 | 0 | 0 | 0 | 0 | 0 | 0 | 0 | 0 | 0 | 0 | 0 | 0 | 0 | 0 | 0 | 0 | 0 | 0 | 0 | 0 | 0 | 0 | 0 | 0 | 0 | 0 | 0 | 0 | 0 | 0 | 0 | 0 | 0 | 0 | 0 | 0 | 0 | 0 | 0 | 0 | 0 | 0 | 0 | 0 | 0 | 0 | 0 | 0 | 0 | 0 | 0 | 0 | 0 | 0 | 0 | 0 | 0 | 0 | 0 | 0 | 0 | 0 | 0 | 0 | 0 | 0 | 0 | 0 | 0 | 0 | 0 | 0 | 0 | 0 | 0 | 0 | 0 | 0 | 0 | 0 | 0 | 0 | 0 | 0 | 0 | 0 | 0 | 0 | 0 | 0 | 0 | 0 | 0 | 0 | 0 | 0 | 0 | 0 | 0 | 0 | 0 | 0 | 0 | 0 | 0 | 0 | 0 | 0 | 0 | 0 | 0 | 0 | 0 | 0 | 0 | 0 | 0 | 0 | 0 | 0 | 0 | 0 | 0 | 0 | 0 | 0 | 0 | 0 | 0 | 0 | 0 | 0 | 0 | 0 | 0 | 0 | 0 | 0 | 4378.759 | 4389.1957 | 4399.6422 | 4410.0198 | 4420.2532 | 4430.2701 | 4440.0012 | 4449.3802 | 4458.3434 | 4466.83 | 4474.8611 | 4482.4567 | 4489.6362 | 4496.4181 | 4502.8198 | 4508.8584 | 4514.5498 | 4519.9094 | 4524.9517 | 4529.6906 | 2417.4779 | 2423.2399 | 2429.0073 | 2434.7367 | 2440.3865 | 2445.9167 | 2451.2892 | 2456.4673 | 2461.4158 | 2466.1012 | 2470.5351 | 2474.7286 | 2478.6923 | 2482.4365 | 2485.9709 | 2489.3047 | 2492.4469 | 2495.4059 | 2498.1897 | 2500.806
WA_Industrial_Food Products_Existing_Space Heating_Natural Gas_ENERGY STAR Connected Thermostat_A | WA | Industrial | Food Products | Existing | Space Heating | Natural Gas | ENERGY STAR Connected Thermostat | A | IM23 | Manual control | Wi-Fi/interactive thermostat installed | 5 | 0.015698 | 0 | 0 | 0.39 | 0.01 | 0 | 0 | 0.1927 |  | sqft | 5% | 20% | Retrofit | RetroEven20 | 80.75% | TBD | 0.2% | 340.5517 |  | 258.8526 |  | 0.25986 | ComConnectedThermostats_v1_1 | ComConnectedThermostats_v1_1 | ComConnectedThermostats_v1_1 | Manual control | Manual control | Manual control | Manual control | Manual control | Manual control | Manual control | Manual control | Manual control | Manual control | Manual control | Manual control | Manual control | Manual control | Manual control | Manual control | Manual control | Manual control | Manual control | Manual control | Manual control | Manual control | Wi-Fi/interactive thermostat installed | Wi-Fi/interactive thermostat installed | Wi-Fi/interactive thermostat installed | Wi-Fi/interactive thermostat installed | Wi-Fi/interactive thermostat installed | Wi-Fi/interactive thermostat installed | Wi-Fi/interactive thermostat installed | Wi-Fi/interactive thermostat installed | Wi-Fi/interactive thermostat installed | Wi-Fi/interactive thermostat installed | Wi-Fi/interactive thermostat installed | Wi-Fi/interactive thermostat installed | Wi-Fi/interactive thermostat installed | Wi-Fi/interactive thermostat installed | Wi-Fi/interactive thermostat installed | Wi-Fi/interactive thermostat installed | Wi-Fi/interactive thermostat installed | Wi-Fi/interactive thermostat installed | Wi-Fi/interactive thermostat installed | Wi-Fi/interactive thermostat installed | Wi-Fi/interactive thermostat installed | Wi-Fi/interactive thermostat installed | 0.39 | 0.39 | 0.39 | 0.39 | 0.39 | 0.39 | 0.39 | 0.39 | 0.39 | 0.39 | 0.39 | 0.39 | 0.39 | 0.39 | 0.39 | 0.39 | 0.39 | 0.39 | 0.39 | 0.39 | 0.39 | 0.39 | 0 | 0 | 0.015467 | 0.015213 | 0.014882 | 0.014466 | 0.013969 | 0.013406 | 0.012804 | 0.01219 | 0.011593 | 0.011033 | 0.010522 | 0.010064 | 0.0096596 | 0.009304 | 0.0089916 | 0.0087208 | 0.0084846 | 0.0082741 | 0.0080928 | 0.0079223 | 0.30482 | 0.29464 | 0.28327 | 0.27061 | 0.2568 | 0.2422 | 0.22733 | 0.21271 | 0.1988 | 0.18594 | 0.17427 | 0.16381 | 0.15451 | 0.14626 | 0.13891 | 0.1324 | 0.1266 | 0.12133 | 0.11662 | 0.1122 | 0.30482 | 0.59446 | 0.86481 | 1.1113 | 1.3299 | 1.5185 | 1.6775 | 1.8099 | 1.9201 | 2.0133 | 2.0943 | 2.1669 | 2.2343 | 2.2983 | 2.3601 | 2.4214 | 2.4824 | 2.5421 | 2.603 | 2.6604 | 19707.9615 | 19368.1691 | 19034.2351 | 18706.0586 | 18383.5404 | 18066.5828 | 17755.09 | 17448.9677 | 17148.1235 | 16852.4662 | 16561.9064 | 16276.3563 | 15995.7295 | 15719.941 | 15448.9076 | 15182.5471 | 14920.779 | 14663.5242 | 14410.7048 | 14162.2444 | 19707.9615 | 39076.1306 | 58110.3657 | 76816.4243 | 95199.9647 | 113266.5475 | 131021.6375 | 148470.6052 | 165618.7287 | 182471.1949 | 199033.1013 | 215309.4576 | 231305.1871 | 247025.1281 | 262474.0357 | 277656.5828 | 292577.3618 | 307240.886 | 321651.5909 | 335813.8353 | 0.25986 | 0.25209 | 0.24345 | 0.23387 | 0.22343 | 0.21238 | 0.20106 | 0.18988 | 0.17917 | 0.16918 | 0.16003 | 0.15174 | 0.14426 | 0.13754 | 0.13148 | 0.12604 | 0.12114 | 0.11666 | 0.11264 | 0.10884 | 0.25986 | 0.5086 | 0.74325 | 0.96041 | 1.1571 | 1.3315 | 1.4837 | 1.6157 | 1.7305 | 1.8318 | 1.9231 | 2.0072 | 2.0861 | 2.1613 | 2.2338 | 2.305 | 2.3754 | 2.4444 | 2.5141 | 2.5807 | 16751.7673 | 16462.9437 | 16179.0998 | 15900.1498 | 15626.0093 | 15356.5954 | 15091.8265 | 14831.6226 | 14575.905 | 14324.5962 | 14077.6205 | 13834.9029 | 13596.37 | 13361.9499 | 13131.5714 | 12905.165 | 12682.6622 | 12463.9956 | 12249.0991 | 12037.9078 | 16751.7673 | 33214.711 | 49393.8108 | 65293.9607 | 80919.97 | 96276.5654 | 111368.3919 | 126200.0144 | 140775.9194 | 155100.5156 | 169178.1361 | 183013.039 | 196609.409 | 209971.3589 | 223102.9303 | 236008.0953 | 248690.7575 | 261154.7531 | 273403.8522 | 285441.76 | 0 | 0 | 0 | 0 | 0 | 0 | 0 | 0 | 0 | 0 | 0 | 0 | 0 | 0 | 0 | 0 | 0 | 0 | 0 | 0 | 0 | 0 | 0 | 0 | 0 | 0 | 0 | 0 | 0 | 0 | 0 | 0 | 0 | 0 | 0 | 0 | 0 | 0 | 0 | 0 | 0 | 0 | 0 | 0 | 0 | 0 | 0 | 0 | 0 | 0 | 0 | 0 | 0 | 0 | 0 | 0 | 0 | 0 | 0 | 0 | 0 | 0 | 0 | 0 | 0 | 0 | 0 | 0 | 0 | 0 | 0 | 0 | 0 | 0 | 0 | 0 | 0 | 0 | 0 | 0 | 0 | 0 | 0 | 0 | 0 | 0 | 0 | 0 | 0 | 0 | 0 | 0 | 0 | 0 | 0 | 0 | 0 | 0 | 0 | 0 | 0 | 0 | 0 | 0 | 0 | 0 | 0 | 0 | 0 | 0 | 0 | 0 | 0 | 0 | 0 | 0 | 0 | 0 | 0 | 0 | 0 | 0 | 0 | 0 | 0 | 0 | 0 | 0 | 0 | 0 | 0 | 0 | 0 | 0 | 0 | 0 | 0 | 0 | 0 | 0 | 0 | 0 | 0 | 0 | 0 | 0 | 0 | 0 | 0 | 0 | 0 | 0 | 0 | 0 | 0 | 0 | 0 | 0 | 0 | 0 | 0 | 0 | 0 | 0 | 0 | 0 | 0 | 0 | 0 | 0 | 0 | 0 | 0 | 0 | 0 | 0 | 0 | 0 | 0 | 0 | 0 | 0 | 0 | 0 | 0 | 0 | 0 | 0 | 0 | 0 | 0 | 0 | 0 | 0 | 0 | 0 | 0 | 0 | 0 | 0 | 0 | 0 | 0 | 0 | 0 | 0 | 0 | 0 | 0 | 0 | 0 | 0 | 0 | 0 | 0 | 0 | 0 | 0 | 0 | 0 | 0 | 0 | 0 | 0 | 0 | 0 | 0 | 0 | 0 | 0 | 0 | 0 | 0 | 0 | 0 | 0 | 0 | 0 | 0 | 0 | 6651.7848 | 6667.6392 | 6683.5085 | 6699.2731 | 6714.8187 | 6730.0354 | 6744.8181 | 6759.0657 | 6772.6817 | 6785.5737 | 6797.7737 | 6809.3123 | 6820.2187 | 6830.521 | 6840.246 | 6849.4192 | 6858.065 | 6866.2068 | 6873.8665 | 6881.0655 | 4586.0498 | 4596.9806 | 4607.9216 | 4618.7905 | 4629.5083 | 4639.9994 | 4650.1913 | 4660.0142 | 4669.4017 | 4678.2901 | 4686.7014 | 4694.6566 | 4702.176 | 4709.2789 | 4715.9837 | 4722.3081 | 4728.269 | 4733.8823 | 4739.1633 | 4744.1266
WA_Industrial_Food Products_Existing_Space Heating_Natural Gas_Destratification Fans (HVLS)_A | WA | Industrial | Food Products | Existing | Space Heating | Natural Gas | Destratification Fans (HVLS) | A | IM24 | None/Standard ventilation | Fans installed | 10 | 0.015698 | 0 | 0 | 0.6 | 0.01 | 0 | 0 | 0.2991 |  | sqft | 15% | 30% | Retrofit | RetroEven20 | 80.75% | TBD | 0.2% | 218.9363 |  | 150.6071 |  | 0.26009 | IL TRM - 4.4.34 - CI-HVC-DSFN-V05-210101 | IL TRM - 4.4.34 - CI-HVC-DSFN-V05-210101 | IL TRM - 4.4.34 - CI-HVC-DSFN-V05-210101 | None/Standard ventilation | None/Standard ventilation | None/Standard ventilation | None/Standard ventilation | None/Standard ventilation | None/Standard ventilation | None/Standard ventilation | None/Standard ventilation | None/Standard ventilation | None/Standard ventilation | None/Standard ventilation | None/Standard ventilation | None/Standard ventilation | None/Standard ventilation | None/Standard ventilation | None/Standard ventilation | None/Standard ventilation | None/Standard ventilation | None/Standard ventilation | None/Standard ventilation | None/Standard ventilation | None/Standard ventilation | Fans installed | Fans installed | Fans installed | Fans installed | Fans installed | Fans installed | Fans installed | Fans installed | Fans installed | Fans installed | Fans installed | Fans installed | Fans installed | Fans installed | Fans installed | Fans installed | Fans installed | Fans installed | Fans installed | Fans installed | Fans installed | Fans installed | 0.6 | 0.6 | 0.6 | 0.6 | 0.6 | 0.6 | 0.6 | 0.6 | 0.6 | 0.6 | 0.6 | 0.6 | 0.6 | 0.6 | 0.6 | 0.6 | 0.6 | 0.6 | 0.6 | 0.6 | 0.6 | 0.6 | 0 | 0 | 0.015483 | 0.015245 | 0.01493 | 0.01453 | 0.014046 | 0.013496 | 0.012904 | 0.012301 | 0.011713 | 0.011161 | 0.010658 | 0.010207 | 0.0098095 | 0.0094611 | 0.0091559 | 0.0088925 | 0.0086639 | 0.0084612 | 0.0082879 | 0.0081255 | 0.30515 | 0.29527 | 0.28419 | 0.27179 | 0.25822 | 0.24382 | 0.22912 | 0.21464 | 0.20086 | 0.18809 | 0.17651 | 0.16613 | 0.15691 | 0.14873 | 0.14145 | 0.13501 | 0.12927 | 0.12407 | 0.11944 | 0.11508 | 0.30515 | 0.59573 | 0.86761 | 1.1161 | 1.3372 | 1.5286 | 1.6907 | 1.8263 | 1.9399 | 2.0366 | 2.1212 | 2.1976 | 2.269 | 2.3371 | 2.4032 | 2.4691 | 2.5349 | 2.5996 | 2.6658 | 2.7287 | 19707.9615 | 19368.1691 | 19034.2351 | 18706.0586 | 18383.5404 | 18066.5828 | 17755.09 | 17448.9677 | 17148.1235 | 16852.4662 | 16561.9064 | 16276.3563 | 15995.7295 | 15719.941 | 15448.9076 | 15182.5471 | 14920.779 | 14663.5242 | 14410.7048 | 14162.2444 | 19707.9615 | 39076.1306 | 58110.3657 | 76816.4243 | 95199.9647 | 113266.5475 | 131021.6375 | 148470.6052 | 165618.7287 | 182471.1949 | 199033.1013 | 215309.4576 | 231305.1871 | 247025.1281 | 262474.0357 | 277656.5828 | 292577.3618 | 307240.886 | 321651.5909 | 335813.8353 | 0.26009 | 0.25255 | 0.24412 | 0.23474 | 0.22448 | 0.21358 | 0.20241 | 0.19135 | 0.18075 | 0.17085 | 0.16178 | 0.15356 | 0.14616 | 0.13951 | 0.13352 | 0.12815 | 0.12331 | 0.1189 | 0.11494 | 0.1112 | 0.26009 | 0.50953 | 0.7453 | 0.96397 | 1.1625 | 1.339 | 1.4936 | 1.6281 | 1.7457 | 1.8498 | 1.9441 | 2.0314 | 2.1136 | 2.1923 | 2.2684 | 2.3435 | 2.418 | 2.4913 | 2.5655 | 2.6368 | 16751.7673 | 16462.9437 | 16179.0998 | 15900.1498 | 15626.0093 | 15356.5954 | 15091.8265 | 14831.6226 | 14575.905 | 14324.5962 | 14077.6205 | 13834.9029 | 13596.37 | 13361.9499 | 13131.5714 | 12905.165 | 12682.6622 | 12463.9956 | 12249.0991 | 12037.9078 | 16751.7673 | 33214.711 | 49393.8108 | 65293.9607 | 80919.97 | 96276.5654 | 111368.3919 | 126200.0144 | 140775.9194 | 155100.5156 | 169178.1361 | 183013.039 | 196609.409 | 209971.3589 | 223102.9303 | 236008.0953 | 248690.7575 | 261154.7531 | 273403.8522 | 285441.76 | 0 | 0 | 0 | 0 | 0 | 0 | 0 | 0 | 0 | 0 | 0 | 0 | 0 | 0 | 0 | 0 | 0 | 0 | 0 | 0 | 0 | 0 | 0 | 0 | 0 | 0 | 0 | 0 | 0 | 0 | 0 | 0 | 0 | 0 | 0 | 0 | 0 | 0 | 0 | 0 | 0 | 0 | 0 | 0 | 0 | 0 | 0 | 0 | 0 | 0 | 0 | 0 | 0 | 0 | 0 | 0 | 0 | 0 | 0 | 0 | 0 | 0 | 0 | 0 | 0 | 0 | 0 | 0 | 0 | 0 | 0 | 0 | 0 | 0 | 0 | 0 | 0 | 0 | 0 | 0 | 0 | 0 | 0 | 0 | 0 | 0 | 0 | 0 | 0 | 0 | 0 | 0 | 0 | 0 | 0 | 0 | 0 | 0 | 0 | 0 | 0 | 0 | 0 | 0 | 0 | 0 | 0 | 0 | 0 | 0 | 0 | 0 | 0 | 0 | 0 | 0 | 0 | 0 | 0 | 0 | 0 | 0 | 0 | 0 | 0 | 0 | 0 | 0 | 0 | 0 | 0 | 0 | 0 | 0 | 0 | 0 | 0 | 0 | 0 | 0 | 0 | 0 | 0 | 0 | 0 | 0 | 0 | 0 | 0 | 0 | 0 | 0 | 0 | 0 | 0 | 0 | 0 | 0 | 0 | 0 | 0 | 0 | 0 | 0 | 0 | 0 | 0 | 0 | 0 | 0 | 0 | 0 | 0 | 0 | 0 | 0 | 0 | 0 | 0 | 0 | 0 | 0 | 0 | 0 | 0 | 0 | 0 | 0 | 0 | 0 | 0 | 0 | 0 | 0 | 0 | 0 | 0 | 0 | 0 | 0 | 0 | 0 | 0 | 0 | 0 | 0 | 0 | 0 | 0 | 0 | 0 | 0 | 0 | 0 | 0 | 0 | 0 | 0 | 0 | 0 | 0 | 0 | 0 | 0 | 0 | 0 | 0 | 0 | 0 | 0 | 0 | 0 | 0 | 0 | 0 | 0 | 0 | 0 | 0 | 0 | 6267.7416 | 6282.6807 | 6297.6338 | 6312.4882 | 6327.1363 | 6341.4745 | 6355.4036 | 6368.8286 | 6381.6585 | 6393.8062 | 6405.3019 | 6416.1742 | 6426.451 | 6436.1585 | 6445.322 | 6453.9656 | 6462.1122 | 6469.7839 | 6477.0015 | 6483.7847 | 3821.918 | 3831.0275 | 3840.1455 | 3849.2034 | 3858.1354 | 3866.8785 | 3875.3722 | 3883.5584 | 3891.3818 | 3898.7891 | 3905.7989 | 3912.4286 | 3918.6951 | 3924.6145 | 3930.2022 | 3935.4729 | 3940.4405 | 3945.1185 | 3949.5196 | 3953.6559
WA_Industrial_Food Products_Existing_Space Heating_Natural Gas_Gas Boiler - Insulate Steam Lines/Condensate Tank_A | WA | Industrial | Food Products | Existing | Space Heating | Natural Gas | Gas Boiler - Insulate Steam Lines/Condensate Tank | A | IM25 | No insulation | Lines and condenstate tank insulated | 20 | 10.3675 | 0 | 0 | 1442.48 | 0 | 0 | 0 | 721.2413 |  | employee | 30% | 35% | Retrofit | RetroEven20 | 80.75% | TBD | 0.2% | 340.9422 |  | 215.7707 |  | 0.021007 | PGE Workpaper - SWWH017-01 | PGE Workpaper - SWWH017-01 | PGE Workpaper - SWWH017-01 | No insulation | No insulation | No insulation | No insulation | No insulation | No insulation | No insulation | No insulation | No insulation | No insulation | No insulation | No insulation | No insulation | No insulation | No insulation | No insulation | No insulation | No insulation | No insulation | No insulation | No insulation | No insulation | Lines and condenstate tank insulated | Lines and condenstate tank insulated | Lines and condenstate tank insulated | Lines and condenstate tank insulated | Lines and condenstate tank insulated | Lines and condenstate tank insulated | Lines and condenstate tank insulated | Lines and condenstate tank insulated | Lines and condenstate tank insulated | Lines and condenstate tank insulated | Lines and condenstate tank insulated | Lines and condenstate tank insulated | Lines and condenstate tank insulated | Lines and condenstate tank insulated | Lines and condenstate tank insulated | Lines and condenstate tank insulated | Lines and condenstate tank insulated | Lines and condenstate tank insulated | Lines and condenstate tank insulated | Lines and condenstate tank insulated | Lines and condenstate tank insulated | Lines and condenstate tank insulated | 1442.48 | 1442.48 | 1442.48 | 1442.48 | 1442.48 | 1442.48 | 1442.48 | 1442.48 | 1442.48 | 1442.48 | 1442.48 | 1442.48 | 1442.48 | 1442.48 | 1442.48 | 1442.48 | 1442.48 | 1442.48 | 1442.48 | 1442.48 | 1442.48 | 1442.48 | 0 | 0 | 10.2732 | 10.2017 | 10.125 | 10.0414 | 9.9494 | 9.8473 | 9.7338 | 9.6081 | 9.4706 | 9.3224 | 9.1662 | 9.0045 | 8.8429 | 8.6845 | 8.5329 | 8.3949 | 8.271 | 8.1605 | 8.0612 | 7.9703 | 0.024664 | 0.024071 | 0.023478 | 0.022882 | 0.022282 | 0.021673 | 0.021054 | 0.020424 | 0.019784 | 0.019139 | 0.018494 | 0.017854 | 0.017232 | 0.016631 | 0.016059 | 0.015527 | 0.015034 | 0.014577 | 0.014152 | 0.013751 | 0.024664 | 0.048564 | 0.071676 | 0.093967 | 0.11539 | 0.13588 | 0.15536 | 0.17378 | 0.19108 | 0.20723 | 0.22225 | 0.23618 | 0.24918 | 0.26134 | 0.27284 | 0.28396 | 0.2948 | 0.30544 | 0.31587 | 0.32606 | 2.4009 | 2.3595 | 2.3188 | 2.2788 | 2.2395 | 2.2009 | 2.163 | 2.1257 | 2.089 | 2.053 | 2.0176 | 1.9828 | 1.9486 | 1.915 | 1.882 | 1.8496 | 1.8177 | 1.7863 | 1.7555 | 1.7253 | 2.4009 | 4.7603 | 7.0791 | 9.3579 | 11.5974 | 13.7983 | 15.9613 | 18.087 | 20.176 | 22.229 | 24.2466 | 26.2294 | 28.178 | 30.0931 | 31.9751 | 33.8246 | 35.6423 | 37.4287 | 39.1842 | 40.9095 | 0.021007 | 0.020545 | 0.020085 | 0.019625 | 0.019162 | 0.018693 | 0.018217 | 0.017731 | 0.017239 | 0.016741 | 0.016241 | 0.015744 | 0.015254 | 0.014779 | 0.014321 | 0.013892 | 0.013491 | 0.013118 | 0.012769 | 0.01244 | 0.021007 | 0.041451 | 0.061319 | 0.080591 | 0.099232 | 0.11719 | 0.13443 | 0.15087 | 0.16649 | 0.18126 | 0.19517 | 0.20826 | 0.22059 | 0.23224 | 0.24332 | 0.25406 | 0.26455 | 0.27486 | 0.28501 | 0.29497 | 2.0407 | 2.0055 | 1.971 | 1.937 | 1.9036 | 1.8708 | 1.8385 | 1.8068 | 1.7757 | 1.745 | 1.715 | 1.6854 | 1.6563 | 1.6278 | 1.5997 | 1.5721 | 1.545 | 1.5184 | 1.4922 | 1.4665 | 2.0407 | 4.0463 | 6.0172 | 7.9542 | 9.8578 | 11.7286 | 13.5671 | 15.3739 | 17.1496 | 18.8946 | 20.6096 | 22.295 | 23.9513 | 25.5791 | 27.1788 | 28.7509 | 30.296 | 31.8144 | 33.3066 | 34.7731 | 0.021007 | 0.020545 | 0.020085 | 0.019625 | 0.019162 | 0.018693 | 0.018217 | 0.017731 | 0.017239 | 0.016741 | 0.016241 | 0.015744 | 0.015254 | 0.014779 | 0.014322 | 0.013892 | 0.013491 | 0.013118 | 0.012769 | 0.01244 | 0.021007 | 0.041451 | 0.06132 | 0.080591 | 0.099232 | 0.11719 | 0.13443 | 0.15087 | 0.16649 | 0.18126 | 0.19517 | 0.20826 | 0.22059 | 0.23224 | 0.24332 | 0.25406 | 0.26455 | 0.27486 | 0.28501 | 0.29497 | 2.0407 | 2.0055 | 1.971 | 1.937 | 1.9036 | 1.8708 | 1.8385 | 1.8068 | 1.7757 | 1.745 | 1.715 | 1.6854 | 1.6563 | 1.6278 | 1.5997 | 1.5721 | 1.545 | 1.5184 | 1.4922 | 1.4665 | 2.0407 | 4.0463 | 6.0172 | 7.9542 | 9.8578 | 11.7286 | 13.5671 | 15.3739 | 17.1496 | 18.8946 | 20.6096 | 22.295 | 23.9513 | 25.5791 | 27.1788 | 28.7509 | 30.296 | 31.8144 | 33.3066 | 34.7731 | 0.021007 | 0.020545 | 0.020085 | 0.019625 | 0.019162 | 0.018693 | 0.018217 | 0.017731 | 0.017239 | 0.016741 | 0.016241 | 0.015744 | 0.015254 | 0.014779 | 0.014321 | 0.013892 | 0.013491 | 0.013118 | 0.012769 | 0.01244 | 0.021007 | 0.041451 | 0.061319 | 0.080591 | 0.099232 | 0.11719 | 0.13443 | 0.15087 | 0.16649 | 0.18126 | 0.19517 | 0.20826 | 0.22059 | 0.23224 | 0.24332 | 0.25406 | 0.26455 | 0.27486 | 0.28501 | 0.29497 | 2.0407 | 2.0055 | 1.971 | 1.937 | 1.9036 | 1.8708 | 1.8385 | 1.8068 | 1.7757 | 1.745 | 1.715 | 1.6854 | 1.6563 | 1.6278 | 1.5997 | 1.5721 | 1.545 | 1.5184 | 1.4922 | 1.4665 | 2.0407 | 4.0463 | 6.0172 | 7.9542 | 9.8578 | 11.7286 | 13.5671 | 15.3739 | 17.1496 | 18.8946 | 20.6096 | 22.295 | 23.9513 | 25.5791 | 27.1788 | 28.7509 | 30.296 | 31.8144 | 33.3066 | 34.7731 | 0.021007 | 0.020545 | 0.020085 | 0.019625 | 0.019162 | 0.018693 | 0.018217 | 0.017731 | 0.017239 | 0.016741 | 0.016241 | 0.015744 | 0.015254 | 0.014779 | 0.014321 | 0.013892 | 0.013491 | 0.013118 | 0.012769 | 0.01244 | 0.021007 | 0.041451 | 0.061319 | 0.080591 | 0.099232 | 0.11719 | 0.13443 | 0.15087 | 0.16649 | 0.18126 | 0.19517 | 0.20826 | 0.22059 | 0.23224 | 0.24332 | 0.25406 | 0.26455 | 0.27486 | 0.28501 | 0.29497 | 2.0407 | 2.0055 | 1.971 | 1.937 | 1.9036 | 1.8708 | 1.8385 | 1.8068 | 1.7757 | 1.745 | 1.715 | 1.6854 | 1.6563 | 1.6278 | 1.5997 | 1.5721 | 1.545 | 1.5184 | 1.4922 | 1.4665 | 2.0407 | 4.0463 | 6.0172 | 7.9542 | 9.8578 | 11.7286 | 13.5671 | 15.3739 | 17.1496 | 18.8946 | 20.6096 | 22.295 | 23.9513 | 25.5791 | 27.1788 | 28.7509 | 30.296 | 31.8144 | 33.3066 | 34.7731 | 341.9334 | 341.9563 | 341.9787 | 342.0006 | 342.0219 | 342.0427 | 342.0628 | 342.0821 | 342.1008 | 342.1187 | 342.1359 | 342.1522 | 342.1678 | 342.1825 | 342.1963 | 342.2092 | 342.2213 | 342.2324 | 342.2427 | 342.252 | 216.398 | 216.4124 | 216.4266 | 216.4405 | 216.454 | 216.4671 | 216.4798 | 216.4921 | 216.5039 | 216.5153 | 216.5261 | 216.5365 | 216.5463 | 216.5556 | 216.5643 | 216.5725 | 216.5802 | 216.5872 | 216.5937 | 216.5996
WA_Industrial_Food Products_Existing_Process_Natural Gas_Gas Boiler - Insulate Steam Lines/Condensate Tank_A | WA | Industrial | Food Products | Existing | Process | Natural Gas | Gas Boiler - Insulate Steam Lines/Condensate Tank | A | IM26 | No insulation | Lines and condenstate tank insulated | 20 | 376.3371 | 0 | 0 | 1442.48 | 0 | 0 | 0 | 721.2413 |  | sqft | 30% | 35% | Retrofit | RetroEven20 | 80.75% | TBD | 0.2% | 340.9422 |  | 215.7707 |  | 1.8268 | PGE Workpaper - SWWH017-01 | PGE Workpaper - SWWH017-01 | PGE Workpaper - SWWH017-01 | No insulation | No insulation | No insulation | No insulation | No insulation | No insulation | No insulation | No insulation | No insulation | No insulation | No insulation | No insulation | No insulation | No insulation | No insulation | No insulation | No insulation | No insulation | No insulation | No insulation | No insulation | No insulation | Lines and condenstate tank insulated | Lines and condenstate tank insulated | Lines and condenstate tank insulated | Lines and condenstate tank insulated | Lines and condenstate tank insulated | Lines and condenstate tank insulated | Lines and condenstate tank insulated | Lines and condenstate tank insulated | Lines and condenstate tank insulated | Lines and condenstate tank insulated | Lines and condenstate tank insulated | Lines and condenstate tank insulated | Lines and condenstate tank insulated | Lines and condenstate tank insulated | Lines and condenstate tank insulated | Lines and condenstate tank insulated | Lines and condenstate tank insulated | Lines and condenstate tank insulated | Lines and condenstate tank insulated | Lines and condenstate tank insulated | Lines and condenstate tank insulated | Lines and condenstate tank insulated | 1442.48 | 1442.48 | 1442.48 | 1442.48 | 1442.48 | 1442.48 | 1442.48 | 1442.48 | 1442.48 | 1442.48 | 1442.48 | 1442.48 | 1442.48 | 1442.48 | 1442.48 | 1442.48 | 1442.48 | 1442.48 | 1442.48 | 1442.48 | 1442.48 | 1442.48 | 0 | 0 | 375.2571 | 374.1702 | 373.0631 | 371.9271 | 370.7551 | 369.5577 | 368.3598 | 367.1685 | 365.996 | 364.8548 | 363.7534 | 362.697 | 361.6754 | 360.6765 | 359.6867 | 358.6962 | 357.7154 | 356.7238 | 355.7198 | 354.702 | 2.1482 | 2.1051 | 2.0627 | 2.0209 | 1.9798 | 1.9394 | 1.8998 | 1.861 | 1.8231 | 1.7861 | 1.75 | 1.7148 | 1.6805 | 1.647 | 1.6141 | 1.5819 | 1.5504 | 1.5194 | 1.489 | 1.4592 | 2.1482 | 4.2471 | 6.2972 | 8.299 | 10.2527 | 12.159 | 14.0194 | 15.835 | 17.6075 | 19.3387 | 21.0303 | 22.684 | 24.3006 | 25.8805 | 27.4235 | 28.9299 | 30.4012 | 31.8364 | 33.2358 | 34.5999 | 5.7247 | 5.626 | 5.529 | 5.4337 | 5.34 | 5.2479 | 5.1575 | 5.0685 | 4.9811 | 4.8953 | 4.8109 | 4.7279 | 4.6464 | 4.5663 | 4.4876 | 4.4102 | 4.3342 | 4.2594 | 4.186 | 4.1138 | 5.7247 | 11.3507 | 16.8798 | 22.3135 | 27.6535 | 32.9014 | 38.0589 | 43.1274 | 48.1086 | 53.0038 | 57.8147 | 62.5426 | 67.189 | 71.7553 | 76.2429 | 80.6531 | 84.9872 | 89.2466 | 93.4326 | 97.5465 | 1.8268 | 1.7909 | 1.7556 | 1.7208 | 1.6866 | 1.653 | 1.62 | 1.5877 | 1.5561 | 1.5252 | 1.4951 | 1.4657 | 1.437 | 1.4089 | 1.3814 | 1.3544 | 1.328 | 1.302 | 1.2765 | 1.2514 | 1.8268 | 3.6132 | 5.3597 | 7.0666 | 8.7344 | 10.3634 | 11.9549 | 13.5098 | 15.0293 | 16.5147 | 17.9675 | 19.3889 | 20.7795 | 22.1397 | 23.4696 | 24.7691 | 26.0396 | 27.2804 | 28.4918 | 29.6741 | 4.866 | 4.7821 | 4.6997 | 4.6186 | 4.539 | 4.4607 | 4.3838 | 4.3083 | 4.234 | 4.161 | 4.0892 | 4.0187 | 3.9494 | 3.8813 | 3.8144 | 3.7487 | 3.684 | 3.6205 | 3.5581 | 3.4967 | 4.866 | 9.6481 | 14.3478 | 18.9664 | 23.5055 | 27.9662 | 32.35 | 36.6583 | 40.8923 | 45.0533 | 49.1425 | 53.1612 | 57.1107 | 60.992 | 64.8064 | 68.5551 | 72.2391 | 75.8597 | 79.4177 | 82.9145 | 1.8268 | 1.7909 | 1.7556 | 1.7208 | 1.6866 | 1.653 | 1.62 | 1.5877 | 1.5561 | 1.5252 | 1.4951 | 1.4657 | 1.437 | 1.4089 | 1.3814 | 1.3544 | 1.328 | 1.302 | 1.2765 | 1.2514 | 1.8268 | 3.6132 | 5.3597 | 7.0666 | 8.7344 | 10.3634 | 11.9549 | 13.5098 | 15.0293 | 16.5147 | 17.9675 | 19.3889 | 20.7795 | 22.1397 | 23.4696 | 24.7691 | 26.0396 | 27.2804 | 28.4918 | 29.6741 | 4.866 | 4.7821 | 4.6997 | 4.6186 | 4.539 | 4.4607 | 4.3838 | 4.3083 | 4.234 | 4.161 | 4.0892 | 4.0187 | 3.9494 | 3.8813 | 3.8144 | 3.7487 | 3.684 | 3.6205 | 3.5581 | 3.4967 | 4.866 | 9.6481 | 14.3478 | 18.9664 | 23.5055 | 27.9662 | 32.35 | 36.6583 | 40.8923 | 45.0533 | 49.1425 | 53.1612 | 57.1107 | 60.992 | 64.8064 | 68.5551 | 72.2391 | 75.8597 | 79.4177 | 82.9145 | 1.8268 | 1.7909 | 1.7556 | 1.7208 | 1.6866 | 1.653 | 1.62 | 1.5877 | 1.5561 | 1.5252 | 1.4951 | 1.4657 | 1.437 | 1.4089 | 1.3814 | 1.3544 | 1.328 | 1.302 | 1.2765 | 1.2514 | 1.8268 | 3.6132 | 5.3597 | 7.0666 | 8.7344 | 10.3634 | 11.9549 | 13.5098 | 15.0293 | 16.5147 | 17.9675 | 19.3889 | 20.7795 | 22.1397 | 23.4696 | 24.7691 | 26.0396 | 27.2804 | 28.4918 | 29.6741 | 4.866 | 4.7821 | 4.6997 | 4.6186 | 4.539 | 4.4607 | 4.3838 | 4.3083 | 4.234 | 4.161 | 4.0892 | 4.0187 | 3.9494 | 3.8813 | 3.8144 | 3.7487 | 3.684 | 3.6205 | 3.5581 | 3.4967 | 4.866 | 9.6481 | 14.3478 | 18.9664 | 23.5055 | 27.9662 | 32.35 | 36.6583 | 40.8923 | 45.0533 | 49.1425 | 53.1612 | 57.1107 | 60.992 | 64.8064 | 68.5551 | 72.2391 | 75.8597 | 79.4177 | 82.9145 | 1.8268 | 1.7909 | 1.7556 | 1.7208 | 1.6866 | 1.653 | 1.62 | 1.5877 | 1.5561 | 1.5252 | 1.4951 | 1.4657 | 1.437 | 1.4089 | 1.3814 | 1.3544 | 1.328 | 1.302 | 1.2765 | 1.2514 | 1.8268 | 3.6132 | 5.3597 | 7.0666 | 8.7344 | 10.3634 | 11.9549 | 13.5098 | 15.0293 | 16.5147 | 17.9675 | 19.3889 | 20.7795 | 22.1397 | 23.4696 | 24.7691 | 26.0396 | 27.2804 | 28.4918 | 29.6741 | 4.866 | 4.7821 | 4.6997 | 4.6186 | 4.539 | 4.4607 | 4.3838 | 4.3083 | 4.234 | 4.161 | 4.0892 | 4.0187 | 3.9494 | 3.8813 | 3.8144 | 3.7487 | 3.684 | 3.6205 | 3.5581 | 3.4967 | 4.866 | 9.6481 | 14.3478 | 18.9664 | 23.5055 | 27.9662 | 32.35 | 36.6583 | 40.8923 | 45.0533 | 49.1425 | 53.1612 | 57.1107 | 60.992 | 64.8064 | 68.5551 | 72.2391 | 75.8597 | 79.4177 | 82.9145 | 341.9334 | 341.9563 | 341.9787 | 342.0006 | 342.0219 | 342.0427 | 342.0628 | 342.0821 | 342.1008 | 342.1187 | 342.1359 | 342.1522 | 342.1678 | 342.1825 | 342.1963 | 342.2092 | 342.2213 | 342.2324 | 342.2427 | 342.252 | 216.398 | 216.4124 | 216.4266 | 216.4405 | 216.454 | 216.4671 | 216.4798 | 216.4921 | 216.5039 | 216.5153 | 216.5261 | 216.5365 | 216.5463 | 216.5556 | 216.5643 | 216.5725 | 216.5802 | 216.5872 | 216.5937 | 216.5996
WA_Industrial_Food Products_Existing_Space Heating_Natural Gas_Gas Boiler - Insulate Hot Water Lines_A | WA | Industrial | Food Products | Existing | Space Heating | Natural Gas | Gas Boiler - Insulate Hot Water Lines | A | IM27 | No insulation | Insulated water lines | 20 | 11.7185 | 0 | 0 | 1024.15 | 0 | 0 | 0 | 512.0743 |  | employee | 40% | 50% | Retrofit | RetroEven20 | 80.75% | TBD | 0.2% | 214.4335 |  | 135.7077 |  | 0.047501 | PGE Workpaper - SWWH017-01 | PGE Workpaper - SWWH017-01 | PGE Workpaper - SWWH017-01 | No insulation | No insulation | No insulation | No insulation | No insulation | No insulation | No insulation | No insulation | No insulation | No insulation | No insulation | No insulation | No insulation | No insulation | No insulation | No insulation | No insulation | No insulation | No insulation | No insulation | No insulation | No insulation | Insulated water lines | Insulated water lines | Insulated water lines | Insulated water lines | Insulated water lines | Insulated water lines | Insulated water lines | Insulated water lines | Insulated water lines | Insulated water lines | Insulated water lines | Insulated water lines | Insulated water lines | Insulated water lines | Insulated water lines | Insulated water lines | Insulated water lines | Insulated water lines | Insulated water lines | Insulated water lines | Insulated water lines | Insulated water lines | 1024.15 | 1024.15 | 1024.15 | 1024.15 | 1024.15 | 1024.15 | 1024.15 | 1024.15 | 1024.15 | 1024.15 | 1024.15 | 1024.15 | 1024.15 | 1024.15 | 1024.15 | 1024.15 | 1024.15 | 1024.15 | 1024.15 | 1024.15 | 1024.15 | 1024.15 | 0 | 0 | 11.6153 | 11.5397 | 11.4609 | 11.3782 | 11.2912 | 11.1994 | 11.1024 | 11 | 10.8929 | 10.7817 | 10.6674 | 10.5505 | 10.4335 | 10.3163 | 10.1994 | 10.0894 | 9.986 | 9.8884 | 9.7963 | 9.7092 | 0.055773 | 0.054455 | 0.053151 | 0.051857 | 0.050574 | 0.049298 | 0.048028 | 0.046765 | 0.045511 | 0.044269 | 0.043045 | 0.041839 | 0.040662 | 0.039512 | 0.038391 | 0.037322 | 0.036303 | 0.035328 | 0.034395 | 0.033502 | 0.055773 | 0.10987 | 0.16227 | 0.21295 | 0.2619 | 0.30907 | 0.35442 | 0.39791 | 0.43955 | 0.47933 | 0.5173 | 0.55347 | 0.58799 | 0.6209 | 0.65225 | 0.68254 | 0.71185 | 0.74022 | 0.76772 | 0.79439 | 4.8017 | 4.7189 | 4.6376 | 4.5576 | 4.479 | 4.4018 | 4.3259 | 4.2513 | 4.178 | 4.106 | 4.0352 | 3.9656 | 3.8973 | 3.8301 | 3.764 | 3.6991 | 3.6354 | 3.5727 | 3.5111 | 3.4505 | 4.8017 | 9.5207 | 14.1582 | 18.7158 | 23.1949 | 27.5967 | 31.9226 | 36.1739 | 40.352 | 44.458 | 48.4932 | 52.4588 | 56.3561 | 60.1861 | 63.9502 | 67.6493 | 71.2846 | 74.8573 | 78.3684 | 81.8189 | 0.047501 | 0.046474 | 0.045461 | 0.044459 | 0.043467 | 0.04248 | 0.041499 | 0.040522 | 0.039551 | 0.038588 | 0.037635 | 0.036692 | 0.035762 | 0.034845 | 0.033945 | 0.033079 | 0.032248 | 0.031453 | 0.03069 | 0.029959 | 0.047501 | 0.093764 | 0.13879 | 0.18257 | 0.22509 | 0.26633 | 0.30624 | 0.3448 | 0.38199 | 0.41781 | 0.45227 | 0.48538 | 0.51713 | 0.54757 | 0.57672 | 0.60494 | 0.63235 | 0.65902 | 0.68501 | 0.71038 | 4.0815 | 4.0111 | 3.9419 | 3.874 | 3.8072 | 3.7415 | 3.677 | 3.6136 | 3.5513 | 3.4901 | 3.4299 | 3.3708 | 3.3127 | 3.2556 | 3.1994 | 3.1443 | 3.0901 | 3.0368 | 2.9844 | 2.933 | 4.0815 | 8.0926 | 12.0345 | 15.9085 | 19.7156 | 23.4572 | 27.1342 | 30.7478 | 34.2992 | 37.7893 | 41.2192 | 44.59 | 47.9027 | 51.1582 | 54.3576 | 57.5019 | 60.5919 | 63.6287 | 66.6131 | 69.5461 | 0.047501 | 0.046474 | 0.045461 | 0.044459 | 0.043467 | 0.04248 | 0.041499 | 0.040522 | 0.039551 | 0.038588 | 0.037635 | 0.036692 | 0.035762 | 0.034846 | 0.033945 | 0.033079 | 0.032248 | 0.031453 | 0.03069 | 0.029959 | 0.047501 | 0.093764 | 0.13879 | 0.18257 | 0.22509 | 0.26633 | 0.30624 | 0.3448 | 0.38199 | 0.41781 | 0.45227 | 0.48538 | 0.51713 | 0.54757 | 0.57672 | 0.60494 | 0.63235 | 0.65902 | 0.68501 | 0.71038 | 4.0815 | 4.0111 | 3.9419 | 3.874 | 3.8072 | 3.7415 | 3.677 | 3.6136 | 3.5513 | 3.4901 | 3.4299 | 3.3708 | 3.3127 | 3.2556 | 3.1994 | 3.1443 | 3.0901 | 3.0368 | 2.9844 | 2.933 | 4.0815 | 8.0926 | 12.0345 | 15.9085 | 19.7156 | 23.4572 | 27.1342 | 30.7478 | 34.2992 | 37.7893 | 41.2192 | 44.59 | 47.9027 | 51.1582 | 54.3576 | 57.5019 | 60.5919 | 63.6287 | 66.6131 | 69.5461 | 0.047501 | 0.046474 | 0.045461 | 0.044459 | 0.043467 | 0.04248 | 0.041499 | 0.040522 | 0.039551 | 0.038588 | 0.037635 | 0.036692 | 0.035762 | 0.034845 | 0.033945 | 0.033079 | 0.032248 | 0.031453 | 0.03069 | 0.029959 | 0.047501 | 0.093764 | 0.13879 | 0.18257 | 0.22509 | 0.26633 | 0.30624 | 0.3448 | 0.38199 | 0.41781 | 0.45227 | 0.48538 | 0.51713 | 0.54757 | 0.57672 | 0.60494 | 0.63235 | 0.65902 | 0.68501 | 0.71038 | 4.0815 | 4.0111 | 3.9419 | 3.874 | 3.8072 | 3.7415 | 3.677 | 3.6136 | 3.5513 | 3.4901 | 3.4299 | 3.3708 | 3.3127 | 3.2556 | 3.1994 | 3.1443 | 3.0901 | 3.0368 | 2.9844 | 2.933 | 4.0815 | 8.0926 | 12.0345 | 15.9085 | 19.7156 | 23.4572 | 27.1342 | 30.7478 | 34.2992 | 37.7893 | 41.2192 | 44.59 | 47.9027 | 51.1582 | 54.3576 | 57.5019 | 60.5919 | 63.6287 | 66.6131 | 69.5461 | 0.047501 | 0.046474 | 0.045461 | 0.044459 | 0.043467 | 0.04248 | 0.041499 | 0.040522 | 0.039551 | 0.038588 | 0.037635 | 0.036692 | 0.035762 | 0.034845 | 0.033945 | 0.033079 | 0.032248 | 0.031453 | 0.03069 | 0.029959 | 0.047501 | 0.093764 | 0.13879 | 0.18257 | 0.22509 | 0.26633 | 0.30624 | 0.3448 | 0.38199 | 0.41781 | 0.45227 | 0.48538 | 0.51713 | 0.54757 | 0.57672 | 0.60494 | 0.63235 | 0.65902 | 0.68501 | 0.71038 | 4.0815 | 4.0111 | 3.9419 | 3.874 | 3.8072 | 3.7415 | 3.677 | 3.6136 | 3.5513 | 3.4901 | 3.4299 | 3.3708 | 3.3127 | 3.2556 | 3.1994 | 3.1443 | 3.0901 | 3.0368 | 2.9844 | 2.933 | 4.0815 | 8.0926 | 12.0345 | 15.9085 | 19.7156 | 23.4572 | 27.1342 | 30.7478 | 34.2992 | 37.7893 | 41.2192 | 44.59 | 47.9027 | 51.1582 | 54.3576 | 57.5019 | 60.5919 | 63.6287 | 66.6131 | 69.5461 | 214.781 | 214.7954 | 214.8095 | 214.8233 | 214.8367 | 214.8497 | 214.8623 | 214.8745 | 214.8862 | 214.8975 | 214.9083 | 214.9185 | 214.9283 | 214.9375 | 214.9462 | 214.9543 | 214.9619 | 214.9689 | 214.9753 | 214.9812 | 135.9276 | 135.9367 | 135.9456 | 135.9543 | 135.9628 | 135.971 | 135.979 | 135.9867 | 135.9942 | 136.0013 | 136.0081 | 136.0146 | 136.0208 | 136.0266 | 136.0321 | 136.0373 | 136.042 | 136.0465 | 136.0505 | 136.0542
WA_Industrial_Food Products_Existing_Process_Natural Gas_Gas Boiler - Insulate Hot Water Lines_A | WA | Industrial | Food Products | Existing | Process | Natural Gas | Gas Boiler - Insulate Hot Water Lines | A | IM28 | No insulation | Insulated water lines | 20 | 425.3792 | 0 | 0 | 1024.15 | 0 | 0 | 0 | 512.0743 |  | sqft | 40% | 50% | Retrofit | RetroEven20 | 80.75% | TBD | 0.2% | 214.4335 |  | 135.7077 |  | 4.1342 | PGE Workpaper - SWWH017-01 | PGE Workpaper - SWWH017-01 | PGE Workpaper - SWWH017-01 | No insulation | No insulation | No insulation | No insulation | No insulation | No insulation | No insulation | No insulation | No insulation | No insulation | No insulation | No insulation | No insulation | No insulation | No insulation | No insulation | No insulation | No insulation | No insulation | No insulation | No insulation | No insulation | Insulated water lines | Insulated water lines | Insulated water lines | Insulated water lines | Insulated water lines | Insulated water lines | Insulated water lines | Insulated water lines | Insulated water lines | Insulated water lines | Insulated water lines | Insulated water lines | Insulated water lines | Insulated water lines | Insulated water lines | Insulated water lines | Insulated water lines | Insulated water lines | Insulated water lines | Insulated water lines | Insulated water lines | Insulated water lines | 1024.15 | 1024.15 | 1024.15 | 1024.15 | 1024.15 | 1024.15 | 1024.15 | 1024.15 | 1024.15 | 1024.15 | 1024.15 | 1024.15 | 1024.15 | 1024.15 | 1024.15 | 1024.15 | 1024.15 | 1024.15 | 1024.15 | 1024.15 | 1024.15 | 1024.15 | 0 | 0 | 424.7077 | 424.0357 | 423.3485 | 422.6362 | 421.8908 | 421.1016 | 420.2785 | 419.4375 | 418.5988 | 417.7818 | 417.0002 | 416.2634 | 415.5625 | 414.8859 | 414.2195 | 413.5536 | 412.8842 | 412.2087 | 411.5255 | 410.8329 | 4.8627 | 4.7713 | 4.6814 | 4.593 | 4.5058 | 4.4198 | 4.3351 | 4.2519 | 4.1702 | 4.0903 | 4.0123 | 3.9361 | 3.8617 | 3.789 | 3.7177 | 3.6477 | 3.579 | 3.5115 | 3.4453 | 3.3802 | 4.8627 | 9.6262 | 14.292 | 18.861 | 23.3335 | 27.7097 | 31.9906 | 36.1785 | 40.2764 | 44.2881 | 48.2175 | 52.0684 | 55.8425 | 59.5405 | 63.1626 | 66.7087 | 70.1798 | 73.5765 | 76.8998 | 80.1506 | 11.4494 | 11.252 | 11.058 | 10.8674 | 10.68 | 10.4959 | 10.3149 | 10.1371 | 9.9623 | 9.7905 | 9.6217 | 9.4558 | 9.2928 | 9.1326 | 8.9751 | 8.8204 | 8.6683 | 8.5189 | 8.372 | 8.2276 | 11.4494 | 22.7015 | 33.7595 | 44.6269 | 55.3069 | 65.8028 | 76.1177 | 86.2548 | 96.2171 | 106.0077 | 115.6294 | 125.0852 | 134.378 | 143.5106 | 152.4857 | 161.3061 | 169.9744 | 178.4933 | 186.8653 | 195.0929 | 4.1342 | 4.0575 | 3.9821 | 3.9078 | 3.8347 | 3.7626 | 3.6916 | 3.6217 | 3.5533 | 3.4862 | 3.4207 | 3.3566 | 3.294 | 3.2328 | 3.1727 | 3.1138 | 3.0559 | 2.999 | 2.9432 | 2.8883 | 4.1342 | 8.1862 | 12.157 | 16.0474 | 19.858 | 23.589 | 27.2414 | 30.8169 | 34.3178 | 37.7471 | 41.1078 | 44.4028 | 47.6334 | 50.8003 | 53.9038 | 56.9441 | 59.9218 | 62.8377 | 65.6925 | 68.4871 | 9.732 | 9.5642 | 9.3993 | 9.2373 | 9.078 | 8.9215 | 8.7677 | 8.6165 | 8.468 | 8.322 | 8.1785 | 8.0375 | 7.8989 | 7.7627 | 7.6289 | 7.4973 | 7.3681 | 7.241 | 7.1162 | 6.9935 | 9.732 | 19.2963 | 28.6956 | 37.9329 | 47.0109 | 55.9324 | 64.7001 | 73.3166 | 81.7846 | 90.1065 | 98.285 | 106.3224 | 114.2213 | 121.984 | 129.6129 | 137.1102 | 144.4783 | 151.7193 | 158.8355 | 165.829 | 4.1342 | 4.0575 | 3.9821 | 3.9078 | 3.8347 | 3.7626 | 3.6916 | 3.6217 | 3.5533 | 3.4862 | 3.4207 | 3.3566 | 3.294 | 3.2328 | 3.1727 | 3.1138 | 3.0559 | 2.999 | 2.9432 | 2.8883 | 4.1342 | 8.1862 | 12.157 | 16.0474 | 19.858 | 23.589 | 27.2414 | 30.8169 | 34.3178 | 37.7471 | 41.1078 | 44.4028 | 47.6334 | 50.8003 | 53.9038 | 56.9441 | 59.9218 | 62.8377 | 65.6925 | 68.4871 | 9.732 | 9.5642 | 9.3993 | 9.2373 | 9.078 | 8.9215 | 8.7677 | 8.6165 | 8.468 | 8.322 | 8.1785 | 8.0375 | 7.8989 | 7.7627 | 7.6289 | 7.4973 | 7.3681 | 7.241 | 7.1162 | 6.9935 | 9.732 | 19.2963 | 28.6956 | 37.9329 | 47.0109 | 55.9324 | 64.7001 | 73.3166 | 81.7846 | 90.1065 | 98.285 | 106.3224 | 114.2213 | 121.984 | 129.6129 | 137.1102 | 144.4783 | 151.7193 | 158.8355 | 165.829 | 4.1342 | 4.0575 | 3.9821 | 3.9078 | 3.8347 | 3.7626 | 3.6916 | 3.6217 | 3.5533 | 3.4862 | 3.4207 | 3.3566 | 3.294 | 3.2328 | 3.1727 | 3.1138 | 3.0559 | 2.999 | 2.9432 | 2.8883 | 4.1342 | 8.1862 | 12.157 | 16.0474 | 19.858 | 23.589 | 27.2414 | 30.8169 | 34.3178 | 37.7471 | 41.1078 | 44.4028 | 47.6334 | 50.8003 | 53.9038 | 56.9441 | 59.9218 | 62.8377 | 65.6925 | 68.4871 | 9.732 | 9.5642 | 9.3993 | 9.2373 | 9.078 | 8.9215 | 8.7677 | 8.6165 | 8.468 | 8.322 | 8.1785 | 8.0375 | 7.8989 | 7.7627 | 7.6289 | 7.4973 | 7.3681 | 7.241 | 7.1162 | 6.9935 | 9.732 | 19.2963 | 28.6956 | 37.9329 | 47.0109 | 55.9324 | 64.7001 | 73.3166 | 81.7846 | 90.1065 | 98.285 | 106.3224 | 114.2213 | 121.984 | 129.6129 | 137.1102 | 144.4783 | 151.7193 | 158.8355 | 165.829 | 4.1342 | 4.0575 | 3.9821 | 3.9078 | 3.8347 | 3.7626 | 3.6916 | 3.6217 | 3.5533 | 3.4862 | 3.4207 | 3.3566 | 3.294 | 3.2328 | 3.1727 | 3.1138 | 3.0559 | 2.999 | 2.9432 | 2.8883 | 4.1342 | 8.1862 | 12.157 | 16.0474 | 19.858 | 23.589 | 27.2414 | 30.8169 | 34.3178 | 37.7471 | 41.1078 | 44.4028 | 47.6334 | 50.8003 | 53.9038 | 56.9441 | 59.9218 | 62.8377 | 65.6925 | 68.4871 | 9.732 | 9.5642 | 9.3993 | 9.2373 | 9.078 | 8.9215 | 8.7677 | 8.6165 | 8.468 | 8.322 | 8.1785 | 8.0375 | 7.8989 | 7.7627 | 7.6289 | 7.4973 | 7.3681 | 7.241 | 7.1162 | 6.9935 | 9.732 | 19.2963 | 28.6956 | 37.9329 | 47.0109 | 55.9324 | 64.7001 | 73.3166 | 81.7846 | 90.1065 | 98.285 | 106.3224 | 114.2213 | 121.984 | 129.6129 | 137.1102 | 144.4783 | 151.7193 | 158.8355 | 165.829 | 214.781 | 214.7954 | 214.8095 | 214.8233 | 214.8367 | 214.8497 | 214.8623 | 214.8745 | 214.8862 | 214.8975 | 214.9083 | 214.9185 | 214.9283 | 214.9375 | 214.9462 | 214.9543 | 214.9619 | 214.9689 | 214.9753 | 214.9812 | 135.9276 | 135.9367 | 135.9456 | 135.9543 | 135.9628 | 135.971 | 135.979 | 135.9867 | 135.9942 | 136.0013 | 136.0081 | 136.0146 | 136.0208 | 136.0266 | 136.0321 | 136.0373 | 136.042 | 136.0465 | 136.0505 | 136.0542
WA_Industrial_Food Products_Existing_Process_Natural Gas_Process - Insulate Heated Process Fluids_A | WA | Industrial | Food Products | Existing | Process | Natural Gas | Process - Insulate Heated Process Fluids | A | IM29 | No insulation | Insulated process fluid lines | 20 | 275.607 | 0 | 0 | 1442.48 | 0 | 0 | 0 | 721.2413 |  | employee | 5% | 10% | Retrofit | Retro12Med | 75.44% | TBD | 0.2% | 477.0581 |  | 301.9138 |  | 2.9278 | PGE Workpaper - SWWH017-01 | PGE Workpaper - SWWH017-01 | PGE Workpaper - SWWH017-01 | No insulation | No insulation | No insulation | No insulation | No insulation | No insulation | No insulation | No insulation | No insulation | No insulation | No insulation | No insulation | No insulation | No insulation | No insulation | No insulation | No insulation | No insulation | No insulation | No insulation | No insulation | No insulation | Insulated process fluid lines | Insulated process fluid lines | Insulated process fluid lines | Insulated process fluid lines | Insulated process fluid lines | Insulated process fluid lines | Insulated process fluid lines | Insulated process fluid lines | Insulated process fluid lines | Insulated process fluid lines | Insulated process fluid lines | Insulated process fluid lines | Insulated process fluid lines | Insulated process fluid lines | Insulated process fluid lines | Insulated process fluid lines | Insulated process fluid lines | Insulated process fluid lines | Insulated process fluid lines | Insulated process fluid lines | Insulated process fluid lines | Insulated process fluid lines | 1442.48 | 1442.48 | 1442.48 | 1442.48 | 1442.48 | 1442.48 | 1442.48 | 1442.48 | 1442.48 | 1442.48 | 1442.48 | 1442.48 | 1442.48 | 1442.48 | 1442.48 | 1442.48 | 1442.48 | 1442.48 | 1442.48 | 1442.48 | 1442.48 | 1442.48 | 0 | 0 | 274.9636 | 274.3169 | 273.6574 | 272.9786 | 272.2753 | 271.5407 | 270.7812 | 270.0071 | 269.2312 | 268.4661 | 267.7205 | 267.0003 | 266.2997 | 265.611 | 264.9253 | 264.2361 | 263.541 | 262.8381 | 262.1264 | 261.4049 | 3.4433 | 3.376 | 3.3098 | 3.2447 | 3.1805 | 2.8055 | 2.1995 | 1.7244 | 1.3518 | 1.0598 | 0.83089 | 0.65149 | 0.51087 | 0.40061 | 0.31415 | 0.24634 | 0.0016469 | 0.00057651 | 0.00019262 | 6.1559e-05 | 3.4433 | 6.8112 | 10.1046 | 13.3242 | 16.4704 | 19.2315 | 21.3772 | 23.0405 | 24.3261 | 25.3167 | 26.0773 | 26.6587 | 27.0996 | 27.4301 | 27.6734 | 27.8478 | 27.7762 | 27.7027 | 27.6278 | 27.5519 | 12.5228 | 12.3069 | 12.0947 | 11.8862 | 11.6812 | 10.3318 | 8.123 | 6.3863 | 5.021 | 3.9475 | 3.1036 | 2.4401 | 1.9184 | 1.5082 | 1.1858 | 0.93228 | 0.0062492 | 0.0021934 | 0.00073485 | 0.00023549 | 12.5228 | 24.8297 | 36.9244 | 48.8105 | 60.4917 | 70.8236 | 78.9466 | 85.3329 | 90.3539 | 94.3014 | 97.405 | 99.845 | 101.7634 | 103.2717 | 104.4575 | 105.3897 | 105.396 | 105.3982 | 105.3989 | 105.3991 | 2.9278 | 2.8716 | 2.8163 | 2.7619 | 2.7084 | 2.39 | 1.8746 | 1.4702 | 1.1531 | 0.90438 | 0.70935 | 0.55642 | 0.43649 | 0.34242 | 0.26862 | 0.21073 | 0.0014094 | 0.00049355 | 0.00016498 | 5.2746e-05 | 2.9278 | 5.7936 | 8.5981 | 11.3419 | 14.0255 | 16.3833 | 18.219 | 19.645 | 20.7501 | 21.6044 | 22.2628 | 22.7684 | 23.1542 | 23.4458 | 23.663 | 23.8215 | 23.7698 | 23.7165 | 23.6622 | 23.6071 | 10.6444 | 10.4608 | 10.2805 | 10.1032 | 9.929 | 8.7821 | 6.9045 | 5.4284 | 4.2678 | 3.3554 | 2.638 | 2.074 | 1.6306 | 1.282 | 1.0079 | 0.79244 | 0.0053118 | 0.0018644 | 0.00062463 | 0.00020017 | 10.6444 | 21.1052 | 31.3857 | 41.4889 | 51.418 | 60.2001 | 67.1046 | 72.533 | 76.8008 | 80.1562 | 82.7942 | 84.8683 | 86.4989 | 87.7809 | 88.7888 | 89.5813 | 89.5866 | 89.5885 | 89.5891 | 89.5893 | 2.9278 | 2.8716 | 2.8163 | 2.7619 | 2.7084 | 2.39 | 1.8746 | 1.4702 | 1.1531 | 0.90438 | 0.70935 | 0.55642 | 0.43649 | 0.34242 | 0.26862 | 0.21073 | 0.0014094 | 0.00049355 | 0.00016498 | 5.2746e-05 | 2.9278 | 5.7936 | 8.5981 | 11.3419 | 14.0255 | 16.3833 | 18.219 | 19.645 | 20.7501 | 21.6044 | 22.2628 | 22.7684 | 23.1542 | 23.4458 | 23.663 | 23.8215 | 23.7698 | 23.7165 | 23.6622 | 23.6071 | 10.6444 | 10.4608 | 10.2805 | 10.1032 | 9.929 | 8.7821 | 6.9045 | 5.4284 | 4.2678 | 3.3554 | 2.638 | 2.074 | 1.6306 | 1.282 | 1.0079 | 0.79244 | 0.0053118 | 0.0018644 | 0.00062463 | 0.00020017 | 10.6444 | 21.1052 | 31.3857 | 41.4889 | 51.418 | 60.2001 | 67.1046 | 72.533 | 76.8008 | 80.1562 | 82.7942 | 84.8683 | 86.4989 | 87.7809 | 88.7888 | 89.5813 | 89.5866 | 89.5885 | 89.5891 | 89.5893 | 2.9278 | 2.8716 | 2.8163 | 2.7619 | 2.7084 | 2.39 | 1.8746 | 1.4702 | 1.1531 | 0.90438 | 0.70935 | 0.55642 | 0.43649 | 0.34242 | 0.26862 | 0.21073 | 0.0014094 | 0.00049355 | 0.00016498 | 5.2746e-05 | 2.9278 | 5.7936 | 8.5981 | 11.3419 | 14.0255 | 16.3833 | 18.219 | 19.645 | 20.7501 | 21.6044 | 22.2628 | 22.7684 | 23.1542 | 23.4458 | 23.663 | 23.8215 | 23.7698 | 23.7165 | 23.6622 | 23.6071 | 10.6444 | 10.4608 | 10.2805 | 10.1032 | 9.929 | 8.7821 | 6.9045 | 5.4284 | 4.2678 | 3.3554 | 2.638 | 2.074 | 1.6306 | 1.282 | 1.0079 | 0.79244 | 0.0053118 | 0.0018644 | 0.00062463 | 0.00020017 | 10.6444 | 21.1052 | 31.3857 | 41.4889 | 51.418 | 60.2001 | 67.1046 | 72.533 | 76.8008 | 80.1562 | 82.7942 | 84.8683 | 86.4989 | 87.7809 | 88.7888 | 89.5813 | 89.5866 | 89.5885 | 89.5891 | 89.5893 | 2.9278 | 2.8716 | 2.8163 | 2.7619 | 2.7084 | 2.39 | 1.8746 | 1.4702 | 1.1531 | 0.90438 | 0.70935 | 0.55642 | 0.43649 | 0.34242 | 0.26862 | 0.21073 | 0.0014094 | 0.00049355 | 0.00016498 | 5.2746e-05 | 2.9278 | 5.7936 | 8.5981 | 11.3419 | 14.0255 | 16.3833 | 18.219 | 19.645 | 20.7501 | 21.6044 | 22.2628 | 22.7684 | 23.1542 | 23.4458 | 23.663 | 23.8215 | 23.7698 | 23.7165 | 23.6622 | 23.6071 | 10.6444 | 10.4608 | 10.2805 | 10.1032 | 9.929 | 8.7821 | 6.9045 | 5.4284 | 4.2678 | 3.3554 | 2.638 | 2.074 | 1.6306 | 1.282 | 1.0079 | 0.79244 | 0.0053118 | 0.0018644 | 0.00062463 | 0.00020017 | 10.6444 | 21.1052 | 31.3857 | 41.4889 | 51.418 | 60.2001 | 67.1046 | 72.533 | 76.8008 | 80.1562 | 82.7942 | 84.8683 | 86.4989 | 87.7809 | 88.7888 | 89.5813 | 89.5866 | 89.5885 | 89.5891 | 89.5893 | 479.7013 | 479.7013 | 479.7013 | 479.7013 | 479.7013 | 479.7013 | 479.7013 | 479.7013 | 479.7013 | 479.7013 | 479.7013 | 479.7013 | 479.7013 | 479.7013 | 479.7013 | 479.7013 | 479.7013 | 479.7013 | 479.7013 | 479.7013 | 303.5866 | 303.5866 | 303.5866 | 303.5866 | 303.5866 | 303.5866 | 303.5866 | 303.5866 | 303.5866 | 303.5866 | 303.5866 | 303.5866 | 303.5866 | 303.5866 | 303.5866 | 303.5866 | 303.5866 | 303.5866 | 303.5866 | 303.5866
WA_Industrial_Food Products_Existing_Process_Natural Gas_Process Heat Recovery_A | WA | Industrial | Food Products | Existing | Process | Natural Gas | Process Heat Recovery | A | IM30 | No HR system | HR system installed | 15 | 3.2358 | 0 | 0 | 240.54 | 0 | 0 | 0 | 120.2675 |  | cfm | 5% | 50% | Retrofit | Retro12Med | 75.44% | TBD | 0.2% | 5020.0799 |  | 3330.3454 |  | 1.2355 | MN TRM v3.1 - Exhaust Energy Recovery | WI TRM - Process Exhaust Filtration, 3244 | MN TRM v3.1 - Exhaust Energy Recovery | No HR system | No HR system | No HR system | No HR system | No HR system | No HR system | No HR system | No HR system | No HR system | No HR system | No HR system | No HR system | No HR system | No HR system | No HR system | No HR system | No HR system | No HR system | No HR system | No HR system | No HR system | No HR system | HR system installed | HR system installed | HR system installed | HR system installed | HR system installed | HR system installed | HR system installed | HR system installed | HR system installed | HR system installed | HR system installed | HR system installed | HR system installed | HR system installed | HR system installed | HR system installed | HR system installed | HR system installed | HR system installed | HR system installed | HR system installed | HR system installed | 240.54 | 240.54 | 240.54 | 240.54 | 240.54 | 240.54 | 240.54 | 240.54 | 240.54 | 240.54 | 240.54 | 240.54 | 240.54 | 240.54 | 240.54 | 240.54 | 240.54 | 240.54 | 240.54 | 240.54 | 240.54 | 240.54 | 0 | 0 | 3.2222 | 3.2084 | 3.1943 | 3.1798 | 3.1647 | 3.1494 | 3.1343 | 3.1196 | 3.1052 | 3.0914 | 3.0781 | 3.0655 | 3.0535 | 3.042 | 3.0307 | 3.0197 | 3.009 | 2.9984 | 2.9877 | 2.9768 | 1.4526 | 1.4215 | 1.3908 | 1.3606 | 1.3308 | 1.1714 | 0.91657 | 0.71722 | 0.56129 | 0.43932 | 0.34391 | 0.26928 | 0.21088 | 0.16517 | 0.12938 | 0.10135 | 0.00067695 | 0.00023676 | 7.9038e-05 | 2.5237e-05 | 1.4526 | 2.8679 | 4.2461 | 5.5874 | 6.8917 | 8.0298 | 8.908 | 9.5834 | 10.1005 | 10.4948 | 10.7937 | 11.0188 | 11.1865 | 11.3094 | 11.397 | 11.4567 | 11.4171 | 11.3769 | 11.3363 | 11.2952 | 450.8204 | 443.0476 | 435.4089 | 427.9018 | 420.5242 | 371.9464 | 292.4268 | 229.908 | 180.7553 | 142.111 | 111.7287 | 87.8419 | 69.0619 | 54.2969 | 42.6886 | 33.5621 | 0.22497 | 0.078962 | 0.026455 | 0.0084778 | 450.8204 | 893.868 | 1329.2769 | 1757.1787 | 2177.703 | 2549.6494 | 2842.0762 | 3071.9842 | 3252.7395 | 3394.8505 | 3506.5792 | 3594.421 | 3663.4829 | 3717.7798 | 3760.4684 | 3794.0305 | 3794.2555 | 3794.3344 | 3794.3609 | 3794.3694 | 1.2355 | 1.2098 | 1.1845 | 1.1596 | 1.135 | 0.99974 | 0.78282 | 0.613 | 0.48006 | 0.37599 | 0.29453 | 0.23076 | 0.18082 | 0.14171 | 0.11106 | 0.087046 | 0.00058174 | 0.00020357 | 6.7995e-05 | 2.1723e-05 | 1.2355 | 2.4408 | 3.6162 | 4.7618 | 5.8775 | 6.8531 | 7.6082 | 8.1908 | 8.6388 | 8.982 | 9.2438 | 9.4425 | 9.5919 | 9.7028 | 9.7834 | 9.8401 | 9.8114 | 9.7821 | 9.7525 | 9.7225 | 383.1973 | 376.5905 | 370.0975 | 363.7166 | 357.4456 | 316.1545 | 248.5628 | 195.4218 | 153.642 | 120.7944 | 94.9694 | 74.6656 | 58.7026 | 46.1524 | 36.2853 | 28.5278 | 0.19123 | 0.067118 | 0.022487 | 0.0072061 | 383.1973 | 759.7878 | 1129.8854 | 1493.6019 | 1851.0475 | 2167.202 | 2415.7648 | 2611.1866 | 2764.8285 | 2885.6229 | 2980.5923 | 3055.2579 | 3113.9604 | 3160.1128 | 3196.3981 | 3224.9259 | 3225.1171 | 3225.1843 | 3225.2067 | 3225.214 | 0 | 0 | 0 | 0 | 0 | 0 | 0 | 0 | 0 | 0 | 0 | 0 | 0 | 0 | 0 | 0 | 0 | 0 | 0 | 0 | 0 | 0 | 0 | 0 | 0 | 0 | 0 | 0 | 0 | 0 | 0 | 0 | 0 | 0 | 0 | 0 | 0 | 0 | 0 | 0 | 0 | 0 | 0 | 0 | 0 | 0 | 0 | 0 | 0 | 0 | 0 | 0 | 0 | 0 | 0 | 0 | 0 | 0 | 0 | 0 | 0 | 0 | 0 | 0 | 0 | 0 | 0 | 0 | 0 | 0 | 0 | 0 | 0 | 0 | 0 | 0 | 0 | 0 | 0 | 0 | 0 | 0 | 0 | 0 | 0 | 0 | 0 | 0 | 0 | 0 | 0 | 0 | 0 | 0 | 0 | 0 | 0 | 0 | 0 | 0 | 0 | 0 | 0 | 0 | 0 | 0 | 0 | 0 | 0 | 0 | 0 | 0 | 0 | 0 | 0 | 0 | 0 | 0 | 0 | 0 | 0 | 0 | 0 | 0 | 0 | 0 | 0 | 0 | 0 | 0 | 0 | 0 | 0 | 0 | 0 | 0 | 0 | 0 | 0 | 0 | 0 | 0 | 0 | 0 | 0 | 0 | 0 | 0 | 0 | 0 | 0 | 0 | 0 | 0 | 0 | 0 | 0 | 0 | 0 | 0 | 0 | 0 | 0 | 0 | 0 | 0 | 0 | 0 | 0 | 0 | 0 | 0 | 0 | 0 | 0 | 0 | 0 | 0 | 0 | 0 | 0 | 0 | 0 | 0 | 0 | 0 | 0 | 0 | 0 | 0 | 0 | 0 | 0 | 0 | 0 | 0 | 0 | 0 | 0 | 0 | 0 | 0 | 0 | 0 | 0 | 0 | 0 | 0 | 0 | 0 | 0 | 0 | 0 | 0 | 0 | 0 | 0 | 0 | 0 | 0 | 0 | 0 | 0 | 0 | 0 | 0 | 0 | 0 | 0 | 0 | 0 | 0 | 0 | 0 | 0 | 0 | 0 | 0 | 0 | 0 | 8036.1721 | 8036.1721 | 8036.1721 | 8036.1721 | 8036.1721 | 8036.1721 | 8036.1721 | 8036.1721 | 8036.1721 | 8036.1721 | 8036.1721 | 8036.1721 | 8036.1721 | 8036.1721 | 8036.1721 | 8036.1721 | 8036.1721 | 8036.1721 | 8036.1721 | 8036.1721 | 5331.2356 | 5331.2356 | 5331.2356 | 5331.2356 | 5331.2356 | 5331.2356 | 5331.2356 | 5331.2356 | 5331.2356 | 5331.2356 | 5331.2356 | 5331.2356 | 5331.2356 | 5331.2356 | 5331.2356 | 5331.2356 | 5331.2356 | 5331.2356 | 5331.2356 | 5331.2356
WA_Industrial_Food Products_Existing_Space Heating_Natural Gas_Building Automation System_A | WA | Industrial | Food Products | Existing | Space Heating | Natural Gas | Building Automation System | A | IM31 | No control system | Automation system installed and programmed | 15 | 0.015698 | 0 | 0 | 0.1 | 0.03 | 0 | 0 | 0.05225 |  | sqft | 5% | 65% | Retrofit | Retro1Slow | 84.81% | TBD | 0.2% | 154.5381 |  | 90.7043 |  | 0.053596 | COM_EMS-All-XCELCO-2017-18-3 | BEHAV_EIS-All-CPUC-2018_PG-10 | COM_EMS-All-XCELCO-2017-18-3 | No control system | No control system | No control system | No control system | No control system | No control system | No control system | No control system | No control system | No control system | No control system | No control system | No control system | No control system | No control system | No control system | No control system | No control system | No control system | No control system | No control system | No control system | Automation system installed and programmed | Automation system installed and programmed | Automation system installed and programmed | Automation system installed and programmed | Automation system installed and programmed | Automation system installed and programmed | Automation system installed and programmed | Automation system installed and programmed | Automation system installed and programmed | Automation system installed and programmed | Automation system installed and programmed | Automation system installed and programmed | Automation system installed and programmed | Automation system installed and programmed | Automation system installed and programmed | Automation system installed and programmed | Automation system installed and programmed | Automation system installed and programmed | Automation system installed and programmed | Automation system installed and programmed | Automation system installed and programmed | Automation system installed and programmed | 0.1 | 0.1 | 0.1 | 0.1 | 0.1 | 0.1 | 0.1 | 0.1 | 0.1 | 0.1 | 0.1 | 0.1 | 0.1 | 0.1 | 0.1 | 0.1 | 0.1 | 0.1 | 0.1 | 0.1 | 0.1 | 0.1 | 0 | 0 | 0.015564 | 0.015463 | 0.015357 | 0.015245 | 0.015126 | 0.015002 | 0.01487 | 0.014731 | 0.014586 | 0.014437 | 0.014283 | 0.014126 | 0.013969 | 0.013812 | 0.013655 | 0.013507 | 0.013367 | 0.013235 | 0.01311 | 0.012991 | 0.062929 | 0.12282 | 0.21283 | 0.33775 | 0.49991 | 0.69783 | 0.92468 | 1.1671 | 1.4046 | 1.6111 | 1.7575 | 1.8173 | 1.7734 | 1.6244 | 1.3877 | 1.1156 | 0.82972 | 0.55894 | 0.34762 | 0.22078 | 0.062929 | 0.18533 | 0.39689 | 0.73174 | 1.226 | 1.9137 | 2.8216 | 3.9623 | 5.328 | 6.8845 | 8.5688 | 10.2919 | 11.9509 | 13.4407 | 14.6756 | 15.6321 | 16.3004 | 16.6983 | 16.8879 | 16.9555 | 4043.1231 | 7942.5941 | 13859.2901 | 22155.3447 | 33048.9133 | 46517.0176 | 62184.9544 | 79224.2612 | 96297.3302 | 111599.5411 | 123048.6837 | 128643.7247 | 126953.5401 | 117611.7577 | 101624.1596 | 82593.0562 | 62070.4408 | 42230.9498 | 26515.6969 | 16994.6933 | 4043.1231 | 11985.7172 | 25845.0074 | 48000.3521 | 81049.2654 | 127566.283 | 189751.2374 | 268975.4987 | 365272.8288 | 476872.37 | 599921.0537 | 728564.7784 | 855518.3185 | 973130.0761 | 1074754.2358 | 1157347.292 | 1219417.7327 | 1261648.6825 | 1288164.3794 | 1305159.0727 | 0.053596 | 0.10482 | 0.18205 | 0.28959 | 0.4297 | 0.6014 | 0.7991 | 1.0115 | 1.2209 | 1.4047 | 1.537 | 1.5941 | 1.5602 | 1.433 | 1.2274 | 0.98911 | 0.73735 | 0.49784 | 0.31031 | 0.19753 | 0.053596 | 0.15818 | 0.33949 | 0.6274 | 1.0538 | 1.6493 | 2.4384 | 3.434 | 4.6312 | 6.0022 | 7.4935 | 9.0282 | 10.5138 | 11.8572 | 12.9806 | 13.86 | 14.4858 | 14.8728 | 15.0754 | 15.1698 | 3436.6546 | 6751.205 | 11780.3966 | 18832.043 | 28091.5763 | 39539.465 | 52857.2113 | 67340.6221 | 81852.7306 | 94859.61 | 104591.3812 | 109347.166 | 107910.5091 | 99969.994 | 86380.5357 | 70204.0977 | 52759.8747 | 35896.3073 | 22538.3424 | 14445.4893 | 3436.6546 | 10187.8597 | 21968.2563 | 40800.2993 | 68891.8756 | 108431.3405 | 161288.5518 | 228629.1739 | 310481.9045 | 405341.5145 | 509932.8956 | 619280.0616 | 727190.5707 | 827160.5647 | 913541.1004 | 983745.1982 | 1036505.0728 | 1072401.3801 | 1094939.7225 | 1109385.2118 | 0.053596 | 0.10482 | 0.18205 | 0.28959 | 0.4297 | 0.60141 | 0.7991 | 1.0115 | 1.2209 | 1.4047 | 1.537 | 1.5941 | 1.5602 | 1.433 | 1.2274 | 0.98911 | 0.73735 | 0.49784 | 0.31031 | 0.19753 | 0.053596 | 0.15818 | 0.33949 | 0.6274 | 1.0538 | 1.6493 | 2.4384 | 3.434 | 4.6312 | 6.0023 | 7.4936 | 9.0282 | 10.5138 | 11.8572 | 12.9806 | 13.8601 | 14.4858 | 14.8728 | 15.0754 | 15.1698 | 3436.6546 | 6751.205 | 11780.3966 | 18832.043 | 28091.5763 | 39539.465 | 52857.2113 | 67340.6221 | 81852.7306 | 94859.61 | 104591.3812 | 109347.166 | 107910.5091 | 99969.994 | 86380.5357 | 70204.0977 | 52759.8747 | 35896.3073 | 22538.3424 | 14445.4893 | 3436.6546 | 10187.8597 | 21968.2563 | 40800.2993 | 68891.8756 | 108431.3405 | 161288.5518 | 228629.1739 | 310481.9045 | 405341.5145 | 509932.8956 | 619280.0616 | 727190.5707 | 827160.5647 | 913541.1004 | 983745.1982 | 1036505.0728 | 1072401.3801 | 1094939.7225 | 1109385.2118 | 0.053596 | 0.10482 | 0.18205 | 0.28959 | 0.4297 | 0.6014 | 0.7991 | 1.0115 | 1.2209 | 1.4047 | 1.537 | 1.5941 | 1.5602 | 1.433 | 1.2274 | 0.98911 | 0.73735 | 0.49784 | 0.31031 | 0.19753 | 0.053596 | 0.15818 | 0.33949 | 0.6274 | 1.0538 | 1.6493 | 2.4384 | 3.434 | 4.6312 | 6.0022 | 7.4935 | 9.0282 | 10.5138 | 11.8572 | 12.9806 | 13.86 | 14.4858 | 14.8728 | 15.0754 | 15.1698 | 3436.6546 | 6751.205 | 11780.3966 | 18832.043 | 28091.5763 | 39539.465 | 52857.2113 | 67340.6221 | 81852.7306 | 94859.61 | 104591.3812 | 109347.166 | 107910.5091 | 99969.994 | 86380.5357 | 70204.0977 | 52759.8747 | 35896.3073 | 22538.3424 | 14445.4893 | 3436.6546 | 10187.8597 | 21968.2563 | 40800.2993 | 68891.8756 | 108431.3405 | 161288.5518 | 228629.1739 | 310481.9045 | 405341.5145 | 509932.8956 | 619280.0616 | 727190.5707 | 827160.5647 | 913541.1004 | 983745.1982 | 1036505.0728 | 1072401.3801 | 1094939.7225 | 1109385.2118 | 0.053596 | 0.10482 | 0.18205 | 0.28959 | 0.4297 | 0.6014 | 0.7991 | 1.0115 | 1.2209 | 1.4047 | 1.537 | 1.5941 | 1.5602 | 1.433 | 1.2274 | 0.98911 | 0.73735 | 0.49784 | 0.31031 | 0.19753 | 0.053596 | 0.15818 | 0.33949 | 0.6274 | 1.0538 | 1.6493 | 2.4384 | 3.434 | 4.6312 | 6.0022 | 7.4935 | 9.0282 | 10.5138 | 11.8572 | 12.9806 | 13.86 | 14.4858 | 14.8728 | 15.0754 | 15.1698 | 3436.6546 | 6751.205 | 11780.3966 | 18832.043 | 28091.5763 | 39539.465 | 52857.2113 | 67340.6221 | 81852.7306 | 94859.61 | 104591.3812 | 109347.166 | 107910.5091 | 99969.994 | 86380.5357 | 70204.0977 | 52759.8747 | 35896.3073 | 22538.3424 | 14445.4893 | 3436.6546 | 10187.8597 | 21968.2563 | 40800.2993 | 68891.8756 | 108431.3405 | 161288.5518 | 228629.1739 | 310481.9045 | 405341.5145 | 509932.8956 | 619280.0616 | 727190.5707 | 827160.5647 | 913541.1004 | 983745.1982 | 1036505.0728 | 1072401.3801 | 1094939.7225 | 1109385.2118 | 2871.0518 | 2877.8949 | 2884.7444 | 2891.5488 | 2898.2586 | 2904.8265 | 2911.207 | 2917.3565 | 2923.2335 | 2928.798 | 2934.0638 | 2939.044 | 2943.7515 | 2948.1982 | 2952.3957 | 2956.355 | 2960.0868 | 2963.6009 | 2966.907 | 2970.0142 | 459.0069 | 460.1009 | 461.196 | 462.2838 | 463.3566 | 464.4066 | 465.4267 | 466.4098 | 467.3494 | 468.239 | 469.0809 | 469.8771 | 470.6297 | 471.3406 | 472.0117 | 472.6447 | 473.2413 | 473.8031 | 474.3317 | 474.8284
WA_Industrial_Food Products_Existing_Space Heating_Natural Gas_Steam System Efficiency Improvements_A | WA | Industrial | Food Products | Existing | Space Heating | Natural Gas | Steam System Efficiency Improvements | A | IM32 | Average system efficiency | Optimized system | 5 | 0.14024 | 0 | 0 | 0.12 | 0 | 0 | 0 | 0.0594 |  | sqft | 30% | 60% | Retrofit | Retro1Slow | 84.81% | TBD | 0.2% | 231.951 |  | 179.419 |  | 0.0033969 | AEG Research | DOE - Improving Steam System Performance: A Sourcebook for Industry, Second Edition. October 2012. | DOE - Improving Steam System Performance: A Sourcebook for Industry, Second Edition. October 2012. | Average system efficiency | Average system efficiency | Average system efficiency | Average system efficiency | Average system efficiency | Average system efficiency | Average system efficiency | Average system efficiency | Average system efficiency | Average system efficiency | Average system efficiency | Average system efficiency | Average system efficiency | Average system efficiency | Average system efficiency | Average system efficiency | Average system efficiency | Average system efficiency | Average system efficiency | Average system efficiency | Average system efficiency | Average system efficiency | Optimized system | Optimized system | Optimized system | Optimized system | Optimized system | Optimized system | Optimized system | Optimized system | Optimized system | Optimized system | Optimized system | Optimized system | Optimized system | Optimized system | Optimized system | Optimized system | Optimized system | Optimized system | Optimized system | Optimized system | Optimized system | Optimized system | 0.12 | 0.12 | 0.12 | 0.12 | 0.12 | 0.12 | 0.12 | 0.12 | 0.12 | 0.12 | 0.12 | 0.12 | 0.12 | 0.12 | 0.12 | 0.12 | 0.12 | 0.12 | 0.12 | 0.12 | 0.12 | 0.12 | 0 | 0 | 0.13923 | 0.13855 | 0.13784 | 0.13709 | 0.13629 | 0.13545 | 0.13455 | 0.13359 | 0.13259 | 0.13153 | 0.13044 | 0.12931 | 0.12817 | 0.12702 | 0.12587 | 0.1248 | 0.1238 | 0.12286 | 0.12199 | 0.12117 | 0.0039895 | 0.007799 | 0.013539 | 0.021525 | 0.031922 | 0.044653 | 0.059297 | 0.075009 | 0.090486 | 0.10403 | 0.11375 | 0.11789 | 0.11532 | 0.10588 | 0.090656 | 0.07305 | 0.054459 | 0.036772 | 0.022924 | 0.014595 | 0.0039895 | 0.011769 | 0.025247 | 0.046635 | 0.078287 | 0.12245 | 0.18094 | 0.25466 | 0.34323 | 0.44452 | 0.55458 | 0.66766 | 0.77711 | 0.87604 | 0.95876 | 1.0236 | 1.0699 | 1.0986 | 1.1137 | 1.1208 | 28.6541 | 56.2901 | 98.2225 | 157.0176 | 234.2217 | 329.6718 | 440.7124 | 561.472 | 682.471 | 790.9196 | 872.0611 | 911.7138 | 899.7353 | 833.5289 | 720.2228 | 585.3471 | 439.9008 | 299.2959 | 187.92 | 120.4435 | 28.6541 | 84.9442 | 183.1667 | 340.1844 | 574.4061 | 904.0779 | 1344.7902 | 1906.2623 | 2588.7332 | 3379.6528 | 4251.7139 | 5163.4277 | 6063.163 | 6896.6919 | 7616.9147 | 8202.2618 | 8642.1626 | 8941.4585 | 9129.3785 | 9249.822 | 0.0033969 | 0.0066527 | 0.011571 | 0.018436 | 0.027401 | 0.038417 | 0.05114 | 0.064853 | 0.078437 | 0.090417 | 0.09913 | 0.10302 | 0.10102 | 0.092973 | 0.079787 | 0.064424 | 0.04812 | 0.032553 | 0.020332 | 0.012969 | 0.0033969 | 0.010039 | 0.021579 | 0.039942 | 0.067199 | 0.10535 | 0.15605 | 0.22018 | 0.29752 | 0.38636 | 0.4833 | 0.58343 | 0.68078 | 0.76927 | 0.84381 | 0.90275 | 0.94536 | 0.97253 | 0.98775 | 0.99597 | 24.356 | 47.8466 | 83.4891 | 133.465 | 199.0884 | 280.221 | 374.6055 | 477.2512 | 580.1003 | 672.2817 | 741.2519 | 774.9567 | 764.775 | 708.4996 | 612.1894 | 497.545 | 373.9157 | 254.4015 | 159.732 | 102.3769 | 24.356 | 72.2026 | 155.6917 | 289.1567 | 488.2451 | 768.4662 | 1143.0717 | 1620.3229 | 2200.4232 | 2872.7049 | 3613.9568 | 4388.9135 | 5153.6885 | 5862.1881 | 6474.3775 | 6971.9225 | 7345.8382 | 7600.2398 | 7759.9717 | 7862.3487 | 0.0033969 | 0.0066527 | 0.011571 | 0.018436 | 0.027401 | 0.038417 | 0.05114 | 0.064853 | 0.078437 | 0.090417 | 0.09913 | 0.10302 | 0.10102 | 0.092973 | 0.079787 | 0.064424 | 0.04812 | 0.032553 | 0.020332 | 0.012969 | 0.0033969 | 0.010039 | 0.021579 | 0.039942 | 0.067199 | 0.10535 | 0.15605 | 0.22018 | 0.29752 | 0.38636 | 0.4833 | 0.58343 | 0.68078 | 0.76927 | 0.84381 | 0.90275 | 0.94536 | 0.97253 | 0.98775 | 0.99597 | 24.356 | 47.8466 | 83.4891 | 133.465 | 199.0884 | 280.221 | 374.6055 | 477.2512 | 580.1003 | 672.2817 | 741.2519 | 774.9567 | 764.775 | 708.4996 | 612.1894 | 497.545 | 373.9157 | 254.4015 | 159.732 | 102.3769 | 24.356 | 72.2026 | 155.6917 | 289.1567 | 488.2451 | 768.4662 | 1143.0717 | 1620.3229 | 2200.4232 | 2872.7049 | 3613.9568 | 4388.9135 | 5153.6885 | 5862.1881 | 6474.3775 | 6971.9225 | 7345.8382 | 7600.2398 | 7759.9717 | 7862.3487 | 0.0033969 | 0.0066527 | 0.011571 | 0.018436 | 0.027401 | 0.038417 | 0.05114 | 0.064853 | 0.078437 | 0.090417 | 0.09913 | 0.10302 | 0.10102 | 0.092973 | 0.079787 | 0.064424 | 0.04812 | 0.032553 | 0.020332 | 0.012969 | 0.0033969 | 0.010039 | 0.021579 | 0.039942 | 0.067199 | 0.10535 | 0.15605 | 0.22018 | 0.29752 | 0.38636 | 0.4833 | 0.58343 | 0.68078 | 0.76927 | 0.84381 | 0.90275 | 0.94536 | 0.97253 | 0.98775 | 0.99597 | 24.356 | 47.8466 | 83.4891 | 133.465 | 199.0884 | 280.221 | 374.6055 | 477.2512 | 580.1003 | 672.2817 | 741.2519 | 774.9567 | 764.775 | 708.4996 | 612.1894 | 497.545 | 373.9157 | 254.4015 | 159.732 | 102.3769 | 24.356 | 72.2026 | 155.6917 | 289.1567 | 488.2451 | 768.4662 | 1143.0717 | 1620.3229 | 2200.4232 | 2872.7049 | 3613.9568 | 4388.9135 | 5153.6885 | 5862.1881 | 6474.3775 | 6971.9225 | 7345.8382 | 7600.2398 | 7759.9717 | 7862.3487 | 0.0033969 | 0.0066527 | 0.011571 | 0.018436 | 0.027401 | 0.038417 | 0.05114 | 0.064853 | 0.078437 | 0.090417 | 0.09913 | 0.10302 | 0.10102 | 0.092973 | 0.079787 | 0.064424 | 0.04812 | 0.032553 | 0.020332 | 0.012969 | 0.0033969 | 0.010039 | 0.021579 | 0.039942 | 0.067199 | 0.10535 | 0.15605 | 0.22018 | 0.29752 | 0.38636 | 0.4833 | 0.58343 | 0.68078 | 0.76927 | 0.84381 | 0.90275 | 0.94536 | 0.97253 | 0.98775 | 0.99597 | 24.356 | 47.8466 | 83.4891 | 133.465 | 199.0884 | 280.221 | 374.6055 | 477.2512 | 580.1003 | 672.2817 | 741.2519 | 774.9567 | 764.775 | 708.4996 | 612.1894 | 497.545 | 373.9157 | 254.4015 | 159.732 | 102.3769 | 24.356 | 72.2026 | 155.6917 | 289.1567 | 488.2451 | 768.4662 | 1143.0717 | 1620.3229 | 2200.4232 | 2872.7049 | 3613.9568 | 4388.9135 | 5153.6885 | 5862.1881 | 6474.3775 | 6971.9225 | 7345.8382 | 7600.2398 | 7759.9717 | 7862.3487 | 209.3499 | 209.3639 | 209.3777 | 209.3911 | 209.4042 | 209.4169 | 209.4291 | 209.441 | 209.4524 | 209.4634 | 209.4739 | 209.4839 | 209.4934 | 209.5024 | 209.5109 | 209.5188 | 209.5262 | 209.533 | 209.5393 | 209.545 | 161.9366 | 161.9474 | 161.958 | 161.9684 | 161.9785 | 161.9883 | 161.9979 | 162.007 | 162.0159 | 162.0244 | 162.0325 | 162.0402 | 162.0476 | 162.0545 | 162.0611 | 162.0672 | 162.0729 | 162.0782 | 162.0831 | 162.0875
WA_Industrial_Food Products_Existing_Process_Natural Gas_Steam System Efficiency Improvements_A | WA | Industrial | Food Products | Existing | Process | Natural Gas | Steam System Efficiency Improvements | A | IM33 | Average system efficiency | Optimized system | 5 | 5.0908 | 0 | 0 | 4.61 | 0 | 0 | 0 | 2.3047 |  | sqft | 30% | 60% | Retrofit | Retro1Slow | 84.81% | TBD | 0.2% | 231.951 |  | 179.419 |  | 0.0076213 | AEG Research | DOE - Improving Steam System Performance: A Sourcebook for Industry, Second Edition. October 2012. | DOE - Improving Steam System Performance: A Sourcebook for Industry, Second Edition. October 2012. | Average system efficiency | Average system efficiency | Average system efficiency | Average system efficiency | Average system efficiency | Average system efficiency | Average system efficiency | Average system efficiency | Average system efficiency | Average system efficiency | Average system efficiency | Average system efficiency | Average system efficiency | Average system efficiency | Average system efficiency | Average system efficiency | Average system efficiency | Average system efficiency | Average system efficiency | Average system efficiency | Average system efficiency | Average system efficiency | Optimized system | Optimized system | Optimized system | Optimized system | Optimized system | Optimized system | Optimized system | Optimized system | Optimized system | Optimized system | Optimized system | Optimized system | Optimized system | Optimized system | Optimized system | Optimized system | Optimized system | Optimized system | Optimized system | Optimized system | Optimized system | Optimized system | 4.61 | 4.61 | 4.61 | 4.61 | 4.61 | 4.61 | 4.61 | 4.61 | 4.61 | 4.61 | 4.61 | 4.61 | 4.61 | 4.61 | 4.61 | 4.61 | 4.61 | 4.61 | 4.61 | 4.61 | 4.61 | 4.61 | 0 | 0 | 5.0894 | 5.0884 | 5.0877 | 5.0871 | 5.0866 | 5.0861 | 5.0857 | 5.0853 | 5.085 | 5.0847 | 5.0844 | 5.0842 | 5.0839 | 5.0837 | 5.0835 | 5.0834 | 5.0832 | 5.083 | 5.0828 | 5.0827 | 0.0089658 | 0.01761 | 0.030723 | 0.049108 | 0.073247 | 0.10309 | 0.1378 | 0.17554 | 0.21336 | 0.24725 | 0.2726 | 0.28498 | 0.28122 | 0.26052 | 0.2251 | 0.18294 | 0.13748 | 0.093531 | 0.058724 | 0.037637 | 0.0089658 | 0.026574 | 0.057293 | 0.1064 | 0.17963 | 0.2827 | 0.42048 | 0.59599 | 0.8093 | 1.0565 | 1.329 | 1.614 | 1.8951 | 2.1555 | 2.3806 | 2.5634 | 2.7008 | 2.7942 | 2.8529 | 2.8904 | 1.7617 | 3.4607 | 6.0387 | 9.6535 | 14.4 | 20.2682 | 27.095 | 34.5193 | 41.9584 | 48.6258 | 53.6144 | 56.0522 | 55.3158 | 51.2454 | 44.2793 | 35.9872 | 27.0451 | 18.4007 | 11.5533 | 7.4049 | 1.7617 | 5.2224 | 11.2611 | 20.9146 | 35.3145 | 55.5828 | 82.6778 | 117.1971 | 159.1555 | 207.7812 | 261.3956 | 317.4478 | 372.7636 | 424.009 | 468.2883 | 504.2755 | 531.3206 | 549.7213 | 561.2747 | 568.6795 | 0.0076213 | 0.014969 | 0.026117 | 0.041747 | 0.062268 | 0.087636 | 0.11715 | 0.14924 | 0.18139 | 0.2102 | 0.23175 | 0.24228 | 0.23909 | 0.22149 | 0.19137 | 0.15553 | 0.11688 | 0.07952 | 0.049927 | 0.031999 | 0.0076213 | 0.022589 | 0.048704 | 0.090446 | 0.15271 | 0.24033 | 0.35746 | 0.50667 | 0.68803 | 0.89819 | 1.1299 | 1.3721 | 1.6112 | 1.8326 | 2.0239 | 2.1794 | 2.2962 | 2.3757 | 2.4255 | 2.4574 | 1.4974 | 2.9416 | 5.1329 | 8.2054 | 12.24 | 17.228 | 23.0308 | 29.3414 | 35.6646 | 41.3319 | 45.5722 | 47.6444 | 47.0184 | 43.5586 | 37.6374 | 30.5891 | 22.9884 | 15.6406 | 9.8203 | 6.2941 | 1.4974 | 4.439 | 9.5719 | 17.7774 | 30.0173 | 47.2453 | 70.2761 | 99.6175 | 135.2821 | 176.614 | 222.1863 | 269.8306 | 316.849 | 360.4076 | 398.0451 | 428.6342 | 451.6225 | 467.2631 | 477.0835 | 483.3776 | 0.0076213 | 0.014969 | 0.026117 | 0.041747 | 0.062268 | 0.087636 | 0.11715 | 0.14924 | 0.18139 | 0.2102 | 0.23175 | 0.24228 | 0.23909 | 0.22149 | 0.19137 | 0.15553 | 0.11688 | 0.07952 | 0.049927 | 0.031999 | 0.0076213 | 0.022589 | 0.048704 | 0.090446 | 0.15271 | 0.24033 | 0.35746 | 0.50667 | 0.68803 | 0.89819 | 1.1299 | 1.3721 | 1.6112 | 1.8326 | 2.0239 | 2.1794 | 2.2962 | 2.3757 | 2.4255 | 2.4574 | 1.4974 | 2.9416 | 5.1329 | 8.2054 | 12.24 | 17.228 | 23.0308 | 29.3414 | 35.6646 | 41.3319 | 45.5722 | 47.6444 | 47.0184 | 43.5586 | 37.6374 | 30.5891 | 22.9884 | 15.6406 | 9.8203 | 6.2941 | 1.4974 | 4.439 | 9.5719 | 17.7774 | 30.0173 | 47.2453 | 70.2761 | 99.6175 | 135.2821 | 176.614 | 222.1863 | 269.8306 | 316.849 | 360.4076 | 398.0451 | 428.6342 | 451.6225 | 467.2631 | 477.0835 | 483.3776 | 0.0076213 | 0.014969 | 0.026117 | 0.041747 | 0.062268 | 0.087636 | 0.11715 | 0.14924 | 0.18139 | 0.2102 | 0.23175 | 0.24228 | 0.23909 | 0.22149 | 0.19137 | 0.15553 | 0.11688 | 0.07952 | 0.049927 | 0.031999 | 0.0076213 | 0.022589 | 0.048704 | 0.090446 | 0.15271 | 0.24033 | 0.35746 | 0.50667 | 0.68803 | 0.89819 | 1.1299 | 1.3721 | 1.6112 | 1.8326 | 2.0239 | 2.1794 | 2.2962 | 2.3757 | 2.4255 | 2.4574 | 1.4974 | 2.9416 | 5.1329 | 8.2054 | 12.24 | 17.228 | 23.0308 | 29.3414 | 35.6646 | 41.3319 | 45.5722 | 47.6444 | 47.0184 | 43.5586 | 37.6374 | 30.5891 | 22.9884 | 15.6406 | 9.8203 | 6.2941 | 1.4974 | 4.439 | 9.5719 | 17.7774 | 30.0173 | 47.2453 | 70.2761 | 99.6175 | 135.2821 | 176.614 | 222.1863 | 269.8306 | 316.849 | 360.4076 | 398.0451 | 428.6342 | 451.6225 | 467.2631 | 477.0835 | 483.3776 | 0.0076213 | 0.014969 | 0.026117 | 0.041747 | 0.062268 | 0.087636 | 0.11715 | 0.14924 | 0.18139 | 0.2102 | 0.23175 | 0.24228 | 0.23909 | 0.22149 | 0.19137 | 0.15553 | 0.11688 | 0.07952 | 0.049927 | 0.031999 | 0.0076213 | 0.022589 | 0.048704 | 0.090446 | 0.15271 | 0.24033 | 0.35746 | 0.50667 | 0.68803 | 0.89819 | 1.1299 | 1.3721 | 1.6112 | 1.8326 | 2.0239 | 2.1794 | 2.2962 | 2.3757 | 2.4255 | 2.4574 | 1.4974 | 2.9416 | 5.1329 | 8.2054 | 12.24 | 17.228 | 23.0308 | 29.3414 | 35.6646 | 41.3319 | 45.5722 | 47.6444 | 47.0184 | 43.5586 | 37.6374 | 30.5891 | 22.9884 | 15.6406 | 9.8203 | 6.2941 | 1.4974 | 4.439 | 9.5719 | 17.7774 | 30.0173 | 47.2453 | 70.2761 | 99.6175 | 135.2821 | 176.614 | 222.1863 | 269.8306 | 316.849 | 360.4076 | 398.0451 | 428.6342 | 451.6225 | 467.2631 | 477.0835 | 483.3776 | 209.3499 | 209.3639 | 209.3777 | 209.3911 | 209.4042 | 209.4169 | 209.4291 | 209.441 | 209.4524 | 209.4634 | 209.4739 | 209.4839 | 209.4934 | 209.5024 | 209.5109 | 209.5188 | 209.5262 | 209.533 | 209.5393 | 209.545 | 161.9366 | 161.9474 | 161.958 | 161.9684 | 161.9785 | 161.9883 | 161.9979 | 162.007 | 162.0159 | 162.0244 | 162.0325 | 162.0402 | 162.0476 | 162.0545 | 162.0611 | 162.0672 | 162.0729 | 162.0782 | 162.0831 | 162.0875
WA_Industrial_Food Products_Existing_Space Heating_Natural Gas_Strategic Energy Management_A | WA | Industrial | Food Products | Existing | Space Heating | Natural Gas | Strategic Energy Management | A | IM34 | No energy management system | Energy management system installed and programmed | 5 | 7.9664 | 0 | 0 | 57.5 | 0 | 1.37 | 0 | 28.7508 |  | employee | 5% | 50% | Retrofit | RetroEven20 | 80.75% | TBD | 0.2% | 299.2896 |  | 257.5243 |  | 0.33735 | BEHAV_SEM-All-CPUC-2018_PG-26 | BEHAV_SEM-All-CPUC-2018_PG-26 | AEG Research | No energy management system | No energy management system | No energy management system | No energy management system | No energy management system | No energy management system | No energy management system | No energy management system | No energy management system | No energy management system | No energy management system | No energy management system | No energy management system | No energy management system | No energy management system | No energy management system | No energy management system | No energy management system | No energy management system | No energy management system | No energy management system | No energy management system | Energy management system installed and programmed | Energy management system installed and programmed | Energy management system installed and programmed | Energy management system installed and programmed | Energy management system installed and programmed | Energy management system installed and programmed | Energy management system installed and programmed | Energy management system installed and programmed | Energy management system installed and programmed | Energy management system installed and programmed | Energy management system installed and programmed | Energy management system installed and programmed | Energy management system installed and programmed | Energy management system installed and programmed | Energy management system installed and programmed | Energy management system installed and programmed | Energy management system installed and programmed | Energy management system installed and programmed | Energy management system installed and programmed | Energy management system installed and programmed | Energy management system installed and programmed | Energy management system installed and programmed | 57.5 | 57.5 | 57.5 | 57.5 | 57.5 | 57.5 | 57.5 | 57.5 | 57.5 | 57.5 | 57.5 | 57.5 | 57.5 | 57.5 | 57.5 | 57.5 | 57.5 | 57.5 | 57.5 | 57.5 | 57.5 | 57.5 | 0 | 0 | 7.9081 | 7.8663 | 7.8221 | 7.7754 | 7.7257 | 7.6729 | 7.6167 | 7.557 | 7.4941 | 7.4284 | 7.3604 | 7.2903 | 7.2199 | 7.149 | 7.0782 | 7.012 | 6.9502 | 6.8922 | 6.8378 | 6.7867 | 0.39617 | 0.38728 | 0.37847 | 0.36972 | 0.36102 | 0.35237 | 0.34376 | 0.33519 | 0.32667 | 0.31822 | 0.30987 | 0.30163 | 0.29356 | 0.28567 | 0.27796 | 0.27062 | 0.26361 | 0.2569 | 0.25048 | 0.24432 | 0.39617 | 0.78135 | 1.1554 | 1.5182 | 1.8696 | 2.2092 | 2.5367 | 2.852 | 3.155 | 3.4455 | 3.7239 | 3.99 | 4.2451 | 4.4891 | 4.7226 | 4.949 | 5.169 | 5.3828 | 5.5907 | 5.7933 | 50.0967 | 49.233 | 48.3841 | 47.5499 | 46.7301 | 45.9244 | 45.1326 | 44.3544 | 43.5897 | 42.8382 | 42.0996 | 41.3737 | 40.6604 | 39.9593 | 39.2704 | 38.5933 | 37.9279 | 37.274 | 36.6313 | 35.9997 | 50.0967 | 99.3297 | 147.7138 | 195.2637 | 241.9938 | 287.9181 | 333.0507 | 377.4052 | 420.9949 | 463.833 | 505.9326 | 547.3063 | 587.9667 | 627.9261 | 667.1964 | 705.7897 | 743.7177 | 780.9916 | 817.623 | 853.6227 | 0.33735 | 0.33041 | 0.32355 | 0.31676 | 0.31002 | 0.30332 | 0.29666 | 0.29002 | 0.28342 | 0.27686 | 0.27036 | 0.26392 | 0.25755 | 0.25126 | 0.24507 | 0.23912 | 0.2334 | 0.22793 | 0.22267 | 0.21763 | 0.33735 | 0.66662 | 0.98779 | 1.3008 | 1.6055 | 1.9017 | 2.1892 | 2.4677 | 2.7373 | 2.9978 | 3.2491 | 3.4913 | 3.7243 | 3.9484 | 4.1638 | 4.373 | 4.5768 | 4.7757 | 4.9701 | 5.1605 | 42.5822 | 41.848 | 41.1265 | 40.4174 | 39.7206 | 39.0357 | 38.3627 | 37.7013 | 37.0513 | 36.4124 | 35.7846 | 35.1677 | 34.5613 | 33.9654 | 33.3798 | 32.8043 | 32.2387 | 31.6829 | 31.1366 | 30.5998 | 42.5822 | 84.4302 | 125.5567 | 165.9741 | 205.6947 | 244.7304 | 283.0931 | 320.7944 | 357.8456 | 394.2581 | 430.0427 | 465.2104 | 499.7717 | 533.7371 | 567.117 | 599.9213 | 632.16 | 663.8429 | 694.9795 | 725.5793 | 0.33735 | 0.33041 | 0.32355 | 0.31676 | 0.31002 | 0.30332 | 0.29666 | 0.29002 | 0.28342 | 0.27686 | 0.27036 | 0.26392 | 0.25755 | 0.25126 | 0.24507 | 0.23912 | 0.2334 | 0.22793 | 0.22267 | 0.21763 | 0.33735 | 0.66662 | 0.98779 | 1.3008 | 1.6055 | 1.9017 | 2.1892 | 2.4678 | 2.7373 | 2.9978 | 3.2491 | 3.4913 | 3.7243 | 3.9484 | 4.1638 | 4.373 | 4.5768 | 4.7757 | 4.9701 | 5.1605 | 42.5822 | 41.848 | 41.1265 | 40.4174 | 39.7206 | 39.0357 | 38.3627 | 37.7013 | 37.0513 | 36.4124 | 35.7846 | 35.1677 | 34.5613 | 33.9654 | 33.3798 | 32.8043 | 32.2387 | 31.6829 | 31.1366 | 30.5998 | 42.5822 | 84.4302 | 125.5567 | 165.9741 | 205.6947 | 244.7304 | 283.0931 | 320.7944 | 357.8456 | 394.2581 | 430.0427 | 465.2104 | 499.7717 | 533.7371 | 567.117 | 599.9213 | 632.16 | 663.8429 | 694.9795 | 725.5793 | 0.33735 | 0.33041 | 0.32355 | 0.31676 | 0.31002 | 0.30332 | 0.29666 | 0.29002 | 0.28342 | 0.27686 | 0.27036 | 0.26392 | 0.25755 | 0.25126 | 0.24507 | 0.23912 | 0.2334 | 0.22793 | 0.22267 | 0.21763 | 0.33735 | 0.66662 | 0.98779 | 1.3008 | 1.6055 | 1.9017 | 2.1892 | 2.4677 | 2.7373 | 2.9978 | 3.2491 | 3.4913 | 3.7243 | 3.9484 | 4.1638 | 4.373 | 4.5768 | 4.7757 | 4.9701 | 5.1605 | 42.5822 | 41.848 | 41.1265 | 40.4174 | 39.7206 | 39.0357 | 38.3627 | 37.7013 | 37.0513 | 36.4124 | 35.7846 | 35.1677 | 34.5613 | 33.9654 | 33.3798 | 32.8043 | 32.2387 | 31.6829 | 31.1366 | 30.5998 | 42.5822 | 84.4302 | 125.5567 | 165.9741 | 205.6947 | 244.7304 | 283.0931 | 320.7944 | 357.8456 | 394.2581 | 430.0427 | 465.2104 | 499.7717 | 533.7371 | 567.117 | 599.9213 | 632.16 | 663.8429 | 694.9795 | 725.5793 | 0.33735 | 0.33041 | 0.32355 | 0.31676 | 0.31002 | 0.30332 | 0.29666 | 0.29002 | 0.28342 | 0.27686 | 0.27036 | 0.26392 | 0.25755 | 0.25126 | 0.24507 | 0.23912 | 0.2334 | 0.22793 | 0.22267 | 0.21763 | 0.33735 | 0.66662 | 0.98779 | 1.3008 | 1.6055 | 1.9017 | 2.1892 | 2.4677 | 2.7373 | 2.9978 | 3.2491 | 3.4913 | 3.7243 | 3.9484 | 4.1638 | 4.373 | 4.5768 | 4.7757 | 4.9701 | 5.1605 | 42.5822 | 41.848 | 41.1265 | 40.4174 | 39.7206 | 39.0357 | 38.3627 | 37.7013 | 37.0513 | 36.4124 | 35.7846 | 35.1677 | 34.5613 | 33.9654 | 33.3798 | 32.8043 | 32.2387 | 31.6829 | 31.1366 | 30.5998 | 42.5822 | 84.4302 | 125.5567 | 165.9741 | 205.6947 | 244.7304 | 283.0931 | 320.7944 | 357.8456 | 394.2581 | 430.0427 | 465.2104 | 499.7717 | 533.7371 | 567.117 | 599.9213 | 632.16 | 663.8429 | 694.9795 | 725.5793 | 300.2968 | 300.4351 | 300.5731 | 300.7097 | 300.8439 | 300.9747 | 301.1013 | 301.223 | 301.3388 | 301.4482 | 301.5513 | 301.6487 | 301.7404 | 301.8268 | 301.9082 | 301.9848 | 302.0568 | 302.1245 | 302.1881 | 302.2478 | 258.1122 | 258.2311 | 258.3497 | 258.4671 | 258.5824 | 258.6949 | 258.8037 | 258.9083 | 259.0079 | 259.1019 | 259.1905 | 259.2742 | 259.353 | 259.4273 | 259.4973 | 259.5631 | 259.625 | 259.6832 | 259.7379 | 259.7891
WA_Industrial_Food Products_Existing_Process_Natural Gas_Strategic Energy Management_A | WA | Industrial | Food Products | Existing | Process | Natural Gas | Strategic Energy Management | A | IM35 | No energy management system | Energy management system installed and programmed | 5 | 30.2077 | 0 | 0 | 57.5 | 0 | 1.37 | 0 | 28.7508 |  | employee | 5% | 50% | Retrofit | RetroEven20 | 80.75% | TBD | 0.2% | 299.2896 |  | 257.5243 |  | 5.29 | BEHAV_SEM-All-CPUC-2018_PG-26 | BEHAV_SEM-All-CPUC-2018_PG-26 | AEG Research | No energy management system | No energy management system | No energy management system | No energy management system | No energy management system | No energy management system | No energy management system | No energy management system | No energy management system | No energy management system | No energy management system | No energy management system | No energy management system | No energy management system | No energy management system | No energy management system | No energy management system | No energy management system | No energy management system | No energy management system | No energy management system | No energy management system | Energy management system installed and programmed | Energy management system installed and programmed | Energy management system installed and programmed | Energy management system installed and programmed | Energy management system installed and programmed | Energy management system installed and programmed | Energy management system installed and programmed | Energy management system installed and programmed | Energy management system installed and programmed | Energy management system installed and programmed | Energy management system installed and programmed | Energy management system installed and programmed | Energy management system installed and programmed | Energy management system installed and programmed | Energy management system installed and programmed | Energy management system installed and programmed | Energy management system installed and programmed | Energy management system installed and programmed | Energy management system installed and programmed | Energy management system installed and programmed | Energy management system installed and programmed | Energy management system installed and programmed | 57.5 | 57.5 | 57.5 | 57.5 | 57.5 | 57.5 | 57.5 | 57.5 | 57.5 | 57.5 | 57.5 | 57.5 | 57.5 | 57.5 | 57.5 | 57.5 | 57.5 | 57.5 | 57.5 | 57.5 | 57.5 | 57.5 | 0 | 0 | 30.1965 | 30.1876 | 30.1802 | 30.1735 | 30.1669 | 30.1604 | 30.154 | 30.1475 | 30.1409 | 30.1343 | 30.1276 | 30.1209 | 30.1143 | 30.1078 | 30.1014 | 30.0952 | 30.0893 | 30.0835 | 30.0779 | 30.0723 | 6.2232 | 6.1141 | 6.0072 | 5.9023 | 5.7993 | 5.6981 | 5.5986 | 5.5009 | 5.4049 | 5.3106 | 5.2178 | 5.1267 | 5.0372 | 4.9493 | 4.863 | 4.7781 | 4.6948 | 4.613 | 4.5326 | 4.4536 | 6.2232 | 12.3355 | 18.3396 | 24.2379 | 30.0319 | 35.7235 | 41.3145 | 46.8066 | 52.2014 | 57.5004 | 62.7055 | 67.8183 | 72.8406 | 77.7742 | 82.6207 | 87.3819 | 92.0594 | 96.6547 | 101.1692 | 105.6042 | 206.0901 | 202.5368 | 199.0448 | 195.613 | 192.2404 | 188.9259 | 185.6685 | 182.4673 | 179.3214 | 176.2296 | 173.1912 | 170.2051 | 167.2705 | 164.3866 | 161.5523 | 158.7669 | 156.0296 | 153.3394 | 150.6956 | 148.0974 | 206.0901 | 408.6269 | 607.6717 | 803.2847 | 995.525 | 1184.4509 | 1370.1194 | 1552.5868 | 1731.9081 | 1908.1377 | 2081.3289 | 2251.534 | 2418.8045 | 2583.1911 | 2744.7434 | 2903.5103 | 3059.5399 | 3212.8793 | 3363.5749 | 3511.6723 | 5.29 | 5.1975 | 5.1068 | 5.0178 | 4.9304 | 4.8445 | 4.7601 | 4.6772 | 4.5957 | 4.5156 | 4.4369 | 4.3596 | 4.2836 | 4.209 | 4.1357 | 4.0637 | 3.9929 | 3.9235 | 3.8552 | 3.7881 | 5.29 | 10.4862 | 15.5908 | 20.6057 | 25.5323 | 30.3721 | 35.1267 | 39.7975 | 44.3859 | 48.8932 | 53.3209 | 57.6705 | 61.9433 | 66.1409 | 70.2648 | 74.3162 | 78.2966 | 82.2073 | 86.0495 | 89.8241 | 175.1766 | 172.1563 | 169.1881 | 166.271 | 163.4043 | 160.587 | 157.8182 | 155.0972 | 152.4231 | 149.7952 | 147.2125 | 144.6743 | 142.18 | 139.7286 | 137.3195 | 134.9519 | 132.6251 | 130.3385 | 128.0913 | 125.8828 | 175.1766 | 347.3329 | 516.5209 | 682.792 | 846.1963 | 1006.7833 | 1164.6015 | 1319.6988 | 1472.1219 | 1621.9171 | 1769.1296 | 1913.8039 | 2055.9839 | 2195.7124 | 2333.0319 | 2467.9838 | 2600.6089 | 2730.9474 | 2859.0387 | 2984.9215 | 5.29 | 5.1975 | 5.1068 | 5.0178 | 4.9304 | 4.8445 | 4.7601 | 4.6772 | 4.5957 | 4.5156 | 4.4369 | 4.3596 | 4.2836 | 4.209 | 4.1357 | 4.0637 | 3.9929 | 3.9235 | 3.8552 | 3.7881 | 5.29 | 10.4862 | 15.5908 | 20.6057 | 25.5323 | 30.3721 | 35.1267 | 39.7975 | 44.3859 | 48.8932 | 53.3209 | 57.6705 | 61.9433 | 66.1409 | 70.2648 | 74.3162 | 78.2966 | 82.2073 | 86.0495 | 89.8241 | 175.1766 | 172.1563 | 169.1881 | 166.271 | 163.4043 | 160.587 | 157.8182 | 155.0972 | 152.4231 | 149.7952 | 147.2125 | 144.6743 | 142.18 | 139.7286 | 137.3195 | 134.9519 | 132.6251 | 130.3385 | 128.0913 | 125.8828 | 175.1766 | 347.3329 | 516.5209 | 682.792 | 846.1963 | 1006.7833 | 1164.6015 | 1319.6988 | 1472.1219 | 1621.9171 | 1769.1296 | 1913.8039 | 2055.9839 | 2195.7124 | 2333.0319 | 2467.9838 | 2600.6089 | 2730.9474 | 2859.0387 | 2984.9215 | 5.29 | 5.1975 | 5.1068 | 5.0178 | 4.9304 | 4.8445 | 4.7601 | 4.6772 | 4.5957 | 4.5156 | 4.4369 | 4.3596 | 4.2836 | 4.209 | 4.1357 | 4.0637 | 3.9929 | 3.9235 | 3.8552 | 3.7881 | 5.29 | 10.4862 | 15.5908 | 20.6057 | 25.5323 | 30.3721 | 35.1267 | 39.7975 | 44.3859 | 48.8932 | 53.3209 | 57.6705 | 61.9433 | 66.1409 | 70.2648 | 74.3162 | 78.2966 | 82.2073 | 86.0495 | 89.8241 | 175.1766 | 172.1563 | 169.1881 | 166.271 | 163.4043 | 160.587 | 157.8182 | 155.0972 | 152.4231 | 149.7952 | 147.2125 | 144.6743 | 142.18 | 139.7286 | 137.3195 | 134.9519 | 132.6251 | 130.3385 | 128.0913 | 125.8828 | 175.1766 | 347.3329 | 516.5209 | 682.792 | 846.1963 | 1006.7833 | 1164.6015 | 1319.6988 | 1472.1219 | 1621.9171 | 1769.1296 | 1913.8039 | 2055.9839 | 2195.7124 | 2333.0319 | 2467.9838 | 2600.6089 | 2730.9474 | 2859.0387 | 2984.9215 | 5.29 | 5.1975 | 5.1068 | 5.0178 | 4.9304 | 4.8445 | 4.7601 | 4.6772 | 4.5957 | 4.5156 | 4.4369 | 4.3596 | 4.2836 | 4.209 | 4.1357 | 4.0637 | 3.9929 | 3.9235 | 3.8552 | 3.7881 | 5.29 | 10.4862 | 15.5908 | 20.6057 | 25.5323 | 30.3721 | 35.1267 | 39.7975 | 44.3859 | 48.8932 | 53.3209 | 57.6705 | 61.9433 | 66.1409 | 70.2648 | 74.3162 | 78.2966 | 82.2073 | 86.0495 | 89.8241 | 175.1766 | 172.1563 | 169.1881 | 166.271 | 163.4043 | 160.587 | 157.8182 | 155.0972 | 152.4231 | 149.7952 | 147.2125 | 144.6743 | 142.18 | 139.7286 | 137.3195 | 134.9519 | 132.6251 | 130.3385 | 128.0913 | 125.8828 | 175.1766 | 347.3329 | 516.5209 | 682.792 | 846.1963 | 1006.7833 | 1164.6015 | 1319.6988 | 1472.1219 | 1621.9171 | 1769.1296 | 1913.8039 | 2055.9839 | 2195.7124 | 2333.0319 | 2467.9838 | 2600.6089 | 2730.9474 | 2859.0387 | 2984.9215 | 300.2968 | 300.4351 | 300.5731 | 300.7097 | 300.8439 | 300.9747 | 301.1013 | 301.223 | 301.3388 | 301.4482 | 301.5513 | 301.6487 | 301.7404 | 301.8268 | 301.9082 | 301.9848 | 302.0568 | 302.1245 | 302.1881 | 302.2478 | 258.1122 | 258.2311 | 258.3497 | 258.4671 | 258.5824 | 258.6949 | 258.8037 | 258.9083 | 259.0079 | 259.1019 | 259.1905 | 259.2742 | 259.353 | 259.4273 | 259.4973 | 259.5631 | 259.625 | 259.6832 | 259.7379 | 259.7891
WA_Industrial_Food Products_Existing_Miscellaneous_Natural Gas_Strategic Energy Management_A | WA | Industrial | Food Products | Existing | Miscellaneous | Natural Gas | Strategic Energy Management | A | IM36 | No energy management system | Energy management system installed and programmed | 5 | 2.7925 | 0 | 0 | 57.5 | 0 | 1.37 | 0 | 28.7508 |  | employee | 5% | 50% | Retrofit | RetroEven20 | 80.75% | TBD | 0.2% | 299.2896 |  | 257.5243 |  | 0.12229 | BEHAV_SEM-All-CPUC-2018_PG-26 | BEHAV_SEM-All-CPUC-2018_PG-26 | AEG Research | No energy management system | No energy management system | No energy management system | No energy management system | No energy management system | No energy management system | No energy management system | No energy management system | No energy management system | No energy management system | No energy management system | No energy management system | No energy management system | No energy management system | No energy management system | No energy management system | No energy management system | No energy management system | No energy management system | No energy management system | No energy management system | No energy management system | Energy management system installed and programmed | Energy management system installed and programmed | Energy management system installed and programmed | Energy management system installed and programmed | Energy management system installed and programmed | Energy management system installed and programmed | Energy management system installed and programmed | Energy management system installed and programmed | Energy management system installed and programmed | Energy management system installed and programmed | Energy management system installed and programmed | Energy management system installed and programmed | Energy management system installed and programmed | Energy management system installed and programmed | Energy management system installed and programmed | Energy management system installed and programmed | Energy management system installed and programmed | Energy management system installed and programmed | Energy management system installed and programmed | Energy management system installed and programmed | Energy management system installed and programmed | Energy management system installed and programmed | 57.5 | 57.5 | 57.5 | 57.5 | 57.5 | 57.5 | 57.5 | 57.5 | 57.5 | 57.5 | 57.5 | 57.5 | 57.5 | 57.5 | 57.5 | 57.5 | 57.5 | 57.5 | 57.5 | 57.5 | 57.5 | 57.5 | 0 | 0 | 2.7925 | 2.7925 | 2.7925 | 2.7925 | 2.7925 | 2.7925 | 2.7925 | 2.7925 | 2.7925 | 2.7925 | 2.7925 | 2.7925 | 2.7925 | 2.7925 | 2.7925 | 2.7925 | 2.7925 | 2.7925 | 2.7925 | 2.7925 | 0.14388 | 0.1414 | 0.13896 | 0.13656 | 0.13421 | 0.13189 | 0.12962 | 0.12738 | 0.12519 | 0.12303 | 0.12091 | 0.11882 | 0.11678 | 0.11476 | 0.11278 | 0.11084 | 0.10893 | 0.10705 | 0.1052 | 0.10339 | 0.14388 | 0.28527 | 0.42423 | 0.56079 | 0.695 | 0.82689 | 0.95651 | 1.0839 | 1.2091 | 1.3321 | 1.453 | 1.5718 | 1.6886 | 1.8034 | 1.9162 | 2.027 | 2.1359 | 2.243 | 2.3482 | 2.4516 | 51.5225 | 50.6342 | 49.7612 | 48.9032 | 48.0601 | 47.2315 | 46.4171 | 45.6168 | 44.8303 | 44.0574 | 43.2978 | 42.5513 | 41.8176 | 41.0966 | 40.3881 | 39.6917 | 39.0074 | 38.3349 | 37.6739 | 37.0244 | 51.5225 | 102.1567 | 151.9179 | 200.8212 | 248.8813 | 296.1127 | 342.5299 | 388.1467 | 432.977 | 477.0344 | 520.3322 | 562.8835 | 604.7011 | 645.7978 | 686.1859 | 725.8776 | 764.885 | 803.2198 | 840.8937 | 877.9181 | 0.12229 | 0.12019 | 0.11811 | 0.11608 | 0.11408 | 0.11211 | 0.11018 | 0.10828 | 0.10641 | 0.10458 | 0.10277 | 0.101 | 0.099259 | 0.097548 | 0.095866 | 0.094213 | 0.092589 | 0.090992 | 0.089423 | 0.087882 | 0.12229 | 0.24248 | 0.36059 | 0.47667 | 0.59075 | 0.70286 | 0.81303 | 0.92131 | 1.0277 | 1.1323 | 1.2351 | 1.3361 | 1.4353 | 1.5329 | 1.6287 | 1.723 | 1.8155 | 1.9065 | 1.996 | 2.0838 | 43.7941 | 43.0391 | 42.297 | 41.5678 | 40.8511 | 40.1467 | 39.4546 | 38.7743 | 38.1058 | 37.4488 | 36.8031 | 36.1686 | 35.545 | 34.9321 | 34.3299 | 33.738 | 33.1563 | 32.5846 | 32.0228 | 31.4707 | 43.7941 | 86.8332 | 129.1302 | 170.698 | 211.5491 | 251.6958 | 291.1504 | 329.9247 | 368.0305 | 405.4793 | 442.2824 | 478.451 | 513.996 | 548.9281 | 583.258 | 616.9959 | 650.1522 | 682.7369 | 714.7597 | 746.2304 | 0.12229 | 0.12019 | 0.11811 | 0.11608 | 0.11408 | 0.11211 | 0.11018 | 0.10828 | 0.10641 | 0.10458 | 0.10277 | 0.101 | 0.099259 | 0.097548 | 0.095866 | 0.094213 | 0.092589 | 0.090992 | 0.089423 | 0.087882 | 0.12229 | 0.24248 | 0.36059 | 0.47667 | 0.59075 | 0.70286 | 0.81303 | 0.92131 | 1.0277 | 1.1323 | 1.2351 | 1.3361 | 1.4353 | 1.5329 | 1.6287 | 1.723 | 1.8155 | 1.9065 | 1.996 | 2.0838 | 43.7941 | 43.0391 | 42.297 | 41.5678 | 40.8511 | 40.1467 | 39.4546 | 38.7743 | 38.1058 | 37.4488 | 36.8031 | 36.1686 | 35.545 | 34.9321 | 34.3299 | 33.738 | 33.1563 | 32.5846 | 32.0228 | 31.4707 | 43.7941 | 86.8332 | 129.1302 | 170.698 | 211.5491 | 251.6958 | 291.1504 | 329.9247 | 368.0305 | 405.4793 | 442.2824 | 478.451 | 513.996 | 548.9281 | 583.258 | 616.9959 | 650.1522 | 682.7369 | 714.7597 | 746.2304 | 0.12229 | 0.12019 | 0.11811 | 0.11608 | 0.11408 | 0.11211 | 0.11018 | 0.10828 | 0.10641 | 0.10458 | 0.10277 | 0.101 | 0.099259 | 0.097548 | 0.095866 | 0.094213 | 0.092589 | 0.090992 | 0.089423 | 0.087882 | 0.12229 | 0.24248 | 0.36059 | 0.47667 | 0.59075 | 0.70286 | 0.81303 | 0.92131 | 1.0277 | 1.1323 | 1.2351 | 1.3361 | 1.4353 | 1.5329 | 1.6287 | 1.723 | 1.8155 | 1.9065 | 1.996 | 2.0838 | 43.7941 | 43.0391 | 42.297 | 41.5678 | 40.8511 | 40.1467 | 39.4546 | 38.7743 | 38.1058 | 37.4488 | 36.8031 | 36.1686 | 35.545 | 34.9321 | 34.3299 | 33.738 | 33.1563 | 32.5846 | 32.0228 | 31.4707 | 43.7941 | 86.8332 | 129.1302 | 170.698 | 211.5491 | 251.6958 | 291.1504 | 329.9247 | 368.0305 | 405.4793 | 442.2824 | 478.451 | 513.996 | 548.9281 | 583.258 | 616.9959 | 650.1522 | 682.7369 | 714.7597 | 746.2304 | 0.12229 | 0.12019 | 0.11811 | 0.11608 | 0.11408 | 0.11211 | 0.11018 | 0.10828 | 0.10641 | 0.10458 | 0.10277 | 0.101 | 0.099259 | 0.097548 | 0.095866 | 0.094213 | 0.092589 | 0.090992 | 0.089423 | 0.087882 | 0.12229 | 0.24248 | 0.36059 | 0.47667 | 0.59075 | 0.70286 | 0.81303 | 0.92131 | 1.0277 | 1.1323 | 1.2351 | 1.3361 | 1.4353 | 1.5329 | 1.6287 | 1.723 | 1.8155 | 1.9065 | 1.996 | 2.0838 | 43.7941 | 43.0391 | 42.297 | 41.5678 | 40.8511 | 40.1467 | 39.4546 | 38.7743 | 38.1058 | 37.4488 | 36.8031 | 36.1686 | 35.545 | 34.9321 | 34.3299 | 33.738 | 33.1563 | 32.5846 | 32.0228 | 31.4707 | 43.7941 | 86.8332 | 129.1302 | 170.698 | 211.5491 | 251.6958 | 291.1504 | 329.9247 | 368.0305 | 405.4793 | 442.2824 | 478.451 | 513.996 | 548.9281 | 583.258 | 616.9959 | 650.1522 | 682.7369 | 714.7597 | 746.2304 | 300.2968 | 300.4351 | 300.5731 | 300.7097 | 300.8439 | 300.9747 | 301.1013 | 301.223 | 301.3388 | 301.4482 | 301.5513 | 301.6487 | 301.7404 | 301.8268 | 301.9082 | 301.9848 | 302.0568 | 302.1245 | 302.1881 | 302.2478 | 258.1122 | 258.2311 | 258.3497 | 258.4671 | 258.5824 | 258.6949 | 258.8037 | 258.9083 | 259.0079 | 259.1019 | 259.1905 | 259.2742 | 259.353 | 259.4273 | 259.4973 | 259.5631 | 259.625 | 259.6832 | 259.7379 | 259.7891
WA_Industrial_Food Products_Existing_Space Heating_Natural Gas_Commissioning_A | WA | Industrial | Food Products | Existing | Space Heating | Natural Gas | Commissioning | A | IM37 | New construction code | Optimized HVAC design and controls | 10 | 10.8083 | 0 | 0 | 0.27 | 0 | 0 | 0 | 0.1336 |  | employee | 0% | 0% | Retrofit | Retro12Med | 75.44% | TBD | 0.2% | 2.0956 |  | 1.4916 |  | 0 | DL20_COM_CX-Refrig-2021PLN-V11-3 | 2018 AMIL BUS Retro-Commissioning Initiative | U.S. Department of Energy. Lawrence Berkeley National Labs and Building Commissioning Association. https://www.bcxa.org/wp-content/uploads/2020/09/1-s2.0- S0378778819319553-main.pdf | New construction code | New construction code | New construction code | New construction code | New construction code | New construction code | New construction code | New construction code | New construction code | New construction code | New construction code | New construction code | New construction code | New construction code | New construction code | New construction code | New construction code | New construction code | New construction code | New construction code | New construction code | New construction code | Optimized HVAC design and controls | Optimized HVAC design and controls | Optimized HVAC design and controls | Optimized HVAC design and controls | Optimized HVAC design and controls | Optimized HVAC design and controls | Optimized HVAC design and controls | Optimized HVAC design and controls | Optimized HVAC design and controls | Optimized HVAC design and controls | Optimized HVAC design and controls | Optimized HVAC design and controls | Optimized HVAC design and controls | Optimized HVAC design and controls | Optimized HVAC design and controls | Optimized HVAC design and controls | Optimized HVAC design and controls | Optimized HVAC design and controls | Optimized HVAC design and controls | Optimized HVAC design and controls | Optimized HVAC design and controls | Optimized HVAC design and controls | 0.27 | 0.27 | 0.27 | 0.27 | 0.27 | 0.27 | 0.27 | 0.27 | 0.27 | 0.27 | 0.27 | 0.27 | 0.27 | 0.27 | 0.27 | 0.27 | 0.27 | 0.27 | 0.27 | 0.27 | 0.27 | 0.27 | 0 | 0 | 10.7369 | 10.6879 | 10.6358 | 10.5804 | 10.5213 | 10.4583 | 10.3911 | 10.3196 | 10.2443 | 10.1656 | 10.0842 | 10 | 9.9154 | 9.83 | 9.7441 | 9.6641 | 9.5895 | 9.5196 | 9.4542 | 9.3932 | 0 | 0 | 0 | 0 | 0 | 0 | 0 | 0 | 0 | 0 | 0 | 0 | 0 | 0 | 0 | 0 | 0 | 0 | 0 | 0 | 0 | 0 | 0 | 0 | 0 | 0 | 0 | 0 | 0 | 0 | 0 | 0 | 0 | 0 | 0 | 0 | 0 | 0 | 0 | 0 | 0 | 0 | 0 | 0 | 0 | 0 | 0 | 0 | 0 | 0 | 0 | 0 | 0 | 0 | 0 | 0 | 0 | 0 | 0 | 0 | 0 | 0 | 0 | 0 | 0 | 0 | 0 | 0 | 0 | 0 | 0 | 0 | 0 | 0 | 0 | 0 | 0 | 0 | 0 | 0 | 0 | 0 | 0 | 0 | 0 | 0 | 0 | 0 | 0 | 0 | 0 | 0 | 0 | 0 | 0 | 0 | 0 | 0 | 0 | 0 | 0 | 0 | 0 | 0 | 0 | 0 | 0 | 0 | 0 | 0 | 0 | 0 | 0 | 0 | 0 | 0 | 0 | 0 | 0 | 0 | 0 | 0 | 0 | 0 | 0 | 0 | 0 | 0 | 0 | 0 | 0 | 0 | 0 | 0 | 0 | 0 | 0 | 0 | 0 | 0 | 0 | 0 | 0 | 0 | 0 | 0 | 0 | 0 | 0 | 0 | 0 | 0 | 0 | 0 | 0 | 0 | 0 | 0 | 0 | 0 | 0 | 0 | 0 | 0 | 0 | 0 | 0 | 0 | 0 | 0 | 0 | 0 | 0 | 0 | 0 | 0 | 0 | 0 | 0 | 0 | 0 | 0 | 0 | 0 | 0 | 0 | 0 | 0 | 0 | 0 | 0 | 0 | 0 | 0 | 0 | 0 | 0 | 0 | 0 | 0 | 0 | 0 | 0 | 0 | 0 | 0 | 0 | 0 | 0 | 0 | 0 | 0 | 0 | 0 | 0 | 0 | 0 | 0 | 0 | 0 | 0 | 0 | 0 | 0 | 0 | 0 | 0 | 0 | 0 | 0 | 0 | 0 | 0 | 0 | 0 | 0 | 0 | 0 | 0 | 0 | 0 | 0 | 0 | 0 | 0 | 0 | 0 | 0 | 0 | 0 | 0 | 0 | 0 | 0 | 0 | 0 | 0 | 0 | 0 | 0 | 0 | 0 | 0 | 0 | 0 | 0 | 0 | 0 | 0 | 0 | 0 | 0 | 0 | 0 | 0 | 0 | 0 | 0 | 0 | 0 | 0 | 0 | 0 | 0 | 0 | 0 | 0 | 0 | 0 | 0 | 0 | 0 | 0 | 0 | 0 | 0 | 0 | 0 | 0 | 0 | 0 | 0 | 0 | 0 | 0 | 0 | 0 | 0 | 0 | 0 | 0 | 0 | 0 | 0 | 0 | 0 | 0 | 0 | 0 | 0 | 0 | 0 | 0 | 0 | 0 | 0 | 0 | 0 | 0 | 0 | 0 | 0 | 0 | 0 | 0 | 0 | 0 | 0 | 0 | 0 | 0 | 0 | 0 | 0 | 0 | 0 | 0 | 0 | 0 | 0 | 0 | 0 | 0 | 0 | 0 | 0 | 0 | 0 | 0 | 0 | 0 | 0 | 0 | 0 | 0 | 0 | 0 | 0 | 0 | 0 | 0 | 0 | 0 | 0 | 0 | 0 | 0 | 0 | 0 | 0 | 0 | 0 | 0 | 0 | 0 | 0 | 0 | 0 | 0 | 0 | 0 | 0 | 0 | 0 | 0 | 0 | 0 | 0 | 0 | 0 | 0.21049 | 0.21052 | 0.21055 | 0.21058 | 0.21061 | 0.21064 | 0.21066 | 0.21069 | 0.21072 | 0.21074 | 0.21076 | 0.21078 | 0.2108 | 0.21082 | 0.21084 | 0.21085 | 0.21087 | 0.21088 | 0.2109 | 0.21091 | 0.14982 | 0.14984 | 0.14986 | 0.14988 | 0.14991 | 0.14993 | 0.14994 | 0.14996 | 0.14998 | 0.15 | 0.15001 | 0.15003 | 0.15004 | 0.15006 | 0.15007 | 0.15008 | 0.15009 | 0.1501 | 0.15011 | 0.15012
WA_Industrial_Food Products_Existing_Process_Natural Gas_Commissioning_A | WA | Industrial | Food Products | Existing | Process | Natural Gas | Commissioning | A | IM38 | New construction code | Optimized process design and controls | 10 | 168.6012 | 0 | 0 | 0.27 | 0 | 0 | 0 | 0.1336 |  | employee | 0% | 0% | Retrofit | Retro12Med | 75.44% | TBD | 0.2% | 2.0956 |  | 1.4916 |  | 0 | DL20_COM_CX-Refrig-2021PLN-V11-3 | 2018 AMIL BUS Retro-Commissioning Initiative | U.S. Department of Energy. Lawrence Berkeley National Labs and Building Commissioning Association. https://www.bcxa.org/wp-content/uploads/2020/09/1-s2.0- S0378778819319553-main.pdf | New construction code | New construction code | New construction code | New construction code | New construction code | New construction code | New construction code | New construction code | New construction code | New construction code | New construction code | New construction code | New construction code | New construction code | New construction code | New construction code | New construction code | New construction code | New construction code | New construction code | New construction code | New construction code | Optimized process design and controls | Optimized process design and controls | Optimized process design and controls | Optimized process design and controls | Optimized process design and controls | Optimized process design and controls | Optimized process design and controls | Optimized process design and controls | Optimized process design and controls | Optimized process design and controls | Optimized process design and controls | Optimized process design and controls | Optimized process design and controls | Optimized process design and controls | Optimized process design and controls | Optimized process design and controls | Optimized process design and controls | Optimized process design and controls | Optimized process design and controls | Optimized process design and controls | Optimized process design and controls | Optimized process design and controls | 0.27 | 0.27 | 0.27 | 0.27 | 0.27 | 0.27 | 0.27 | 0.27 | 0.27 | 0.27 | 0.27 | 0.27 | 0.27 | 0.27 | 0.27 | 0.27 | 0.27 | 0.27 | 0.27 | 0.27 | 0.27 | 0.27 | 0 | 0 | 168.6012 | 168.6012 | 168.6012 | 168.6012 | 168.6012 | 168.6012 | 168.6012 | 168.6012 | 168.6012 | 168.6012 | 168.6012 | 168.6012 | 168.6012 | 168.6012 | 168.6012 | 168.6012 | 168.6012 | 168.6012 | 168.6012 | 168.6012 | 0 | 0 | 0 | 0 | 0 | 0 | 0 | 0 | 0 | 0 | 0 | 0 | 0 | 0 | 0 | 0 | 0 | 0 | 0 | 0 | 0 | 0 | 0 | 0 | 0 | 0 | 0 | 0 | 0 | 0 | 0 | 0 | 0 | 0 | 0 | 0 | 0 | 0 | 0 | 0 | 0 | 0 | 0 | 0 | 0 | 0 | 0 | 0 | 0 | 0 | 0 | 0 | 0 | 0 | 0 | 0 | 0 | 0 | 0 | 0 | 0 | 0 | 0 | 0 | 0 | 0 | 0 | 0 | 0 | 0 | 0 | 0 | 0 | 0 | 0 | 0 | 0 | 0 | 0 | 0 | 0 | 0 | 0 | 0 | 0 | 0 | 0 | 0 | 0 | 0 | 0 | 0 | 0 | 0 | 0 | 0 | 0 | 0 | 0 | 0 | 0 | 0 | 0 | 0 | 0 | 0 | 0 | 0 | 0 | 0 | 0 | 0 | 0 | 0 | 0 | 0 | 0 | 0 | 0 | 0 | 0 | 0 | 0 | 0 | 0 | 0 | 0 | 0 | 0 | 0 | 0 | 0 | 0 | 0 | 0 | 0 | 0 | 0 | 0 | 0 | 0 | 0 | 0 | 0 | 0 | 0 | 0 | 0 | 0 | 0 | 0 | 0 | 0 | 0 | 0 | 0 | 0 | 0 | 0 | 0 | 0 | 0 | 0 | 0 | 0 | 0 | 0 | 0 | 0 | 0 | 0 | 0 | 0 | 0 | 0 | 0 | 0 | 0 | 0 | 0 | 0 | 0 | 0 | 0 | 0 | 0 | 0 | 0 | 0 | 0 | 0 | 0 | 0 | 0 | 0 | 0 | 0 | 0 | 0 | 0 | 0 | 0 | 0 | 0 | 0 | 0 | 0 | 0 | 0 | 0 | 0 | 0 | 0 | 0 | 0 | 0 | 0 | 0 | 0 | 0 | 0 | 0 | 0 | 0 | 0 | 0 | 0 | 0 | 0 | 0 | 0 | 0 | 0 | 0 | 0 | 0 | 0 | 0 | 0 | 0 | 0 | 0 | 0 | 0 | 0 | 0 | 0 | 0 | 0 | 0 | 0 | 0 | 0 | 0 | 0 | 0 | 0 | 0 | 0 | 0 | 0 | 0 | 0 | 0 | 0 | 0 | 0 | 0 | 0 | 0 | 0 | 0 | 0 | 0 | 0 | 0 | 0 | 0 | 0 | 0 | 0 | 0 | 0 | 0 | 0 | 0 | 0 | 0 | 0 | 0 | 0 | 0 | 0 | 0 | 0 | 0 | 0 | 0 | 0 | 0 | 0 | 0 | 0 | 0 | 0 | 0 | 0 | 0 | 0 | 0 | 0 | 0 | 0 | 0 | 0 | 0 | 0 | 0 | 0 | 0 | 0 | 0 | 0 | 0 | 0 | 0 | 0 | 0 | 0 | 0 | 0 | 0 | 0 | 0 | 0 | 0 | 0 | 0 | 0 | 0 | 0 | 0 | 0 | 0 | 0 | 0 | 0 | 0 | 0 | 0 | 0 | 0 | 0 | 0 | 0 | 0 | 0 | 0 | 0 | 0 | 0 | 0 | 0 | 0 | 0 | 0 | 0 | 0 | 0 | 0 | 0 | 0 | 0 | 0 | 0 | 0 | 0 | 0 | 0 | 0 | 0 | 0 | 0 | 0 | 0 | 0 | 0 | 0 | 0 | 0 | 0 | 0 | 0 | 0 | 0 | 0 | 0 | 0 | 0 | 0 | 0.21049 | 0.21052 | 0.21055 | 0.21058 | 0.21061 | 0.21064 | 0.21066 | 0.21069 | 0.21072 | 0.21074 | 0.21076 | 0.21078 | 0.2108 | 0.21082 | 0.21084 | 0.21085 | 0.21087 | 0.21088 | 0.2109 | 0.21091 | 0.14982 | 0.14984 | 0.14986 | 0.14988 | 0.14991 | 0.14993 | 0.14994 | 0.14996 | 0.14998 | 0.15 | 0.15001 | 0.15003 | 0.15004 | 0.15006 | 0.15007 | 0.15008 | 0.15009 | 0.1501 | 0.15011 | 0.15012
WA_Industrial_Food Products_Existing_Space Heating_Natural Gas_Retrocommissioning_A | WA | Industrial | Food Products | Existing | Space Heating | Natural Gas | Retrocommissioning | A | IM39 | Vintage/existing building | Optimized HVAC flow and controls | 5 | 1.5012 | 0 | 0 | 1.02 | 0 | 0 | 0 | 0.5098 |  | employee | 15% | 50% | Retrofit | RetroEven20 | 80.75% | TBD | 0.2% | 237.7846 |  | 183.9314 |  | 0.050881 | COM_RCX-Heating-7PLN-v5-18 | COM_RCX-All-XCELCO-2017-18-1 | COM_RCX-All-XCELCO-2017-18-1 | Vintage/existing building | Vintage/existing building | Vintage/existing building | Vintage/existing building | Vintage/existing building | Vintage/existing building | Vintage/existing building | Vintage/existing building | Vintage/existing building | Vintage/existing building | Vintage/existing building | Vintage/existing building | Vintage/existing building | Vintage/existing building | Vintage/existing building | Vintage/existing building | Vintage/existing building | Vintage/existing building | Vintage/existing building | Vintage/existing building | Vintage/existing building | Vintage/existing building | Optimized HVAC flow and controls | Optimized HVAC flow and controls | Optimized HVAC flow and controls | Optimized HVAC flow and controls | Optimized HVAC flow and controls | Optimized HVAC flow and controls | Optimized HVAC flow and controls | Optimized HVAC flow and controls | Optimized HVAC flow and controls | Optimized HVAC flow and controls | Optimized HVAC flow and controls | Optimized HVAC flow and controls | Optimized HVAC flow and controls | Optimized HVAC flow and controls | Optimized HVAC flow and controls | Optimized HVAC flow and controls | Optimized HVAC flow and controls | Optimized HVAC flow and controls | Optimized HVAC flow and controls | Optimized HVAC flow and controls | Optimized HVAC flow and controls | Optimized HVAC flow and controls | 1.02 | 1.02 | 1.02 | 1.02 | 1.02 | 1.02 | 1.02 | 1.02 | 1.02 | 1.02 | 1.02 | 1.02 | 1.02 | 1.02 | 1.02 | 1.02 | 1.02 | 1.02 | 1.02 | 1.02 | 1.02 | 1.02 | 0 | 0 | 1.4912 | 1.4844 | 1.4771 | 1.4693 | 1.4611 | 1.4523 | 1.443 | 1.433 | 1.4226 | 1.4116 | 1.4003 | 1.3886 | 1.3768 | 1.365 | 1.353 | 1.3419 | 1.3315 | 1.3218 | 1.3128 | 1.3043 | 0.059757 | 0.058457 | 0.057168 | 0.055888 | 0.054617 | 0.053352 | 0.052095 | 0.050844 | 0.049602 | 0.048372 | 0.047157 | 0.045957 | 0.044782 | 0.04363 | 0.042503 | 0.041427 | 0.040398 | 0.039412 | 0.038466 | 0.037559 | 0.059757 | 0.11794 | 0.17453 | 0.2295 | 0.28283 | 0.33449 | 0.38443 | 0.43262 | 0.47906 | 0.52375 | 0.56671 | 0.60793 | 0.64756 | 0.68561 | 0.72212 | 0.75761 | 0.79215 | 0.82579 | 0.85858 | 0.89059 | 40.0731 | 39.3822 | 38.7032 | 38.0359 | 37.3801 | 36.7356 | 36.1022 | 35.4798 | 34.868 | 34.2669 | 33.6761 | 33.0954 | 32.5248 | 31.9641 | 31.4129 | 30.8713 | 30.3391 | 29.816 | 29.3019 | 28.7967 | 40.0731 | 79.4552 | 118.1584 | 156.1942 | 193.5743 | 230.3099 | 266.4121 | 301.8919 | 336.7599 | 371.0268 | 404.7028 | 437.7983 | 470.3231 | 502.2872 | 533.7001 | 564.5715 | 594.9105 | 624.7265 | 654.0285 | 682.8252 | 0.050881 | 0.049863 | 0.048858 | 0.047862 | 0.046876 | 0.045895 | 0.044921 | 0.043952 | 0.042988 | 0.042032 | 0.041085 | 0.040147 | 0.039218 | 0.038299 | 0.037393 | 0.03652 | 0.035681 | 0.034874 | 0.0341 | 0.033357 | 0.050881 | 0.1006 | 0.14916 | 0.19655 | 0.24275 | 0.28774 | 0.33149 | 0.37398 | 0.41519 | 0.45511 | 0.49374 | 0.53108 | 0.56711 | 0.60184 | 0.6353 | 0.66787 | 0.69965 | 0.73072 | 0.76113 | 0.79096 | 34.0621 | 33.4748 | 32.8977 | 32.3305 | 31.7731 | 31.2252 | 30.6869 | 30.1578 | 29.6378 | 29.1268 | 28.6247 | 28.1311 | 27.6461 | 27.1694 | 26.701 | 26.2406 | 25.7882 | 25.3436 | 24.9066 | 24.4772 | 34.0621 | 67.5369 | 100.4346 | 132.7651 | 164.5382 | 195.7634 | 226.4503 | 256.6081 | 286.2459 | 315.3728 | 343.9974 | 372.1285 | 399.7746 | 426.9441 | 453.6451 | 479.8857 | 505.674 | 531.0176 | 555.9242 | 580.4014 | 0.050881 | 0.049863 | 0.048858 | 0.047862 | 0.046876 | 0.045895 | 0.044921 | 0.043952 | 0.042988 | 0.042032 | 0.041085 | 0.040147 | 0.039218 | 0.038299 | 0.037393 | 0.03652 | 0.035681 | 0.034874 | 0.0341 | 0.033357 | 0.050881 | 0.1006 | 0.14916 | 0.19655 | 0.24275 | 0.28774 | 0.33149 | 0.37398 | 0.41519 | 0.45511 | 0.49374 | 0.53108 | 0.56711 | 0.60184 | 0.6353 | 0.66787 | 0.69965 | 0.73072 | 0.76113 | 0.79096 | 34.0621 | 33.4748 | 32.8977 | 32.3305 | 31.7731 | 31.2252 | 30.6869 | 30.1578 | 29.6378 | 29.1268 | 28.6247 | 28.1311 | 27.6461 | 27.1694 | 26.701 | 26.2406 | 25.7882 | 25.3436 | 24.9066 | 24.4772 | 34.0621 | 67.5369 | 100.4346 | 132.7651 | 164.5382 | 195.7634 | 226.4503 | 256.6081 | 286.2459 | 315.3728 | 343.9974 | 372.1285 | 399.7746 | 426.9441 | 453.6451 | 479.8857 | 505.674 | 531.0176 | 555.9242 | 580.4014 | 0.050881 | 0.049863 | 0.048858 | 0.047862 | 0.046876 | 0.045895 | 0.044921 | 0.043952 | 0.042988 | 0.042032 | 0.041085 | 0.040147 | 0.039218 | 0.038299 | 0.037393 | 0.03652 | 0.035681 | 0.034874 | 0.0341 | 0.033357 | 0.050881 | 0.1006 | 0.14916 | 0.19655 | 0.24275 | 0.28774 | 0.33149 | 0.37398 | 0.41519 | 0.45511 | 0.49374 | 0.53108 | 0.56711 | 0.60184 | 0.6353 | 0.66787 | 0.69965 | 0.73072 | 0.76113 | 0.79096 | 34.0621 | 33.4748 | 32.8977 | 32.3305 | 31.7731 | 31.2252 | 30.6869 | 30.1578 | 29.6378 | 29.1268 | 28.6247 | 28.1311 | 27.6461 | 27.1694 | 26.701 | 26.2406 | 25.7882 | 25.3436 | 24.9066 | 24.4772 | 34.0621 | 67.5369 | 100.4346 | 132.7651 | 164.5382 | 195.7634 | 226.4503 | 256.6081 | 286.2459 | 315.3728 | 343.9974 | 372.1285 | 399.7746 | 426.9441 | 453.6451 | 479.8857 | 505.674 | 531.0176 | 555.9242 | 580.4014 | 0.050881 | 0.049863 | 0.048858 | 0.047862 | 0.046876 | 0.045895 | 0.044921 | 0.043952 | 0.042988 | 0.042032 | 0.041085 | 0.040147 | 0.039218 | 0.038299 | 0.037393 | 0.03652 | 0.035681 | 0.034874 | 0.0341 | 0.033357 | 0.050881 | 0.1006 | 0.14916 | 0.19655 | 0.24275 | 0.28774 | 0.33149 | 0.37398 | 0.41519 | 0.45511 | 0.49374 | 0.53108 | 0.56711 | 0.60184 | 0.6353 | 0.66787 | 0.69965 | 0.73072 | 0.76113 | 0.79096 | 34.0621 | 33.4748 | 32.8977 | 32.3305 | 31.7731 | 31.2252 | 30.6869 | 30.1578 | 29.6378 | 29.1268 | 28.6247 | 28.1311 | 27.6461 | 27.1694 | 26.701 | 26.2406 | 25.7882 | 25.3436 | 24.9066 | 24.4772 | 34.0621 | 67.5369 | 100.4346 | 132.7651 | 164.5382 | 195.7634 | 226.4503 | 256.6081 | 286.2459 | 315.3728 | 343.9974 | 372.1285 | 399.7746 | 426.9441 | 453.6451 | 479.8857 | 505.674 | 531.0176 | 555.9242 | 580.4014 | 162.1454 | 162.5319 | 162.9187 | 163.303 | 163.682 | 164.0529 | 164.4132 | 164.7605 | 165.0925 | 165.4067 | 165.7041 | 165.9854 | 166.2512 | 166.5024 | 166.7394 | 166.963 | 167.1738 | 167.3722 | 167.559 | 167.7344 | 125.4229 | 125.7219 | 126.0211 | 126.3183 | 126.6115 | 126.8984 | 127.1771 | 127.4458 | 127.7025 | 127.9456 | 128.1756 | 128.3932 | 128.5988 | 128.7931 | 128.9764 | 129.1494 | 129.3124 | 129.466 | 129.6104 | 129.7461
WA_Industrial_Food Products_Existing_Process_Natural Gas_Retrocommissioning_A | WA | Industrial | Food Products | Existing | Process | Natural Gas | Retrocommissioning | A | IM40 | Vintage/existing building | Optimized process design and controls | 5 | 0 | 0 | 0 | 1.02 | 0 | 0 | 0 | 0.5098 |  | employee | 15% | 50% | Retrofit | RetroEven20 | 80.75% | TBD | 0.2% | 237.7846 |  | 183.9314 |  | 0 | COM_RCX-Heating-7PLN-v5-18 | COM_RCX-All-XCELCO-2017-18-1 | n/a | Vintage/existing building | Vintage/existing building | Vintage/existing building | Vintage/existing building | Vintage/existing building | Vintage/existing building | Vintage/existing building | Vintage/existing building | Vintage/existing building | Vintage/existing building | Vintage/existing building | Vintage/existing building | Vintage/existing building | Vintage/existing building | Vintage/existing building | Vintage/existing building | Vintage/existing building | Vintage/existing building | Vintage/existing building | Vintage/existing building | Vintage/existing building | Vintage/existing building | Optimized process design and controls | Optimized process design and controls | Optimized process design and controls | Optimized process design and controls | Optimized process design and controls | Optimized process design and controls | Optimized process design and controls | Optimized process design and controls | Optimized process design and controls | Optimized process design and controls | Optimized process design and controls | Optimized process design and controls | Optimized process design and controls | Optimized process design and controls | Optimized process design and controls | Optimized process design and controls | Optimized process design and controls | Optimized process design and controls | Optimized process design and controls | Optimized process design and controls | Optimized process design and controls | Optimized process design and controls | 1.02 | 1.02 | 1.02 | 1.02 | 1.02 | 1.02 | 1.02 | 1.02 | 1.02 | 1.02 | 1.02 | 1.02 | 1.02 | 1.02 | 1.02 | 1.02 | 1.02 | 1.02 | 1.02 | 1.02 | 1.02 | 1.02 | 0 | 0 | 0 | 0 | 0 | 0 | 0 | 0 | 0 | 0 | 0 | 0 | 0 | 0 | 0 | 0 | 0 | 0 | 0 | 0 | 0 | 0 | 0 | 0 | 0 | 0 | 0 | 0 | 0 | 0 | 0 | 0 | 0 | 0 | 0 | 0 | 0 | 0 | 0 | 0 | 0 | 0 | 0 | 0 | 0 | 0 | 0 | 0 | 0 | 0 | 0 | 0 | 0 | 0 | 0 | 0 | 0 | 0 | 0 | 0 | 0 | 0 | 40.0731 | 39.3822 | 38.7032 | 38.0359 | 37.3801 | 36.7356 | 36.1022 | 35.4798 | 34.868 | 34.2669 | 33.6761 | 33.0954 | 32.5248 | 31.9641 | 31.4129 | 30.8713 | 30.3391 | 29.816 | 29.3019 | 28.7967 | 40.0731 | 79.4552 | 118.1584 | 156.1942 | 193.5743 | 230.3099 | 266.4121 | 301.8919 | 336.7599 | 371.0268 | 404.7028 | 437.7983 | 470.3231 | 502.2872 | 533.7001 | 564.5715 | 594.9105 | 624.7265 | 654.0285 | 682.8252 | 0 | 0 | 0 | 0 | 0 | 0 | 0 | 0 | 0 | 0 | 0 | 0 | 0 | 0 | 0 | 0 | 0 | 0 | 0 | 0 | 0 | 0 | 0 | 0 | 0 | 0 | 0 | 0 | 0 | 0 | 0 | 0 | 0 | 0 | 0 | 0 | 0 | 0 | 0 | 0 | 34.0621 | 33.4748 | 32.8977 | 32.3305 | 31.7731 | 31.2252 | 30.6869 | 30.1578 | 29.6378 | 29.1268 | 28.6247 | 28.1311 | 27.6461 | 27.1694 | 26.701 | 26.2406 | 25.7882 | 25.3436 | 24.9066 | 24.4772 | 34.0621 | 67.5369 | 100.4346 | 132.7651 | 164.5382 | 195.7634 | 226.4503 | 256.6081 | 286.2459 | 315.3728 | 343.9974 | 372.1285 | 399.7746 | 426.9441 | 453.6451 | 479.8857 | 505.674 | 531.0176 | 555.9242 | 580.4014 | 0 | 0 | 0 | 0 | 0 | 0 | 0 | 0 | 0 | 0 | 0 | 0 | 0 | 0 | 0 | 0 | 0 | 0 | 0 | 0 | 0 | 0 | 0 | 0 | 0 | 0 | 0 | 0 | 0 | 0 | 0 | 0 | 0 | 0 | 0 | 0 | 0 | 0 | 0 | 0 | 34.0621 | 33.4748 | 32.8977 | 32.3305 | 31.7731 | 31.2252 | 30.6869 | 30.1578 | 29.6378 | 29.1268 | 28.6247 | 28.1311 | 27.6461 | 27.1694 | 26.701 | 26.2406 | 25.7882 | 25.3436 | 24.9066 | 24.4772 | 34.0621 | 67.5369 | 100.4346 | 132.7651 | 164.5382 | 195.7634 | 226.4503 | 256.6081 | 286.2459 | 315.3728 | 343.9974 | 372.1285 | 399.7746 | 426.9441 | 453.6451 | 479.8857 | 505.674 | 531.0176 | 555.9242 | 580.4014 | 0 | 0 | 0 | 0 | 0 | 0 | 0 | 0 | 0 | 0 | 0 | 0 | 0 | 0 | 0 | 0 | 0 | 0 | 0 | 0 | 0 | 0 | 0 | 0 | 0 | 0 | 0 | 0 | 0 | 0 | 0 | 0 | 0 | 0 | 0 | 0 | 0 | 0 | 0 | 0 | 34.0621 | 33.4748 | 32.8977 | 32.3305 | 31.7731 | 31.2252 | 30.6869 | 30.1578 | 29.6378 | 29.1268 | 28.6247 | 28.1311 | 27.6461 | 27.1694 | 26.701 | 26.2406 | 25.7882 | 25.3436 | 24.9066 | 24.4772 | 34.0621 | 67.5369 | 100.4346 | 132.7651 | 164.5382 | 195.7634 | 226.4503 | 256.6081 | 286.2459 | 315.3728 | 343.9974 | 372.1285 | 399.7746 | 426.9441 | 453.6451 | 479.8857 | 505.674 | 531.0176 | 555.9242 | 580.4014 | 0 | 0 | 0 | 0 | 0 | 0 | 0 | 0 | 0 | 0 | 0 | 0 | 0 | 0 | 0 | 0 | 0 | 0 | 0 | 0 | 0 | 0 | 0 | 0 | 0 | 0 | 0 | 0 | 0 | 0 | 0 | 0 | 0 | 0 | 0 | 0 | 0 | 0 | 0 | 0 | 34.0621 | 33.4748 | 32.8977 | 32.3305 | 31.7731 | 31.2252 | 30.6869 | 30.1578 | 29.6378 | 29.1268 | 28.6247 | 28.1311 | 27.6461 | 27.1694 | 26.701 | 26.2406 | 25.7882 | 25.3436 | 24.9066 | 24.4772 | 34.0621 | 67.5369 | 100.4346 | 132.7651 | 164.5382 | 195.7634 | 226.4503 | 256.6081 | 286.2459 | 315.3728 | 343.9974 | 372.1285 | 399.7746 | 426.9441 | 453.6451 | 479.8857 | 505.674 | 531.0176 | 555.9242 | 580.4014 | 162.1454 | 162.5319 | 162.9187 | 163.303 | 163.682 | 164.0529 | 164.4132 | 164.7605 | 165.0925 | 165.4067 | 165.7041 | 165.9854 | 166.2512 | 166.5024 | 166.7394 | 166.963 | 167.1738 | 167.3722 | 167.559 | 167.7344 | 125.4229 | 125.7219 | 126.0211 | 126.3183 | 126.6115 | 126.8984 | 127.1771 | 127.4458 | 127.7025 | 127.9456 | 128.1756 | 128.3932 | 128.5988 | 128.7931 | 128.9764 | 129.1494 | 129.3124 | 129.466 | 129.6104 | 129.7461
WA_Industrial_Food Products_New_Space Heating_Natural Gas_Insulation - Roof/Ceiling_A | WA | Industrial | Food Products | New | Space Heating | Natural Gas | Insulation - Roof/Ceiling | A | IM41 | R-13 | R-38 | 45 | 0.078976 | 0 | 0 | 1.11 | 0 | 0 | 0 | 0.55475 |  | sqft | 0% | 0% | Retrofit | Retro3Slow | 81.94% | TBD | 0.2% | 116.4128 |  | 62.2694 |  | 0 | RTF Wkbk - ComWeatherizationSchool_v3_1 | RTF Wkbk - ComWeatherizationSchool_v3_1 | Building Energy Simulation Tool | R-13 | R-13 | R-13 | R-13 | R-13 | R-13 | R-13 | R-13 | R-13 | R-13 | R-13 | R-13 | R-13 | R-13 | R-13 | R-13 | R-13 | R-13 | R-13 | R-13 | R-13 | R-13 | R-38 | R-38 | R-38 | R-38 | R-38 | R-38 | R-38 | R-38 | R-38 | R-38 | R-38 | R-38 | R-38 | R-38 | R-38 | R-38 | R-38 | R-38 | R-38 | R-38 | R-38 | R-38 | 1.11 | 1.11 | 1.11 | 1.11 | 1.11 | 1.11 | 1.11 | 1.11 | 1.11 | 1.11 | 1.11 | 1.11 | 1.11 | 1.11 | 1.11 | 1.11 | 1.11 | 1.11 | 1.11 | 1.11 | 1.11 | 1.11 | 0 | 0 | 0.078561 | 0.073865 | 0.071965 | 0.070806 | 0.070227 | 0.069695 | 0.069219 | 0.06875 | 0.068308 | 0.067852 | 0.067237 | 0.066697 | 0.066107 | 0.066021 | 0.065913 | 0.065788 | 0.065797 | 0.065769 | 0.065846 | 0.065867 | 0 | 0 | 0 | 0 | 0 | 0 | 0 | 0 | 0 | 0 | 0 | 0 | 0 | 0 | 0 | 0 | 0 | 0 | 0 | 0 | 0 | 0 | 0 | 0 | 0 | 0 | 0 | 0 | 0 | 0 | 0 | 0 | 0 | 0 | 0 | 0 | 0 | 0 | 0 | 0 | 0 | 0 | 0 | 0 | 0 | 0 | 0 | 0 | 0 | 0 | 0 | 0 | 0 | 0 | 0 | 0 | 0 | 0 | 0 | 0 | 0 | 0 | 0 | 0 | 0 | 0 | 0 | 0 | 0 | 0 | 0 | 0 | 0 | 0 | 0 | 0 | 0 | 0 | 0 | 0 | 0 | 0 | 0 | 0 | 0 | 0 | 0 | 0 | 0 | 0 | 0 | 0 | 0 | 0 | 0 | 0 | 0 | 0 | 0 | 0 | 0 | 0 | 0 | 0 | 0 | 0 | 0 | 0 | 0 | 0 | 0 | 0 | 0 | 0 | 0 | 0 | 0 | 0 | 0 | 0 | 0 | 0 | 0 | 0 | 0 | 0 | 0 | 0 | 0 | 0 | 0 | 0 | 0 | 0 | 0 | 0 | 0 | 0 | 0 | 0 | 0 | 0 | 0 | 0 | 0 | 0 | 0 | 0 | 0 | 0 | 0 | 0 | 0 | 0 | 0 | 0 | 0 | 0 | 0 | 0 | 0 | 0 | 0 | 0 | 0 | 0 | 0 | 0 | 0 | 0 | 0 | 0 | 0 | 0 | 0 | 0 | 0 | 0 | 0 | 0 | 0 | 0 | 0 | 0 | 0 | 0 | 0 | 0 | 0 | 0 | 0 | 0 | 0 | 0 | 0 | 0 | 0 | 0 | 0 | 0 | 0 | 0 | 0 | 0 | 0 | 0 | 0 | 0 | 0 | 0 | 0 | 0 | 0 | 0 | 0 | 0 | 0 | 0 | 0 | 0 | 0 | 0 | 0 | 0 | 0 | 0 | 0 | 0 | 0 | 0 | 0 | 0 | 0 | 0 | 0 | 0 | 0 | 0 | 0 | 0 | 0 | 0 | 0 | 0 | 0 | 0 | 0 | 0 | 0 | 0 | 0 | 0 | 0 | 0 | 0 | 0 | 0 | 0 | 0 | 0 | 0 | 0 | 0 | 0 | 0 | 0 | 0 | 0 | 0 | 0 | 0 | 0 | 0 | 0 | 0 | 0 | 0 | 0 | 0 | 0 | 0 | 0 | 0 | 0 | 0 | 0 | 0 | 0 | 0 | 0 | 0 | 0 | 0 | 0 | 0 | 0 | 0 | 0 | 0 | 0 | 0 | 0 | 0 | 0 | 0 | 0 | 0 | 0 | 0 | 0 | 0 | 0 | 0 | 0 | 0 | 0 | 0 | 0 | 0 | 0 | 0 | 0 | 0 | 0 | 0 | 0 | 0 | 0 | 0 | 0 | 0 | 0 | 0 | 0 | 0 | 0 | 0 | 0 | 0 | 0 | 0 | 0 | 0 | 0 | 0 | 0 | 0 | 0 | 0 | 0 | 0 | 0 | 0 | 0 | 0 | 0 | 0 | 0 | 0 | 0 | 0 | 0 | 0 | 0 | 0 | 0 | 0 | 0 | 0 | 0 | 0 | 0 | 0 | 0 | 0 | 0 | 0 | 0 | 0 | 0 | 0 | 0 | 0 | 0 | 0 | 0 | 0 | 0 | 0 | 0 | 0 | 0 | 0 | 0 | 0 | 0 | 0 | 0 | 0 | 0 | 955.4003 | 955.4003 | 955.4003 | 955.4003 | 955.4003 | 955.4003 | 955.4003 | 955.4003 | 955.4003 | 955.4003 | 955.4003 | 955.4003 | 955.4003 | 955.4003 | 955.4003 | 955.4003 | 955.4003 | 955.4003 | 955.4003 | 955.4003 | 511.0451 | 511.0451 | 511.0451 | 511.0451 | 511.0451 | 511.0451 | 511.0451 | 511.0451 | 511.0451 | 511.0451 | 511.0451 | 511.0451 | 511.0451 | 511.0451 | 511.0451 | 511.0451 | 511.0451 | 511.0451 | 511.0451 | 511.0451
WA_Industrial_Food Products_New_Space Heating_Natural Gas_Insulation - Wall Cavity_A | WA | Industrial | Food Products | New | Space Heating | Natural Gas | Insulation - Wall Cavity | A | IM42 | R-11 or less | R-21 | 45 | 0.017277 | 0 | 0 | 0.24 | 0 | 0 | 0 | 0.1203 |  | sqft | 0% | 0% | Retrofit | Retro3Slow | 81.94% | TBD | 0.2% | 90.615 |  | 48.4701 |  | 0 | RTF Wkbk - ComWeatherizationSchool_v3_1 | N/A | Building Energy Simulation Tool | R-11 or less | R-11 or less | R-11 or less | R-11 or less | R-11 or less | R-11 or less | R-11 or less | R-11 or less | R-11 or less | R-11 or less | R-11 or less | R-11 or less | R-11 or less | R-11 or less | R-11 or less | R-11 or less | R-11 or less | R-11 or less | R-11 or less | R-11 or less | R-11 or less | R-11 or less | R-21 | R-21 | R-21 | R-21 | R-21 | R-21 | R-21 | R-21 | R-21 | R-21 | R-21 | R-21 | R-21 | R-21 | R-21 | R-21 | R-21 | R-21 | R-21 | R-21 | R-21 | R-21 | 0.24 | 0.24 | 0.24 | 0.24 | 0.24 | 0.24 | 0.24 | 0.24 | 0.24 | 0.24 | 0.24 | 0.24 | 0.24 | 0.24 | 0.24 | 0.24 | 0.24 | 0.24 | 0.24 | 0.24 | 0.24 | 0.24 | 0 | 0 | 0.017186 | 0.016159 | 0.015744 | 0.01549 | 0.015363 | 0.015247 | 0.015143 | 0.01504 | 0.014943 | 0.014844 | 0.014709 | 0.014591 | 0.014462 | 0.014443 | 0.01442 | 0.014392 | 0.014394 | 0.014388 | 0.014405 | 0.01441 | 0 | 0 | 0 | 0 | 0 | 0 | 0 | 0 | 0 | 0 | 0 | 0 | 0 | 0 | 0 | 0 | 0 | 0 | 0 | 0 | 0 | 0 | 0 | 0 | 0 | 0 | 0 | 0 | 0 | 0 | 0 | 0 | 0 | 0 | 0 | 0 | 0 | 0 | 0 | 0 | 0 | 0 | 0 | 0 | 0 | 0 | 0 | 0 | 0 | 0 | 0 | 0 | 0 | 0 | 0 | 0 | 0 | 0 | 0 | 0 | 0 | 0 | 0 | 0 | 0 | 0 | 0 | 0 | 0 | 0 | 0 | 0 | 0 | 0 | 0 | 0 | 0 | 0 | 0 | 0 | 0 | 0 | 0 | 0 | 0 | 0 | 0 | 0 | 0 | 0 | 0 | 0 | 0 | 0 | 0 | 0 | 0 | 0 | 0 | 0 | 0 | 0 | 0 | 0 | 0 | 0 | 0 | 0 | 0 | 0 | 0 | 0 | 0 | 0 | 0 | 0 | 0 | 0 | 0 | 0 | 0 | 0 | 0 | 0 | 0 | 0 | 0 | 0 | 0 | 0 | 0 | 0 | 0 | 0 | 0 | 0 | 0 | 0 | 0 | 0 | 0 | 0 | 0 | 0 | 0 | 0 | 0 | 0 | 0 | 0 | 0 | 0 | 0 | 0 | 0 | 0 | 0 | 0 | 0 | 0 | 0 | 0 | 0 | 0 | 0 | 0 | 0 | 0 | 0 | 0 | 0 | 0 | 0 | 0 | 0 | 0 | 0 | 0 | 0 | 0 | 0 | 0 | 0 | 0 | 0 | 0 | 0 | 0 | 0 | 0 | 0 | 0 | 0 | 0 | 0 | 0 | 0 | 0 | 0 | 0 | 0 | 0 | 0 | 0 | 0 | 0 | 0 | 0 | 0 | 0 | 0 | 0 | 0 | 0 | 0 | 0 | 0 | 0 | 0 | 0 | 0 | 0 | 0 | 0 | 0 | 0 | 0 | 0 | 0 | 0 | 0 | 0 | 0 | 0 | 0 | 0 | 0 | 0 | 0 | 0 | 0 | 0 | 0 | 0 | 0 | 0 | 0 | 0 | 0 | 0 | 0 | 0 | 0 | 0 | 0 | 0 | 0 | 0 | 0 | 0 | 0 | 0 | 0 | 0 | 0 | 0 | 0 | 0 | 0 | 0 | 0 | 0 | 0 | 0 | 0 | 0 | 0 | 0 | 0 | 0 | 0 | 0 | 0 | 0 | 0 | 0 | 0 | 0 | 0 | 0 | 0 | 0 | 0 | 0 | 0 | 0 | 0 | 0 | 0 | 0 | 0 | 0 | 0 | 0 | 0 | 0 | 0 | 0 | 0 | 0 | 0 | 0 | 0 | 0 | 0 | 0 | 0 | 0 | 0 | 0 | 0 | 0 | 0 | 0 | 0 | 0 | 0 | 0 | 0 | 0 | 0 | 0 | 0 | 0 | 0 | 0 | 0 | 0 | 0 | 0 | 0 | 0 | 0 | 0 | 0 | 0 | 0 | 0 | 0 | 0 | 0 | 0 | 0 | 0 | 0 | 0 | 0 | 0 | 0 | 0 | 0 | 0 | 0 | 0 | 0 | 0 | 0 | 0 | 0 | 0 | 0 | 0 | 0 | 0 | 0 | 0 | 0 | 0 | 0 | 0 | 0 | 0 | 0 | 0 | 0 | 0 | 0 | 0 | 0 | 0 | 0 | 0 | 0 | 0 | 0 | 0 | 0 | 0 | 0 | 0 | 944.2619 | 944.2619 | 944.2619 | 944.2619 | 944.2619 | 944.2619 | 944.2619 | 944.2619 | 944.2619 | 944.2619 | 944.2619 | 944.2619 | 944.2619 | 944.2619 | 944.2619 | 944.2619 | 944.2619 | 944.2619 | 944.2619 | 944.2619 | 505.0872 | 505.0872 | 505.0872 | 505.0872 | 505.0872 | 505.0872 | 505.0872 | 505.0872 | 505.0872 | 505.0872 | 505.0872 | 505.0872 | 505.0872 | 505.0872 | 505.0872 | 505.0872 | 505.0872 | 505.0872 | 505.0872 | 505.0872
WA_Industrial_Food Products_New_Space Heating_Natural Gas_Insulation - Ducting_A | WA | Industrial | Food Products | New | Space Heating | Natural Gas | Insulation - Ducting | A | IM43 | ~2°F thermal losses | 50% reduction in thermal losses | 20 | 0.0012737 | 0 | 0 | 1.52 | 0 | 0 | 0 | 0.76105 |  | sqft | 0% | 0% | Retrofit | Retro5Med | 81.71% | TBD | 0.2% | 182.7943 |  | 115.102 |  | 0 | MA TRM - 2019-2021 - COM-HVAC-DI | MEMD - MMD8.25.01.FESH23.v01 | Building Energy Simulation Tool | ~2°F thermal losses | ~2°F thermal losses | ~2°F thermal losses | ~2°F thermal losses | ~2°F thermal losses | ~2°F thermal losses | ~2°F thermal losses | ~2°F thermal losses | ~2°F thermal losses | ~2°F thermal losses | ~2°F thermal losses | ~2°F thermal losses | ~2°F thermal losses | ~2°F thermal losses | ~2°F thermal losses | ~2°F thermal losses | ~2°F thermal losses | ~2°F thermal losses | ~2°F thermal losses | ~2°F thermal losses | ~2°F thermal losses | ~2°F thermal losses | 50% reduction in thermal losses | 50% reduction in thermal losses | 50% reduction in thermal losses | 50% reduction in thermal losses | 50% reduction in thermal losses | 50% reduction in thermal losses | 50% reduction in thermal losses | 50% reduction in thermal losses | 50% reduction in thermal losses | 50% reduction in thermal losses | 50% reduction in thermal losses | 50% reduction in thermal losses | 50% reduction in thermal losses | 50% reduction in thermal losses | 50% reduction in thermal losses | 50% reduction in thermal losses | 50% reduction in thermal losses | 50% reduction in thermal losses | 50% reduction in thermal losses | 50% reduction in thermal losses | 50% reduction in thermal losses | 50% reduction in thermal losses | 1.52 | 1.52 | 1.52 | 1.52 | 1.52 | 1.52 | 1.52 | 1.52 | 1.52 | 1.52 | 1.52 | 1.52 | 1.52 | 1.52 | 1.52 | 1.52 | 1.52 | 1.52 | 1.52 | 1.52 | 1.52 | 1.52 | 0 | 0 | 0.0012662 | 0.0011902 | 0.0011592 | 0.0011402 | 0.0011304 | 0.0011214 | 0.0011134 | 0.0011055 | 0.0010979 | 0.0010902 | 0.00108 | 0.0010711 | 0.0010613 | 0.0010597 | 0.0010577 | 0.0010556 | 0.0010556 | 0.001055 | 0.0010562 | 0.0010564 | 0 | 0 | 0 | 0 | 0 | 0 | 0 | 0 | 0 | 0 | 0 | 0 | 0 | 0 | 0 | 0 | 0 | 0 | 0 | 0 | 0 | 0 | 0 | 0 | 0 | 0 | 0 | 0 | 0 | 0 | 0 | 0 | 0 | 0 | 0 | 0 | 0 | 0 | 0 | 0 | 0 | 0 | 0 | 0 | 0 | 0 | 0 | 0 | 0 | 0 | 0 | 0 | 0 | 0 | 0 | 0 | 0 | 0 | 0 | 0 | 0 | 0 | 0 | 0 | 0 | 0 | 0 | 0 | 0 | 0 | 0 | 0 | 0 | 0 | 0 | 0 | 0 | 0 | 0 | 0 | 0 | 0 | 0 | 0 | 0 | 0 | 0 | 0 | 0 | 0 | 0 | 0 | 0 | 0 | 0 | 0 | 0 | 0 | 0 | 0 | 0 | 0 | 0 | 0 | 0 | 0 | 0 | 0 | 0 | 0 | 0 | 0 | 0 | 0 | 0 | 0 | 0 | 0 | 0 | 0 | 0 | 0 | 0 | 0 | 0 | 0 | 0 | 0 | 0 | 0 | 0 | 0 | 0 | 0 | 0 | 0 | 0 | 0 | 0 | 0 | 0 | 0 | 0 | 0 | 0 | 0 | 0 | 0 | 0 | 0 | 0 | 0 | 0 | 0 | 0 | 0 | 0 | 0 | 0 | 0 | 0 | 0 | 0 | 0 | 0 | 0 | 0 | 0 | 0 | 0 | 0 | 0 | 0 | 0 | 0 | 0 | 0 | 0 | 0 | 0 | 0 | 0 | 0 | 0 | 0 | 0 | 0 | 0 | 0 | 0 | 0 | 0 | 0 | 0 | 0 | 0 | 0 | 0 | 0 | 0 | 0 | 0 | 0 | 0 | 0 | 0 | 0 | 0 | 0 | 0 | 0 | 0 | 0 | 0 | 0 | 0 | 0 | 0 | 0 | 0 | 0 | 0 | 0 | 0 | 0 | 0 | 0 | 0 | 0 | 0 | 0 | 0 | 0 | 0 | 0 | 0 | 0 | 0 | 0 | 0 | 0 | 0 | 0 | 0 | 0 | 0 | 0 | 0 | 0 | 0 | 0 | 0 | 0 | 0 | 0 | 0 | 0 | 0 | 0 | 0 | 0 | 0 | 0 | 0 | 0 | 0 | 0 | 0 | 0 | 0 | 0 | 0 | 0 | 0 | 0 | 0 | 0 | 0 | 0 | 0 | 0 | 0 | 0 | 0 | 0 | 0 | 0 | 0 | 0 | 0 | 0 | 0 | 0 | 0 | 0 | 0 | 0 | 0 | 0 | 0 | 0 | 0 | 0 | 0 | 0 | 0 | 0 | 0 | 0 | 0 | 0 | 0 | 0 | 0 | 0 | 0 | 0 | 0 | 0 | 0 | 0 | 0 | 0 | 0 | 0 | 0 | 0 | 0 | 0 | 0 | 0 | 0 | 0 | 0 | 0 | 0 | 0 | 0 | 0 | 0 | 0 | 0 | 0 | 0 | 0 | 0 | 0 | 0 | 0 | 0 | 0 | 0 | 0 | 0 | 0 | 0 | 0 | 0 | 0 | 0 | 0 | 0 | 0 | 0 | 0 | 0 | 0 | 0 | 0 | 0 | 0 | 0 | 0 | 0 | 0 | 0 | 0 | 0 | 0 | 0 | 0 | 0 | 0 | 0 | 0 | 0 | 0 | 0 | 0 | 0 | 0 | 0 | 0 | 0 | 0 | 0 | 0 | 0 | 0 | 0 | 110751.8776 | 110751.8776 | 110751.8776 | 110751.8776 | 110751.8776 | 110751.8776 | 110751.8776 | 110751.8776 | 110751.8776 | 110751.8776 | 110751.8776 | 110751.8776 | 110751.8776 | 110751.8776 | 110751.8776 | 110751.8776 | 110751.8776 | 110751.8776 | 110751.8776 | 110751.8776 | 69223.2564 | 69223.2564 | 69223.2564 | 69223.2564 | 69223.2564 | 69223.2564 | 69223.2564 | 69223.2564 | 69223.2564 | 69223.2564 | 69223.2564 | 69223.2564 | 69223.2564 | 69223.2564 | 69223.2564 | 69223.2564 | 69223.2564 | 69223.2564 | 69223.2564 | 69223.2564
WA_Industrial_Food Products_New_Space Heating_Natural Gas_HVAC - Duct Repair and Sealing_A | WA | Industrial | Food Products | New | Space Heating | Natural Gas | HVAC - Duct Repair and Sealing | A | IM44 | Poorly sealed/leaky ducts | 30% reduced duct leaking | 20 | 0.0036023 | 0 | 0 | 0 | 0 | 0 | 0 | 0 |  | sqft | 0% | 0% | Retrofit | RetroEven20 | 80.75% | TBD | 0.2% | 112.0167 |  | 70.8916 |  | 0 | MA TRM - 2019-2021 - COM-HVAC-DS | N/A | Building Energy Simulation Tool | Poorly sealed/leaky ducts | Poorly sealed/leaky ducts | Poorly sealed/leaky ducts | Poorly sealed/leaky ducts | Poorly sealed/leaky ducts | Poorly sealed/leaky ducts | Poorly sealed/leaky ducts | Poorly sealed/leaky ducts | Poorly sealed/leaky ducts | Poorly sealed/leaky ducts | Poorly sealed/leaky ducts | Poorly sealed/leaky ducts | Poorly sealed/leaky ducts | Poorly sealed/leaky ducts | Poorly sealed/leaky ducts | Poorly sealed/leaky ducts | Poorly sealed/leaky ducts | Poorly sealed/leaky ducts | Poorly sealed/leaky ducts | Poorly sealed/leaky ducts | Poorly sealed/leaky ducts | Poorly sealed/leaky ducts | 30% reduced duct leaking | 30% reduced duct leaking | 30% reduced duct leaking | 30% reduced duct leaking | 30% reduced duct leaking | 30% reduced duct leaking | 30% reduced duct leaking | 30% reduced duct leaking | 30% reduced duct leaking | 30% reduced duct leaking | 30% reduced duct leaking | 30% reduced duct leaking | 30% reduced duct leaking | 30% reduced duct leaking | 30% reduced duct leaking | 30% reduced duct leaking | 30% reduced duct leaking | 30% reduced duct leaking | 30% reduced duct leaking | 30% reduced duct leaking | 30% reduced duct leaking | 30% reduced duct leaking | 0 | 0 | 0 | 0 | 0 | 0 | 0 | 0 | 0 | 0 | 0 | 0 | 0 | 0 | 0 | 0 | 0 | 0 | 0 | 0 | 0 | 0 | 0 | 0 | 0.0035813 | 0.0033661 | 0.0032785 | 0.0032248 | 0.0031971 | 0.0031717 | 0.0031489 | 0.0031266 | 0.0031053 | 0.0030835 | 0.0030545 | 0.0030293 | 0.0030016 | 0.002997 | 0.0029916 | 0.0029856 | 0.0029855 | 0.0029839 | 0.0029872 | 0.0029879 | 0 | 0 | 0 | 0 | 0 | 0 | 0 | 0 | 0 | 0 | 0 | 0 | 0 | 0 | 0 | 0 | 0 | 0 | 0 | 0 | 0 | 0 | 0 | 0 | 0 | 0 | 0 | 0 | 0 | 0 | 0 | 0 | 0 | 0 | 0 | 0 | 0 | 0 | 0 | 0 | 0 | 0 | 0 | 0 | 0 | 0 | 0 | 0 | 0 | 0 | 0 | 0 | 0 | 0 | 0 | 0 | 0 | 0 | 0 | 0 | 0 | 0 | 0 | 0 | 0 | 0 | 0 | 0 | 0 | 0 | 0 | 0 | 0 | 0 | 0 | 0 | 0 | 0 | 0 | 0 | 0 | 0 | 0 | 0 | 0 | 0 | 0 | 0 | 0 | 0 | 0 | 0 | 0 | 0 | 0 | 0 | 0 | 0 | 0 | 0 | 0 | 0 | 0 | 0 | 0 | 0 | 0 | 0 | 0 | 0 | 0 | 0 | 0 | 0 | 0 | 0 | 0 | 0 | 0 | 0 | 0 | 0 | 0 | 0 | 0 | 0 | 0 | 0 | 0 | 0 | 0 | 0 | 0 | 0 | 0 | 0 | 0 | 0 | 0 | 0 | 0 | 0 | 0 | 0 | 0 | 0 | 0 | 0 | 0 | 0 | 0 | 0 | 0 | 0 | 0 | 0 | 0 | 0 | 0 | 0 | 0 | 0 | 0 | 0 | 0 | 0 | 0 | 0 | 0 | 0 | 0 | 0 | 0 | 0 | 0 | 0 | 0 | 0 | 0 | 0 | 0 | 0 | 0 | 0 | 0 | 0 | 0 | 0 | 0 | 0 | 0 | 0 | 0 | 0 | 0 | 0 | 0 | 0 | 0 | 0 | 0 | 0 | 0 | 0 | 0 | 0 | 0 | 0 | 0 | 0 | 0 | 0 | 0 | 0 | 0 | 0 | 0 | 0 | 0 | 0 | 0 | 0 | 0 | 0 | 0 | 0 | 0 | 0 | 0 | 0 | 0 | 0 | 0 | 0 | 0 | 0 | 0 | 0 | 0 | 0 | 0 | 0 | 0 | 0 | 0 | 0 | 0 | 0 | 0 | 0 | 0 | 0 | 0 | 0 | 0 | 0 | 0 | 0 | 0 | 0 | 0 | 0 | 0 | 0 | 0 | 0 | 0 | 0 | 0 | 0 | 0 | 0 | 0 | 0 | 0 | 0 | 0 | 0 | 0 | 0 | 0 | 0 | 0 | 0 | 0 | 0 | 0 | 0 | 0 | 0 | 0 | 0 | 0 | 0 | 0 | 0 | 0 | 0 | 0 | 0 | 0 | 0 | 0 | 0 | 0 | 0 | 0 | 0 | 0 | 0 | 0 | 0 | 0 | 0 | 0 | 0 | 0 | 0 | 0 | 0 | 0 | 0 | 0 | 0 | 0 | 0 | 0 | 0 | 0 | 0 | 0 | 0 | 0 | 0 | 0 | 0 | 0 | 0 | 0 | 0 | 0 | 0 | 0 | 0 | 0 | 0 | 0 | 0 | 0 | 0 | 0 | 0 | 0 | 0 | 0 | 0 | 0 | 0 | 0 | 0 | 0 | 0 | 0 | 0 | 0 | 0 | 0 | 0 | 0 | 0 | 0 | 0 | 0 | 0 | 0 | 0 | 0 | 0 | 0 | 0 | 0 | 0 | 0 | 0 | 0 | 0 | 0 | 0 | 0 | 0 | 0 | 0 | 0 | 0 | 0 | 0 | 0 | 0 | 0 | 0 | 0 | 0 | 0 | 0 | 0 | 0 | 0 | 0 | 0 | 0 | 0 | 0 | 0 | 0 | 0 | 0 | 0 | 0 | 0 | 0 | 0 | 0 | 0 | 0 | 0 | 0 | 0 | 0 | 0 | 0 | 0 | 0 | 0 | 0 | 0 | 0 | 0 | 0 | 0 | 0
WA_Industrial_Food Products_New_Space Heating_Natural Gas_Windows - High Efficiency_A | WA | Industrial | Food Products | New | Space Heating | Natural Gas | Windows - High Efficiency | A | IM45 | U-.5 or worse | U-.22 or better | 45 | 0.0073878 | 0 | 0 | 0 | 0 | 0 | 0 | 0 |  | sqft | 0% | 0% | Retrofit | Retro1Slow | 84.81% | TBD | 0.2% | 82.9217 |  | 44.355 |  | 0 | RTF Wkbk - ComWeatherizationSchool_v3_1 | N/A | Building Energy Simulation Tool | U-.5 or worse | U-.5 or worse | U-.5 or worse | U-.5 or worse | U-.5 or worse | U-.5 or worse | U-.5 or worse | U-.5 or worse | U-.5 or worse | U-.5 or worse | U-.5 or worse | U-.5 or worse | U-.5 or worse | U-.5 or worse | U-.5 or worse | U-.5 or worse | U-.5 or worse | U-.5 or worse | U-.5 or worse | U-.5 or worse | U-.5 or worse | U-.5 or worse | U-.22 or better | U-.22 or better | U-.22 or better | U-.22 or better | U-.22 or better | U-.22 or better | U-.22 or better | U-.22 or better | U-.22 or better | U-.22 or better | U-.22 or better | U-.22 or better | U-.22 or better | U-.22 or better | U-.22 or better | U-.22 or better | U-.22 or better | U-.22 or better | U-.22 or better | U-.22 or better | U-.22 or better | U-.22 or better | 0 | 0 | 0 | 0 | 0 | 0 | 0 | 0 | 0 | 0 | 0 | 0 | 0 | 0 | 0 | 0 | 0 | 0 | 0 | 0 | 0 | 0 | 0 | 0 | 0.007347 | 0.0069068 | 0.0067281 | 0.0066188 | 0.0065633 | 0.0065124 | 0.0064667 | 0.0064219 | 0.0063793 | 0.0063357 | 0.0062772 | 0.006226 | 0.0061699 | 0.0061611 | 0.0061503 | 0.0061383 | 0.0061386 | 0.0061357 | 0.0061426 | 0.0061444 | 0 | 0 | 0 | 0 | 0 | 0 | 0 | 0 | 0 | 0 | 0 | 0 | 0 | 0 | 0 | 0 | 0 | 0 | 0 | 0 | 0 | 0 | 0 | 0 | 0 | 0 | 0 | 0 | 0 | 0 | 0 | 0 | 0 | 0 | 0 | 0 | 0 | 0 | 0 | 0 | 0 | 0 | 0 | 0 | 0 | 0 | 0 | 0 | 0 | 0 | 0 | 0 | 0 | 0 | 0 | 0 | 0 | 0 | 0 | 0 | 0 | 0 | 0 | 0 | 0 | 0 | 0 | 0 | 0 | 0 | 0 | 0 | 0 | 0 | 0 | 0 | 0 | 0 | 0 | 0 | 0 | 0 | 0 | 0 | 0 | 0 | 0 | 0 | 0 | 0 | 0 | 0 | 0 | 0 | 0 | 0 | 0 | 0 | 0 | 0 | 0 | 0 | 0 | 0 | 0 | 0 | 0 | 0 | 0 | 0 | 0 | 0 | 0 | 0 | 0 | 0 | 0 | 0 | 0 | 0 | 0 | 0 | 0 | 0 | 0 | 0 | 0 | 0 | 0 | 0 | 0 | 0 | 0 | 0 | 0 | 0 | 0 | 0 | 0 | 0 | 0 | 0 | 0 | 0 | 0 | 0 | 0 | 0 | 0 | 0 | 0 | 0 | 0 | 0 | 0 | 0 | 0 | 0 | 0 | 0 | 0 | 0 | 0 | 0 | 0 | 0 | 0 | 0 | 0 | 0 | 0 | 0 | 0 | 0 | 0 | 0 | 0 | 0 | 0 | 0 | 0 | 0 | 0 | 0 | 0 | 0 | 0 | 0 | 0 | 0 | 0 | 0 | 0 | 0 | 0 | 0 | 0 | 0 | 0 | 0 | 0 | 0 | 0 | 0 | 0 | 0 | 0 | 0 | 0 | 0 | 0 | 0 | 0 | 0 | 0 | 0 | 0 | 0 | 0 | 0 | 0 | 0 | 0 | 0 | 0 | 0 | 0 | 0 | 0 | 0 | 0 | 0 | 0 | 0 | 0 | 0 | 0 | 0 | 0 | 0 | 0 | 0 | 0 | 0 | 0 | 0 | 0 | 0 | 0 | 0 | 0 | 0 | 0 | 0 | 0 | 0 | 0 | 0 | 0 | 0 | 0 | 0 | 0 | 0 | 0 | 0 | 0 | 0 | 0 | 0 | 0 | 0 | 0 | 0 | 0 | 0 | 0 | 0 | 0 | 0 | 0 | 0 | 0 | 0 | 0 | 0 | 0 | 0 | 0 | 0 | 0 | 0 | 0 | 0 | 0 | 0 | 0 | 0 | 0 | 0 | 0 | 0 | 0 | 0 | 0 | 0 | 0 | 0 | 0 | 0 | 0 | 0 | 0 | 0 | 0 | 0 | 0 | 0 | 0 | 0 | 0 | 0 | 0 | 0 | 0 | 0 | 0 | 0 | 0 | 0 | 0 | 0 | 0 | 0 | 0 | 0 | 0 | 0 | 0 | 0 | 0 | 0 | 0 | 0 | 0 | 0 | 0 | 0 | 0 | 0 | 0 | 0 | 0 | 0 | 0 | 0 | 0 | 0 | 0 | 0 | 0 | 0 | 0 | 0 | 0 | 0 | 0 | 0 | 0 | 0 | 0 | 0 | 0 | 0 | 0 | 0 | 0 | 0 | 0 | 0 | 0 | 0 | 0 | 0 | 0 | 0 | 0 | 0 | 0 | 0 | 0 | 0 | 0 | 0 | 0 | 0 | 0 | 0 | 0 | 0 | 0 | 0 | 0 | 0 | 0 | 0 | 0 | 0 | 0 | 0 | 0 | 0 | 0 | 0 | 0 | 0 | 0 | 0 | 0 | 0 | 0 | 0 | 0 | 0 | 0 | 0 | 0 | 0 | 0 | 0 | 0 | 0 | 0 | 0 | 0 | 0 | 0 | 0 | 0 | 0
WA_Industrial_Food Products_New_Space Heating_Natural Gas_Gas Boiler - Maintenance_A | WA | Industrial | Food Products | New | Space Heating | Natural Gas | Gas Boiler - Maintenance | A | IM46 | Degrade performance | General cleaning and maintenance | 3 | 0.90938 | 0 | 0 | 0.11 | 0 | 0 | 0 | 0.05435 |  | sqft | 5% | 10% | Retrofit | Retro20Fast | 65.82% | TBD | 0.2% | 25.0382 |  | 20.1066 |  | 0.00045398 | IL TRM - 4.3.10 - CI-HWE-DBTU-V01-180101 | IL TRM - 4.3.10 - CI-HWE-DBTU-V01-180101 | IL TRM - 4.3.10 - CI-HWE-DBTU-V01-180101 | Degrade performance | Degrade performance | Degrade performance | Degrade performance | Degrade performance | Degrade performance | Degrade performance | Degrade performance | Degrade performance | Degrade performance | Degrade performance | Degrade performance | Degrade performance | Degrade performance | Degrade performance | Degrade performance | Degrade performance | Degrade performance | Degrade performance | Degrade performance | Degrade performance | Degrade performance | General cleaning and maintenance | General cleaning and maintenance | General cleaning and maintenance | General cleaning and maintenance | General cleaning and maintenance | General cleaning and maintenance | General cleaning and maintenance | General cleaning and maintenance | General cleaning and maintenance | General cleaning and maintenance | General cleaning and maintenance | General cleaning and maintenance | General cleaning and maintenance | General cleaning and maintenance | General cleaning and maintenance | General cleaning and maintenance | General cleaning and maintenance | General cleaning and maintenance | General cleaning and maintenance | General cleaning and maintenance | General cleaning and maintenance | General cleaning and maintenance | 0.11 | 0.11 | 0.11 | 0.11 | 0.11 | 0.11 | 0.11 | 0.11 | 0.11 | 0.11 | 0.11 | 0.11 | 0.11 | 0.11 | 0.11 | 0.11 | 0.11 | 0.11 | 0.11 | 0.11 | 0.11 | 0.11 | 0 | 0 | 0.90635 | 0.85327 | 0.83251 | 0.82041 | 0.8157 | 0.81158 | 0.80847 | 0.80574 | 0.80408 | 0.80248 | 0.79924 | 0.79664 | 0.79387 | 0.79631 | 0.79776 | 0.79771 | 0.79922 | 0.79898 | 0.79935 | 0.79861 | 0.00053251 | 0.00061324 | 0.00059062 | 0.00060506 | 0.00060669 | 0.00060192 | 0.00059625 | 0.00059929 | 0.00059636 | 0.0010633 | 0.0011689 | 0.001156 | 0.0021038 | 0.0023291 | 0.0023153 | 0.004228 | 0.0046753 | 0.0046376 | 0.0085932 | 0.0093635 | 0.00053251 | 0.0011146 | 0.0016781 | 0.0017767 | 0.001787 | 0.0018041 | 0.0017972 | 0.0017911 | 0.0017874 | 0.0017839 | 0.0017767 | 0.0017709 | 0.0017647 | 0.0017701 | 0.0017734 | 0.0017733 | 0.0017766 | 0.0017761 | 0.0017769 | 0.0017753 | 0.58753 | 0.71869 | 0.70944 | 0.7375 | 0.74377 | 0.74167 | 0.7375 | 0.74377 | 0.74167 | 1.325 | 1.4625 | 1.4511 | 2.6501 | 2.9249 | 2.9022 | 5.3001 | 5.8499 | 5.8044 | 10.7502 | 11.7248 | 0.58753 | 1.3062 | 2.0157 | 2.1656 | 2.1907 | 2.2229 | 2.2229 | 2.2229 | 2.2229 | 2.2229 | 2.2229 | 2.2229 | 2.2229 | 2.2229 | 2.2229 | 2.2229 | 2.2229 | 2.2229 | 2.2229 | 2.2229 | 0.00045398 | 0.00054925 | 0.00053813 | 0.00055561 | 0.00055817 | 0.00055412 | 0.00054877 | 0.00055114 | 0.00054802 | 0.00097613 | 0.0010726 | 0.0010599 | 0.0019281 | 0.002121 | 0.002098 | 0.0038157 | 0.0042031 | 0.0041589 | 0.0076854 | 0.0083702 | 0.00045398 | 0.00099826 | 0.0015289 | 0.0016315 | 0.001644 | 0.0016608 | 0.0016541 | 0.0016472 | 0.0016425 | 0.0016376 | 0.0016303 | 0.0016237 | 0.0016173 | 0.001612 | 0.0016069 | 0.0016004 | 0.0015972 | 0.0015927 | 0.0015892 | 0.0015869 | 0.4994 | 0.61089 | 0.60303 | 0.62688 | 0.63221 | 0.63042 | 0.62688 | 0.63221 | 0.63042 | 1.1263 | 1.2431 | 1.2334 | 2.2526 | 2.4862 | 2.4669 | 4.5051 | 4.9724 | 4.9338 | 9.1377 | 9.9661 | 0.4994 | 1.1103 | 1.7133 | 1.8408 | 1.8621 | 1.8895 | 1.8895 | 1.8895 | 1.8895 | 1.8895 | 1.8895 | 1.8895 | 1.8895 | 1.8895 | 1.8895 | 1.8895 | 1.8895 | 1.8895 | 1.8895 | 1.8895 | 0.00045398 | 0.00054925 | 0.00053813 | 0.00055561 | 0.00055817 | 0.00055412 | 0.00054877 | 0.00055114 | 0.00054802 | 0.00097613 | 0.0010726 | 0.0010599 | 0.0019281 | 0.002121 | 0.002098 | 0.0038157 | 0.0042031 | 0.0041589 | 0.0076854 | 0.0083702 | 0.00045398 | 0.00099826 | 0.0015289 | 0.0016315 | 0.001644 | 0.0016608 | 0.0016541 | 0.0016472 | 0.0016425 | 0.0016376 | 0.0016303 | 0.0016237 | 0.0016173 | 0.001612 | 0.0016069 | 0.0016004 | 0.0015972 | 0.0015927 | 0.0015892 | 0.0015869 | 0.4994 | 0.61089 | 0.60303 | 0.62688 | 0.63221 | 0.63042 | 0.62688 | 0.63221 | 0.63042 | 1.1263 | 1.2431 | 1.2334 | 2.2526 | 2.4862 | 2.4669 | 4.5051 | 4.9724 | 4.9338 | 9.1377 | 9.9661 | 0.4994 | 1.1103 | 1.7133 | 1.8408 | 1.8621 | 1.8895 | 1.8895 | 1.8895 | 1.8895 | 1.8895 | 1.8895 | 1.8895 | 1.8895 | 1.8895 | 1.8895 | 1.8895 | 1.8895 | 1.8895 | 1.8895 | 1.8895 | 0.00045398 | 0.00054925 | 0.00053813 | 0.00055561 | 0.00055817 | 0.00055412 | 0.00054877 | 0.00055114 | 0.00054802 | 0.00097613 | 0.0010726 | 0.0010599 | 0.0019281 | 0.002121 | 0.002098 | 0.0038157 | 0.0042031 | 0.0041589 | 0.0076854 | 0.0083702 | 0.00045398 | 0.00099826 | 0.0015289 | 0.0016315 | 0.001644 | 0.0016608 | 0.0016541 | 0.0016472 | 0.0016425 | 0.0016376 | 0.0016303 | 0.0016237 | 0.0016173 | 0.001612 | 0.0016069 | 0.0016004 | 0.0015972 | 0.0015927 | 0.0015892 | 0.0015869 | 0.4994 | 0.61089 | 0.60303 | 0.62688 | 0.63221 | 0.63042 | 0.62688 | 0.63221 | 0.63042 | 1.1263 | 1.2431 | 1.2334 | 2.2526 | 2.4862 | 2.4669 | 4.5051 | 4.9724 | 4.9338 | 9.1377 | 9.9661 | 0.4994 | 1.1103 | 1.7133 | 1.8408 | 1.8621 | 1.8895 | 1.8895 | 1.8895 | 1.8895 | 1.8895 | 1.8895 | 1.8895 | 1.8895 | 1.8895 | 1.8895 | 1.8895 | 1.8895 | 1.8895 | 1.8895 | 1.8895 | 0.00045398 | 0.00054925 | 0.00053813 | 0.00055561 | 0.00055817 | 0.00055412 | 0.00054877 | 0.00055114 | 0.00054802 | 0.00097613 | 0.0010726 | 0.0010599 | 0.0019281 | 0.002121 | 0.002098 | 0.0038157 | 0.0042031 | 0.0041589 | 0.0076854 | 0.0083702 | 0.00045398 | 0.00099826 | 0.0015289 | 0.0016315 | 0.001644 | 0.0016608 | 0.0016541 | 0.0016472 | 0.0016425 | 0.0016376 | 0.0016303 | 0.0016237 | 0.0016173 | 0.001612 | 0.0016069 | 0.0016004 | 0.0015972 | 0.0015927 | 0.0015892 | 0.0015869 | 0.4994 | 0.61089 | 0.60303 | 0.62688 | 0.63221 | 0.63042 | 0.62688 | 0.63221 | 0.63042 | 1.1263 | 1.2431 | 1.2334 | 2.2526 | 2.4862 | 2.4669 | 4.5051 | 4.9724 | 4.9338 | 9.1377 | 9.9661 | 0.4994 | 1.1103 | 1.7133 | 1.8408 | 1.8621 | 1.8895 | 1.8895 | 1.8895 | 1.8895 | 1.8895 | 1.8895 | 1.8895 | 1.8895 | 1.8895 | 1.8895 | 1.8895 | 1.8895 | 1.8895 | 1.8895 | 1.8895 | 1.1384 | 1.1384 | 1.1384 | 1.1384 | 1.1384 | 1.1384 | 1.1384 | 1.1384 | 1.1384 | 1.1384 | 1.1384 | 1.1384 | 1.1384 | 1.1384 | 1.1384 | 1.1384 | 1.1384 | 1.1384 | 1.1384 | 1.1384 | 0.91421 | 0.91421 | 0.91421 | 0.91421 | 0.91421 | 0.91421 | 0.91421 | 0.91421 | 0.91421 | 0.91421 | 0.91421 | 0.91421 | 0.91421 | 0.91421 | 0.91421 | 0.91421 | 0.91421 | 0.91421 | 0.91421 | 0.91421
WA_Industrial_Food Products_New_Process_Natural Gas_Gas Boiler - Maintenance_A | WA | Industrial | Food Products | New | Process | Natural Gas | Gas Boiler - Maintenance | A | IM47 | Degrade performance | General cleaning and maintenance | 3 | 34.75 | 0 | 0 | 0.11 | 0 | 0 | 0 | 0.05435 |  | sqft | 5% | 10% | Retrofit | Retro20Fast | 65.82% | TBD | 0.2% | 25.0382 |  | 20.1066 |  | 0.04138 | IL TRM - 4.3.10 - CI-HWE-DBTU-V01-180101 | IL TRM - 4.3.10 - CI-HWE-DBTU-V01-180101 | IL TRM - 4.3.10 - CI-HWE-DBTU-V01-180101 | Degrade performance | Degrade performance | Degrade performance | Degrade performance | Degrade performance | Degrade performance | Degrade performance | Degrade performance | Degrade performance | Degrade performance | Degrade performance | Degrade performance | Degrade performance | Degrade performance | Degrade performance | Degrade performance | Degrade performance | Degrade performance | Degrade performance | Degrade performance | Degrade performance | Degrade performance | General cleaning and maintenance | General cleaning and maintenance | General cleaning and maintenance | General cleaning and maintenance | General cleaning and maintenance | General cleaning and maintenance | General cleaning and maintenance | General cleaning and maintenance | General cleaning and maintenance | General cleaning and maintenance | General cleaning and maintenance | General cleaning and maintenance | General cleaning and maintenance | General cleaning and maintenance | General cleaning and maintenance | General cleaning and maintenance | General cleaning and maintenance | General cleaning and maintenance | General cleaning and maintenance | General cleaning and maintenance | General cleaning and maintenance | General cleaning and maintenance | 0.11 | 0.11 | 0.11 | 0.11 | 0.11 | 0.11 | 0.11 | 0.11 | 0.11 | 0.11 | 0.11 | 0.11 | 0.11 | 0.11 | 0.11 | 0.11 | 0.11 | 0.11 | 0.11 | 0.11 | 0.11 | 0.11 | 0 | 0 | 34.75 | 34.75 | 34.75 | 34.75 | 34.75 | 34.75 | 34.75 | 34.75 | 34.75 | 34.75 | 34.75 | 34.75 | 34.75 | 34.75 | 34.75 | 34.75 | 34.75 | 34.75 | 34.75 | 34.75 | 0.048682 | 0.05955 | 0.058784 | 0.061109 | 0.061629 | 0.061454 | 0.061109 | 0.061629 | 0.061454 | 0.10979 | 0.12118 | 0.12024 | 0.21958 | 0.24236 | 0.24048 | 0.43917 | 0.48472 | 0.48095 | 0.89076 | 0.97151 | 0.048682 | 0.10823 | 0.16702 | 0.17944 | 0.18152 | 0.18419 | 0.18419 | 0.18419 | 0.18419 | 0.18419 | 0.18419 | 0.18419 | 0.18419 | 0.18419 | 0.18419 | 0.18419 | 0.18419 | 0.18419 | 0.18419 | 0.18419 | 1.4009 | 1.7137 | 1.6916 | 1.7585 | 1.7735 | 1.7685 | 1.7585 | 1.7735 | 1.7685 | 3.1595 | 3.4872 | 3.4601 | 6.3189 | 6.9743 | 6.9202 | 12.6379 | 13.9487 | 13.8404 | 25.6334 | 27.9571 | 1.4009 | 3.1146 | 4.8062 | 5.1638 | 5.2237 | 5.3005 | 5.3005 | 5.3005 | 5.3005 | 5.3005 | 5.3005 | 5.3005 | 5.3005 | 5.3005 | 5.3005 | 5.3005 | 5.3005 | 5.3005 | 5.3005 | 5.3005 | 0.04138 | 0.050618 | 0.049967 | 0.051943 | 0.052384 | 0.052236 | 0.051943 | 0.052384 | 0.052236 | 0.093323 | 0.103 | 0.1022 | 0.18665 | 0.206 | 0.2044 | 0.37329 | 0.41201 | 0.40881 | 0.75714 | 0.82578 | 0.04138 | 0.091998 | 0.14196 | 0.15253 | 0.15429 | 0.15656 | 0.15656 | 0.15656 | 0.15656 | 0.15656 | 0.15656 | 0.15656 | 0.15656 | 0.15656 | 0.15656 | 0.15656 | 0.15656 | 0.15656 | 0.15656 | 0.15656 | 1.1908 | 1.4566 | 1.4379 | 1.4948 | 1.5075 | 1.5032 | 1.4948 | 1.5075 | 1.5032 | 2.6855 | 2.9641 | 2.9411 | 5.3711 | 5.9282 | 5.8822 | 10.7422 | 11.8564 | 11.7643 | 21.7884 | 23.7636 | 1.1908 | 2.6474 | 4.0853 | 4.3893 | 4.4401 | 4.5054 | 4.5054 | 4.5054 | 4.5054 | 4.5054 | 4.5054 | 4.5054 | 4.5054 | 4.5054 | 4.5054 | 4.5054 | 4.5054 | 4.5054 | 4.5054 | 4.5054 | 0.04138 | 0.050618 | 0.049967 | 0.051943 | 0.052384 | 0.052236 | 0.051943 | 0.052384 | 0.052236 | 0.093323 | 0.103 | 0.1022 | 0.18665 | 0.206 | 0.2044 | 0.37329 | 0.41201 | 0.40881 | 0.75714 | 0.82578 | 0.04138 | 0.091998 | 0.14196 | 0.15253 | 0.15429 | 0.15656 | 0.15656 | 0.15656 | 0.15656 | 0.15656 | 0.15656 | 0.15656 | 0.15656 | 0.15656 | 0.15656 | 0.15656 | 0.15656 | 0.15656 | 0.15656 | 0.15656 | 1.1908 | 1.4566 | 1.4379 | 1.4948 | 1.5075 | 1.5032 | 1.4948 | 1.5075 | 1.5032 | 2.6855 | 2.9641 | 2.9411 | 5.3711 | 5.9282 | 5.8822 | 10.7422 | 11.8564 | 11.7643 | 21.7884 | 23.7636 | 1.1908 | 2.6474 | 4.0853 | 4.3893 | 4.4401 | 4.5054 | 4.5054 | 4.5054 | 4.5054 | 4.5054 | 4.5054 | 4.5054 | 4.5054 | 4.5054 | 4.5054 | 4.5054 | 4.5054 | 4.5054 | 4.5054 | 4.5054 | 0.04138 | 0.050618 | 0.049967 | 0.051943 | 0.052384 | 0.052236 | 0.051943 | 0.052384 | 0.052236 | 0.093323 | 0.103 | 0.1022 | 0.18665 | 0.206 | 0.2044 | 0.37329 | 0.41201 | 0.40881 | 0.75714 | 0.82578 | 0.04138 | 0.091998 | 0.14196 | 0.15253 | 0.15429 | 0.15656 | 0.15656 | 0.15656 | 0.15656 | 0.15656 | 0.15656 | 0.15656 | 0.15656 | 0.15656 | 0.15656 | 0.15656 | 0.15656 | 0.15656 | 0.15656 | 0.15656 | 1.1908 | 1.4566 | 1.4379 | 1.4948 | 1.5075 | 1.5032 | 1.4948 | 1.5075 | 1.5032 | 2.6855 | 2.9641 | 2.9411 | 5.3711 | 5.9282 | 5.8822 | 10.7422 | 11.8564 | 11.7643 | 21.7884 | 23.7636 | 1.1908 | 2.6474 | 4.0853 | 4.3893 | 4.4401 | 4.5054 | 4.5054 | 4.5054 | 4.5054 | 4.5054 | 4.5054 | 4.5054 | 4.5054 | 4.5054 | 4.5054 | 4.5054 | 4.5054 | 4.5054 | 4.5054 | 4.5054 | 0.04138 | 0.050618 | 0.049967 | 0.051943 | 0.052384 | 0.052236 | 0.051943 | 0.052384 | 0.052236 | 0.093323 | 0.103 | 0.1022 | 0.18665 | 0.206 | 0.2044 | 0.37329 | 0.41201 | 0.40881 | 0.75714 | 0.82578 | 0.04138 | 0.091998 | 0.14196 | 0.15253 | 0.15429 | 0.15656 | 0.15656 | 0.15656 | 0.15656 | 0.15656 | 0.15656 | 0.15656 | 0.15656 | 0.15656 | 0.15656 | 0.15656 | 0.15656 | 0.15656 | 0.15656 | 0.15656 | 1.1908 | 1.4566 | 1.4379 | 1.4948 | 1.5075 | 1.5032 | 1.4948 | 1.5075 | 1.5032 | 2.6855 | 2.9641 | 2.9411 | 5.3711 | 5.9282 | 5.8822 | 10.7422 | 11.8564 | 11.7643 | 21.7884 | 23.7636 | 1.1908 | 2.6474 | 4.0853 | 4.3893 | 4.4401 | 4.5054 | 4.5054 | 4.5054 | 4.5054 | 4.5054 | 4.5054 | 4.5054 | 4.5054 | 4.5054 | 4.5054 | 4.5054 | 4.5054 | 4.5054 | 4.5054 | 4.5054 | 1.1384 | 1.1384 | 1.1384 | 1.1384 | 1.1384 | 1.1384 | 1.1384 | 1.1384 | 1.1384 | 1.1384 | 1.1384 | 1.1384 | 1.1384 | 1.1384 | 1.1384 | 1.1384 | 1.1384 | 1.1384 | 1.1384 | 1.1384 | 0.91421 | 0.91421 | 0.91421 | 0.91421 | 0.91421 | 0.91421 | 0.91421 | 0.91421 | 0.91421 | 0.91421 | 0.91421 | 0.91421 | 0.91421 | 0.91421 | 0.91421 | 0.91421 | 0.91421 | 0.91421 | 0.91421 | 0.91421
WA_Industrial_Food Products_New_Space Heating_Natural Gas_Gas Furnace - Maintenance_A | WA | Industrial | Food Products | New | Space Heating | Natural Gas | Gas Furnace - Maintenance | A | IM48 | Degrade performance | General cleaning and maintenance | 3 | 0.0083129 | 0 | 0 | 0.02 | 0 | 0 | 0 | 0.0091 |  | sqft | 5% | 10% | Retrofit | Retro20Fast | 65.82% | TBD | 0.2% | 453.6702 |  | 364.3135 |  | 3.3097e-06 | IL TRM - 4.4.31 - CI-HVC-FTUN-V03-200101 | MN TRM 3.1 - Forced-Air Heating Maintenance v2.0 | MN TRM v3.1 - Forced-Air Heating Maintenance | Degrade performance | Degrade performance | Degrade performance | Degrade performance | Degrade performance | Degrade performance | Degrade performance | Degrade performance | Degrade performance | Degrade performance | Degrade performance | Degrade performance | Degrade performance | Degrade performance | Degrade performance | Degrade performance | Degrade performance | Degrade performance | Degrade performance | Degrade performance | Degrade performance | Degrade performance | General cleaning and maintenance | General cleaning and maintenance | General cleaning and maintenance | General cleaning and maintenance | General cleaning and maintenance | General cleaning and maintenance | General cleaning and maintenance | General cleaning and maintenance | General cleaning and maintenance | General cleaning and maintenance | General cleaning and maintenance | General cleaning and maintenance | General cleaning and maintenance | General cleaning and maintenance | General cleaning and maintenance | General cleaning and maintenance | General cleaning and maintenance | General cleaning and maintenance | General cleaning and maintenance | General cleaning and maintenance | General cleaning and maintenance | General cleaning and maintenance | 0.02 | 0.02 | 0.02 | 0.02 | 0.02 | 0.02 | 0.02 | 0.02 | 0.02 | 0.02 | 0.02 | 0.02 | 0.02 | 0.02 | 0.02 | 0.02 | 0.02 | 0.02 | 0.02 | 0.02 | 0.02 | 0.02 | 0 | 0 | 0.0082811 | 0.0077939 | 0.0076021 | 0.0074897 | 0.0074439 | 0.0074036 | 0.0073724 | 0.0073447 | 0.007326 | 0.007308 | 0.0072752 | 0.0072487 | 0.0072202 | 0.0072399 | 0.0072513 | 0.0072504 | 0.0072628 | 0.00726 | 0.0072629 | 0.0072556 | 3.8818e-06 | 4.4691e-06 | 4.303e-06 | 4.4071e-06 | 4.4173e-06 | 4.381e-06 | 4.3381e-06 | 4.3585e-06 | 4.3351e-06 | 7.7259e-06 | 8.4889e-06 | 8.3923e-06 | 1.5266e-05 | 1.6896e-05 | 1.6791e-05 | 3.066e-05 | 3.3898e-05 | 3.3622e-05 | 6.2294e-05 | 6.7874e-05 | 3.8818e-06 | 8.1226e-06 | 1.2226e-05 | 1.2941e-05 | 1.3011e-05 | 1.3131e-05 | 1.3076e-05 | 1.3026e-05 | 1.2993e-05 | 1.2961e-05 | 1.2903e-05 | 1.2856e-05 | 1.2806e-05 | 1.2841e-05 | 1.2861e-05 | 1.2859e-05 | 1.2881e-05 | 1.2876e-05 | 1.2881e-05 | 1.2868e-05 | 0.46876 | 0.57341 | 0.56603 | 0.58842 | 0.59342 | 0.59174 | 0.58842 | 0.59342 | 0.59174 | 1.0572 | 1.1668 | 1.1578 | 2.1144 | 2.3337 | 2.3155 | 4.2287 | 4.6673 | 4.6311 | 8.5771 | 9.3546 | 0.46876 | 1.0422 | 1.6082 | 1.7279 | 1.7479 | 1.7736 | 1.7736 | 1.7736 | 1.7736 | 1.7736 | 1.7736 | 1.7736 | 1.7736 | 1.7736 | 1.7736 | 1.7736 | 1.7736 | 1.7736 | 1.7736 | 1.7736 | 3.3097e-06 | 4.0032e-06 | 3.9213e-06 | 4.0478e-06 | 4.0651e-06 | 4.0344e-06 | 3.9941e-06 | 4.01e-06 | 3.9857e-06 | 7.0965e-06 | 7.7945e-06 | 7.7e-06 | 1.4002e-05 | 1.5398e-05 | 1.5228e-05 | 2.7694e-05 | 3.0501e-05 | 3.0178e-05 | 5.5764e-05 | 6.0729e-05 | 3.3097e-06 | 7.2758e-06 | 1.1141e-05 | 1.1886e-05 | 1.1973e-05 | 1.2092e-05 | 1.2039e-05 | 1.1985e-05 | 1.1946e-05 | 1.1905e-05 | 1.1848e-05 | 1.1796e-05 | 1.1745e-05 | 1.1703e-05 | 1.1664e-05 | 1.1615e-05 | 1.1591e-05 | 1.1557e-05 | 1.1531e-05 | 1.1514e-05 | 0.39845 | 0.4874 | 0.48113 | 0.50016 | 0.50441 | 0.50298 | 0.50016 | 0.50441 | 0.50298 | 0.8986 | 0.9918 | 0.98411 | 1.7972 | 1.9836 | 1.9682 | 3.5944 | 3.9672 | 3.9364 | 7.2905 | 7.9515 | 0.39845 | 0.88584 | 1.367 | 1.4687 | 1.4857 | 1.5075 | 1.5075 | 1.5075 | 1.5075 | 1.5075 | 1.5075 | 1.5075 | 1.5075 | 1.5075 | 1.5075 | 1.5075 | 1.5075 | 1.5075 | 1.5075 | 1.5075 | 0 | 0 | 0 | 0 | 0 | 0 | 0 | 0 | 0 | 0 | 0 | 0 | 0 | 0 | 0 | 0 | 0 | 0 | 0 | 0 | 0 | 0 | 0 | 0 | 0 | 0 | 0 | 0 | 0 | 0 | 0 | 0 | 0 | 0 | 0 | 0 | 0 | 0 | 0 | 0 | 0 | 0 | 0 | 0 | 0 | 0 | 0 | 0 | 0 | 0 | 0 | 0 | 0 | 0 | 0 | 0 | 0 | 0 | 0 | 0 | 0 | 0 | 0 | 0 | 0 | 0 | 0 | 0 | 0 | 0 | 0 | 0 | 0 | 0 | 0 | 0 | 0 | 0 | 0 | 0 | 3.3097e-06 | 4.0032e-06 | 3.9213e-06 | 4.0478e-06 | 4.0651e-06 | 4.0344e-06 | 3.9941e-06 | 4.01e-06 | 3.9857e-06 | 7.0965e-06 | 7.7945e-06 | 7.7e-06 | 1.4002e-05 | 1.5398e-05 | 1.5228e-05 | 2.7694e-05 | 3.0501e-05 | 3.0178e-05 | 5.5764e-05 | 6.0729e-05 | 3.3097e-06 | 7.2758e-06 | 1.1141e-05 | 1.1886e-05 | 1.1973e-05 | 1.2092e-05 | 1.2039e-05 | 1.1985e-05 | 1.1946e-05 | 1.1905e-05 | 1.1848e-05 | 1.1796e-05 | 1.1745e-05 | 1.1703e-05 | 1.1664e-05 | 1.1615e-05 | 1.1591e-05 | 1.1557e-05 | 1.1531e-05 | 1.1514e-05 | 0.39845 | 0.4874 | 0.48113 | 0.50016 | 0.50441 | 0.50298 | 0.50016 | 0.50441 | 0.50298 | 0.8986 | 0.9918 | 0.98411 | 1.7972 | 1.9836 | 1.9682 | 3.5944 | 3.9672 | 3.9364 | 7.2905 | 7.9515 | 0.39845 | 0.88584 | 1.367 | 1.4687 | 1.4857 | 1.5075 | 1.5075 | 1.5075 | 1.5075 | 1.5075 | 1.5075 | 1.5075 | 1.5075 | 1.5075 | 1.5075 | 1.5075 | 1.5075 | 1.5075 | 1.5075 | 1.5075 | 0 | 0 | 0 | 0 | 0 | 0 | 0 | 0 | 0 | 0 | 0 | 0 | 0 | 0 | 0 | 0 | 0 | 0 | 0 | 0 | 0 | 0 | 0 | 0 | 0 | 0 | 0 | 0 | 0 | 0 | 0 | 0 | 0 | 0 | 0 | 0 | 0 | 0 | 0 | 0 | 0 | 0 | 0 | 0 | 0 | 0 | 0 | 0 | 0 | 0 | 0 | 0 | 0 | 0 | 0 | 0 | 0 | 0 | 0 | 0 | 0 | 0 | 0 | 0 | 0 | 0 | 0 | 0 | 0 | 0 | 0 | 0 | 0 | 0 | 0 | 0 | 0 | 0 | 0 | 0 | 887.9099 | 887.9099 | 887.9099 | 887.9099 | 887.9099 | 887.9099 | 887.9099 | 887.9099 | 887.9099 | 887.9099 | 887.9099 | 887.9099 | 887.9099 | 887.9099 | 887.9099 | 887.9099 | 887.9099 | 887.9099 | 887.9099 | 887.9099 | 713.0235 | 713.0235 | 713.0235 | 713.0235 | 713.0235 | 713.0235 | 713.0235 | 713.0235 | 713.0235 | 713.0235 | 713.0235 | 713.0235 | 713.0235 | 713.0235 | 713.0235 | 713.0235 | 713.0235 | 713.0235 | 713.0235 | 713.0235
WA_Industrial_Food Products_New_Space Heating_Natural Gas_Gas Boiler - Hot Water Reset_A | WA | Industrial | Food Products | New | Space Heating | Natural Gas | Gas Boiler - Hot Water Reset | A | IM49 | No control | Reset control installed | 16 | 3.3068 | 0 | 0 | 132.62 | 0 | 0 | 0 | 66.3111 |  | sqft | 20% | 45% | Retrofit | Retro5Med | 81.71% | TBD | 0.2% | 205.0438 |  | 134.6393 |  | 0.0016026 | IL TRM - 4.4.4 - CI-HVC-BLRC-V04-210101 | IL TRM - 4.4.4 - CI-HVC-BLRC-V04-210101 | IL TRM - 4.4.4 - CI-HVC-BLRC-V04-210101 | No control | No control | No control | No control | No control | No control | No control | No control | No control | No control | No control | No control | No control | No control | No control | No control | No control | No control | No control | No control | No control | No control | Reset control installed | Reset control installed | Reset control installed | Reset control installed | Reset control installed | Reset control installed | Reset control installed | Reset control installed | Reset control installed | Reset control installed | Reset control installed | Reset control installed | Reset control installed | Reset control installed | Reset control installed | Reset control installed | Reset control installed | Reset control installed | Reset control installed | Reset control installed | Reset control installed | Reset control installed | 132.62 | 132.62 | 132.62 | 132.62 | 132.62 | 132.62 | 132.62 | 132.62 | 132.62 | 132.62 | 132.62 | 132.62 | 132.62 | 132.62 | 132.62 | 132.62 | 132.62 | 132.62 | 132.62 | 132.62 | 132.62 | 132.62 | 0 | 0 | 3.291 | 3.0956 | 3.0179 | 2.9719 | 2.9518 | 2.9349 | 2.9219 | 2.9105 | 2.9027 | 2.8954 | 2.8822 | 2.8716 | 2.86 | 2.8677 | 2.8721 | 2.872 | 2.8772 | 2.8766 | 2.8783 | 2.8758 | 0.0018794 | 0.0037881 | 0.006444 | 0.0098329 | 0.012823 | 0.017176 | 0.021207 | 0.024384 | 0.024879 | 0.023266 | 0.019393 | 0.013913 | 0.0084873 | 0.0043565 | 0.0019557 | 0.00075756 | 0.0016431 | 0.0035201 | 0.0061458 | 0.0095149 | 0.0018794 | 0.0055559 | 0.01186 | 0.021513 | 0.03419 | 0.05117 | 0.072149 | 0.096253 | 0.12087 | 0.14383 | 0.16257 | 0.17589 | 0.18367 | 0.18852 | 0.19076 | 0.19151 | 0.19186 | 0.19182 | 0.19193 | 0.19177 | 0.57106 | 1.2237 | 2.1353 | 3.3086 | 4.3439 | 5.8523 | 7.2581 | 8.3777 | 8.5709 | 8.0357 | 6.7286 | 4.8449 | 2.9675 | 1.5192 | 0.68091 | 0.26377 | 0.57106 | 1.2237 | 2.1353 | 3.3086 | 0.57106 | 1.7947 | 3.93 | 7.2386 | 11.5825 | 17.4348 | 24.693 | 33.0707 | 41.6416 | 49.6773 | 56.406 | 61.2509 | 64.2184 | 65.7376 | 66.4185 | 66.6823 | 66.6823 | 66.6823 | 66.6823 | 66.6823 | 0.0016026 | 0.003394 | 0.0058741 | 0.0090346 | 0.011806 | 0.015825 | 0.019537 | 0.022447 | 0.022888 | 0.021384 | 0.017818 | 0.012773 | 0.0077893 | 0.003973 | 0.0017748 | 0.00068471 | 0.0014794 | 0.0031615 | 0.0055047 | 0.008518 | 0.0016026 | 0.0049779 | 0.010811 | 0.019766 | 0.031478 | 0.047145 | 0.066465 | 0.088608 | 0.1112 | 0.1322 | 0.14936 | 0.16148 | 0.16856 | 0.17192 | 0.17312 | 0.1731 | 0.17274 | 0.17228 | 0.17191 | 0.17167 | 0.4854 | 1.0401 | 1.815 | 2.8123 | 3.6924 | 4.9745 | 6.1694 | 7.1211 | 7.2853 | 6.8303 | 5.7193 | 4.1182 | 2.5224 | 1.2913 | 0.57878 | 0.22421 | 0.4854 | 1.0401 | 1.815 | 2.8123 | 0.4854 | 1.5255 | 3.3405 | 6.1528 | 9.8452 | 14.8196 | 20.989 | 28.1101 | 35.3954 | 42.2257 | 47.9451 | 52.0632 | 54.5856 | 55.8769 | 56.4557 | 56.6799 | 56.6799 | 56.6799 | 56.6799 | 56.6799 | 0.0016026 | 0.003394 | 0.0058741 | 0.0090346 | 0.011806 | 0.015825 | 0.019537 | 0.022447 | 0.022888 | 0.021384 | 0.017818 | 0.012773 | 0.0077893 | 0.003973 | 0.0017748 | 0.00068471 | 0.0014794 | 0.0031615 | 0.0055047 | 0.008518 | 0.0016026 | 0.0049779 | 0.010811 | 0.019766 | 0.031478 | 0.047145 | 0.066465 | 0.088608 | 0.1112 | 0.1322 | 0.14936 | 0.16148 | 0.16856 | 0.17192 | 0.17312 | 0.1731 | 0.17274 | 0.17228 | 0.17191 | 0.17167 | 0.4854 | 1.0401 | 1.815 | 2.8123 | 3.6924 | 4.9745 | 6.1694 | 7.1211 | 7.2853 | 6.8303 | 5.7193 | 4.1182 | 2.5224 | 1.2913 | 0.57878 | 0.22421 | 0.4854 | 1.0401 | 1.815 | 2.8123 | 0.4854 | 1.5255 | 3.3405 | 6.1528 | 9.8452 | 14.8196 | 20.989 | 28.1101 | 35.3954 | 42.2257 | 47.9451 | 52.0632 | 54.5856 | 55.8769 | 56.4557 | 56.6799 | 56.6799 | 56.6799 | 56.6799 | 56.6799 | 0.0016026 | 0.003394 | 0.0058741 | 0.0090346 | 0.011806 | 0.015825 | 0.019537 | 0.022447 | 0.022888 | 0.021384 | 0.017818 | 0.012773 | 0.0077893 | 0.003973 | 0.0017748 | 0.00068471 | 0.0014794 | 0.0031615 | 0.0055047 | 0.008518 | 0.0016026 | 0.0049779 | 0.010811 | 0.019766 | 0.031478 | 0.047145 | 0.066465 | 0.088608 | 0.1112 | 0.1322 | 0.14936 | 0.16148 | 0.16856 | 0.17192 | 0.17312 | 0.1731 | 0.17274 | 0.17228 | 0.17191 | 0.17167 | 0.4854 | 1.0401 | 1.815 | 2.8123 | 3.6924 | 4.9745 | 6.1694 | 7.1211 | 7.2853 | 6.8303 | 5.7193 | 4.1182 | 2.5224 | 1.2913 | 0.57878 | 0.22421 | 0.4854 | 1.0401 | 1.815 | 2.8123 | 0.4854 | 1.5255 | 3.3405 | 6.1528 | 9.8452 | 14.8196 | 20.989 | 28.1101 | 35.3954 | 42.2257 | 47.9451 | 52.0632 | 54.5856 | 55.8769 | 56.4557 | 56.6799 | 56.6799 | 56.6799 | 56.6799 | 56.6799 | 0.0016026 | 0.003394 | 0.0058741 | 0.0090346 | 0.011806 | 0.015825 | 0.019537 | 0.022447 | 0.022888 | 0.021384 | 0.017818 | 0.012773 | 0.0077893 | 0.003973 | 0.0017748 | 0.00068471 | 0.0014794 | 0.0031615 | 0.0055047 | 0.008518 | 0.0016026 | 0.0049779 | 0.010811 | 0.019766 | 0.031478 | 0.047145 | 0.066465 | 0.088608 | 0.1112 | 0.1322 | 0.14936 | 0.16148 | 0.16856 | 0.17192 | 0.17312 | 0.1731 | 0.17274 | 0.17228 | 0.17191 | 0.17167 | 0.4854 | 1.0401 | 1.815 | 2.8123 | 3.6924 | 4.9745 | 6.1694 | 7.1211 | 7.2853 | 6.8303 | 5.7193 | 4.1182 | 2.5224 | 1.2913 | 0.57878 | 0.22421 | 0.4854 | 1.0401 | 1.815 | 2.8123 | 0.4854 | 1.5255 | 3.3405 | 6.1528 | 9.8452 | 14.8196 | 20.989 | 28.1101 | 35.3954 | 42.2257 | 47.9451 | 52.0632 | 54.5856 | 55.8769 | 56.4557 | 56.6799 | 56.6799 | 56.6799 | 56.6799 | 56.6799 | 207.3786 | 207.3786 | 207.3786 | 207.3786 | 207.3786 | 207.3786 | 207.3786 | 207.3786 | 207.3786 | 207.3786 | 207.3786 | 207.3786 | 207.3786 | 207.3786 | 207.3786 | 207.3786 | 207.3786 | 207.3786 | 207.3786 | 207.3786 | 136.1724 | 136.1724 | 136.1724 | 136.1724 | 136.1724 | 136.1724 | 136.1724 | 136.1724 | 136.1724 | 136.1724 | 136.1724 | 136.1724 | 136.1724 | 136.1724 | 136.1724 | 136.1724 | 136.1724 | 136.1724 | 136.1724 | 136.1724
WA_Industrial_Food Products_New_Process_Natural Gas_Gas Boiler - Hot Water Reset_A | WA | Industrial | Food Products | New | Process | Natural Gas | Gas Boiler - Hot Water Reset | A | IM50 | No control | Reset control installed | 16 | 63.1817 | 0 | 0 | 132.62 | 0 | 0 | 0 | 66.3111 |  | sqft | 20% | 45% | Retrofit | Retro5Med | 81.71% | TBD | 0.2% | 205.0438 |  | 134.6393 |  | 0.073059 | IL TRM - 4.4.4 - CI-HVC-BLRC-V04-210101 | IL TRM - 4.4.4 - CI-HVC-BLRC-V04-210101 | XCEL CO 2019-2020 DSM Plan | No control | No control | No control | No control | No control | No control | No control | No control | No control | No control | No control | No control | No control | No control | No control | No control | No control | No control | No control | No control | No control | No control | Reset control installed | Reset control installed | Reset control installed | Reset control installed | Reset control installed | Reset control installed | Reset control installed | Reset control installed | Reset control installed | Reset control installed | Reset control installed | Reset control installed | Reset control installed | Reset control installed | Reset control installed | Reset control installed | Reset control installed | Reset control installed | Reset control installed | Reset control installed | Reset control installed | Reset control installed | 132.62 | 132.62 | 132.62 | 132.62 | 132.62 | 132.62 | 132.62 | 132.62 | 132.62 | 132.62 | 132.62 | 132.62 | 132.62 | 132.62 | 132.62 | 132.62 | 132.62 | 132.62 | 132.62 | 132.62 | 132.62 | 132.62 | 0 | 0 | 63.1119 | 63.0744 | 63.0408 | 63.0139 | 62.9739 | 62.953 | 62.9382 | 62.9303 | 62.9201 | 62.9134 | 62.9075 | 62.9049 | 62.8977 | 62.8944 | 62.8923 | 62.8994 | 62.906 | 62.9183 | 62.9295 | 62.9398 | 0.085938 | 0.18404 | 0.32097 | 0.49713 | 0.65228 | 0.87848 | 1.0892 | 1.2571 | 1.2859 | 1.2055 | 1.0093 | 0.7267 | 0.44506 | 0.22783 | 0.10211 | 0.039561 | 0.085657 | 0.18358 | 0.3204 | 0.49654 | 0.085938 | 0.26993 | 0.59075 | 1.0876 | 1.7392 | 2.6171 | 3.7057 | 4.9624 | 6.2475 | 7.4523 | 8.4609 | 9.1872 | 9.6312 | 9.8586 | 9.9603 | 10.001 | 10.0021 | 10.004 | 10.0058 | 10.0074 | 1.3617 | 2.9178 | 5.0914 | 7.8892 | 10.3579 | 13.9545 | 17.3066 | 19.9762 | 20.4369 | 19.1607 | 16.0441 | 11.5524 | 7.076 | 3.6224 | 1.6236 | 0.62895 | 1.3617 | 2.9178 | 5.0914 | 7.8892 | 1.3617 | 4.2795 | 9.3709 | 17.26 | 27.6179 | 41.5724 | 58.879 | 78.8553 | 99.2922 | 118.4529 | 134.497 | 146.0494 | 153.1254 | 156.7477 | 158.3713 | 159.0003 | 159.0003 | 159.0003 | 159.0003 | 159.0003 | 0.073059 | 0.15647 | 0.27291 | 0.42273 | 0.55471 | 0.74711 | 0.9264 | 1.0692 | 1.0937 | 1.0253 | 0.85846 | 0.61811 | 0.37856 | 0.19378 | 0.086855 | 0.033649 | 0.072857 | 0.15614 | 0.2725 | 0.4223 | 0.073059 | 0.2295 | 0.5023 | 0.92485 | 1.4791 | 2.2258 | 3.1517 | 4.2206 | 5.3137 | 6.3385 | 7.1964 | 7.8143 | 8.1921 | 8.3855 | 8.4721 | 8.5066 | 8.5074 | 8.5088 | 8.51 | 8.5112 | 1.1574 | 2.4801 | 4.3277 | 6.7058 | 8.8042 | 11.8613 | 14.7106 | 16.9798 | 17.3714 | 16.2866 | 13.6375 | 9.8195 | 6.0146 | 3.079 | 1.3801 | 0.53461 | 1.1574 | 2.4801 | 4.3277 | 6.7058 | 1.1574 | 3.6376 | 7.9653 | 14.671 | 23.4752 | 35.3366 | 50.0472 | 67.027 | 84.3984 | 100.685 | 114.3224 | 124.142 | 130.1566 | 133.2356 | 134.6156 | 135.1502 | 135.1502 | 135.1502 | 135.1502 | 135.1502 | 0.073059 | 0.15647 | 0.27291 | 0.42273 | 0.55471 | 0.74711 | 0.9264 | 1.0692 | 1.0937 | 1.0253 | 0.85846 | 0.61811 | 0.37856 | 0.19378 | 0.086855 | 0.033649 | 0.072857 | 0.15614 | 0.2725 | 0.4223 | 0.073059 | 0.2295 | 0.5023 | 0.92485 | 1.4791 | 2.2258 | 3.1517 | 4.2206 | 5.3137 | 6.3385 | 7.1964 | 7.8143 | 8.1921 | 8.3855 | 8.4721 | 8.5066 | 8.5074 | 8.5088 | 8.51 | 8.5112 | 1.1574 | 2.4801 | 4.3277 | 6.7058 | 8.8042 | 11.8613 | 14.7106 | 16.9798 | 17.3714 | 16.2866 | 13.6375 | 9.8195 | 6.0146 | 3.079 | 1.3801 | 0.53461 | 1.1574 | 2.4801 | 4.3277 | 6.7058 | 1.1574 | 3.6376 | 7.9653 | 14.671 | 23.4752 | 35.3366 | 50.0472 | 67.027 | 84.3984 | 100.685 | 114.3224 | 124.142 | 130.1566 | 133.2356 | 134.6156 | 135.1502 | 135.1502 | 135.1502 | 135.1502 | 135.1502 | 0.073059 | 0.15647 | 0.27291 | 0.42273 | 0.55471 | 0.74711 | 0.9264 | 1.0692 | 1.0937 | 1.0253 | 0.85846 | 0.61811 | 0.37856 | 0.19378 | 0.086855 | 0.033649 | 0.072857 | 0.15614 | 0.2725 | 0.4223 | 0.073059 | 0.2295 | 0.5023 | 0.92485 | 1.4791 | 2.2258 | 3.1517 | 4.2206 | 5.3137 | 6.3385 | 7.1964 | 7.8143 | 8.1921 | 8.3855 | 8.4721 | 8.5066 | 8.5074 | 8.5088 | 8.51 | 8.5112 | 1.1574 | 2.4801 | 4.3277 | 6.7058 | 8.8042 | 11.8613 | 14.7106 | 16.9798 | 17.3714 | 16.2866 | 13.6375 | 9.8195 | 6.0146 | 3.079 | 1.3801 | 0.53461 | 1.1574 | 2.4801 | 4.3277 | 6.7058 | 1.1574 | 3.6376 | 7.9653 | 14.671 | 23.4752 | 35.3366 | 50.0472 | 67.027 | 84.3984 | 100.685 | 114.3224 | 124.142 | 130.1566 | 133.2356 | 134.6156 | 135.1502 | 135.1502 | 135.1502 | 135.1502 | 135.1502 | 0.073059 | 0.15647 | 0.27291 | 0.42273 | 0.55471 | 0.74711 | 0.9264 | 1.0692 | 1.0937 | 1.0253 | 0.85846 | 0.61811 | 0.37856 | 0.19378 | 0.086855 | 0.033649 | 0.072857 | 0.15614 | 0.2725 | 0.4223 | 0.073059 | 0.2295 | 0.5023 | 0.92485 | 1.4791 | 2.2258 | 3.1517 | 4.2206 | 5.3137 | 6.3385 | 7.1964 | 7.8143 | 8.1921 | 8.3855 | 8.4721 | 8.5066 | 8.5074 | 8.5088 | 8.51 | 8.5112 | 1.1574 | 2.4801 | 4.3277 | 6.7058 | 8.8042 | 11.8613 | 14.7106 | 16.9798 | 17.3714 | 16.2866 | 13.6375 | 9.8195 | 6.0146 | 3.079 | 1.3801 | 0.53461 | 1.1574 | 2.4801 | 4.3277 | 6.7058 | 1.1574 | 3.6376 | 7.9653 | 14.671 | 23.4752 | 35.3366 | 50.0472 | 67.027 | 84.3984 | 100.685 | 114.3224 | 124.142 | 130.1566 | 133.2356 | 134.6156 | 135.1502 | 135.1502 | 135.1502 | 135.1502 | 135.1502 | 207.3786 | 207.3786 | 207.3786 | 207.3786 | 207.3786 | 207.3786 | 207.3786 | 207.3786 | 207.3786 | 207.3786 | 207.3786 | 207.3786 | 207.3786 | 207.3786 | 207.3786 | 207.3786 | 207.3786 | 207.3786 | 207.3786 | 207.3786 | 136.1724 | 136.1724 | 136.1724 | 136.1724 | 136.1724 | 136.1724 | 136.1724 | 136.1724 | 136.1724 | 136.1724 | 136.1724 | 136.1724 | 136.1724 | 136.1724 | 136.1724 | 136.1724 | 136.1724 | 136.1724 | 136.1724 | 136.1724
WA_Industrial_Food Products_New_Space Heating_Natural Gas_Steam Trap Maintenance_A | WA | Industrial | Food Products | New | Space Heating | Natural Gas | Steam Trap Maintenance | A | IM51 | Degrade performance | Cleaning and maintenance | 6 | 1.1682 | 0 | 0 | 25.2 | 0 | 0 | 0 | 12.6007 |  | sqft | 0% | 0% | Retrofit | RetroEven20 | 80.75% | TBD | 0.2% | 118.7416 |  | 89.9822 |  | 0 | IL TRM - 4.4.16 - CI-HVC-STRE-V07-210101 | IL TRM - 4.4.16 - CI-HVC-STRE-V07-210101 | IL TRM - 4.4.16 - CI-HVC-STRE-V07-210101 | Degrade performance | Degrade performance | Degrade performance | Degrade performance | Degrade performance | Degrade performance | Degrade performance | Degrade performance | Degrade performance | Degrade performance | Degrade performance | Degrade performance | Degrade performance | Degrade performance | Degrade performance | Degrade performance | Degrade performance | Degrade performance | Degrade performance | Degrade performance | Degrade performance | Degrade performance | Cleaning and maintenance | Cleaning and maintenance | Cleaning and maintenance | Cleaning and maintenance | Cleaning and maintenance | Cleaning and maintenance | Cleaning and maintenance | Cleaning and maintenance | Cleaning and maintenance | Cleaning and maintenance | Cleaning and maintenance | Cleaning and maintenance | Cleaning and maintenance | Cleaning and maintenance | Cleaning and maintenance | Cleaning and maintenance | Cleaning and maintenance | Cleaning and maintenance | Cleaning and maintenance | Cleaning and maintenance | Cleaning and maintenance | Cleaning and maintenance | 25.2 | 25.2 | 25.2 | 25.2 | 25.2 | 25.2 | 25.2 | 25.2 | 25.2 | 25.2 | 25.2 | 25.2 | 25.2 | 25.2 | 25.2 | 25.2 | 25.2 | 25.2 | 25.2 | 25.2 | 25.2 | 25.2 | 0 | 0 | 1.1643 | 1.0961 | 1.0694 | 1.0538 | 1.0477 | 1.0423 | 1.0382 | 1.0345 | 1.0322 | 1.0299 | 1.0255 | 1.022 | 1.0183 | 1.0214 | 1.0232 | 1.0233 | 1.0252 | 1.025 | 1.0255 | 1.0246 | 0 | 0 | 0 | 0 | 0 | 0 | 0 | 0 | 0 | 0 | 0 | 0 | 0 | 0 | 0 | 0 | 0 | 0 | 0 | 0 | 0 | 0 | 0 | 0 | 0 | 0 | 0 | 0 | 0 | 0 | 0 | 0 | 0 | 0 | 0 | 0 | 0 | 0 | 0 | 0 | 0 | 0 | 0 | 0 | 0 | 0 | 0 | 0 | 0 | 0 | 0 | 0 | 0 | 0 | 0 | 0 | 0 | 0 | 0 | 0 | 0 | 0 | 0 | 0 | 0 | 0 | 0 | 0 | 0 | 0 | 0 | 0 | 0 | 0 | 0 | 0 | 0 | 0 | 0 | 0 | 0 | 0 | 0 | 0 | 0 | 0 | 0 | 0 | 0 | 0 | 0 | 0 | 0 | 0 | 0 | 0 | 0 | 0 | 0 | 0 | 0 | 0 | 0 | 0 | 0 | 0 | 0 | 0 | 0 | 0 | 0 | 0 | 0 | 0 | 0 | 0 | 0 | 0 | 0 | 0 | 0 | 0 | 0 | 0 | 0 | 0 | 0 | 0 | 0 | 0 | 0 | 0 | 0 | 0 | 0 | 0 | 0 | 0 | 0 | 0 | 0 | 0 | 0 | 0 | 0 | 0 | 0 | 0 | 0 | 0 | 0 | 0 | 0 | 0 | 0 | 0 | 0 | 0 | 0 | 0 | 0 | 0 | 0 | 0 | 0 | 0 | 0 | 0 | 0 | 0 | 0 | 0 | 0 | 0 | 0 | 0 | 0 | 0 | 0 | 0 | 0 | 0 | 0 | 0 | 0 | 0 | 0 | 0 | 0 | 0 | 0 | 0 | 0 | 0 | 0 | 0 | 0 | 0 | 0 | 0 | 0 | 0 | 0 | 0 | 0 | 0 | 0 | 0 | 0 | 0 | 0 | 0 | 0 | 0 | 0 | 0 | 0 | 0 | 0 | 0 | 0 | 0 | 0 | 0 | 0 | 0 | 0 | 0 | 0 | 0 | 0 | 0 | 0 | 0 | 0 | 0 | 0 | 0 | 0 | 0 | 0 | 0 | 0 | 0 | 0 | 0 | 0 | 0 | 0 | 0 | 0 | 0 | 0 | 0 | 0 | 0 | 0 | 0 | 0 | 0 | 0 | 0 | 0 | 0 | 0 | 0 | 0 | 0 | 0 | 0 | 0 | 0 | 0 | 0 | 0 | 0 | 0 | 0 | 0 | 0 | 0 | 0 | 0 | 0 | 0 | 0 | 0 | 0 | 0 | 0 | 0 | 0 | 0 | 0 | 0 | 0 | 0 | 0 | 0 | 0 | 0 | 0 | 0 | 0 | 0 | 0 | 0 | 0 | 0 | 0 | 0 | 0 | 0 | 0 | 0 | 0 | 0 | 0 | 0 | 0 | 0 | 0 | 0 | 0 | 0 | 0 | 0 | 0 | 0 | 0 | 0 | 0 | 0 | 0 | 0 | 0 | 0 | 0 | 0 | 0 | 0 | 0 | 0 | 0 | 0 | 0 | 0 | 0 | 0 | 0 | 0 | 0 | 0 | 0 | 0 | 0 | 0 | 0 | 0 | 0 | 0 | 0 | 0 | 0 | 0 | 0 | 0 | 0 | 0 | 0 | 0 | 0 | 0 | 0 | 0 | 0 | 0 | 0 | 0 | 0 | 0 | 0 | 0 | 0 | 0 | 0 | 0 | 0 | 0 | 0 | 0 | 0 | 0 | 0 | 0 | 0 | 0 | 0 | 0 | 0 | 112.9587 | 112.9587 | 112.9587 | 112.9587 | 112.9587 | 112.9587 | 112.9587 | 112.9587 | 112.9587 | 112.9587 | 112.9587 | 112.9587 | 112.9587 | 112.9587 | 112.9587 | 112.9587 | 112.9587 | 112.9587 | 112.9587 | 112.9587 | 85.6 | 85.6 | 85.6 | 85.6 | 85.6 | 85.6 | 85.6 | 85.6 | 85.6 | 85.6 | 85.6 | 85.6 | 85.6 | 85.6 | 85.6 | 85.6 | 85.6 | 85.6 | 85.6 | 85.6
WA_Industrial_Food Products_New_Process_Natural Gas_Steam Trap Maintenance_A | WA | Industrial | Food Products | New | Process | Natural Gas | Steam Trap Maintenance | A | IM52 | Degrade performance | Cleaning and maintenance | 6 | 44.6416 | 0 | 0 | 25.2 | 0 | 0 | 0 | 12.6007 |  | sqft | 0% | 0% | Retrofit | RetroEven20 | 80.75% | TBD | 0.2% | 118.7416 |  | 89.9822 |  | 0 | IL TRM - 4.4.16 - CI-HVC-STRE-V07-210101 | IL TRM - 4.4.16 - CI-HVC-STRE-V07-210101 | IL TRM - 4.4.16 - CI-HVC-STRE-V07-210101 | Degrade performance | Degrade performance | Degrade performance | Degrade performance | Degrade performance | Degrade performance | Degrade performance | Degrade performance | Degrade performance | Degrade performance | Degrade performance | Degrade performance | Degrade performance | Degrade performance | Degrade performance | Degrade performance | Degrade performance | Degrade performance | Degrade performance | Degrade performance | Degrade performance | Degrade performance | Cleaning and maintenance | Cleaning and maintenance | Cleaning and maintenance | Cleaning and maintenance | Cleaning and maintenance | Cleaning and maintenance | Cleaning and maintenance | Cleaning and maintenance | Cleaning and maintenance | Cleaning and maintenance | Cleaning and maintenance | Cleaning and maintenance | Cleaning and maintenance | Cleaning and maintenance | Cleaning and maintenance | Cleaning and maintenance | Cleaning and maintenance | Cleaning and maintenance | Cleaning and maintenance | Cleaning and maintenance | Cleaning and maintenance | Cleaning and maintenance | 25.2 | 25.2 | 25.2 | 25.2 | 25.2 | 25.2 | 25.2 | 25.2 | 25.2 | 25.2 | 25.2 | 25.2 | 25.2 | 25.2 | 25.2 | 25.2 | 25.2 | 25.2 | 25.2 | 25.2 | 25.2 | 25.2 | 0 | 0 | 44.6354 | 44.6336 | 44.6328 | 44.6342 | 44.6345 | 44.6346 | 44.6344 | 44.634 | 44.633 | 44.6321 | 44.631 | 44.6301 | 44.6293 | 44.6289 | 44.6291 | 44.6298 | 44.6303 | 44.6308 | 44.6312 | 44.6317 | 0 | 0 | 0 | 0 | 0 | 0 | 0 | 0 | 0 | 0 | 0 | 0 | 0 | 0 | 0 | 0 | 0 | 0 | 0 | 0 | 0 | 0 | 0 | 0 | 0 | 0 | 0 | 0 | 0 | 0 | 0 | 0 | 0 | 0 | 0 | 0 | 0 | 0 | 0 | 0 | 0 | 0 | 0 | 0 | 0 | 0 | 0 | 0 | 0 | 0 | 0 | 0 | 0 | 0 | 0 | 0 | 0 | 0 | 0 | 0 | 0 | 0 | 0 | 0 | 0 | 0 | 0 | 0 | 0 | 0 | 0 | 0 | 0 | 0 | 0 | 0 | 0 | 0 | 0 | 0 | 0 | 0 | 0 | 0 | 0 | 0 | 0 | 0 | 0 | 0 | 0 | 0 | 0 | 0 | 0 | 0 | 0 | 0 | 0 | 0 | 0 | 0 | 0 | 0 | 0 | 0 | 0 | 0 | 0 | 0 | 0 | 0 | 0 | 0 | 0 | 0 | 0 | 0 | 0 | 0 | 0 | 0 | 0 | 0 | 0 | 0 | 0 | 0 | 0 | 0 | 0 | 0 | 0 | 0 | 0 | 0 | 0 | 0 | 0 | 0 | 0 | 0 | 0 | 0 | 0 | 0 | 0 | 0 | 0 | 0 | 0 | 0 | 0 | 0 | 0 | 0 | 0 | 0 | 0 | 0 | 0 | 0 | 0 | 0 | 0 | 0 | 0 | 0 | 0 | 0 | 0 | 0 | 0 | 0 | 0 | 0 | 0 | 0 | 0 | 0 | 0 | 0 | 0 | 0 | 0 | 0 | 0 | 0 | 0 | 0 | 0 | 0 | 0 | 0 | 0 | 0 | 0 | 0 | 0 | 0 | 0 | 0 | 0 | 0 | 0 | 0 | 0 | 0 | 0 | 0 | 0 | 0 | 0 | 0 | 0 | 0 | 0 | 0 | 0 | 0 | 0 | 0 | 0 | 0 | 0 | 0 | 0 | 0 | 0 | 0 | 0 | 0 | 0 | 0 | 0 | 0 | 0 | 0 | 0 | 0 | 0 | 0 | 0 | 0 | 0 | 0 | 0 | 0 | 0 | 0 | 0 | 0 | 0 | 0 | 0 | 0 | 0 | 0 | 0 | 0 | 0 | 0 | 0 | 0 | 0 | 0 | 0 | 0 | 0 | 0 | 0 | 0 | 0 | 0 | 0 | 0 | 0 | 0 | 0 | 0 | 0 | 0 | 0 | 0 | 0 | 0 | 0 | 0 | 0 | 0 | 0 | 0 | 0 | 0 | 0 | 0 | 0 | 0 | 0 | 0 | 0 | 0 | 0 | 0 | 0 | 0 | 0 | 0 | 0 | 0 | 0 | 0 | 0 | 0 | 0 | 0 | 0 | 0 | 0 | 0 | 0 | 0 | 0 | 0 | 0 | 0 | 0 | 0 | 0 | 0 | 0 | 0 | 0 | 0 | 0 | 0 | 0 | 0 | 0 | 0 | 0 | 0 | 0 | 0 | 0 | 0 | 0 | 0 | 0 | 0 | 0 | 0 | 0 | 0 | 0 | 0 | 0 | 0 | 0 | 0 | 0 | 0 | 0 | 0 | 0 | 0 | 0 | 0 | 0 | 0 | 0 | 0 | 0 | 0 | 0 | 0 | 0 | 0 | 0 | 0 | 0 | 0 | 0 | 0 | 0 | 0 | 0 | 0 | 0 | 0 | 0 | 0 | 0 | 0 | 0 | 0 | 0 | 0 | 0 | 0 | 112.9587 | 112.9587 | 112.9587 | 112.9587 | 112.9587 | 112.9587 | 112.9587 | 112.9587 | 112.9587 | 112.9587 | 112.9587 | 112.9587 | 112.9587 | 112.9587 | 112.9587 | 112.9587 | 112.9587 | 112.9587 | 112.9587 | 112.9587 | 85.6 | 85.6 | 85.6 | 85.6 | 85.6 | 85.6 | 85.6 | 85.6 | 85.6 | 85.6 | 85.6 | 85.6 | 85.6 | 85.6 | 85.6 | 85.6 | 85.6 | 85.6 | 85.6 | 85.6
WA_Industrial_Food Products_New_Space Heating_Natural Gas_Gas Boiler - High Turndown_A | WA | Industrial | Food Products | New | Space Heating | Natural Gas | Gas Boiler - High Turndown | A | IM53 | No control | Turndown control installed | 15 | 1.2401 | 0 | 0 | 360.52 | 0 | 0 | 0 | 180.2616 |  | sqft | 35% | 50% | Retrofit | Retro12Med | 75.44% | TBD | 0.2% | 775.0988 |  | 514.2043 |  | 0.00091681 | MN TRM 3.1 - Boiler Modifications, Space Heating Only v4.0 | MN TRM 3.1 - Boiler Modifications, Space Heating Only v4.0 | MN TRM 3.1 - Boiler Modifications, Space Heating Only v4.0 | No control | No control | No control | No control | No control | No control | No control | No control | No control | No control | No control | No control | No control | No control | No control | No control | No control | No control | No control | No control | No control | No control | Turndown control installed | Turndown control installed | Turndown control installed | Turndown control installed | Turndown control installed | Turndown control installed | Turndown control installed | Turndown control installed | Turndown control installed | Turndown control installed | Turndown control installed | Turndown control installed | Turndown control installed | Turndown control installed | Turndown control installed | Turndown control installed | Turndown control installed | Turndown control installed | Turndown control installed | Turndown control installed | Turndown control installed | Turndown control installed | 360.52 | 360.52 | 360.52 | 360.52 | 360.52 | 360.52 | 360.52 | 360.52 | 360.52 | 360.52 | 360.52 | 360.52 | 360.52 | 360.52 | 360.52 | 360.52 | 360.52 | 360.52 | 360.52 | 360.52 | 360.52 | 360.52 | 0 | 0 | 1.2335 | 1.1598 | 1.13 | 1.1118 | 1.1027 | 1.0943 | 1.0869 | 1.0795 | 1.0725 | 1.0654 | 1.0557 | 1.0473 | 1.038 | 1.0366 | 1.0349 | 1.033 | 1.0331 | 1.0327 | 1.0339 | 1.0342 | 0.0010751 | 0.0017641 | 0.0024507 | 0.0032186 | 0.0036745 | 0.003782 | 0.0033972 | 0.0030499 | 0.0026318 | 0.0022811 | 0.0019567 | 0.0016894 | 0.0014131 | 0.0012004 | 0.0010157 | 0.00090027 | 0.0015714 | 0.0022397 | 0.0029931 | 0.0034464 | 0.0010751 | 0.0027749 | 0.0051542 | 0.0082898 | 0.011896 | 0.015588 | 0.018879 | 0.021801 | 0.024293 | 0.026412 | 0.028129 | 0.029592 | 0.030744 | 0.031904 | 0.032868 | 0.032805 | 0.03281 | 0.032796 | 0.032834 | 0.032845 | 0.87153 | 1.521 | 2.1689 | 2.895 | 3.3323 | 3.456 | 3.1257 | 2.8253 | 2.4538 | 2.1411 | 1.8534 | 1.6132 | 1.3614 | 1.158 | 0.98141 | 0.87153 | 1.521 | 2.1689 | 2.895 | 3.3323 | 0.87153 | 2.3925 | 4.5614 | 7.4564 | 10.7887 | 14.2447 | 17.3704 | 20.1957 | 22.6495 | 24.7906 | 26.644 | 28.2572 | 29.6186 | 30.7765 | 31.7579 | 31.7579 | 31.7579 | 31.7579 | 31.7579 | 31.7579 | 0.00091681 | 0.0015807 | 0.0022345 | 0.0029584 | 0.003385 | 0.0034876 | 0.0031334 | 0.0028124 | 0.0024265 | 0.0021025 | 0.0018042 | 0.0015576 | 0.0013033 | 0.0011008 | 0.00092737 | 0.0008189 | 0.0014242 | 0.002025 | 0.0026985 | 0.003105 | 0.00091681 | 0.0024865 | 0.0046995 | 0.0076196 | 0.010959 | 0.014375 | 0.017413 | 0.020103 | 0.022398 | 0.024344 | 0.025936 | 0.027283 | 0.028356 | 0.029259 | 0.030009 | 0.02984 | 0.029737 | 0.029651 | 0.029602 | 0.029592 | 0.7408 | 1.2928 | 1.8435 | 2.4608 | 2.8325 | 2.9376 | 2.6569 | 2.4015 | 2.0857 | 1.8199 | 1.5754 | 1.3712 | 1.1572 | 0.98426 | 0.8342 | 0.7408 | 1.2928 | 1.8435 | 2.4608 | 2.8325 | 0.7408 | 2.0336 | 3.8772 | 6.3379 | 9.1704 | 12.108 | 14.7648 | 17.1664 | 19.2521 | 21.072 | 22.6474 | 24.0186 | 25.1758 | 26.1601 | 26.9942 | 26.9942 | 26.9942 | 26.9942 | 26.9942 | 26.9942 | 0 | 0 | 0 | 0 | 0 | 0 | 0 | 0 | 0 | 0 | 0 | 0 | 0 | 0 | 0 | 0 | 0 | 0 | 0 | 0 | 0 | 0 | 0 | 0 | 0 | 0 | 0 | 0 | 0 | 0 | 0 | 0 | 0 | 0 | 0 | 0 | 0 | 0 | 0 | 0 | 0 | 0 | 0 | 0 | 0 | 0 | 0 | 0 | 0 | 0 | 0 | 0 | 0 | 0 | 0 | 0 | 0 | 0 | 0 | 0 | 0 | 0 | 0 | 0 | 0 | 0 | 0 | 0 | 0 | 0 | 0 | 0 | 0 | 0 | 0 | 0 | 0 | 0 | 0 | 0 | 0.00091681 | 0.0015807 | 0.0022345 | 0.0029584 | 0.003385 | 0.0034876 | 0.0031334 | 0.0028124 | 0.0024265 | 0.0021025 | 0.0018042 | 0.0015576 | 0.0013033 | 0.0011008 | 0.00092737 | 0.0008189 | 0.0014242 | 0.002025 | 0.0026985 | 0.003105 | 0.00091681 | 0.0024865 | 0.0046995 | 0.0076196 | 0.010959 | 0.014375 | 0.017413 | 0.020103 | 0.022398 | 0.024344 | 0.025936 | 0.027283 | 0.028356 | 0.029259 | 0.030009 | 0.02984 | 0.029737 | 0.029651 | 0.029602 | 0.029592 | 0.7408 | 1.2928 | 1.8435 | 2.4608 | 2.8325 | 2.9376 | 2.6569 | 2.4015 | 2.0857 | 1.8199 | 1.5754 | 1.3712 | 1.1572 | 0.98426 | 0.8342 | 0.7408 | 1.2928 | 1.8435 | 2.4608 | 2.8325 | 0.7408 | 2.0336 | 3.8772 | 6.3379 | 9.1704 | 12.108 | 14.7648 | 17.1664 | 19.2521 | 21.072 | 22.6474 | 24.0186 | 25.1758 | 26.1601 | 26.9942 | 26.9942 | 26.9942 | 26.9942 | 26.9942 | 26.9942 | 0 | 0 | 0 | 0 | 0 | 0 | 0 | 0 | 0 | 0 | 0 | 0 | 0 | 0 | 0 | 0 | 0 | 0 | 0 | 0 | 0 | 0 | 0 | 0 | 0 | 0 | 0 | 0 | 0 | 0 | 0 | 0 | 0 | 0 | 0 | 0 | 0 | 0 | 0 | 0 | 0 | 0 | 0 | 0 | 0 | 0 | 0 | 0 | 0 | 0 | 0 | 0 | 0 | 0 | 0 | 0 | 0 | 0 | 0 | 0 | 0 | 0 | 0 | 0 | 0 | 0 | 0 | 0 | 0 | 0 | 0 | 0 | 0 | 0 | 0 | 0 | 0 | 0 | 0 | 0 | 801.4913 | 801.4913 | 801.4913 | 801.4913 | 801.4913 | 801.4913 | 801.4913 | 801.4913 | 801.4913 | 801.4913 | 801.4913 | 801.4913 | 801.4913 | 801.4913 | 801.4913 | 801.4913 | 801.4913 | 801.4913 | 801.4913 | 801.4913 | 531.7132 | 531.7132 | 531.7132 | 531.7132 | 531.7132 | 531.7132 | 531.7132 | 531.7132 | 531.7132 | 531.7132 | 531.7132 | 531.7132 | 531.7132 | 531.7132 | 531.7132 | 531.7132 | 531.7132 | 531.7132 | 531.7132 | 531.7132
WA_Industrial_Food Products_New_Process_Natural Gas_Gas Boiler - High Turndown_A | WA | Industrial | Food Products | New | Process | Natural Gas | Gas Boiler - High Turndown | A | IM54 | No control | Turndown control installed | 15 | 47.3863 | 0 | 0 | 360.52 | 0 | 0 | 0 | 180.2616 |  | sqft | 35% | 50% | Retrofit | Retro12Med | 75.44% | TBD | 0.2% | 775.0988 |  | 514.2043 |  | 0.083469 | MN TRM 3.1 - Boiler Modifications, Space Heating Only v4.0 | MN TRM 3.1 - Boiler Modifications, Space Heating Only v4.0 | MN TRM 3.1 - Boiler Modifications, Space Heating Only v4.0 | No control | No control | No control | No control | No control | No control | No control | No control | No control | No control | No control | No control | No control | No control | No control | No control | No control | No control | No control | No control | No control | No control | Turndown control installed | Turndown control installed | Turndown control installed | Turndown control installed | Turndown control installed | Turndown control installed | Turndown control installed | Turndown control installed | Turndown control installed | Turndown control installed | Turndown control installed | Turndown control installed | Turndown control installed | Turndown control installed | Turndown control installed | Turndown control installed | Turndown control installed | Turndown control installed | Turndown control installed | Turndown control installed | Turndown control installed | Turndown control installed | 360.52 | 360.52 | 360.52 | 360.52 | 360.52 | 360.52 | 360.52 | 360.52 | 360.52 | 360.52 | 360.52 | 360.52 | 360.52 | 360.52 | 360.52 | 360.52 | 360.52 | 360.52 | 360.52 | 360.52 | 360.52 | 360.52 | 0 | 0 | 47.2299 | 47.1397 | 47.0547 | 46.9791 | 46.8716 | 46.7909 | 46.7244 | 46.6769 | 46.6223 | 46.5857 | 46.5576 | 46.5466 | 46.5227 | 46.5132 | 46.5066 | 46.5161 | 46.5131 | 46.5192 | 46.5226 | 46.5242 | 0.09815 | 0.17096 | 0.24334 | 0.3243 | 0.37243 | 0.38559 | 0.34824 | 0.31446 | 0.27278 | 0.23783 | 0.20576 | 0.17904 | 0.15102 | 0.12843 | 0.10883 | 0.096666 | 0.16869 | 0.24057 | 0.32114 | 0.36967 | 0.09815 | 0.26892 | 0.51178 | 0.83526 | 1.2058 | 1.5893 | 1.9353 | 2.2478 | 2.5179 | 2.7538 | 2.9579 | 3.1362 | 3.2856 | 3.4134 | 3.5217 | 3.5224 | 3.5222 | 3.5227 | 3.5229 | 3.523 | 2.0781 | 3.6267 | 5.1715 | 6.903 | 7.9457 | 8.2406 | 7.4531 | 6.7369 | 5.8509 | 5.1053 | 4.4194 | 3.8465 | 3.2461 | 2.7611 | 2.3401 | 2.0781 | 3.6267 | 5.1715 | 6.903 | 7.9457 | 2.0781 | 5.7048 | 10.8764 | 17.7793 | 25.7251 | 33.9657 | 41.4188 | 48.1557 | 54.0066 | 59.1119 | 63.5313 | 67.3778 | 70.6239 | 73.385 | 75.7251 | 75.7251 | 75.7251 | 75.7251 | 75.7251 | 75.7251 | 0.083469 | 0.14543 | 0.20706 | 0.27601 | 0.31708 | 0.32837 | 0.29663 | 0.26789 | 0.23243 | 0.20268 | 0.17536 | 0.1526 | 0.12872 | 0.10947 | 0.092767 | 0.082395 | 0.14379 | 0.20506 | 0.27373 | 0.31509 | 0.083469 | 0.22877 | 0.43548 | 0.71089 | 1.0266 | 1.3535 | 1.6485 | 1.9149 | 2.1455 | 2.3467 | 2.5209 | 2.6729 | 2.8005 | 2.9095 | 3.0019 | 3.0024 | 3.0023 | 3.0026 | 3.0028 | 3.0029 | 1.7664 | 3.0827 | 4.3958 | 5.8675 | 6.7539 | 7.0045 | 6.3351 | 5.7263 | 4.9733 | 4.3395 | 3.7565 | 3.2696 | 2.7592 | 2.3469 | 1.9891 | 1.7664 | 3.0827 | 4.3958 | 5.8675 | 6.7539 | 1.7664 | 4.8491 | 9.2449 | 15.1124 | 21.8663 | 28.8708 | 35.206 | 40.9323 | 45.9056 | 50.2451 | 54.0016 | 57.2712 | 60.0303 | 62.3772 | 64.3663 | 64.3663 | 64.3663 | 64.3663 | 64.3663 | 64.3663 | 0 | 0 | 0 | 0 | 0 | 0 | 0 | 0 | 0 | 0 | 0 | 0 | 0 | 0 | 0 | 0 | 0 | 0 | 0 | 0 | 0 | 0 | 0 | 0 | 0 | 0 | 0 | 0 | 0 | 0 | 0 | 0 | 0 | 0 | 0 | 0 | 0 | 0 | 0 | 0 | 0 | 0 | 0 | 0 | 0 | 0 | 0 | 0 | 0 | 0 | 0 | 0 | 0 | 0 | 0 | 0 | 0 | 0 | 0 | 0 | 0 | 0 | 0 | 0 | 0 | 0 | 0 | 0 | 0 | 0 | 0 | 0 | 0 | 0 | 0 | 0 | 0 | 0 | 0 | 0 | 0.083469 | 0.14543 | 0.20706 | 0.27601 | 0.31708 | 0.32837 | 0.29663 | 0.26789 | 0.23243 | 0.20268 | 0.17536 | 0.1526 | 0.12872 | 0.10947 | 0.092767 | 0.082395 | 0.14379 | 0.20506 | 0.27373 | 0.31509 | 0.083469 | 0.22877 | 0.43548 | 0.71089 | 1.0266 | 1.3535 | 1.6485 | 1.9149 | 2.1455 | 2.3467 | 2.5209 | 2.6729 | 2.8005 | 2.9095 | 3.0019 | 3.0024 | 3.0023 | 3.0026 | 3.0028 | 3.0029 | 1.7664 | 3.0827 | 4.3958 | 5.8675 | 6.7539 | 7.0045 | 6.3351 | 5.7263 | 4.9733 | 4.3395 | 3.7565 | 3.2696 | 2.7592 | 2.3469 | 1.9891 | 1.7664 | 3.0827 | 4.3958 | 5.8675 | 6.7539 | 1.7664 | 4.8491 | 9.2449 | 15.1124 | 21.8663 | 28.8708 | 35.206 | 40.9323 | 45.9056 | 50.2451 | 54.0016 | 57.2712 | 60.0303 | 62.3772 | 64.3663 | 64.3663 | 64.3663 | 64.3663 | 64.3663 | 64.3663 | 0 | 0 | 0 | 0 | 0 | 0 | 0 | 0 | 0 | 0 | 0 | 0 | 0 | 0 | 0 | 0 | 0 | 0 | 0 | 0 | 0 | 0 | 0 | 0 | 0 | 0 | 0 | 0 | 0 | 0 | 0 | 0 | 0 | 0 | 0 | 0 | 0 | 0 | 0 | 0 | 0 | 0 | 0 | 0 | 0 | 0 | 0 | 0 | 0 | 0 | 0 | 0 | 0 | 0 | 0 | 0 | 0 | 0 | 0 | 0 | 0 | 0 | 0 | 0 | 0 | 0 | 0 | 0 | 0 | 0 | 0 | 0 | 0 | 0 | 0 | 0 | 0 | 0 | 0 | 0 | 801.4913 | 801.4913 | 801.4913 | 801.4913 | 801.4913 | 801.4913 | 801.4913 | 801.4913 | 801.4913 | 801.4913 | 801.4913 | 801.4913 | 801.4913 | 801.4913 | 801.4913 | 801.4913 | 801.4913 | 801.4913 | 801.4913 | 801.4913 | 531.7132 | 531.7132 | 531.7132 | 531.7132 | 531.7132 | 531.7132 | 531.7132 | 531.7132 | 531.7132 | 531.7132 | 531.7132 | 531.7132 | 531.7132 | 531.7132 | 531.7132 | 531.7132 | 531.7132 | 531.7132 | 531.7132 | 531.7132
WA_Industrial_Food Products_New_Space Heating_Natural Gas_Gas Boiler - Burner Control Optimization_A | WA | Industrial | Food Products | New | Space Heating | Natural Gas | Gas Boiler - Burner Control Optimization | A | IM55 | Average performance | Optimized burner controls | 18 | 0.35962 | 0 | 0 | 121.12 | 0 | 0 | 0 | 60.5622 |  | sqft | 5% | 85% | Retrofit | Retro3Slow | 84.16% | TBD | 0.2% | 745.3539 |  | 480.1088 |  | 7.1718e-05 | IL TRM - 4.4.22 - CI-HVC-O2TC-V01-140601 | GBLR_O2TRM-Heating-MEMD-2018-1 | IL TRM - 4.4.22 - CI-HVC-O2TC-V01-140601 | Average performance | Average performance | Average performance | Average performance | Average performance | Average performance | Average performance | Average performance | Average performance | Average performance | Average performance | Average performance | Average performance | Average performance | Average performance | Average performance | Average performance | Average performance | Average performance | Average performance | Average performance | Average performance | Optimized burner controls | Optimized burner controls | Optimized burner controls | Optimized burner controls | Optimized burner controls | Optimized burner controls | Optimized burner controls | Optimized burner controls | Optimized burner controls | Optimized burner controls | Optimized burner controls | Optimized burner controls | Optimized burner controls | Optimized burner controls | Optimized burner controls | Optimized burner controls | Optimized burner controls | Optimized burner controls | Optimized burner controls | Optimized burner controls | Optimized burner controls | Optimized burner controls | 121.12 | 121.12 | 121.12 | 121.12 | 121.12 | 121.12 | 121.12 | 121.12 | 121.12 | 121.12 | 121.12 | 121.12 | 121.12 | 121.12 | 121.12 | 121.12 | 121.12 | 121.12 | 121.12 | 121.12 | 121.12 | 121.12 | 0 | 0 | 0.35771 | 0.33632 | 0.32766 | 0.32237 | 0.31973 | 0.3173 | 0.31512 | 0.31299 | 0.31097 | 0.3089 | 0.3061 | 0.30364 | 0.30096 | 0.30056 | 0.30008 | 0.29951 | 0.29955 | 0.29943 | 0.29978 | 0.29988 | 8.4097e-05 | 0.00021691 | 0.00060266 | 0.0013851 | 0.0024596 | 0.003938 | 0.0056274 | 0.0073678 | 0.0085584 | 0.0092723 | 0.0092795 | 0.0087629 | 0.0075452 | 0.0062314 | 0.0048565 | 0.0036147 | 0.0025077 | 0.0016716 | 0.0010641 | 0.00075132 | 8.4097e-05 | 0.00029598 | 0.00089102 | 0.0022617 | 0.0047028 | 0.0086051 | 0.014174 | 0.021445 | 0.029865 | 0.038939 | 0.047865 | 0.056244 | 0.063292 | 0.069441 | 0.074184 | 0.077659 | 0.080178 | 0.081816 | 0.082906 | 0.083492 | 0.2351 | 0.64494 | 1.8393 | 4.2965 | 7.693 | 12.411 | 17.8578 | 23.5401 | 27.5213 | 30.0176 | 30.3154 | 28.8594 | 25.0709 | 20.7325 | 16.1843 | 12.0688 | 8.3716 | 5.5828 | 3.5495 | 2.5054 | 0.2351 | 0.88004 | 2.7194 | 7.0158 | 14.7088 | 27.1198 | 44.9776 | 68.5177 | 96.039 | 126.0565 | 156.3719 | 185.2313 | 210.3022 | 231.0347 | 247.219 | 259.2878 | 267.6594 | 273.2422 | 276.5565 | 278.417 | 7.1718e-05 | 0.00019437 | 0.0005495 | 0.0012731 | 0.0022659 | 0.0036315 | 0.0051906 | 0.006794 | 0.0078911 | 0.0085468 | 0.0085563 | 0.0080793 | 0.0069594 | 0.0057149 | 0.0044343 | 0.0032881 | 0.0022729 | 0.0015114 | 0.00095935 | 0.00067692 | 7.1718e-05 | 0.00026522 | 0.00081242 | 0.0020789 | 0.0043324 | 0.0079353 | 0.013073 | 0.019775 | 0.027537 | 0.035892 | 0.044135 | 0.051856 | 0.058377 | 0.063685 | 0.067735 | 0.070641 | 0.072671 | 0.073973 | 0.074747 | 0.075224 | 0.19983 | 0.5482 | 1.5634 | 3.652 | 6.539 | 10.5494 | 15.1791 | 20.0091 | 23.3931 | 25.5149 | 25.7681 | 24.5305 | 21.3102 | 17.6226 | 13.7567 | 10.2584 | 7.1158 | 4.7454 | 3.0171 | 2.1296 | 0.19983 | 0.74804 | 2.3115 | 5.9635 | 12.5025 | 23.0519 | 38.231 | 58.24 | 81.6331 | 107.1481 | 132.9161 | 157.4466 | 178.7569 | 196.3795 | 210.1362 | 220.3946 | 227.5105 | 232.2558 | 235.0731 | 236.6544 | 0 | 0 | 0 | 0 | 0 | 0 | 0 | 0 | 0 | 0 | 0 | 0 | 0 | 0 | 0 | 0 | 0 | 0 | 0 | 0 | 0 | 0 | 0 | 0 | 0 | 0 | 0 | 0 | 0 | 0 | 0 | 0 | 0 | 0 | 0 | 0 | 0 | 0 | 0 | 0 | 0 | 0 | 0 | 0 | 0 | 0 | 0 | 0 | 0 | 0 | 0 | 0 | 0 | 0 | 0 | 0 | 0 | 0 | 0 | 0 | 0 | 0 | 0 | 0 | 0 | 0 | 0 | 0 | 0 | 0 | 0 | 0 | 0 | 0 | 0 | 0 | 0 | 0 | 0 | 0 | 7.1718e-05 | 0.00019437 | 0.0005495 | 0.0012731 | 0.0022659 | 0.0036315 | 0.0051906 | 0.006794 | 0.0078911 | 0.0085468 | 0.0085563 | 0.0080793 | 0.0069594 | 0.0057149 | 0.0044343 | 0.0032881 | 0.0022729 | 0.0015114 | 0.00095935 | 0.00067692 | 7.1718e-05 | 0.00026522 | 0.00081242 | 0.0020789 | 0.0043324 | 0.0079353 | 0.013073 | 0.019775 | 0.027537 | 0.035892 | 0.044135 | 0.051856 | 0.058377 | 0.063685 | 0.067735 | 0.070641 | 0.072671 | 0.073973 | 0.074747 | 0.075224 | 0.19983 | 0.5482 | 1.5634 | 3.652 | 6.539 | 10.5494 | 15.1791 | 20.0091 | 23.3931 | 25.5149 | 25.7681 | 24.5305 | 21.3102 | 17.6226 | 13.7567 | 10.2584 | 7.1158 | 4.7454 | 3.0171 | 2.1296 | 0.19983 | 0.74804 | 2.3115 | 5.9635 | 12.5025 | 23.0519 | 38.231 | 58.24 | 81.6331 | 107.1481 | 132.9161 | 157.4466 | 178.7569 | 196.3795 | 210.1362 | 220.3946 | 227.5105 | 232.2558 | 235.0731 | 236.6544 | 0 | 0 | 0 | 0 | 0 | 0 | 0 | 0 | 0 | 0 | 0 | 0 | 0 | 0 | 0 | 0 | 0 | 0 | 0 | 0 | 0 | 0 | 0 | 0 | 0 | 0 | 0 | 0 | 0 | 0 | 0 | 0 | 0 | 0 | 0 | 0 | 0 | 0 | 0 | 0 | 0 | 0 | 0 | 0 | 0 | 0 | 0 | 0 | 0 | 0 | 0 | 0 | 0 | 0 | 0 | 0 | 0 | 0 | 0 | 0 | 0 | 0 | 0 | 0 | 0 | 0 | 0 | 0 | 0 | 0 | 0 | 0 | 0 | 0 | 0 | 0 | 0 | 0 | 0 | 0 | 834.0573 | 834.0573 | 834.0573 | 834.0573 | 834.0573 | 834.0573 | 834.0573 | 834.0573 | 834.0573 | 834.0573 | 834.0573 | 834.0573 | 834.0573 | 834.0573 | 834.0573 | 834.0573 | 834.0573 | 834.0573 | 834.0573 | 834.0573 | 537.2458 | 537.2458 | 537.2458 | 537.2458 | 537.2458 | 537.2458 | 537.2458 | 537.2458 | 537.2458 | 537.2458 | 537.2458 | 537.2458 | 537.2458 | 537.2458 | 537.2458 | 537.2458 | 537.2458 | 537.2458 | 537.2458 | 537.2458
WA_Industrial_Food Products_New_Process_Natural Gas_Gas Boiler - Burner Control Optimization_A | WA | Industrial | Food Products | New | Process | Natural Gas | Gas Boiler - Burner Control Optimization | A | IM56 | Average performance | Optimized burner controls | 18 | 13.742 | 0 | 0 | 121.12 | 0 | 0 | 0 | 60.5622 |  | sqft | 5% | 85% | Retrofit | Retro3Slow | 84.16% | TBD | 0.2% | 745.3539 |  | 480.1088 |  | 0.0065281 | IL TRM - 4.4.22 - CI-HVC-O2TC-V01-140601 | GBLR_O2TRM-Heating-MEMD-2018-1 | IL TRM - 4.4.22 - CI-HVC-O2TC-V01-140601 | Average performance | Average performance | Average performance | Average performance | Average performance | Average performance | Average performance | Average performance | Average performance | Average performance | Average performance | Average performance | Average performance | Average performance | Average performance | Average performance | Average performance | Average performance | Average performance | Average performance | Average performance | Average performance | Optimized burner controls | Optimized burner controls | Optimized burner controls | Optimized burner controls | Optimized burner controls | Optimized burner controls | Optimized burner controls | Optimized burner controls | Optimized burner controls | Optimized burner controls | Optimized burner controls | Optimized burner controls | Optimized burner controls | Optimized burner controls | Optimized burner controls | Optimized burner controls | Optimized burner controls | Optimized burner controls | Optimized burner controls | Optimized burner controls | Optimized burner controls | Optimized burner controls | 121.12 | 121.12 | 121.12 | 121.12 | 121.12 | 121.12 | 121.12 | 121.12 | 121.12 | 121.12 | 121.12 | 121.12 | 121.12 | 121.12 | 121.12 | 121.12 | 121.12 | 121.12 | 121.12 | 121.12 | 121.12 | 121.12 | 0 | 0 | 13.6929 | 13.6646 | 13.6379 | 13.6142 | 13.5806 | 13.5554 | 13.5351 | 13.5209 | 13.5046 | 13.4939 | 13.4859 | 13.4831 | 13.4762 | 13.4739 | 13.4723 | 13.476 | 13.4756 | 13.478 | 13.4795 | 13.4805 | 0.007676 | 0.021014 | 0.059812 | 0.13947 | 0.24912 | 0.40115 | 0.57634 | 0.75893 | 0.88621 | 0.96583 | 0.97483 | 0.92782 | 0.80561 | 0.66609 | 0.51991 | 0.3878 | 0.269 | 0.17942 | 0.11408 | 0.080532 | 0.007676 | 0.028674 | 0.08843 | 0.22775 | 0.4763 | 0.87657 | 1.4516 | 2.209 | 3.0925 | 4.0559 | 5.0284 | 5.9551 | 6.7577 | 7.4226 | 7.9417 | 8.3316 | 8.6004 | 8.7813 | 8.8889 | 8.9493 | 0.56058 | 1.5378 | 4.3857 | 10.2447 | 18.3435 | 29.5934 | 42.581 | 56.1301 | 65.623 | 71.5753 | 72.2853 | 68.8138 | 59.7802 | 49.4355 | 38.5907 | 28.7773 | 19.9616 | 13.3119 | 8.4635 | 5.974 | 0.56058 | 2.0984 | 6.4842 | 16.7289 | 35.0724 | 64.6658 | 107.2468 | 163.3768 | 228.9998 | 300.5751 | 372.8604 | 441.6743 | 501.4544 | 550.8899 | 589.4806 | 618.2579 | 638.2195 | 651.5314 | 659.4343 | 663.8705 | 0.0065281 | 0.017877 | 0.050899 | 0.11872 | 0.21212 | 0.34168 | 0.491 | 0.64666 | 0.75525 | 0.8232 | 0.83095 | 0.79091 | 0.68678 | 0.56785 | 0.44324 | 0.3306 | 0.22932 | 0.15295 | 0.097253 | 0.06865 | 0.0065281 | 0.024394 | 0.075252 | 0.19386 | 0.40558 | 0.74662 | 1.2367 | 1.8822 | 2.6356 | 3.457 | 4.2862 | 5.0763 | 5.7609 | 6.3279 | 6.7706 | 7.1027 | 7.3319 | 7.4859 | 7.5774 | 7.6289 | 0.4765 | 1.3072 | 3.7279 | 8.708 | 15.592 | 25.1544 | 36.1938 | 47.7105 | 55.7796 | 60.839 | 61.4425 | 58.4917 | 50.8131 | 42.0202 | 32.8021 | 24.4607 | 16.9674 | 11.3151 | 7.194 | 5.0779 | 0.4765 | 1.7837 | 5.5115 | 14.2195 | 29.8116 | 54.9659 | 91.1597 | 138.8703 | 194.6499 | 255.4888 | 316.9314 | 375.4231 | 426.2362 | 468.2564 | 501.0585 | 525.5192 | 542.4866 | 553.8017 | 560.5192 | 564.2899 | 0 | 0 | 0 | 0 | 0 | 0 | 0 | 0 | 0 | 0 | 0 | 0 | 0 | 0 | 0 | 0 | 0 | 0 | 0 | 0 | 0 | 0 | 0 | 0 | 0 | 0 | 0 | 0 | 0 | 0 | 0 | 0 | 0 | 0 | 0 | 0 | 0 | 0 | 0 | 0 | 0 | 0 | 0 | 0 | 0 | 0 | 0 | 0 | 0 | 0 | 0 | 0 | 0 | 0 | 0 | 0 | 0 | 0 | 0 | 0 | 0 | 0 | 0 | 0 | 0 | 0 | 0 | 0 | 0 | 0 | 0 | 0 | 0 | 0 | 0 | 0 | 0 | 0 | 0 | 0 | 0.0065281 | 0.017877 | 0.050899 | 0.11872 | 0.21212 | 0.34168 | 0.491 | 0.64666 | 0.75525 | 0.8232 | 0.83095 | 0.79091 | 0.68678 | 0.56785 | 0.44324 | 0.3306 | 0.22932 | 0.15295 | 0.097253 | 0.06865 | 0.0065281 | 0.024394 | 0.075252 | 0.19386 | 0.40558 | 0.74662 | 1.2367 | 1.8822 | 2.6356 | 3.457 | 4.2862 | 5.0763 | 5.7609 | 6.3279 | 6.7706 | 7.1027 | 7.3319 | 7.4859 | 7.5774 | 7.6289 | 0.4765 | 1.3072 | 3.7279 | 8.708 | 15.592 | 25.1544 | 36.1938 | 47.7105 | 55.7796 | 60.839 | 61.4425 | 58.4917 | 50.8131 | 42.0202 | 32.8021 | 24.4607 | 16.9674 | 11.3151 | 7.194 | 5.0779 | 0.4765 | 1.7837 | 5.5115 | 14.2195 | 29.8116 | 54.9659 | 91.1597 | 138.8703 | 194.6499 | 255.4888 | 316.9314 | 375.4231 | 426.2362 | 468.2564 | 501.0585 | 525.5192 | 542.4866 | 553.8017 | 560.5192 | 564.2899 | 0 | 0 | 0 | 0 | 0 | 0 | 0 | 0 | 0 | 0 | 0 | 0 | 0 | 0 | 0 | 0 | 0 | 0 | 0 | 0 | 0 | 0 | 0 | 0 | 0 | 0 | 0 | 0 | 0 | 0 | 0 | 0 | 0 | 0 | 0 | 0 | 0 | 0 | 0 | 0 | 0 | 0 | 0 | 0 | 0 | 0 | 0 | 0 | 0 | 0 | 0 | 0 | 0 | 0 | 0 | 0 | 0 | 0 | 0 | 0 | 0 | 0 | 0 | 0 | 0 | 0 | 0 | 0 | 0 | 0 | 0 | 0 | 0 | 0 | 0 | 0 | 0 | 0 | 0 | 0 | 834.0573 | 834.0573 | 834.0573 | 834.0573 | 834.0573 | 834.0573 | 834.0573 | 834.0573 | 834.0573 | 834.0573 | 834.0573 | 834.0573 | 834.0573 | 834.0573 | 834.0573 | 834.0573 | 834.0573 | 834.0573 | 834.0573 | 834.0573 | 537.2458 | 537.2458 | 537.2458 | 537.2458 | 537.2458 | 537.2458 | 537.2458 | 537.2458 | 537.2458 | 537.2458 | 537.2458 | 537.2458 | 537.2458 | 537.2458 | 537.2458 | 537.2458 | 537.2458 | 537.2458 | 537.2458 | 537.2458
WA_Industrial_Food Products_New_Space Heating_Natural Gas_HVAC - Demand Controlled Ventilation_A | WA | Industrial | Food Products | New | Space Heating | Natural Gas | HVAC - Demand Controlled Ventilation | A | IM57 | Constant ventilation | DCV enabled | 15 | 0.067787 | 0 | 0 | 0.17 | 0.02 | 0 | 0 | 0.08455 |  | sqft | 55% | 75% | Retrofit | RetroEven20 | 80.75% | TBD | 0.2% | 147.6935 |  | 90.8304 |  | 0.0085508 | VENT_DCV-Heating-7PLN-v5-8 | VENT_DCV-Heating-7PLN-v5-8 | VENT_DCV-Heating-7PLN-v5-8 | Constant ventilation | Constant ventilation | Constant ventilation | Constant ventilation | Constant ventilation | Constant ventilation | Constant ventilation | Constant ventilation | Constant ventilation | Constant ventilation | Constant ventilation | Constant ventilation | Constant ventilation | Constant ventilation | Constant ventilation | Constant ventilation | Constant ventilation | Constant ventilation | Constant ventilation | Constant ventilation | Constant ventilation | Constant ventilation | DCV enabled | DCV enabled | DCV enabled | DCV enabled | DCV enabled | DCV enabled | DCV enabled | DCV enabled | DCV enabled | DCV enabled | DCV enabled | DCV enabled | DCV enabled | DCV enabled | DCV enabled | DCV enabled | DCV enabled | DCV enabled | DCV enabled | DCV enabled | DCV enabled | DCV enabled | 0.17 | 0.17 | 0.17 | 0.17 | 0.17 | 0.17 | 0.17 | 0.17 | 0.17 | 0.17 | 0.17 | 0.17 | 0.17 | 0.17 | 0.17 | 0.17 | 0.17 | 0.17 | 0.17 | 0.17 | 0.17 | 0.17 | 0 | 0 | 0.067559 | 0.063601 | 0.062051 | 0.061148 | 0.060792 | 0.06048 | 0.06024 | 0.060028 | 0.059893 | 0.059761 | 0.059507 | 0.059303 | 0.059088 | 0.059264 | 0.059373 | 0.059375 | 0.05949 | 0.059476 | 0.059508 | 0.059455 | 0.01003 | 0.016478 | 0.022925 | 0.030154 | 0.034508 | 0.039561 | 0.044548 | 0.050156 | 0.054328 | 0.059125 | 0.063705 | 0.069072 | 0.072598 | 0.077418 | 0.082169 | 0.087537 | 0.091258 | 0.095611 | 0.099919 | 0.10407 | 0.01003 | 0.025921 | 0.048214 | 0.077666 | 0.11172 | 0.15071 | 0.19466 | 0.24413 | 0.29791 | 0.35638 | 0.41857 | 0.48621 | 0.55704 | 0.63612 | 0.71945 | 0.7982 | 0.8756 | 0.94903 | 1.0201 | 1.0895 | 148.459 | 259.0891 | 369.4475 | 493.1419 | 567.6358 | 654.1132 | 739.5007 | 835.5485 | 907.0844 | 989.3605 | 1070.5454 | 1164.7221 | 1228.6402 | 1306.3237 | 1383.9484 | 1474.3141 | 1534.0033 | 1607.5545 | 1679.1025 | 1750.4392 | 148.459 | 407.5481 | 776.9956 | 1270.1375 | 1837.7732 | 2491.8864 | 3231.3871 | 4066.9357 | 4974.0201 | 5963.3806 | 7033.926 | 8198.648 | 9427.2882 | 10733.6119 | 12117.5603 | 13443.4154 | 14718.3296 | 15956.4366 | 17142.3972 | 18325.2006 | 0.0085508 | 0.014759 | 0.020888 | 0.027691 | 0.031749 | 0.036421 | 0.041003 | 0.04613 | 0.04993 | 0.054285 | 0.058467 | 0.063342 | 0.066549 | 0.070518 | 0.074475 | 0.079019 | 0.082059 | 0.08576 | 0.089381 | 0.09305 | 0.0085508 | 0.023216 | 0.04393 | 0.071321 | 0.10279 | 0.13875 | 0.17917 | 0.22453 | 0.27379 | 0.32721 | 0.38415 | 0.44588 | 0.51063 | 0.57942 | 0.65209 | 0.72053 | 0.78733 | 0.85124 | 0.91251 | 0.97413 | 126.1902 | 220.2257 | 314.0303 | 419.1706 | 482.4904 | 555.9962 | 628.5756 | 710.2163 | 771.0218 | 840.9564 | 909.9636 | 990.0138 | 1044.3441 | 1110.3751 | 1176.3562 | 1253.167 | 1303.9028 | 1366.4213 | 1427.2371 | 1487.8733 | 126.1902 | 346.4159 | 660.4462 | 1079.6169 | 1562.1072 | 2118.1034 | 2746.679 | 3456.8953 | 4227.9171 | 5068.8735 | 5978.8371 | 6968.8508 | 8013.195 | 9123.5701 | 10299.9262 | 11426.9031 | 12510.5801 | 13562.9711 | 14571.0376 | 15576.4205 | 0.0085508 | 0.014759 | 0.020888 | 0.027691 | 0.031749 | 0.036421 | 0.041003 | 0.04613 | 0.04993 | 0.054285 | 0.058467 | 0.063342 | 0.066549 | 0.070518 | 0.074475 | 0.079019 | 0.082059 | 0.08576 | 0.089381 | 0.09305 | 0.0085508 | 0.023216 | 0.04393 | 0.071321 | 0.10279 | 0.13875 | 0.17917 | 0.22453 | 0.27379 | 0.32721 | 0.38415 | 0.44588 | 0.51063 | 0.57942 | 0.65209 | 0.72053 | 0.78733 | 0.85124 | 0.91251 | 0.97413 | 126.1902 | 220.2257 | 314.0303 | 419.1706 | 482.4904 | 555.9962 | 628.5756 | 710.2163 | 771.0218 | 840.9564 | 909.9636 | 990.0138 | 1044.3441 | 1110.3751 | 1176.3562 | 1253.167 | 1303.9028 | 1366.4213 | 1427.2371 | 1487.8733 | 126.1902 | 346.4159 | 660.4462 | 1079.6169 | 1562.1072 | 2118.1034 | 2746.679 | 3456.8953 | 4227.9171 | 5068.8735 | 5978.8371 | 6968.8508 | 8013.195 | 9123.5701 | 10299.9262 | 11426.9031 | 12510.5801 | 13562.9711 | 14571.0376 | 15576.4205 | 0.0085508 | 0.014759 | 0.020888 | 0.027691 | 0.031749 | 0.036421 | 0.041003 | 0.04613 | 0.04993 | 0.054285 | 0.058467 | 0.063342 | 0.066549 | 0.070518 | 0.074475 | 0.079019 | 0.082059 | 0.08576 | 0.089381 | 0.09305 | 0.0085508 | 0.023216 | 0.04393 | 0.071321 | 0.10279 | 0.13875 | 0.17917 | 0.22453 | 0.27379 | 0.32721 | 0.38415 | 0.44588 | 0.51063 | 0.57942 | 0.65209 | 0.72053 | 0.78733 | 0.85124 | 0.91251 | 0.97413 | 126.1902 | 220.2257 | 314.0303 | 419.1706 | 482.4904 | 555.9962 | 628.5756 | 710.2163 | 771.0218 | 840.9564 | 909.9636 | 990.0138 | 1044.3441 | 1110.3751 | 1176.3562 | 1253.167 | 1303.9028 | 1366.4213 | 1427.2371 | 1487.8733 | 126.1902 | 346.4159 | 660.4462 | 1079.6169 | 1562.1072 | 2118.1034 | 2746.679 | 3456.8953 | 4227.9171 | 5068.8735 | 5978.8371 | 6968.8508 | 8013.195 | 9123.5701 | 10299.9262 | 11426.9031 | 12510.5801 | 13562.9711 | 14571.0376 | 15576.4205 | 0.0085508 | 0.014759 | 0.020888 | 0.027691 | 0.031749 | 0.036421 | 0.041003 | 0.04613 | 0.04993 | 0.054285 | 0.058467 | 0.063342 | 0.066549 | 0.070518 | 0.074475 | 0.079019 | 0.082059 | 0.08576 | 0.089381 | 0.09305 | 0.0085508 | 0.023216 | 0.04393 | 0.071321 | 0.10279 | 0.13875 | 0.17917 | 0.22453 | 0.27379 | 0.32721 | 0.38415 | 0.44588 | 0.51063 | 0.57942 | 0.65209 | 0.72053 | 0.78733 | 0.85124 | 0.91251 | 0.97413 | 126.1902 | 220.2257 | 314.0303 | 419.1706 | 482.4904 | 555.9962 | 628.5756 | 710.2163 | 771.0218 | 840.9564 | 909.9636 | 990.0138 | 1044.3441 | 1110.3751 | 1176.3562 | 1253.167 | 1303.9028 | 1366.4213 | 1427.2371 | 1487.8733 | 126.1902 | 346.4159 | 660.4462 | 1079.6169 | 1562.1072 | 2118.1034 | 2746.679 | 3456.8953 | 4227.9171 | 5068.8735 | 5978.8371 | 6968.8508 | 8013.195 | 9123.5701 | 10299.9262 | 11426.9031 | 12510.5801 | 13562.9711 | 14571.0376 | 15576.4205 | 582.9502 | 582.9502 | 582.9502 | 582.9502 | 582.9502 | 582.9502 | 582.9502 | 582.9502 | 582.9502 | 582.9502 | 582.9502 | 582.9502 | 582.9502 | 582.9502 | 582.9502 | 582.9502 | 582.9502 | 582.9502 | 582.9502 | 582.9502 | 179.855 | 179.855 | 179.855 | 179.855 | 179.855 | 179.855 | 179.855 | 179.855 | 179.855 | 179.855 | 179.855 | 179.855 | 179.855 | 179.855 | 179.855 | 179.855 | 179.855 | 179.855 | 179.855 | 179.855
WA_Industrial_Food Products_New_Space Heating_Natural Gas_Gas Boiler - Stack Economizer_A | WA | Industrial | Food Products | New | Space Heating | Natural Gas | Gas Boiler - Stack Economizer | A | IM58 | None | Economizer installed | 15 | 0.90524 | 0 | 0 | 276.19 | 0 | 0 | 0 | 138.0974 |  | sqft | 15% | 55% | Retrofit | Retro12Med | 75.44% | TBD | 0.2% | 622.4373 |  | 412.9279 |  | 0.0017849 | IL TRM - 4.4.28 - CI-HVC-BECO-V02-210101 | XCEL CO 2019-2020 DSM Plan | IL TRM - 4.4.28 - CI-HVC-BECO-V02-210101 | None | None | None | None | None | None | None | None | None | None | None | None | None | None | None | None | None | None | None | None | None | None | Economizer installed | Economizer installed | Economizer installed | Economizer installed | Economizer installed | Economizer installed | Economizer installed | Economizer installed | Economizer installed | Economizer installed | Economizer installed | Economizer installed | Economizer installed | Economizer installed | Economizer installed | Economizer installed | Economizer installed | Economizer installed | Economizer installed | Economizer installed | Economizer installed | Economizer installed | 276.19 | 276.19 | 276.19 | 276.19 | 276.19 | 276.19 | 276.19 | 276.19 | 276.19 | 276.19 | 276.19 | 276.19 | 276.19 | 276.19 | 276.19 | 276.19 | 276.19 | 276.19 | 276.19 | 276.19 | 276.19 | 276.19 | 0 | 0 | 0.90057 | 0.84679 | 0.82505 | 0.8118 | 0.80521 | 0.79915 | 0.79371 | 0.78834 | 0.78328 | 0.77806 | 0.77101 | 0.7648 | 0.75804 | 0.75704 | 0.7558 | 0.75434 | 0.75444 | 0.7541 | 0.75497 | 0.75521 | 0.002093 | 0.0034346 | 0.0047718 | 0.0062671 | 0.0071553 | 0.007365 | 0.0066158 | 0.0059396 | 0.0051254 | 0.0044424 | 0.0038107 | 0.00329 | 0.0027519 | 0.0023376 | 0.001978 | 0.0017532 | 0.00306 | 0.0043614 | 0.0058284 | 0.006711 | 0.002093 | 0.0054026 | 0.010036 | 0.016142 | 0.023166 | 0.030356 | 0.036766 | 0.042457 | 0.047309 | 0.051436 | 0.054781 | 0.05763 | 0.059872 | 0.062131 | 0.064007 | 0.063884 | 0.063892 | 0.063863 | 0.063937 | 0.063957 | 2.3241 | 4.056 | 5.7836 | 7.72 | 8.8862 | 9.216 | 8.3352 | 7.5343 | 6.5434 | 5.7096 | 4.9425 | 4.3018 | 3.6303 | 3.0879 | 2.6171 | 2.3241 | 4.056 | 5.7836 | 7.72 | 8.8862 | 2.3241 | 6.3801 | 12.1637 | 19.8837 | 28.7699 | 37.9858 | 46.3211 | 53.8553 | 60.3987 | 66.1083 | 71.0508 | 75.3526 | 78.9829 | 82.0708 | 84.6878 | 84.6878 | 84.6878 | 84.6878 | 84.6878 | 84.6878 | 0.0017849 | 0.0030776 | 0.0043506 | 0.0057602 | 0.0065913 | 0.0067912 | 0.0061016 | 0.0054766 | 0.0047253 | 0.0040944 | 0.0035133 | 0.0030331 | 0.002538 | 0.0021437 | 0.0018059 | 0.0015946 | 0.0027732 | 0.0039431 | 0.0052545 | 0.006046 | 0.0017849 | 0.004841 | 0.0091499 | 0.014836 | 0.02134 | 0.027991 | 0.033908 | 0.039147 | 0.043617 | 0.047407 | 0.050506 | 0.053129 | 0.055218 | 0.056976 | 0.058437 | 0.058106 | 0.057905 | 0.057737 | 0.057641 | 0.05762 | 1.9755 | 3.4476 | 4.9161 | 6.562 | 7.5533 | 7.8336 | 7.0849 | 6.4041 | 5.5619 | 4.8531 | 4.2011 | 3.6565 | 3.0858 | 2.6247 | 2.2245 | 1.9755 | 3.4476 | 4.9161 | 6.562 | 7.5533 | 1.9755 | 5.4231 | 10.3391 | 16.9011 | 24.4544 | 32.288 | 39.3729 | 45.777 | 51.3389 | 56.1921 | 60.3932 | 64.0497 | 67.1354 | 69.7601 | 71.9847 | 71.9847 | 71.9847 | 71.9847 | 71.9847 | 71.9847 | 0 | 0 | 0 | 0 | 0 | 0 | 0 | 0 | 0 | 0 | 0 | 0 | 0 | 0 | 0 | 0 | 0 | 0 | 0 | 0 | 0 | 0 | 0 | 0 | 0 | 0 | 0 | 0 | 0 | 0 | 0 | 0 | 0 | 0 | 0 | 0 | 0 | 0 | 0 | 0 | 0 | 0 | 0 | 0 | 0 | 0 | 0 | 0 | 0 | 0 | 0 | 0 | 0 | 0 | 0 | 0 | 0 | 0 | 0 | 0 | 0 | 0 | 0 | 0 | 0 | 0 | 0 | 0 | 0 | 0 | 0 | 0 | 0 | 0 | 0 | 0 | 0 | 0 | 0 | 0 | 0.0017849 | 0.0030776 | 0.0043506 | 0.0057602 | 0.0065913 | 0.0067912 | 0.0061016 | 0.0054766 | 0.0047253 | 0.0040944 | 0.0035133 | 0.0030331 | 0.002538 | 0.0021437 | 0.0018059 | 0.0015946 | 0.0027732 | 0.0039431 | 0.0052545 | 0.006046 | 0.0017849 | 0.004841 | 0.0091499 | 0.014836 | 0.02134 | 0.027991 | 0.033908 | 0.039147 | 0.043617 | 0.047407 | 0.050506 | 0.053129 | 0.055218 | 0.056976 | 0.058437 | 0.058106 | 0.057905 | 0.057737 | 0.057641 | 0.05762 | 1.9755 | 3.4476 | 4.9161 | 6.562 | 7.5533 | 7.8336 | 7.0849 | 6.4041 | 5.5619 | 4.8531 | 4.2011 | 3.6565 | 3.0858 | 2.6247 | 2.2245 | 1.9755 | 3.4476 | 4.9161 | 6.562 | 7.5533 | 1.9755 | 5.4231 | 10.3391 | 16.9011 | 24.4544 | 32.288 | 39.3729 | 45.777 | 51.3389 | 56.1921 | 60.3932 | 64.0497 | 67.1354 | 69.7601 | 71.9847 | 71.9847 | 71.9847 | 71.9847 | 71.9847 | 71.9847 | 0.0017849 | 0.0030776 | 0.0043506 | 0.0057602 | 0.0065913 | 0.0067912 | 0.0061016 | 0.0054766 | 0.0047253 | 0.0040944 | 0.0035133 | 0.0030331 | 0.002538 | 0.0021437 | 0.0018059 | 0.0015946 | 0.0027732 | 0.0039431 | 0.0052545 | 0.006046 | 0.0017849 | 0.004841 | 0.0091499 | 0.014836 | 0.02134 | 0.027991 | 0.033908 | 0.039147 | 0.043617 | 0.047407 | 0.050506 | 0.053129 | 0.055218 | 0.056976 | 0.058437 | 0.058106 | 0.057905 | 0.057737 | 0.057641 | 0.05762 | 1.9755 | 3.4476 | 4.9161 | 6.562 | 7.5533 | 7.8336 | 7.0849 | 6.4041 | 5.5619 | 4.8531 | 4.2011 | 3.6565 | 3.0858 | 2.6247 | 2.2245 | 1.9755 | 3.4476 | 4.9161 | 6.562 | 7.5533 | 1.9755 | 5.4231 | 10.3391 | 16.9011 | 24.4544 | 32.288 | 39.3729 | 45.777 | 51.3389 | 56.1921 | 60.3932 | 64.0497 | 67.1354 | 69.7601 | 71.9847 | 71.9847 | 71.9847 | 71.9847 | 71.9847 | 71.9847 | 643.5285 | 643.5285 | 643.5285 | 643.5285 | 643.5285 | 643.5285 | 643.5285 | 643.5285 | 643.5285 | 643.5285 | 643.5285 | 643.5285 | 643.5285 | 643.5285 | 643.5285 | 643.5285 | 643.5285 | 643.5285 | 643.5285 | 643.5285 | 426.9199 | 426.9199 | 426.9199 | 426.9199 | 426.9199 | 426.9199 | 426.9199 | 426.9199 | 426.9199 | 426.9199 | 426.9199 | 426.9199 | 426.9199 | 426.9199 | 426.9199 | 426.9199 | 426.9199 | 426.9199 | 426.9199 | 426.9199
WA_Industrial_Food Products_New_Process_Natural Gas_Gas Boiler - Stack Economizer_A | WA | Industrial | Food Products | New | Process | Natural Gas | Gas Boiler - Stack Economizer | A | IM59 | None | Economizer installed | 15 | 45.4909 | 0 | 0 | 276.19 | 0 | 0 | 0 | 138.0974 |  | sqft | 15% | 55% | Retrofit | Retro12Med | 75.44% | TBD | 0.2% | 622.4373 |  | 412.9279 |  | 0.21381 | IL TRM - 4.4.28 - CI-HVC-BECO-V02-210101 | XCEL CO 2019-2020 DSM Plan | IL TRM - 4.4.29 - CI-HVC-PECO-V01-150601 | None | None | None | None | None | None | None | None | None | None | None | None | None | None | None | None | None | None | None | None | None | None | Economizer installed | Economizer installed | Economizer installed | Economizer installed | Economizer installed | Economizer installed | Economizer installed | Economizer installed | Economizer installed | Economizer installed | Economizer installed | Economizer installed | Economizer installed | Economizer installed | Economizer installed | Economizer installed | Economizer installed | Economizer installed | Economizer installed | Economizer installed | Economizer installed | Economizer installed | 276.19 | 276.19 | 276.19 | 276.19 | 276.19 | 276.19 | 276.19 | 276.19 | 276.19 | 276.19 | 276.19 | 276.19 | 276.19 | 276.19 | 276.19 | 276.19 | 276.19 | 276.19 | 276.19 | 276.19 | 276.19 | 276.19 | 0 | 0 | 45.3728 | 45.3046 | 45.2399 | 45.1824 | 45.1001 | 45.0375 | 44.9829 | 44.9409 | 44.8927 | 44.8579 | 44.83 | 44.816 | 44.792 | 44.78 | 44.7703 | 44.7718 | 44.7644 | 44.7651 | 44.7638 | 44.7612 | 0.25144 | 0.43815 | 0.62389 | 0.83172 | 0.95561 | 0.9897 | 0.89403 | 0.80736 | 0.70044 | 0.6107 | 0.52832 | 0.4597 | 0.38773 | 0.32971 | 0.27938 | 0.24811 | 0.43293 | 0.61734 | 0.82401 | 0.94843 | 0.25144 | 0.68922 | 1.3121 | 2.1422 | 3.0939 | 4.0793 | 4.9684 | 5.7711 | 6.4653 | 7.071 | 7.5949 | 8.0523 | 8.4357 | 8.7631 | 9.0406 | 9.0409 | 9.0394 | 9.0396 | 9.0393 | 9.0388 | 5.5417 | 9.6712 | 13.7907 | 18.4079 | 21.1886 | 21.975 | 19.8749 | 17.965 | 15.6025 | 13.6141 | 11.785 | 10.2574 | 8.6563 | 7.3629 | 6.2403 | 5.5417 | 9.6712 | 13.7907 | 18.4079 | 21.1886 | 5.5417 | 15.2129 | 29.0036 | 47.4116 | 68.6002 | 90.5752 | 110.4501 | 128.4151 | 144.0176 | 157.6317 | 169.4168 | 179.6742 | 188.3305 | 195.6933 | 201.9336 | 201.9336 | 201.9336 | 201.9336 | 201.9336 | 201.9336 | 0.21381 | 0.37266 | 0.53075 | 0.70768 | 0.81332 | 0.84251 | 0.76121 | 0.68751 | 0.59656 | 0.52019 | 0.45006 | 0.39162 | 0.33034 | 0.28092 | 0.23804 | 0.2114 | 0.36888 | 0.52601 | 0.70211 | 0.80813 | 0.21381 | 0.58619 | 1.1162 | 1.8227 | 2.6332 | 3.4726 | 4.2302 | 4.9144 | 5.5065 | 6.023 | 6.4699 | 6.8598 | 7.187 | 7.4663 | 7.703 | 7.7032 | 7.7021 | 7.7022 | 7.702 | 7.7017 | 4.7104 | 8.2206 | 11.7221 | 15.6468 | 18.0104 | 18.6788 | 16.8937 | 15.2703 | 13.2621 | 11.572 | 10.0173 | 8.7188 | 7.3578 | 6.2584 | 5.3043 | 4.7104 | 8.2206 | 11.7221 | 15.6468 | 18.0104 | 4.7104 | 12.931 | 24.6531 | 40.2998 | 58.3102 | 76.9889 | 93.8826 | 109.1528 | 122.415 | 133.987 | 144.0043 | 152.7231 | 160.0809 | 166.3393 | 171.6436 | 171.6436 | 171.6436 | 171.6436 | 171.6436 | 171.6436 | 0 | 0 | 0 | 0 | 0 | 0 | 0 | 0 | 0 | 0 | 0 | 0 | 0 | 0 | 0 | 0 | 0 | 0 | 0 | 0 | 0 | 0 | 0 | 0 | 0 | 0 | 0 | 0 | 0 | 0 | 0 | 0 | 0 | 0 | 0 | 0 | 0 | 0 | 0 | 0 | 0 | 0 | 0 | 0 | 0 | 0 | 0 | 0 | 0 | 0 | 0 | 0 | 0 | 0 | 0 | 0 | 0 | 0 | 0 | 0 | 0 | 0 | 0 | 0 | 0 | 0 | 0 | 0 | 0 | 0 | 0 | 0 | 0 | 0 | 0 | 0 | 0 | 0 | 0 | 0 | 0.21381 | 0.37266 | 0.53075 | 0.70768 | 0.81332 | 0.84251 | 0.76121 | 0.68751 | 0.59656 | 0.52019 | 0.45006 | 0.39162 | 0.33034 | 0.28092 | 0.23804 | 0.2114 | 0.36888 | 0.52601 | 0.70211 | 0.80813 | 0.21381 | 0.58619 | 1.1162 | 1.8227 | 2.6332 | 3.4726 | 4.2302 | 4.9144 | 5.5065 | 6.023 | 6.4699 | 6.8598 | 7.187 | 7.4663 | 7.703 | 7.7032 | 7.7021 | 7.7022 | 7.702 | 7.7017 | 4.7104 | 8.2206 | 11.7221 | 15.6468 | 18.0104 | 18.6788 | 16.8937 | 15.2703 | 13.2621 | 11.572 | 10.0173 | 8.7188 | 7.3578 | 6.2584 | 5.3043 | 4.7104 | 8.2206 | 11.7221 | 15.6468 | 18.0104 | 4.7104 | 12.931 | 24.6531 | 40.2998 | 58.3102 | 76.9889 | 93.8826 | 109.1528 | 122.415 | 133.987 | 144.0043 | 152.7231 | 160.0809 | 166.3393 | 171.6436 | 171.6436 | 171.6436 | 171.6436 | 171.6436 | 171.6436 | 0.21381 | 0.37266 | 0.53075 | 0.70768 | 0.81332 | 0.84251 | 0.76121 | 0.68751 | 0.59656 | 0.52019 | 0.45006 | 0.39162 | 0.33034 | 0.28092 | 0.23804 | 0.2114 | 0.36888 | 0.52601 | 0.70211 | 0.80813 | 0.21381 | 0.58619 | 1.1162 | 1.8227 | 2.6332 | 3.4726 | 4.2302 | 4.9144 | 5.5065 | 6.023 | 6.4699 | 6.8598 | 7.187 | 7.4663 | 7.703 | 7.7032 | 7.7021 | 7.7022 | 7.702 | 7.7017 | 4.7104 | 8.2206 | 11.7221 | 15.6468 | 18.0104 | 18.6788 | 16.8937 | 15.2703 | 13.2621 | 11.572 | 10.0173 | 8.7188 | 7.3578 | 6.2584 | 5.3043 | 4.7104 | 8.2206 | 11.7221 | 15.6468 | 18.0104 | 4.7104 | 12.931 | 24.6531 | 40.2998 | 58.3102 | 76.9889 | 93.8826 | 109.1528 | 122.415 | 133.987 | 144.0043 | 152.7231 | 160.0809 | 166.3393 | 171.6436 | 171.6436 | 171.6436 | 171.6436 | 171.6436 | 171.6436 | 643.5285 | 643.5285 | 643.5285 | 643.5285 | 643.5285 | 643.5285 | 643.5285 | 643.5285 | 643.5285 | 643.5285 | 643.5285 | 643.5285 | 643.5285 | 643.5285 | 643.5285 | 643.5285 | 643.5285 | 643.5285 | 643.5285 | 643.5285 | 426.9199 | 426.9199 | 426.9199 | 426.9199 | 426.9199 | 426.9199 | 426.9199 | 426.9199 | 426.9199 | 426.9199 | 426.9199 | 426.9199 | 426.9199 | 426.9199 | 426.9199 | 426.9199 | 426.9199 | 426.9199 | 426.9199 | 426.9199
WA_Industrial_Food Products_New_Space Heating_Natural Gas_Gas Furnace Tube Inserts_A | WA | Industrial | Food Products | New | Space Heating | Natural Gas | Gas Furnace Tube Inserts | A | IM60 | None | Tube inserts installed | 5 | 0.077933 | 0 | 0 | 0.02 | 0 | 0 | 0 | 0.0086 |  | sqft | 0% | 0% | Retrofit | Retro3Slow | 84.16% | TBD | 0.2% | 282.1807 |  | 218.2727 |  | 0 | WI TRM - Radiant Tube Inserts, 2507 | WI TRM - Radiant Tube Inserts, 2507 | WI TRM - Radiant Tube Inserts, 2507 | None | None | None | None | None | None | None | None | None | None | None | None | None | None | None | None | None | None | None | None | None | None | Tube inserts installed | Tube inserts installed | Tube inserts installed | Tube inserts installed | Tube inserts installed | Tube inserts installed | Tube inserts installed | Tube inserts installed | Tube inserts installed | Tube inserts installed | Tube inserts installed | Tube inserts installed | Tube inserts installed | Tube inserts installed | Tube inserts installed | Tube inserts installed | Tube inserts installed | Tube inserts installed | Tube inserts installed | Tube inserts installed | Tube inserts installed | Tube inserts installed | 0.02 | 0.02 | 0.02 | 0.02 | 0.02 | 0.02 | 0.02 | 0.02 | 0.02 | 0.02 | 0.02 | 0.02 | 0.02 | 0.02 | 0.02 | 0.02 | 0.02 | 0.02 | 0.02 | 0.02 | 0.02 | 0.02 | 0 | 0 | 0.077672 | 0.073123 | 0.071343 | 0.070307 | 0.069903 | 0.069551 | 0.069285 | 0.069051 | 0.068909 | 0.068771 | 0.068494 | 0.068271 | 0.068034 | 0.068243 | 0.068367 | 0.068363 | 0.068492 | 0.068472 | 0.068504 | 0.06844 | 0 | 0 | 0 | 0 | 0 | 0 | 0 | 0 | 0 | 0 | 0 | 0 | 0 | 0 | 0 | 0 | 0 | 0 | 0 | 0 | 0 | 0 | 0 | 0 | 0 | 0 | 0 | 0 | 0 | 0 | 0 | 0 | 0 | 0 | 0 | 0 | 0 | 0 | 0 | 0 | 0 | 0 | 0 | 0 | 0 | 0 | 0 | 0 | 0 | 0 | 0 | 0 | 0 | 0 | 0 | 0 | 0 | 0 | 0 | 0 | 0 | 0 | 0 | 0 | 0 | 0 | 0 | 0 | 0 | 0 | 0 | 0 | 0 | 0 | 0 | 0 | 0 | 0 | 0 | 0 | 0 | 0 | 0 | 0 | 0 | 0 | 0 | 0 | 0 | 0 | 0 | 0 | 0 | 0 | 0 | 0 | 0 | 0 | 0 | 0 | 0 | 0 | 0 | 0 | 0 | 0 | 0 | 0 | 0 | 0 | 0 | 0 | 0 | 0 | 0 | 0 | 0 | 0 | 0 | 0 | 0 | 0 | 0 | 0 | 0 | 0 | 0 | 0 | 0 | 0 | 0 | 0 | 0 | 0 | 0 | 0 | 0 | 0 | 0 | 0 | 0 | 0 | 0 | 0 | 0 | 0 | 0 | 0 | 0 | 0 | 0 | 0 | 0 | 0 | 0 | 0 | 0 | 0 | 0 | 0 | 0 | 0 | 0 | 0 | 0 | 0 | 0 | 0 | 0 | 0 | 0 | 0 | 0 | 0 | 0 | 0 | 0 | 0 | 0 | 0 | 0 | 0 | 0 | 0 | 0 | 0 | 0 | 0 | 0 | 0 | 0 | 0 | 0 | 0 | 0 | 0 | 0 | 0 | 0 | 0 | 0 | 0 | 0 | 0 | 0 | 0 | 0 | 0 | 0 | 0 | 0 | 0 | 0 | 0 | 0 | 0 | 0 | 0 | 0 | 0 | 0 | 0 | 0 | 0 | 0 | 0 | 0 | 0 | 0 | 0 | 0 | 0 | 0 | 0 | 0 | 0 | 0 | 0 | 0 | 0 | 0 | 0 | 0 | 0 | 0 | 0 | 0 | 0 | 0 | 0 | 0 | 0 | 0 | 0 | 0 | 0 | 0 | 0 | 0 | 0 | 0 | 0 | 0 | 0 | 0 | 0 | 0 | 0 | 0 | 0 | 0 | 0 | 0 | 0 | 0 | 0 | 0 | 0 | 0 | 0 | 0 | 0 | 0 | 0 | 0 | 0 | 0 | 0 | 0 | 0 | 0 | 0 | 0 | 0 | 0 | 0 | 0 | 0 | 0 | 0 | 0 | 0 | 0 | 0 | 0 | 0 | 0 | 0 | 0 | 0 | 0 | 0 | 0 | 0 | 0 | 0 | 0 | 0 | 0 | 0 | 0 | 0 | 0 | 0 | 0 | 0 | 0 | 0 | 0 | 0 | 0 | 0 | 0 | 0 | 0 | 0 | 0 | 0 | 0 | 0 | 0 | 0 | 0 | 0 | 0 | 0 | 0 | 0 | 0 | 0 | 0 | 0 | 0 | 0 | 0 | 0 | 0 | 0 | 0 | 0 | 0 | 0 | 0 | 0 | 0 | 0 | 0 | 0 | 0 | 0 | 0 | 0 | 0 | 0 | 0 | 0 | 0 | 0 | 0 | 0 | 0 | 0 | 0 | 0 | 0 | 0 | 0 | 0 | 0 | 0 | 0 | 0 | 0 | 0 | 0 | 0 | 0 | 0 | 0 | 0 | 60.9549 | 60.9549 | 60.9549 | 60.9549 | 60.9549 | 60.9549 | 60.9549 | 60.9549 | 60.9549 | 60.9549 | 60.9549 | 60.9549 | 60.9549 | 60.9549 | 60.9549 | 60.9549 | 60.9549 | 60.9549 | 60.9549 | 60.9549 | 47.1499 | 47.1499 | 47.1499 | 47.1499 | 47.1499 | 47.1499 | 47.1499 | 47.1499 | 47.1499 | 47.1499 | 47.1499 | 47.1499 | 47.1499 | 47.1499 | 47.1499 | 47.1499 | 47.1499 | 47.1499 | 47.1499 | 47.1499
WA_Industrial_Food Products_New_Space Heating_Natural Gas_Space Heating - Heat Recovery Ventilator_A | WA | Industrial | Food Products | New | Space Heating | Natural Gas | Space Heating - Heat Recovery Ventilator | A | IM61 | None | HRV installed | 15 | 0.012707 | 0 | 0 | 0.28 | 0 | 0 | 0 | 0.139 |  | sqft | 5% | 10% | Retrofit | RetroEven20 | 80.75% | TBD | 0.2% | 146.5862 |  | 97.246 |  | 0.003917 | IL TRM - 4.4.27 - CI-HVC-ERVE-V04-200101 | IL TRM - 4.4.27 - CI-HVC-ERVE-V04-200101 | IL TRM - 4.4.27 - CI-HVC-ERVE-V04-200101 | None | None | None | None | None | None | None | None | None | None | None | None | None | None | None | None | None | None | None | None | None | None | HRV installed | HRV installed | HRV installed | HRV installed | HRV installed | HRV installed | HRV installed | HRV installed | HRV installed | HRV installed | HRV installed | HRV installed | HRV installed | HRV installed | HRV installed | HRV installed | HRV installed | HRV installed | HRV installed | HRV installed | HRV installed | HRV installed | 0.28 | 0.28 | 0.28 | 0.28 | 0.28 | 0.28 | 0.28 | 0.28 | 0.28 | 0.28 | 0.28 | 0.28 | 0.28 | 0.28 | 0.28 | 0.28 | 0.28 | 0.28 | 0.28 | 0.28 | 0.28 | 0.28 | 0 | 0 | 0.01264 | 0.011884 | 0.011578 | 0.011391 | 0.011297 | 0.011211 | 0.011133 | 0.011057 | 0.010986 | 0.010912 | 0.010812 | 0.010725 | 0.01063 | 0.010616 | 0.010599 | 0.010579 | 0.01058 | 0.010576 | 0.010589 | 0.010592 | 0.0045931 | 0.0075365 | 0.01047 | 0.01375 | 0.015696 | 0.017949 | 0.020153 | 0.022614 | 0.024391 | 0.026425 | 0.028333 | 0.030576 | 0.031968 | 0.033945 | 0.035903 | 0.038176 | 0.039727 | 0.041615 | 0.043519 | 0.045384 | 0.0045931 | 0.011855 | 0.022019 | 0.035414 | 0.050818 | 0.06838 | 0.08806 | 0.11007 | 0.13375 | 0.15927 | 0.18616 | 0.21523 | 0.24529 | 0.27891 | 0.31436 | 0.3481 | 0.38117 | 0.41307 | 0.4443 | 0.47512 | 363.3871 | 634.1792 | 904.3063 | 1207.0765 | 1389.4171 | 1601.0901 | 1810.0956 | 2045.1944 | 2220.2946 | 2421.684 | 2620.4023 | 2850.9211 | 3007.3751 | 3197.5232 | 3387.5273 | 3608.7178 | 3754.8206 | 3934.8538 | 4109.9838 | 4284.5964 | 363.3871 | 997.5663 | 1901.8727 | 3108.9492 | 4498.3663 | 6099.4565 | 7909.552 | 9954.7464 | 12175.041 | 14596.725 | 17217.1273 | 20068.0485 | 23075.4236 | 26272.9468 | 29660.4741 | 32905.8048 | 36026.4461 | 39056.9936 | 41959.9008 | 44855.0801 | 0.003917 | 0.0067534 | 0.0095463 | 0.012638 | 0.01446 | 0.016553 | 0.018589 | 0.020854 | 0.02249 | 0.024358 | 0.026126 | 0.028193 | 0.029488 | 0.031133 | 0.032784 | 0.034728 | 0.03601 | 0.037628 | 0.039239 | 0.040892 | 0.003917 | 0.010623 | 0.020077 | 0.032551 | 0.046816 | 0.063058 | 0.081226 | 0.10151 | 0.12333 | 0.14682 | 0.17166 | 0.19845 | 0.22626 | 0.25581 | 0.28705 | 0.31667 | 0.3455 | 0.37349 | 0.4006 | 0.42809 | 308.879 | 539.0523 | 768.6604 | 1026.0151 | 1181.0045 | 1360.9266 | 1538.5812 | 1738.4152 | 1887.2504 | 2058.4314 | 2227.342 | 2423.283 | 2556.2689 | 2717.8947 | 2879.3982 | 3067.4101 | 3191.5975 | 3344.6257 | 3493.4862 | 3641.907 | 308.879 | 847.9314 | 1616.5918 | 2642.6068 | 3823.6114 | 5184.538 | 6723.1192 | 8461.5344 | 10348.7849 | 12407.2163 | 14634.5582 | 17057.8412 | 19614.1101 | 22332.0048 | 25211.403 | 27969.934 | 30622.4792 | 33198.4446 | 35665.9157 | 38126.8181 | 0 | 0 | 0 | 0 | 0 | 0 | 0 | 0 | 0 | 0 | 0 | 0 | 0 | 0 | 0 | 0 | 0 | 0 | 0 | 0 | 0 | 0 | 0 | 0 | 0 | 0 | 0 | 0 | 0 | 0 | 0 | 0 | 0 | 0 | 0 | 0 | 0 | 0 | 0 | 0 | 0 | 0 | 0 | 0 | 0 | 0 | 0 | 0 | 0 | 0 | 0 | 0 | 0 | 0 | 0 | 0 | 0 | 0 | 0 | 0 | 0 | 0 | 0 | 0 | 0 | 0 | 0 | 0 | 0 | 0 | 0 | 0 | 0 | 0 | 0 | 0 | 0 | 0 | 0 | 0 | 0 | 0 | 0 | 0 | 0 | 0 | 0 | 0 | 0 | 0 | 0 | 0 | 0 | 0 | 0 | 0 | 0 | 0 | 0 | 0 | 0 | 0 | 0 | 0 | 0 | 0 | 0 | 0 | 0 | 0 | 0 | 0 | 0 | 0 | 0 | 0 | 0 | 0 | 0 | 0 | 0 | 0 | 0 | 0 | 0 | 0 | 0 | 0 | 0 | 0 | 0 | 0 | 0 | 0 | 0 | 0 | 0 | 0 | 0 | 0 | 0 | 0 | 0 | 0 | 0 | 0 | 0 | 0 | 0 | 0 | 0 | 0 | 0 | 0 | 0 | 0 | 0 | 0 | 0 | 0 | 0 | 0 | 0 | 0 | 0 | 0 | 0 | 0 | 0 | 0 | 0 | 0 | 0 | 0 | 0 | 0 | 0 | 0 | 0 | 0 | 0 | 0 | 0 | 0 | 0 | 0 | 0 | 0 | 0 | 0 | 0 | 0 | 0 | 0 | 0 | 0 | 0 | 0 | 0 | 0 | 0 | 0 | 0 | 0 | 0 | 0 | 0 | 0 | 0 | 0 | 0 | 0 | 0 | 0 | 0 | 0 | 0 | 0 | 0 | 0 | 0 | 0 | 0 | 0 | 0 | 0 | 0 | 0 | 0 | 0 | 0 | 0 | 0 | 0 | 0 | 0 | 0 | 0 | 0 | 0 | 2382.0251 | 2382.0251 | 2382.0251 | 2382.0251 | 2382.0251 | 2382.0251 | 2382.0251 | 2382.0251 | 2382.0251 | 2382.0251 | 2382.0251 | 2382.0251 | 2382.0251 | 2382.0251 | 2382.0251 | 2382.0251 | 2382.0251 | 2382.0251 | 2382.0251 | 2382.0251 | 1580.247 | 1580.247 | 1580.247 | 1580.247 | 1580.247 | 1580.247 | 1580.247 | 1580.247 | 1580.247 | 1580.247 | 1580.247 | 1580.247 | 1580.247 | 1580.247 | 1580.247 | 1580.247 | 1580.247 | 1580.247 | 1580.247 | 1580.247
WA_Industrial_Food Products_New_Space Heating_Natural Gas_Thermostat - Programmable_A | WA | Industrial | Food Products | New | Space Heating | Natural Gas | Thermostat - Programmable | A | IM62 | Manual control | Programmable thermostat installed | 11 | 0.0061474 | 0 | 0 | 0.17 | 0.01 | 0 | 0 | 0.0859 |  | sqft | 25% | 40% | Retrofit | RetroEven20 | 80.75% | TBD | 0.2% | 175.7871 |  | 119.9913 |  | 0.0056838 | IL TRM - 4.4.48 - CI-HVC-THST-V02-210101 | IL TRM - 4.4.48 - CI-HVC-THST-V02-210101 | BEST | Manual control | Manual control | Manual control | Manual control | Manual control | Manual control | Manual control | Manual control | Manual control | Manual control | Manual control | Manual control | Manual control | Manual control | Manual control | Manual control | Manual control | Manual control | Manual control | Manual control | Manual control | Manual control | Programmable thermostat installed | Programmable thermostat installed | Programmable thermostat installed | Programmable thermostat installed | Programmable thermostat installed | Programmable thermostat installed | Programmable thermostat installed | Programmable thermostat installed | Programmable thermostat installed | Programmable thermostat installed | Programmable thermostat installed | Programmable thermostat installed | Programmable thermostat installed | Programmable thermostat installed | Programmable thermostat installed | Programmable thermostat installed | Programmable thermostat installed | Programmable thermostat installed | Programmable thermostat installed | Programmable thermostat installed | Programmable thermostat installed | Programmable thermostat installed | 0.17 | 0.17 | 0.17 | 0.17 | 0.17 | 0.17 | 0.17 | 0.17 | 0.17 | 0.17 | 0.17 | 0.17 | 0.17 | 0.17 | 0.17 | 0.17 | 0.17 | 0.17 | 0.17 | 0.17 | 0.17 | 0.17 | 0 | 0 | 0.0061134 | 0.0057472 | 0.0055985 | 0.0055075 | 0.0054614 | 0.005419 | 0.005381 | 0.0053437 | 0.0053082 | 0.0052719 | 0.0052233 | 0.0051807 | 0.005134 | 0.0051267 | 0.0051177 | 0.0051077 | 0.005108 | 0.0051055 | 0.0051113 | 0.0051128 | 0.0066646 | 0.010934 | 0.015188 | 0.019944 | 0.022764 | 0.026029 | 0.02922 | 0.032787 | 0.035358 | 0.038301 | 0.041062 | 0.044309 | 0.04632 | 0.049178 | 0.052009 | 0.055297 | 0.057539 | 0.060268 | 0.063022 | 0.065718 | 0.0066646 | 0.0172 | 0.031943 | 0.051368 | 0.073702 | 0.099159 | 0.12768 | 0.15958 | 0.19388 | 0.23086 | 0.26979 | 0.30625 | 0.34005 | 0.37483 | 0.40765 | 0.44086 | 0.47389 | 0.5062 | 0.53843 | 0.57025 | 1090.1613 | 1902.5377 | 2712.919 | 3621.2296 | 4168.2513 | 4803.2704 | 5430.2867 | 6135.5831 | 6660.8839 | 7265.052 | 7861.207 | 8552.7634 | 9022.1254 | 9592.5696 | 10162.5819 | 10826.1533 | 11264.4618 | 11804.5614 | 12329.9513 | 12853.7893 | 1090.1613 | 2992.699 | 5705.618 | 9326.8477 | 13495.099 | 18298.3694 | 23728.6561 | 29864.2392 | 36525.1231 | 43790.175 | 51651.382 | 59113.984 | 66233.5718 | 73113.2224 | 79654.5746 | 86312.4766 | 92773.668 | 99147.9428 | 105342.311 | 111535.2164 | 0.0056838 | 0.0097986 | 0.013849 | 0.018333 | 0.020974 | 0.024006 | 0.026956 | 0.030239 | 0.032608 | 0.035312 | 0.037871 | 0.040864 | 0.042737 | 0.045116 | 0.047504 | 0.050318 | 0.05217 | 0.054512 | 0.056842 | 0.059234 | 0.0056838 | 0.015413 | 0.029127 | 0.04722 | 0.067905 | 0.091454 | 0.11779 | 0.14719 | 0.17881 | 0.21285 | 0.24883 | 0.28244 | 0.31374 | 0.34387 | 0.37234 | 0.40116 | 0.42967 | 0.45785 | 0.48564 | 0.51399 | 926.6371 | 1617.157 | 2305.9812 | 3078.0452 | 3543.0136 | 4082.7799 | 4615.7437 | 5215.2456 | 5661.7513 | 6175.2942 | 6682.0259 | 7269.8489 | 7668.8066 | 8153.6842 | 8638.1946 | 9202.2303 | 9574.7925 | 10033.8772 | 10480.4586 | 10925.7209 | 926.6371 | 2543.7941 | 4849.7753 | 7927.8205 | 11470.8341 | 15553.614 | 20169.3577 | 25384.6033 | 31046.3546 | 37221.6488 | 43903.6747 | 50246.8864 | 56298.536 | 62146.239 | 67706.3884 | 73365.6051 | 78857.6178 | 84275.7513 | 89540.9644 | 94804.9339 | 0 | 0 | 0 | 0 | 0 | 0 | 0 | 0 | 0 | 0 | 0 | 0 | 0 | 0 | 0 | 0 | 0 | 0 | 0 | 0 | 0 | 0 | 0 | 0 | 0 | 0 | 0 | 0 | 0 | 0 | 0 | 0 | 0 | 0 | 0 | 0 | 0 | 0 | 0 | 0 | 0 | 0 | 0 | 0 | 0 | 0 | 0 | 0 | 0 | 0 | 0 | 0 | 0 | 0 | 0 | 0 | 0 | 0 | 0 | 0 | 0 | 0 | 0 | 0 | 0 | 0 | 0 | 0 | 0 | 0 | 0 | 0 | 0 | 0 | 0 | 0 | 0 | 0 | 0 | 0 | 0 | 0 | 0 | 0 | 0 | 0 | 0 | 0 | 0 | 0 | 0 | 0 | 0 | 0 | 0 | 0 | 0 | 0 | 0 | 0 | 0 | 0 | 0 | 0 | 0 | 0 | 0 | 0 | 0 | 0 | 0 | 0 | 0 | 0 | 0 | 0 | 0 | 0 | 0 | 0 | 0 | 0 | 0 | 0 | 0 | 0 | 0 | 0 | 0 | 0 | 0 | 0 | 0 | 0 | 0 | 0 | 0 | 0 | 0 | 0 | 0 | 0 | 0 | 0 | 0 | 0 | 0 | 0 | 0 | 0 | 0 | 0 | 0 | 0 | 0 | 0 | 0 | 0 | 0 | 0 | 0 | 0 | 0 | 0 | 0 | 0 | 0 | 0 | 0 | 0 | 0 | 0 | 0 | 0 | 0 | 0 | 0 | 0 | 0 | 0 | 0 | 0 | 0 | 0 | 0 | 0 | 0 | 0 | 0 | 0 | 0 | 0 | 0 | 0 | 0 | 0 | 0 | 0 | 0 | 0 | 0 | 0 | 0 | 0 | 0 | 0 | 0 | 0 | 0 | 0 | 0 | 0 | 0 | 0 | 0 | 0 | 0 | 0 | 0 | 0 | 0 | 0 | 0 | 0 | 0 | 0 | 0 | 0 | 0 | 0 | 0 | 0 | 0 | 0 | 0 | 0 | 0 | 0 | 0 | 0 | 4596.6879 | 4596.6879 | 4596.6879 | 4596.6879 | 4596.6879 | 4596.6879 | 4596.6879 | 4596.6879 | 4596.6879 | 4596.6879 | 4596.6879 | 4596.6879 | 4596.6879 | 4596.6879 | 4596.6879 | 4596.6879 | 4596.6879 | 4596.6879 | 4596.6879 | 4596.6879 | 2541.7387 | 2541.7387 | 2541.7387 | 2541.7387 | 2541.7387 | 2541.7387 | 2541.7387 | 2541.7387 | 2541.7387 | 2541.7387 | 2541.7387 | 2541.7387 | 2541.7387 | 2541.7387 | 2541.7387 | 2541.7387 | 2541.7387 | 2541.7387 | 2541.7387 | 2541.7387
WA_Industrial_Food Products_New_Space Heating_Natural Gas_ENERGY STAR Connected Thermostat_A | WA | Industrial | Food Products | New | Space Heating | Natural Gas | ENERGY STAR Connected Thermostat | A | IM63 | Manual control | Wi-Fi/interactive thermostat installed | 5 | 0.01486 | 0 | 0 | 0.39 | 0.01 | 0 | 0 | 0.1927 |  | sqft | 5% | 20% | Retrofit | RetroEven20 | 80.75% | TBD | 0.2% | 340.6279 |  | 258.9105 |  | 0.013736 | ComConnectedThermostats_v1_1 | ComConnectedThermostats_v1_1 | ComConnectedThermostats_v1_1 | Manual control | Manual control | Manual control | Manual control | Manual control | Manual control | Manual control | Manual control | Manual control | Manual control | Manual control | Manual control | Manual control | Manual control | Manual control | Manual control | Manual control | Manual control | Manual control | Manual control | Manual control | Manual control | Wi-Fi/interactive thermostat installed | Wi-Fi/interactive thermostat installed | Wi-Fi/interactive thermostat installed | Wi-Fi/interactive thermostat installed | Wi-Fi/interactive thermostat installed | Wi-Fi/interactive thermostat installed | Wi-Fi/interactive thermostat installed | Wi-Fi/interactive thermostat installed | Wi-Fi/interactive thermostat installed | Wi-Fi/interactive thermostat installed | Wi-Fi/interactive thermostat installed | Wi-Fi/interactive thermostat installed | Wi-Fi/interactive thermostat installed | Wi-Fi/interactive thermostat installed | Wi-Fi/interactive thermostat installed | Wi-Fi/interactive thermostat installed | Wi-Fi/interactive thermostat installed | Wi-Fi/interactive thermostat installed | Wi-Fi/interactive thermostat installed | Wi-Fi/interactive thermostat installed | Wi-Fi/interactive thermostat installed | Wi-Fi/interactive thermostat installed | 0.39 | 0.39 | 0.39 | 0.39 | 0.39 | 0.39 | 0.39 | 0.39 | 0.39 | 0.39 | 0.39 | 0.39 | 0.39 | 0.39 | 0.39 | 0.39 | 0.39 | 0.39 | 0.39 | 0.39 | 0.39 | 0.39 | 0 | 0 | 0.014774 | 0.013886 | 0.013525 | 0.013303 | 0.013189 | 0.013084 | 0.01299 | 0.012898 | 0.01281 | 0.01272 | 0.012601 | 0.012497 | 0.012383 | 0.012364 | 0.012341 | 0.012317 | 0.012316 | 0.01231 | 0.012323 | 0.012326 | 0.016106 | 0.026419 | 0.036691 | 0.048173 | 0.054974 | 0.062847 | 0.07054 | 0.079137 | 0.085326 | 0.092413 | 0.099058 | 0.10688 | 0.11172 | 0.1186 | 0.12542 | 0.13334 | 0.13874 | 0.14531 | 0.16283 | 0.17664 | 0.016106 | 0.041557 | 0.077166 | 0.12408 | 0.17798 | 0.22516 | 0.26936 | 0.3116 | 0.34841 | 0.38536 | 0.42028 | 0.45582 | 0.4874 | 0.52291 | 0.55772 | 0.57969 | 0.58964 | 0.59018 | 0.59082 | 0.59097 | 1090.1613 | 1902.5377 | 2712.919 | 3621.2296 | 4168.2513 | 4803.2704 | 5430.2867 | 6135.5831 | 6660.8839 | 7265.052 | 7861.207 | 8552.7634 | 9022.1254 | 9592.5696 | 10162.5819 | 10826.1533 | 11264.4618 | 11804.5614 | 13213.7993 | 14330.8332 | 1090.1613 | 2992.699 | 5705.618 | 9326.8477 | 13495.099 | 17208.2081 | 20735.9571 | 24158.6211 | 27198.2754 | 30295.076 | 33353.0126 | 36475.4893 | 39362.0316 | 42293.7174 | 45191.2473 | 47066.0323 | 47875.193 | 47944.71 | 47944.71 | 47944.71 | 0.013736 | 0.023677 | 0.03346 | 0.044288 | 0.050658 | 0.057974 | 0.065088 | 0.073005 | 0.07871 | 0.085227 | 0.09139 | 0.098603 | 0.10311 | 0.10884 | 0.1146 | 0.12138 | 0.12584 | 0.13148 | 0.14693 | 0.15928 | 0.013736 | 0.037244 | 0.070371 | 0.11407 | 0.16401 | 0.2077 | 0.24854 | 0.28745 | 0.3214 | 0.35539 | 0.38774 | 0.42052 | 0.44985 | 0.47989 | 0.50959 | 0.52769 | 0.53483 | 0.53402 | 0.5331 | 0.53288 | 926.6371 | 1617.157 | 2305.9812 | 3078.0452 | 3543.0136 | 4082.7799 | 4615.7437 | 5215.2456 | 5661.7513 | 6175.2942 | 6682.0259 | 7269.8489 | 7668.8066 | 8153.6842 | 8638.1946 | 9202.2303 | 9574.7925 | 10033.8772 | 11231.7294 | 12181.2082 | 926.6371 | 2543.7941 | 4849.7753 | 7927.8205 | 11470.8341 | 14626.9769 | 17625.5635 | 20534.8279 | 23118.5341 | 25750.8146 | 28350.0607 | 31004.1659 | 33457.7269 | 35949.6598 | 38412.5602 | 40006.1275 | 40693.9141 | 40753.0035 | 40753.0035 | 40753.0035 | 0 | 0 | 0 | 0 | 0 | 0 | 0 | 0 | 0 | 0 | 0 | 0 | 0 | 0 | 0 | 0 | 0 | 0 | 0 | 0 | 0 | 0 | 0 | 0 | 0 | 0 | 0 | 0 | 0 | 0 | 0 | 0 | 0 | 0 | 0 | 0 | 0 | 0 | 0 | 0 | 0 | 0 | 0 | 0 | 0 | 0 | 0 | 0 | 0 | 0 | 0 | 0 | 0 | 0 | 0 | 0 | 0 | 0 | 0 | 0 | 0 | 0 | 0 | 0 | 0 | 0 | 0 | 0 | 0 | 0 | 0 | 0 | 0 | 0 | 0 | 0 | 0 | 0 | 0 | 0 | 0 | 0 | 0 | 0 | 0 | 0 | 0 | 0 | 0 | 0 | 0 | 0 | 0 | 0 | 0 | 0 | 0 | 0 | 0 | 0 | 0 | 0 | 0 | 0 | 0 | 0 | 0 | 0 | 0 | 0 | 0 | 0 | 0 | 0 | 0 | 0 | 0 | 0 | 0 | 0 | 0 | 0 | 0 | 0 | 0 | 0 | 0 | 0 | 0 | 0 | 0 | 0 | 0 | 0 | 0 | 0 | 0 | 0 | 0 | 0 | 0 | 0 | 0 | 0 | 0 | 0 | 0 | 0 | 0 | 0 | 0 | 0 | 0 | 0 | 0 | 0 | 0 | 0 | 0 | 0 | 0 | 0 | 0 | 0 | 0 | 0 | 0 | 0 | 0 | 0 | 0 | 0 | 0 | 0 | 0 | 0 | 0 | 0 | 0 | 0 | 0 | 0 | 0 | 0 | 0 | 0 | 0 | 0 | 0 | 0 | 0 | 0 | 0 | 0 | 0 | 0 | 0 | 0 | 0 | 0 | 0 | 0 | 0 | 0 | 0 | 0 | 0 | 0 | 0 | 0 | 0 | 0 | 0 | 0 | 0 | 0 | 0 | 0 | 0 | 0 | 0 | 0 | 0 | 0 | 0 | 0 | 0 | 0 | 0 | 0 | 0 | 0 | 0 | 0 | 0 | 0 | 0 | 0 | 0 | 0 | 6993.6862 | 6993.6862 | 6993.6862 | 6993.6862 | 6993.6862 | 6993.6862 | 6993.6862 | 6993.6862 | 6993.6862 | 6993.6862 | 6993.6862 | 6993.6862 | 6993.6862 | 6993.6862 | 6993.6862 | 6993.6862 | 6993.6862 | 6993.6862 | 6993.6862 | 6993.6862 | 4821.7774 | 4821.7774 | 4821.7774 | 4821.7774 | 4821.7774 | 4821.7774 | 4821.7774 | 4821.7774 | 4821.7774 | 4821.7774 | 4821.7774 | 4821.7774 | 4821.7774 | 4821.7774 | 4821.7774 | 4821.7774 | 4821.7774 | 4821.7774 | 4821.7774 | 4821.7774
WA_Industrial_Food Products_New_Space Heating_Natural Gas_Destratification Fans (HVLS)_A | WA | Industrial | Food Products | New | Space Heating | Natural Gas | Destratification Fans (HVLS) | A | IM64 | None/Standard ventilation | Fans installed | 10 | 0.01486 | 0 | 0 | 0.6 | 0.01 | 0 | 0 | 0.2991 |  | sqft | 15% | 30% | Retrofit | RetroEven20 | 80.75% | TBD | 0.2% | 218.9297 |  | 150.6408 |  | 0.013727 | IL TRM - 4.4.34 - CI-HVC-DSFN-V05-210101 | IL TRM - 4.4.34 - CI-HVC-DSFN-V05-210101 | IL TRM - 4.4.34 - CI-HVC-DSFN-V05-210101 | None/Standard ventilation | None/Standard ventilation | None/Standard ventilation | None/Standard ventilation | None/Standard ventilation | None/Standard ventilation | None/Standard ventilation | None/Standard ventilation | None/Standard ventilation | None/Standard ventilation | None/Standard ventilation | None/Standard ventilation | None/Standard ventilation | None/Standard ventilation | None/Standard ventilation | None/Standard ventilation | None/Standard ventilation | None/Standard ventilation | None/Standard ventilation | None/Standard ventilation | None/Standard ventilation | None/Standard ventilation | Fans installed | Fans installed | Fans installed | Fans installed | Fans installed | Fans installed | Fans installed | Fans installed | Fans installed | Fans installed | Fans installed | Fans installed | Fans installed | Fans installed | Fans installed | Fans installed | Fans installed | Fans installed | Fans installed | Fans installed | Fans installed | Fans installed | 0.6 | 0.6 | 0.6 | 0.6 | 0.6 | 0.6 | 0.6 | 0.6 | 0.6 | 0.6 | 0.6 | 0.6 | 0.6 | 0.6 | 0.6 | 0.6 | 0.6 | 0.6 | 0.6 | 0.6 | 0.6 | 0.6 | 0 | 0 | 0.014763 | 0.01387 | 0.013503 | 0.013277 | 0.013157 | 0.013049 | 0.012953 | 0.01286 | 0.012771 | 0.01268 | 0.012561 | 0.012457 | 0.012342 | 0.012323 | 0.0123 | 0.012276 | 0.012277 | 0.012272 | 0.012287 | 0.012292 | 0.016094 | 0.026388 | 0.036633 | 0.04808 | 0.054841 | 0.062678 | 0.070338 | 0.078903 | 0.085065 | 0.092124 | 0.098743 | 0.10654 | 0.11135 | 0.11821 | 0.125 | 0.13291 | 0.13829 | 0.14487 | 0.1515 | 0.15799 | 0.016094 | 0.041508 | 0.077045 | 0.12384 | 0.17755 | 0.23878 | 0.30736 | 0.38405 | 0.46646 | 0.55528 | 0.63509 | 0.71267 | 0.78397 | 0.85634 | 0.92849 | 1.0006 | 1.0723 | 1.1415 | 1.2125 | 1.2816 | 1090.1613 | 1902.5377 | 2712.919 | 3621.2296 | 4168.2513 | 4803.2704 | 5430.2867 | 6135.5831 | 6660.8839 | 7265.052 | 7861.207 | 8552.7634 | 9022.1254 | 9592.5696 | 10162.5819 | 10826.1533 | 11264.4618 | 11804.5614 | 12329.9513 | 12853.7893 | 1090.1613 | 2992.699 | 5705.618 | 9326.8477 | 13495.099 | 18298.3694 | 23728.6561 | 29864.2392 | 36525.1231 | 43790.175 | 50561.2206 | 57211.4464 | 63520.6528 | 69491.9928 | 75486.3233 | 81509.2062 | 87343.3813 | 93012.3597 | 98681.4271 | 104270.1644 | 0.013727 | 0.023653 | 0.033415 | 0.044216 | 0.050553 | 0.057841 | 0.064929 | 0.072822 | 0.078506 | 0.085 | 0.091143 | 0.098335 | 0.10282 | 0.10854 | 0.11427 | 0.12104 | 0.1255 | 0.13114 | 0.13676 | 0.14252 | 0.013727 | 0.037206 | 0.070277 | 0.11388 | 0.16367 | 0.22035 | 0.28372 | 0.35445 | 0.43049 | 0.51234 | 0.58621 | 0.65778 | 0.72393 | 0.78628 | 0.8488 | 0.91133 | 0.9731 | 1.0333 | 1.0945 | 1.1561 | 926.6371 | 1617.157 | 2305.9812 | 3078.0452 | 3543.0136 | 4082.7799 | 4615.7437 | 5215.2456 | 5661.7513 | 6175.2942 | 6682.0259 | 7269.8489 | 7668.8066 | 8153.6842 | 8638.1946 | 9202.2303 | 9574.7925 | 10033.8772 | 10480.4586 | 10925.7209 | 926.6371 | 2543.7941 | 4849.7753 | 7927.8205 | 11470.8341 | 15553.614 | 20169.3577 | 25384.6033 | 31046.3546 | 37221.6488 | 42977.0375 | 48629.7294 | 53992.5548 | 59068.1938 | 64163.3748 | 69282.8253 | 74241.8741 | 79060.5057 | 83879.2131 | 88629.6398 | 0 | 0 | 0 | 0 | 0 | 0 | 0 | 0 | 0 | 0 | 0 | 0 | 0 | 0 | 0 | 0 | 0 | 0 | 0 | 0 | 0 | 0 | 0 | 0 | 0 | 0 | 0 | 0 | 0 | 0 | 0 | 0 | 0 | 0 | 0 | 0 | 0 | 0 | 0 | 0 | 0 | 0 | 0 | 0 | 0 | 0 | 0 | 0 | 0 | 0 | 0 | 0 | 0 | 0 | 0 | 0 | 0 | 0 | 0 | 0 | 0 | 0 | 0 | 0 | 0 | 0 | 0 | 0 | 0 | 0 | 0 | 0 | 0 | 0 | 0 | 0 | 0 | 0 | 0 | 0 | 0 | 0 | 0 | 0 | 0 | 0 | 0 | 0 | 0 | 0 | 0 | 0 | 0 | 0 | 0 | 0 | 0 | 0 | 0 | 0 | 0 | 0 | 0 | 0 | 0 | 0 | 0 | 0 | 0 | 0 | 0 | 0 | 0 | 0 | 0 | 0 | 0 | 0 | 0 | 0 | 0 | 0 | 0 | 0 | 0 | 0 | 0 | 0 | 0 | 0 | 0 | 0 | 0 | 0 | 0 | 0 | 0 | 0 | 0 | 0 | 0 | 0 | 0 | 0 | 0 | 0 | 0 | 0 | 0 | 0 | 0 | 0 | 0 | 0 | 0 | 0 | 0 | 0 | 0 | 0 | 0 | 0 | 0 | 0 | 0 | 0 | 0 | 0 | 0 | 0 | 0 | 0 | 0 | 0 | 0 | 0 | 0 | 0 | 0 | 0 | 0 | 0 | 0 | 0 | 0 | 0 | 0 | 0 | 0 | 0 | 0 | 0 | 0 | 0 | 0 | 0 | 0 | 0 | 0 | 0 | 0 | 0 | 0 | 0 | 0 | 0 | 0 | 0 | 0 | 0 | 0 | 0 | 0 | 0 | 0 | 0 | 0 | 0 | 0 | 0 | 0 | 0 | 0 | 0 | 0 | 0 | 0 | 0 | 0 | 0 | 0 | 0 | 0 | 0 | 0 | 0 | 0 | 0 | 0 | 0 | 6582.7662 | 6582.7662 | 6582.7662 | 6582.7662 | 6582.7662 | 6582.7662 | 6582.7662 | 6582.7662 | 6582.7662 | 6582.7662 | 6582.7662 | 6582.7662 | 6582.7662 | 6582.7662 | 6582.7662 | 6582.7662 | 6582.7662 | 6582.7662 | 6582.7662 | 6582.7662 | 4018.3685 | 4018.3685 | 4018.3685 | 4018.3685 | 4018.3685 | 4018.3685 | 4018.3685 | 4018.3685 | 4018.3685 | 4018.3685 | 4018.3685 | 4018.3685 | 4018.3685 | 4018.3685 | 4018.3685 | 4018.3685 | 4018.3685 | 4018.3685 | 4018.3685 | 4018.3685
WA_Industrial_Food Products_New_Space Heating_Natural Gas_Gas Boiler - Insulate Steam Lines/Condensate Tank_A | WA | Industrial | Food Products | New | Space Heating | Natural Gas | Gas Boiler - Insulate Steam Lines/Condensate Tank | A | IM65 | No insulation | Lines and condenstate tank insulated | 20 | 9.8484 | 0 | 0 | 1440.55 | 0 | 0 | 0 | 720.2732 |  | sqft | 30% | 35% | Retrofit | RetroEven20 | 80.75% | TBD | 0.2% | 340.7065 |  | 215.6215 |  | 0.0011097 | PGE Workpaper - SWWH017-01 | PGE Workpaper - SWWH017-01 | PGE Workpaper - SWWH017-01 | No insulation | No insulation | No insulation | No insulation | No insulation | No insulation | No insulation | No insulation | No insulation | No insulation | No insulation | No insulation | No insulation | No insulation | No insulation | No insulation | No insulation | No insulation | No insulation | No insulation | No insulation | No insulation | Lines and condenstate tank insulated | Lines and condenstate tank insulated | Lines and condenstate tank insulated | Lines and condenstate tank insulated | Lines and condenstate tank insulated | Lines and condenstate tank insulated | Lines and condenstate tank insulated | Lines and condenstate tank insulated | Lines and condenstate tank insulated | Lines and condenstate tank insulated | Lines and condenstate tank insulated | Lines and condenstate tank insulated | Lines and condenstate tank insulated | Lines and condenstate tank insulated | Lines and condenstate tank insulated | Lines and condenstate tank insulated | Lines and condenstate tank insulated | Lines and condenstate tank insulated | Lines and condenstate tank insulated | Lines and condenstate tank insulated | Lines and condenstate tank insulated | Lines and condenstate tank insulated | 1440.55 | 1440.55 | 1440.55 | 1440.55 | 1440.55 | 1440.55 | 1440.55 | 1440.55 | 1440.55 | 1440.55 | 1440.55 | 1440.55 | 1440.55 | 1440.55 | 1440.55 | 1440.55 | 1440.55 | 1440.55 | 1440.55 | 1440.55 | 1440.55 | 1440.55 | 0 | 0 | 9.7982 | 9.2134 | 8.9771 | 8.8332 | 8.7619 | 8.6962 | 8.6373 | 8.5792 | 8.5244 | 8.4678 | 8.3914 | 8.3241 | 8.2508 | 8.2402 | 8.2269 | 8.2113 | 8.2127 | 8.2093 | 8.2191 | 8.2219 | 0.0013013 | 0.0021354 | 0.0029669 | 0.0038967 | 0.0044491 | 0.0050885 | 0.0057138 | 0.0064125 | 0.0069171 | 0.0074944 | 0.0080361 | 0.008673 | 0.0090684 | 0.0096294 | 0.010185 | 0.01083 | 0.01127 | 0.011805 | 0.012346 | 0.012874 | 0.0013013 | 0.003359 | 0.0062397 | 0.010036 | 0.014404 | 0.019385 | 0.024968 | 0.031212 | 0.03793 | 0.045173 | 0.052801 | 0.06105 | 0.069581 | 0.079121 | 0.089179 | 0.099839 | 0.11113 | 0.12289 | 0.13538 | 0.1483 | 0.13281 | 0.23177 | 0.33049 | 0.44114 | 0.50778 | 0.58514 | 0.66153 | 0.74745 | 0.81144 | 0.88504 | 0.95767 | 1.0419 | 1.0991 | 1.1686 | 1.238 | 1.3189 | 1.3723 | 1.4381 | 1.5021 | 1.5659 | 0.13281 | 0.36458 | 0.69507 | 1.1362 | 1.644 | 2.2291 | 2.8907 | 3.6381 | 4.4496 | 5.3346 | 6.2923 | 7.3342 | 8.4333 | 9.6019 | 10.8399 | 12.1587 | 13.531 | 14.9691 | 16.4711 | 18.037 | 0.0011097 | 0.0019134 | 0.002705 | 0.0035814 | 0.0040983 | 0.0046919 | 0.0052696 | 0.0059124 | 0.0063768 | 0.0069069 | 0.0074087 | 0.0079951 | 0.0083629 | 0.0088297 | 0.0092981 | 0.0098493 | 0.010213 | 0.010672 | 0.011129 | 0.011598 | 0.0011097 | 0.0030098 | 0.0056889 | 0.0092244 | 0.013269 | 0.017874 | 0.023026 | 0.028778 | 0.034967 | 0.041632 | 0.048678 | 0.056279 | 0.064168 | 0.072551 | 0.081412 | 0.090802 | 0.1007 | 0.11109 | 0.12203 | 0.13359 | 0.11288 | 0.19701 | 0.28092 | 0.37497 | 0.43162 | 0.49737 | 0.5623 | 0.63533 | 0.68973 | 0.75229 | 0.81402 | 0.88563 | 0.93423 | 0.9933 | 1.0523 | 1.121 | 1.1664 | 1.2223 | 1.2767 | 1.331 | 0.11288 | 0.30989 | 0.59081 | 0.96578 | 1.3974 | 1.8948 | 2.4571 | 3.0924 | 3.7821 | 4.5344 | 5.3484 | 6.2341 | 7.1683 | 8.1616 | 9.2139 | 10.3349 | 11.5014 | 12.7237 | 14.0004 | 15.3314 | 0.0011097 | 0.0019134 | 0.002705 | 0.0035814 | 0.0040983 | 0.0046919 | 0.0052696 | 0.0059124 | 0.0063768 | 0.0069069 | 0.0074087 | 0.0079951 | 0.0083629 | 0.0088297 | 0.0092981 | 0.0098493 | 0.010213 | 0.010672 | 0.011129 | 0.011598 | 0.0011097 | 0.0030098 | 0.0056889 | 0.0092244 | 0.013269 | 0.017874 | 0.023026 | 0.028778 | 0.034967 | 0.041632 | 0.048678 | 0.056279 | 0.064168 | 0.072551 | 0.081412 | 0.090802 | 0.1007 | 0.11109 | 0.12203 | 0.13359 | 0.11288 | 0.19701 | 0.28092 | 0.37497 | 0.43162 | 0.49737 | 0.5623 | 0.63533 | 0.68973 | 0.75229 | 0.81402 | 0.88563 | 0.93423 | 0.9933 | 1.0523 | 1.121 | 1.1664 | 1.2223 | 1.2767 | 1.331 | 0.11288 | 0.30989 | 0.59081 | 0.96578 | 1.3974 | 1.8948 | 2.4571 | 3.0924 | 3.7821 | 4.5344 | 5.3484 | 6.2341 | 7.1683 | 8.1616 | 9.2139 | 10.3349 | 11.5014 | 12.7237 | 14.0004 | 15.3314 | 0.0011097 | 0.0019134 | 0.002705 | 0.0035814 | 0.0040983 | 0.0046919 | 0.0052696 | 0.0059124 | 0.0063768 | 0.0069069 | 0.0074087 | 0.0079951 | 0.0083629 | 0.0088297 | 0.0092981 | 0.0098493 | 0.010213 | 0.010672 | 0.011129 | 0.011598 | 0.0011097 | 0.0030098 | 0.0056889 | 0.0092244 | 0.013269 | 0.017874 | 0.023026 | 0.028778 | 0.034967 | 0.041632 | 0.048678 | 0.056279 | 0.064168 | 0.072551 | 0.081412 | 0.090802 | 0.1007 | 0.11109 | 0.12203 | 0.13359 | 0.11288 | 0.19701 | 0.28092 | 0.37497 | 0.43162 | 0.49737 | 0.5623 | 0.63533 | 0.68973 | 0.75229 | 0.81402 | 0.88563 | 0.93423 | 0.9933 | 1.0523 | 1.121 | 1.1664 | 1.2223 | 1.2767 | 1.331 | 0.11288 | 0.30989 | 0.59081 | 0.96578 | 1.3974 | 1.8948 | 2.4571 | 3.0924 | 3.7821 | 4.5344 | 5.3484 | 6.2341 | 7.1683 | 8.1616 | 9.2139 | 10.3349 | 11.5014 | 12.7237 | 14.0004 | 15.3314 | 0.0011097 | 0.0019134 | 0.002705 | 0.0035814 | 0.0040983 | 0.0046919 | 0.0052696 | 0.0059124 | 0.0063768 | 0.0069069 | 0.0074087 | 0.0079951 | 0.0083629 | 0.0088297 | 0.0092981 | 0.0098493 | 0.010213 | 0.010672 | 0.011129 | 0.011598 | 0.0011097 | 0.0030098 | 0.0056889 | 0.0092244 | 0.013269 | 0.017874 | 0.023026 | 0.028778 | 0.034967 | 0.041632 | 0.048678 | 0.056279 | 0.064168 | 0.072551 | 0.081412 | 0.090802 | 0.1007 | 0.11109 | 0.12203 | 0.13359 | 0.11288 | 0.19701 | 0.28092 | 0.37497 | 0.43162 | 0.49737 | 0.5623 | 0.63533 | 0.68973 | 0.75229 | 0.81402 | 0.88563 | 0.93423 | 0.9933 | 1.0523 | 1.121 | 1.1664 | 1.2223 | 1.2767 | 1.331 | 0.11288 | 0.30989 | 0.59081 | 0.96578 | 1.3974 | 1.8948 | 2.4571 | 3.0924 | 3.7821 | 4.5344 | 5.3484 | 6.2341 | 7.1683 | 8.1616 | 9.2139 | 10.3349 | 11.5014 | 12.7237 | 14.0004 | 15.3314 | 341.8878 | 341.8878 | 341.8878 | 341.8878 | 341.8878 | 341.8878 | 341.8878 | 341.8878 | 341.8878 | 341.8878 | 341.8878 | 341.8878 | 341.8878 | 341.8878 | 341.8878 | 341.8878 | 341.8878 | 341.8878 | 341.8878 | 341.8878 | 216.3691 | 216.3691 | 216.3691 | 216.3691 | 216.3691 | 216.3691 | 216.3691 | 216.3691 | 216.3691 | 216.3691 | 216.3691 | 216.3691 | 216.3691 | 216.3691 | 216.3691 | 216.3691 | 216.3691 | 216.3691 | 216.3691 | 216.3691
WA_Industrial_Food Products_New_Process_Natural Gas_Gas Boiler - Insulate Steam Lines/Condensate Tank_A | WA | Industrial | Food Products | New | Process | Natural Gas | Gas Boiler - Insulate Steam Lines/Condensate Tank | A | IM66 | No insulation | Lines and condenstate tank insulated | 20 | 376.3371 | 0 | 0 | 1440.55 | 0 | 0 | 0 | 720.2732 |  | sqft | 30% | 35% | Retrofit | RetroEven20 | 80.75% | TBD | 0.2% | 340.7065 |  | 215.6215 |  | 0.1011 | PGE Workpaper - SWWH017-01 | PGE Workpaper - SWWH017-01 | PGE Workpaper - SWWH017-01 | No insulation | No insulation | No insulation | No insulation | No insulation | No insulation | No insulation | No insulation | No insulation | No insulation | No insulation | No insulation | No insulation | No insulation | No insulation | No insulation | No insulation | No insulation | No insulation | No insulation | No insulation | No insulation | Lines and condenstate tank insulated | Lines and condenstate tank insulated | Lines and condenstate tank insulated | Lines and condenstate tank insulated | Lines and condenstate tank insulated | Lines and condenstate tank insulated | Lines and condenstate tank insulated | Lines and condenstate tank insulated | Lines and condenstate tank insulated | Lines and condenstate tank insulated | Lines and condenstate tank insulated | Lines and condenstate tank insulated | Lines and condenstate tank insulated | Lines and condenstate tank insulated | Lines and condenstate tank insulated | Lines and condenstate tank insulated | Lines and condenstate tank insulated | Lines and condenstate tank insulated | Lines and condenstate tank insulated | Lines and condenstate tank insulated | Lines and condenstate tank insulated | Lines and condenstate tank insulated | 1440.55 | 1440.55 | 1440.55 | 1440.55 | 1440.55 | 1440.55 | 1440.55 | 1440.55 | 1440.55 | 1440.55 | 1440.55 | 1440.55 | 1440.55 | 1440.55 | 1440.55 | 1440.55 | 1440.55 | 1440.55 | 1440.55 | 1440.55 | 1440.55 | 1440.55 | 0 | 0 | 375.4864 | 374.9938 | 374.5251 | 374.1079 | 373.5095 | 373.0628 | 372.6798 | 372.3942 | 372.0714 | 371.8512 | 371.6872 | 371.6297 | 371.5103 | 371.4782 | 371.4652 | 371.5352 | 371.554 | 371.6285 | 371.687 | 371.7343 | 0.1189 | 0.20724 | 0.29514 | 0.39352 | 0.45224 | 0.52051 | 0.58786 | 0.6637 | 0.7199 | 0.78473 | 0.84875 | 0.92327 | 0.97363 | 1.0351 | 1.0966 | 1.1684 | 1.2158 | 1.2743 | 1.3312 | 1.388 | 0.1189 | 0.32599 | 0.62072 | 1.0135 | 1.4642 | 1.9829 | 2.5688 | 3.2305 | 3.9476 | 4.73 | 5.5766 | 6.499 | 7.4706 | 8.505 | 9.6013 | 10.7715 | 11.9878 | 13.2645 | 14.5978 | 15.9876 | 0.31667 | 0.55264 | 0.78804 | 1.0519 | 1.2108 | 1.3952 | 1.5774 | 1.7823 | 1.9348 | 2.1103 | 2.2835 | 2.4844 | 2.6207 | 2.7864 | 2.952 | 3.1448 | 3.2721 | 3.429 | 3.5816 | 3.7337 | 0.31667 | 0.86931 | 1.6574 | 2.7092 | 3.92 | 5.3153 | 6.8926 | 8.6749 | 10.6097 | 12.7201 | 15.0036 | 17.488 | 20.1087 | 22.8951 | 25.8471 | 28.9919 | 32.264 | 35.6929 | 39.2745 | 43.0082 | 0.1011 | 0.17625 | 0.25105 | 0.33479 | 0.38484 | 0.44302 | 0.50041 | 0.56504 | 0.61296 | 0.66822 | 0.72279 | 0.78627 | 0.82919 | 0.88155 | 0.93391 | 0.99505 | 1.0354 | 1.0852 | 1.1337 | 1.1819 | 0.1011 | 0.27724 | 0.528 | 0.86229 | 1.246 | 1.6877 | 2.1866 | 2.7503 | 3.3612 | 4.0277 | 4.749 | 5.5346 | 6.3623 | 7.2434 | 8.1771 | 9.1735 | 10.2092 | 11.2962 | 12.4313 | 13.6146 | 0.26917 | 0.46975 | 0.66984 | 0.8941 | 1.0292 | 1.186 | 1.3408 | 1.5149 | 1.6446 | 1.7938 | 1.941 | 2.1117 | 2.2276 | 2.3685 | 2.5092 | 2.673 | 2.7813 | 2.9146 | 3.0443 | 3.1737 | 0.26917 | 0.73892 | 1.4088 | 2.3029 | 3.332 | 4.518 | 5.8588 | 7.3737 | 9.0183 | 10.8121 | 12.753 | 14.8648 | 17.0924 | 19.4609 | 21.9701 | 24.6431 | 27.4244 | 30.339 | 33.3833 | 36.557 | 0.1011 | 0.17625 | 0.25105 | 0.33479 | 0.38484 | 0.44302 | 0.50041 | 0.56504 | 0.61296 | 0.66822 | 0.72279 | 0.78627 | 0.82919 | 0.88155 | 0.93391 | 0.99505 | 1.0354 | 1.0852 | 1.1337 | 1.1819 | 0.1011 | 0.27724 | 0.528 | 0.86229 | 1.246 | 1.6877 | 2.1866 | 2.7503 | 3.3612 | 4.0277 | 4.749 | 5.5346 | 6.3623 | 7.2434 | 8.1771 | 9.1735 | 10.2092 | 11.2962 | 12.4313 | 13.6146 | 0.26917 | 0.46975 | 0.66984 | 0.8941 | 1.0292 | 1.186 | 1.3408 | 1.5149 | 1.6446 | 1.7938 | 1.941 | 2.1117 | 2.2276 | 2.3685 | 2.5092 | 2.673 | 2.7813 | 2.9146 | 3.0443 | 3.1737 | 0.26917 | 0.73892 | 1.4088 | 2.3029 | 3.332 | 4.518 | 5.8588 | 7.3737 | 9.0183 | 10.8121 | 12.753 | 14.8648 | 17.0924 | 19.4609 | 21.9701 | 24.6431 | 27.4244 | 30.339 | 33.3833 | 36.557 | 0.1011 | 0.17625 | 0.25105 | 0.33479 | 0.38484 | 0.44302 | 0.50041 | 0.56504 | 0.61296 | 0.66822 | 0.72279 | 0.78627 | 0.82919 | 0.88155 | 0.93391 | 0.99505 | 1.0354 | 1.0852 | 1.1337 | 1.1819 | 0.1011 | 0.27724 | 0.528 | 0.86229 | 1.246 | 1.6877 | 2.1866 | 2.7503 | 3.3612 | 4.0277 | 4.749 | 5.5346 | 6.3623 | 7.2434 | 8.1771 | 9.1735 | 10.2092 | 11.2962 | 12.4313 | 13.6146 | 0.26917 | 0.46975 | 0.66984 | 0.8941 | 1.0292 | 1.186 | 1.3408 | 1.5149 | 1.6446 | 1.7938 | 1.941 | 2.1117 | 2.2276 | 2.3685 | 2.5092 | 2.673 | 2.7813 | 2.9146 | 3.0443 | 3.1737 | 0.26917 | 0.73892 | 1.4088 | 2.3029 | 3.332 | 4.518 | 5.8588 | 7.3737 | 9.0183 | 10.8121 | 12.753 | 14.8648 | 17.0924 | 19.4609 | 21.9701 | 24.6431 | 27.4244 | 30.339 | 33.3833 | 36.557 | 0.1011 | 0.17625 | 0.25105 | 0.33479 | 0.38484 | 0.44302 | 0.50041 | 0.56504 | 0.61296 | 0.66822 | 0.72279 | 0.78627 | 0.82919 | 0.88155 | 0.93391 | 0.99505 | 1.0354 | 1.0852 | 1.1337 | 1.1819 | 0.1011 | 0.27724 | 0.528 | 0.86229 | 1.246 | 1.6877 | 2.1866 | 2.7503 | 3.3612 | 4.0277 | 4.749 | 5.5346 | 6.3623 | 7.2434 | 8.1771 | 9.1735 | 10.2092 | 11.2962 | 12.4313 | 13.6146 | 0.26917 | 0.46975 | 0.66984 | 0.8941 | 1.0292 | 1.186 | 1.3408 | 1.5149 | 1.6446 | 1.7938 | 1.941 | 2.1117 | 2.2276 | 2.3685 | 2.5092 | 2.673 | 2.7813 | 2.9146 | 3.0443 | 3.1737 | 0.26917 | 0.73892 | 1.4088 | 2.3029 | 3.332 | 4.518 | 5.8588 | 7.3737 | 9.0183 | 10.8121 | 12.753 | 14.8648 | 17.0924 | 19.4609 | 21.9701 | 24.6431 | 27.4244 | 30.339 | 33.3833 | 36.557 | 341.8878 | 341.8878 | 341.8878 | 341.8878 | 341.8878 | 341.8878 | 341.8878 | 341.8878 | 341.8878 | 341.8878 | 341.8878 | 341.8878 | 341.8878 | 341.8878 | 341.8878 | 341.8878 | 341.8878 | 341.8878 | 341.8878 | 341.8878 | 216.3691 | 216.3691 | 216.3691 | 216.3691 | 216.3691 | 216.3691 | 216.3691 | 216.3691 | 216.3691 | 216.3691 | 216.3691 | 216.3691 | 216.3691 | 216.3691 | 216.3691 | 216.3691 | 216.3691 | 216.3691 | 216.3691 | 216.3691
WA_Industrial_Food Products_New_Space Heating_Natural Gas_Gas Boiler - Insulate Hot Water Lines_A | WA | Industrial | Food Products | New | Space Heating | Natural Gas | Gas Boiler - Insulate Hot Water Lines | A | IM67 | No insulation | Insulated water lines | 20 | 11.1318 | 0 | 0 | 1022.77 | 0 | 0 | 0 | 511.387 |  | sqft | 45% | 50% | Retrofit | RetroEven20 | 80.75% | TBD | 0.2% | 214.2835 |  | 135.6127 |  | 0.0012545 | PGE Workpaper - SWWH017-01 | PGE Workpaper - SWWH017-01 | PGE Workpaper - SWWH017-01 | No insulation | No insulation | No insulation | No insulation | No insulation | No insulation | No insulation | No insulation | No insulation | No insulation | No insulation | No insulation | No insulation | No insulation | No insulation | No insulation | No insulation | No insulation | No insulation | No insulation | No insulation | No insulation | Insulated water lines | Insulated water lines | Insulated water lines | Insulated water lines | Insulated water lines | Insulated water lines | Insulated water lines | Insulated water lines | Insulated water lines | Insulated water lines | Insulated water lines | Insulated water lines | Insulated water lines | Insulated water lines | Insulated water lines | Insulated water lines | Insulated water lines | Insulated water lines | Insulated water lines | Insulated water lines | Insulated water lines | Insulated water lines | 1022.77 | 1022.77 | 1022.77 | 1022.77 | 1022.77 | 1022.77 | 1022.77 | 1022.77 | 1022.77 | 1022.77 | 1022.77 | 1022.77 | 1022.77 | 1022.77 | 1022.77 | 1022.77 | 1022.77 | 1022.77 | 1022.77 | 1022.77 | 1022.77 | 1022.77 | 0 | 0 | 11.0775 | 10.4193 | 10.1568 | 10.0011 | 9.9322 | 9.8739 | 9.8284 | 9.7889 | 9.7613 | 9.7356 | 9.6906 | 9.6551 | 9.6164 | 9.6426 | 9.6579 | 9.6582 | 9.6761 | 9.6745 | 9.6804 | 9.6725 | 0.0014711 | 0.0024149 | 0.0033567 | 0.004412 | 0.0050434 | 0.0057776 | 0.0065018 | 0.0073167 | 0.0079208 | 0.0086164 | 0.0092804 | 0.01006 | 0.010569 | 0.011268 | 0.011957 | 0.012738 | 0.013278 | 0.013912 | 0.01454 | 0.015146 | 0.0014711 | 0.0037986 | 0.0070597 | 0.011363 | 0.016329 | 0.02201 | 0.028411 | 0.035613 | 0.043434 | 0.051935 | 0.060976 | 0.070812 | 0.081097 | 0.092587 | 0.10469 | 0.11743 | 0.13093 | 0.14482 | 0.15945 | 0.17446 | 0.13281 | 0.23177 | 0.33049 | 0.44114 | 0.50778 | 0.58514 | 0.66153 | 0.74745 | 0.81144 | 0.88504 | 0.95767 | 1.0419 | 1.0991 | 1.1686 | 1.238 | 1.3189 | 1.3723 | 1.4381 | 1.5021 | 1.5659 | 0.13281 | 0.36458 | 0.69507 | 1.1362 | 1.644 | 2.2291 | 2.8907 | 3.6381 | 4.4496 | 5.3346 | 6.2923 | 7.3342 | 8.4333 | 9.6019 | 10.8399 | 12.1587 | 13.531 | 14.9691 | 16.4711 | 18.037 | 0.0012545 | 0.0021637 | 0.00306 | 0.0040539 | 0.0046437 | 0.0053237 | 0.0059902 | 0.0067365 | 0.0072878 | 0.0079206 | 0.008528 | 0.0092373 | 0.0097017 | 0.010278 | 0.010853 | 0.011515 | 0.011957 | 0.012497 | 0.013025 | 0.013561 | 0.0012545 | 0.0034035 | 0.0064355 | 0.010441 | 0.015035 | 0.020281 | 0.026176 | 0.032789 | 0.039963 | 0.047742 | 0.056033 | 0.065022 | 0.074441 | 0.084451 | 0.095024 | 0.10616 | 0.1179 | 0.13008 | 0.14283 | 0.1562 | 0.11288 | 0.19701 | 0.28092 | 0.37497 | 0.43162 | 0.49737 | 0.5623 | 0.63533 | 0.68973 | 0.75229 | 0.81402 | 0.88563 | 0.93423 | 0.9933 | 1.0523 | 1.121 | 1.1664 | 1.2223 | 1.2767 | 1.331 | 0.11288 | 0.30989 | 0.59081 | 0.96578 | 1.3974 | 1.8948 | 2.4571 | 3.0924 | 3.7821 | 4.5344 | 5.3484 | 6.2341 | 7.1683 | 8.1616 | 9.2139 | 10.3349 | 11.5014 | 12.7237 | 14.0004 | 15.3314 | 0.0012545 | 0.0021637 | 0.00306 | 0.0040539 | 0.0046437 | 0.0053237 | 0.0059902 | 0.0067365 | 0.0072878 | 0.0079206 | 0.0085281 | 0.0092373 | 0.0097017 | 0.010278 | 0.010853 | 0.011515 | 0.011957 | 0.012497 | 0.013025 | 0.013561 | 0.0012545 | 0.0034035 | 0.0064355 | 0.010441 | 0.015035 | 0.020281 | 0.026176 | 0.032789 | 0.039963 | 0.047742 | 0.056033 | 0.065022 | 0.074441 | 0.084451 | 0.095024 | 0.10616 | 0.1179 | 0.13008 | 0.14283 | 0.1562 | 0.11288 | 0.19701 | 0.28092 | 0.37497 | 0.43162 | 0.49737 | 0.5623 | 0.63533 | 0.68973 | 0.75229 | 0.81402 | 0.88563 | 0.93423 | 0.9933 | 1.0523 | 1.121 | 1.1664 | 1.2223 | 1.2767 | 1.331 | 0.11288 | 0.30989 | 0.59081 | 0.96578 | 1.3974 | 1.8948 | 2.4571 | 3.0924 | 3.7821 | 4.5344 | 5.3484 | 6.2341 | 7.1683 | 8.1616 | 9.2139 | 10.3349 | 11.5014 | 12.7237 | 14.0004 | 15.3314 | 0.0012545 | 0.0021637 | 0.00306 | 0.0040539 | 0.0046437 | 0.0053237 | 0.0059902 | 0.0067365 | 0.0072878 | 0.0079206 | 0.008528 | 0.0092373 | 0.0097017 | 0.010278 | 0.010853 | 0.011515 | 0.011957 | 0.012497 | 0.013025 | 0.013561 | 0.0012545 | 0.0034035 | 0.0064355 | 0.010441 | 0.015035 | 0.020281 | 0.026176 | 0.032789 | 0.039963 | 0.047742 | 0.056033 | 0.065022 | 0.074441 | 0.084451 | 0.095024 | 0.10616 | 0.1179 | 0.13008 | 0.14283 | 0.1562 | 0.11288 | 0.19701 | 0.28092 | 0.37497 | 0.43162 | 0.49737 | 0.5623 | 0.63533 | 0.68973 | 0.75229 | 0.81402 | 0.88563 | 0.93423 | 0.9933 | 1.0523 | 1.121 | 1.1664 | 1.2223 | 1.2767 | 1.331 | 0.11288 | 0.30989 | 0.59081 | 0.96578 | 1.3974 | 1.8948 | 2.4571 | 3.0924 | 3.7821 | 4.5344 | 5.3484 | 6.2341 | 7.1683 | 8.1616 | 9.2139 | 10.3349 | 11.5014 | 12.7237 | 14.0004 | 15.3314 | 0.0012545 | 0.0021637 | 0.00306 | 0.0040539 | 0.0046437 | 0.0053237 | 0.0059902 | 0.0067365 | 0.0072878 | 0.0079206 | 0.008528 | 0.0092373 | 0.0097017 | 0.010278 | 0.010853 | 0.011515 | 0.011957 | 0.012497 | 0.013025 | 0.013561 | 0.0012545 | 0.0034035 | 0.0064355 | 0.010441 | 0.015035 | 0.020281 | 0.026176 | 0.032789 | 0.039963 | 0.047742 | 0.056033 | 0.065022 | 0.074441 | 0.084451 | 0.095024 | 0.10616 | 0.1179 | 0.13008 | 0.14283 | 0.1562 | 0.11288 | 0.19701 | 0.28092 | 0.37497 | 0.43162 | 0.49737 | 0.5623 | 0.63533 | 0.68973 | 0.75229 | 0.81402 | 0.88563 | 0.93423 | 0.9933 | 1.0523 | 1.121 | 1.1664 | 1.2223 | 1.2767 | 1.331 | 0.11288 | 0.30989 | 0.59081 | 0.96578 | 1.3974 | 1.8948 | 2.4571 | 3.0924 | 3.7821 | 4.5344 | 5.3484 | 6.2341 | 7.1683 | 8.1616 | 9.2139 | 10.3349 | 11.5014 | 12.7237 | 14.0004 | 15.3314 | 214.7504 | 214.7504 | 214.7504 | 214.7504 | 214.7504 | 214.7504 | 214.7504 | 214.7504 | 214.7504 | 214.7504 | 214.7504 | 214.7504 | 214.7504 | 214.7504 | 214.7504 | 214.7504 | 214.7504 | 214.7504 | 214.7504 | 214.7504 | 135.9082 | 135.9082 | 135.9082 | 135.9082 | 135.9082 | 135.9082 | 135.9082 | 135.9082 | 135.9082 | 135.9082 | 135.9082 | 135.9082 | 135.9082 | 135.9082 | 135.9082 | 135.9082 | 135.9082 | 135.9082 | 135.9082 | 135.9082
WA_Industrial_Food Products_New_Process_Natural Gas_Gas Boiler - Insulate Hot Water Lines_A | WA | Industrial | Food Products | New | Process | Natural Gas | Gas Boiler - Insulate Hot Water Lines | A | IM68 | No insulation | Insulated water lines | 20 | 425.3792 | 0 | 0 | 1022.77 | 0 | 0 | 0 | 511.387 |  | sqft | 45% | 50% | Retrofit | RetroEven20 | 80.75% | TBD | 0.2% | 214.2835 |  | 135.6127 |  | 0.11437 | PGE Workpaper - SWWH017-01 | PGE Workpaper - SWWH017-01 | PGE Workpaper - SWWH017-01 | No insulation | No insulation | No insulation | No insulation | No insulation | No insulation | No insulation | No insulation | No insulation | No insulation | No insulation | No insulation | No insulation | No insulation | No insulation | No insulation | No insulation | No insulation | No insulation | No insulation | No insulation | No insulation | Insulated water lines | Insulated water lines | Insulated water lines | Insulated water lines | Insulated water lines | Insulated water lines | Insulated water lines | Insulated water lines | Insulated water lines | Insulated water lines | Insulated water lines | Insulated water lines | Insulated water lines | Insulated water lines | Insulated water lines | Insulated water lines | Insulated water lines | Insulated water lines | Insulated water lines | Insulated water lines | Insulated water lines | Insulated water lines | 1022.77 | 1022.77 | 1022.77 | 1022.77 | 1022.77 | 1022.77 | 1022.77 | 1022.77 | 1022.77 | 1022.77 | 1022.77 | 1022.77 | 1022.77 | 1022.77 | 1022.77 | 1022.77 | 1022.77 | 1022.77 | 1022.77 | 1022.77 | 1022.77 | 1022.77 | 0 | 0 | 424.8063 | 424.4715 | 424.1468 | 423.8578 | 423.4364 | 423.129 | 422.8506 | 422.6328 | 422.3959 | 422.2364 | 422.1307 | 422.1161 | 422.0761 | 422.1056 | 422.1535 | 422.275 | 422.3661 | 422.5013 | 422.6237 | 422.7358 | 0.13452 | 0.23458 | 0.33425 | 0.44585 | 0.51269 | 0.59037 | 0.667 | 0.75324 | 0.81727 | 0.89106 | 0.96394 | 1.0487 | 1.1061 | 1.1762 | 1.2462 | 1.328 | 1.382 | 1.4487 | 1.5137 | 1.5784 | 0.13452 | 0.369 | 0.70296 | 1.1483 | 1.6599 | 2.249 | 2.9146 | 3.6663 | 4.4815 | 5.3709 | 6.3335 | 7.382 | 8.4874 | 9.6642 | 10.9115 | 12.2425 | 13.6272 | 15.0803 | 16.5983 | 18.1811 | 0.31667 | 0.55264 | 0.78804 | 1.0519 | 1.2108 | 1.3952 | 1.5774 | 1.7823 | 1.9348 | 2.1103 | 2.2835 | 2.4844 | 2.6207 | 2.7864 | 2.952 | 3.1448 | 3.2721 | 3.429 | 3.5816 | 3.7337 | 0.31667 | 0.86931 | 1.6574 | 2.7092 | 3.92 | 5.3153 | 6.8926 | 8.6749 | 10.6097 | 12.7201 | 15.0036 | 17.488 | 20.1087 | 22.8951 | 25.8471 | 28.9919 | 32.264 | 35.6929 | 39.2745 | 43.0082 | 0.11437 | 0.19946 | 0.28423 | 0.37918 | 0.43609 | 0.50221 | 0.56745 | 0.64088 | 0.69541 | 0.75825 | 0.82029 | 0.89243 | 0.94133 | 1.0009 | 1.0605 | 1.13 | 1.176 | 1.2327 | 1.2879 | 1.3429 | 0.11437 | 0.31375 | 0.59778 | 0.97661 | 1.4119 | 1.9132 | 2.4796 | 3.1194 | 3.8133 | 4.5703 | 5.3897 | 6.2819 | 7.2227 | 8.2241 | 9.2853 | 10.4176 | 11.5955 | 12.8313 | 14.1224 | 15.4684 | 0.26917 | 0.46975 | 0.66984 | 0.8941 | 1.0292 | 1.186 | 1.3408 | 1.5149 | 1.6446 | 1.7938 | 1.941 | 2.1117 | 2.2276 | 2.3685 | 2.5092 | 2.673 | 2.7813 | 2.9146 | 3.0443 | 3.1737 | 0.26917 | 0.73892 | 1.4088 | 2.3029 | 3.332 | 4.518 | 5.8588 | 7.3737 | 9.0183 | 10.8121 | 12.753 | 14.8648 | 17.0924 | 19.4609 | 21.9701 | 24.6431 | 27.4244 | 30.339 | 33.3833 | 36.557 | 0.11437 | 0.19946 | 0.28423 | 0.37918 | 0.43609 | 0.50221 | 0.56745 | 0.64088 | 0.69541 | 0.75825 | 0.82029 | 0.89243 | 0.94133 | 1.0009 | 1.0605 | 1.13 | 1.176 | 1.2327 | 1.2879 | 1.3429 | 0.11437 | 0.31375 | 0.59778 | 0.97661 | 1.4119 | 1.9132 | 2.4796 | 3.1194 | 3.8133 | 4.5703 | 5.3897 | 6.2819 | 7.2227 | 8.2241 | 9.2853 | 10.4176 | 11.5955 | 12.8313 | 14.1224 | 15.4684 | 0.26917 | 0.46975 | 0.66984 | 0.8941 | 1.0292 | 1.186 | 1.3408 | 1.5149 | 1.6446 | 1.7938 | 1.941 | 2.1117 | 2.2276 | 2.3685 | 2.5092 | 2.673 | 2.7813 | 2.9146 | 3.0443 | 3.1737 | 0.26917 | 0.73892 | 1.4088 | 2.3029 | 3.332 | 4.518 | 5.8588 | 7.3737 | 9.0183 | 10.8121 | 12.753 | 14.8648 | 17.0924 | 19.4609 | 21.9701 | 24.6431 | 27.4244 | 30.339 | 33.3833 | 36.557 | 0.11437 | 0.19946 | 0.28423 | 0.37918 | 0.43609 | 0.50221 | 0.56745 | 0.64088 | 0.69541 | 0.75825 | 0.82029 | 0.89243 | 0.94133 | 1.0009 | 1.0605 | 1.13 | 1.176 | 1.2327 | 1.2879 | 1.3429 | 0.11437 | 0.31375 | 0.59778 | 0.97661 | 1.4119 | 1.9132 | 2.4796 | 3.1194 | 3.8133 | 4.5703 | 5.3897 | 6.2819 | 7.2227 | 8.2241 | 9.2853 | 10.4176 | 11.5955 | 12.8313 | 14.1224 | 15.4684 | 0.26917 | 0.46975 | 0.66984 | 0.8941 | 1.0292 | 1.186 | 1.3408 | 1.5149 | 1.6446 | 1.7938 | 1.941 | 2.1117 | 2.2276 | 2.3685 | 2.5092 | 2.673 | 2.7813 | 2.9146 | 3.0443 | 3.1737 | 0.26917 | 0.73892 | 1.4088 | 2.3029 | 3.332 | 4.518 | 5.8588 | 7.3737 | 9.0183 | 10.8121 | 12.753 | 14.8648 | 17.0924 | 19.4609 | 21.9701 | 24.6431 | 27.4244 | 30.339 | 33.3833 | 36.557 | 0.11437 | 0.19946 | 0.28423 | 0.37918 | 0.43609 | 0.50221 | 0.56745 | 0.64088 | 0.69541 | 0.75825 | 0.82029 | 0.89243 | 0.94133 | 1.0009 | 1.0605 | 1.13 | 1.176 | 1.2327 | 1.2879 | 1.3429 | 0.11437 | 0.31375 | 0.59778 | 0.97661 | 1.4119 | 1.9132 | 2.4796 | 3.1194 | 3.8133 | 4.5703 | 5.3897 | 6.2819 | 7.2227 | 8.2241 | 9.2853 | 10.4176 | 11.5955 | 12.8313 | 14.1224 | 15.4684 | 0.26917 | 0.46975 | 0.66984 | 0.8941 | 1.0292 | 1.186 | 1.3408 | 1.5149 | 1.6446 | 1.7938 | 1.941 | 2.1117 | 2.2276 | 2.3685 | 2.5092 | 2.673 | 2.7813 | 2.9146 | 3.0443 | 3.1737 | 0.26917 | 0.73892 | 1.4088 | 2.3029 | 3.332 | 4.518 | 5.8588 | 7.3737 | 9.0183 | 10.8121 | 12.753 | 14.8648 | 17.0924 | 19.4609 | 21.9701 | 24.6431 | 27.4244 | 30.339 | 33.3833 | 36.557 | 214.7504 | 214.7504 | 214.7504 | 214.7504 | 214.7504 | 214.7504 | 214.7504 | 214.7504 | 214.7504 | 214.7504 | 214.7504 | 214.7504 | 214.7504 | 214.7504 | 214.7504 | 214.7504 | 214.7504 | 214.7504 | 214.7504 | 214.7504 | 135.9082 | 135.9082 | 135.9082 | 135.9082 | 135.9082 | 135.9082 | 135.9082 | 135.9082 | 135.9082 | 135.9082 | 135.9082 | 135.9082 | 135.9082 | 135.9082 | 135.9082 | 135.9082 | 135.9082 | 135.9082 | 135.9082 | 135.9082
WA_Industrial_Food Products_New_Process_Natural Gas_Process - Insulate Heated Process Fluids_A | WA | Industrial | Food Products | New | Process | Natural Gas | Process - Insulate Heated Process Fluids | A | IM69 | No insulation | Insulated process fluid lines | 20 | 275.607 | 0 | 0 | 1440.55 | 0 | 0 | 0 | 720.2732 |  | employee | 5% | 10% | Retrofit | Retro12Med | 75.44% | TBD | 0.2% | 476.4209 |  | 301.5105 |  | 0.16204 | PGE Workpaper - SWWH017-01 | PGE Workpaper - SWWH017-01 | PGE Workpaper - SWWH017-01 | No insulation | No insulation | No insulation | No insulation | No insulation | No insulation | No insulation | No insulation | No insulation | No insulation | No insulation | No insulation | No insulation | No insulation | No insulation | No insulation | No insulation | No insulation | No insulation | No insulation | No insulation | No insulation | Insulated process fluid lines | Insulated process fluid lines | Insulated process fluid lines | Insulated process fluid lines | Insulated process fluid lines | Insulated process fluid lines | Insulated process fluid lines | Insulated process fluid lines | Insulated process fluid lines | Insulated process fluid lines | Insulated process fluid lines | Insulated process fluid lines | Insulated process fluid lines | Insulated process fluid lines | Insulated process fluid lines | Insulated process fluid lines | Insulated process fluid lines | Insulated process fluid lines | Insulated process fluid lines | Insulated process fluid lines | Insulated process fluid lines | Insulated process fluid lines | 1440.55 | 1440.55 | 1440.55 | 1440.55 | 1440.55 | 1440.55 | 1440.55 | 1440.55 | 1440.55 | 1440.55 | 1440.55 | 1440.55 | 1440.55 | 1440.55 | 1440.55 | 1440.55 | 1440.55 | 1440.55 | 1440.55 | 1440.55 | 1440.55 | 1440.55 | 0 | 0 | 275.1316 | 274.8551 | 274.5897 | 274.3535 | 274.012 | 273.7538 | 273.5156 | 273.3231 | 273.1061 | 272.9466 | 272.8221 | 272.7641 | 272.6727 | 272.6355 | 272.6106 | 272.6411 | 272.6335 | 272.6639 | 272.6853 | 272.7003 | 0.19059 | 0.33227 | 0.47335 | 0.63129 | 0.72574 | 0.75197 | 0.67951 | 0.61378 | 0.53264 | 0.46449 | 0.4019 | 0.34973 | 0.29504 | 0.25092 | 0.21265 | 0.18125 | 0.0012862 | 0.00048145 | 0.00017145 | 5.8286e-05 | 0.19059 | 0.52267 | 0.99551 | 1.6259 | 2.3497 | 3.0994 | 3.7762 | 4.3874 | 4.9165 | 5.3781 | 5.7776 | 6.1261 | 6.4191 | 6.6691 | 6.8812 | 7.0632 | 7.0643 | 7.0655 | 7.0663 | 7.0667 | 0.69271 | 1.2089 | 1.7238 | 2.301 | 2.6486 | 2.7469 | 2.4844 | 2.2456 | 1.9503 | 1.7018 | 1.4731 | 1.2822 | 1.082 | 0.92036 | 0.78004 | 0.66478 | 0.0047179 | 0.0017657 | 0.00062875 | 0.00021374 | 0.69271 | 1.9016 | 3.6255 | 5.9264 | 8.575 | 11.3219 | 13.8063 | 16.0519 | 18.0022 | 19.704 | 21.1771 | 22.4593 | 23.5413 | 24.4617 | 25.2417 | 25.9065 | 25.9112 | 25.913 | 25.9136 | 25.9138 | 0.16204 | 0.28255 | 0.40257 | 0.53696 | 0.61742 | 0.63982 | 0.57825 | 0.52237 | 0.45337 | 0.39539 | 0.34214 | 0.29774 | 0.25119 | 0.21363 | 0.18105 | 0.15431 | 0.0010951 | 0.0004099 | 0.00014597 | 4.9622e-05 | 0.16204 | 0.44445 | 0.84665 | 1.383 | 1.999 | 2.6372 | 3.2135 | 3.7339 | 4.1848 | 4.5781 | 4.9184 | 5.2153 | 5.465 | 5.678 | 5.8586 | 6.0135 | 6.0144 | 6.0154 | 6.0159 | 6.0163 | 0.5888 | 1.0276 | 1.4653 | 1.9558 | 2.2513 | 2.3348 | 2.1117 | 1.9088 | 1.6578 | 1.4465 | 1.2522 | 1.0899 | 0.91973 | 0.7823 | 0.66303 | 0.56506 | 0.0040102 | 0.0015009 | 0.00053444 | 0.00018168 | 0.5888 | 1.6164 | 3.0816 | 5.0375 | 7.2888 | 9.6236 | 11.7353 | 13.6441 | 15.3019 | 16.7484 | 18.0005 | 19.0904 | 20.0101 | 20.7924 | 21.4554 | 22.0205 | 22.0245 | 22.026 | 22.0266 | 22.0267 | 0.16204 | 0.28255 | 0.40257 | 0.53696 | 0.61742 | 0.63982 | 0.57825 | 0.52237 | 0.45337 | 0.39539 | 0.34214 | 0.29774 | 0.25119 | 0.21363 | 0.18105 | 0.15431 | 0.0010951 | 0.0004099 | 0.00014597 | 4.9622e-05 | 0.16204 | 0.44445 | 0.84665 | 1.383 | 1.999 | 2.6372 | 3.2135 | 3.7339 | 4.1848 | 4.5781 | 4.9184 | 5.2153 | 5.465 | 5.678 | 5.8586 | 6.0135 | 6.0144 | 6.0154 | 6.0159 | 6.0163 | 0.5888 | 1.0276 | 1.4653 | 1.9558 | 2.2513 | 2.3348 | 2.1117 | 1.9088 | 1.6578 | 1.4465 | 1.2522 | 1.0899 | 0.91973 | 0.7823 | 0.66303 | 0.56506 | 0.0040102 | 0.0015009 | 0.00053444 | 0.00018168 | 0.5888 | 1.6164 | 3.0816 | 5.0375 | 7.2888 | 9.6236 | 11.7353 | 13.6441 | 15.3019 | 16.7484 | 18.0005 | 19.0904 | 20.0101 | 20.7924 | 21.4554 | 22.0205 | 22.0245 | 22.026 | 22.0266 | 22.0267 | 0.16204 | 0.28255 | 0.40257 | 0.53696 | 0.61742 | 0.63982 | 0.57825 | 0.52237 | 0.45337 | 0.39539 | 0.34214 | 0.29774 | 0.25119 | 0.21363 | 0.18105 | 0.15431 | 0.0010951 | 0.0004099 | 0.00014597 | 4.9622e-05 | 0.16204 | 0.44445 | 0.84665 | 1.383 | 1.999 | 2.6372 | 3.2135 | 3.7339 | 4.1848 | 4.5781 | 4.9184 | 5.2153 | 5.465 | 5.678 | 5.8586 | 6.0135 | 6.0144 | 6.0154 | 6.0159 | 6.0163 | 0.5888 | 1.0276 | 1.4653 | 1.9558 | 2.2513 | 2.3348 | 2.1117 | 1.9088 | 1.6578 | 1.4465 | 1.2522 | 1.0899 | 0.91973 | 0.7823 | 0.66303 | 0.56506 | 0.0040102 | 0.0015009 | 0.00053444 | 0.00018168 | 0.5888 | 1.6164 | 3.0816 | 5.0375 | 7.2888 | 9.6236 | 11.7353 | 13.6441 | 15.3019 | 16.7484 | 18.0005 | 19.0904 | 20.0101 | 20.7924 | 21.4554 | 22.0205 | 22.0245 | 22.026 | 22.0266 | 22.0267 | 0.16204 | 0.28255 | 0.40257 | 0.53696 | 0.61742 | 0.63982 | 0.57825 | 0.52237 | 0.45337 | 0.39539 | 0.34214 | 0.29774 | 0.25119 | 0.21363 | 0.18105 | 0.15431 | 0.0010951 | 0.0004099 | 0.00014597 | 4.9622e-05 | 0.16204 | 0.44445 | 0.84665 | 1.383 | 1.999 | 2.6372 | 3.2135 | 3.7339 | 4.1848 | 4.5781 | 4.9184 | 5.2153 | 5.465 | 5.678 | 5.8586 | 6.0135 | 6.0144 | 6.0154 | 6.0159 | 6.0163 | 0.5888 | 1.0276 | 1.4653 | 1.9558 | 2.2513 | 2.3348 | 2.1117 | 1.9088 | 1.6578 | 1.4465 | 1.2522 | 1.0899 | 0.91973 | 0.7823 | 0.66303 | 0.56506 | 0.0040102 | 0.0015009 | 0.00053444 | 0.00018168 | 0.5888 | 1.6164 | 3.0816 | 5.0375 | 7.2888 | 9.6236 | 11.7353 | 13.6441 | 15.3019 | 16.7484 | 18.0005 | 19.0904 | 20.0101 | 20.7924 | 21.4554 | 22.0205 | 22.0245 | 22.026 | 22.0266 | 22.0267 | 479.0595 | 479.0595 | 479.0595 | 479.0595 | 479.0595 | 479.0595 | 479.0595 | 479.0595 | 479.0595 | 479.0595 | 479.0595 | 479.0595 | 479.0595 | 479.0595 | 479.0595 | 479.0595 | 479.0595 | 479.0595 | 479.0595 | 479.0595 | 303.1804 | 303.1804 | 303.1804 | 303.1804 | 303.1804 | 303.1804 | 303.1804 | 303.1804 | 303.1804 | 303.1804 | 303.1804 | 303.1804 | 303.1804 | 303.1804 | 303.1804 | 303.1804 | 303.1804 | 303.1804 | 303.1804 | 303.1804
WA_Industrial_Food Products_New_Process_Natural Gas_Process Heat Recovery_A | WA | Industrial | Food Products | New | Process | Natural Gas | Process Heat Recovery | A | IM70 | No HR system | HR system installed | 15 | 3.2358 | 0 | 0 | 240.54 | 0 | 0 | 0 | 120.2675 |  | cfm | 5% | 50% | Retrofit | Retro12Med | 75.44% | TBD | 0.2% | 5020.0799 |  | 3330.3454 |  | 0.068379 | MN TRM v3.1 - Exhaust Energy Recovery | WI TRM - Process Exhaust Filtration, 3244 | MN TRM v3.1 - Exhaust Energy Recovery | No HR system | No HR system | No HR system | No HR system | No HR system | No HR system | No HR system | No HR system | No HR system | No HR system | No HR system | No HR system | No HR system | No HR system | No HR system | No HR system | No HR system | No HR system | No HR system | No HR system | No HR system | No HR system | HR system installed | HR system installed | HR system installed | HR system installed | HR system installed | HR system installed | HR system installed | HR system installed | HR system installed | HR system installed | HR system installed | HR system installed | HR system installed | HR system installed | HR system installed | HR system installed | HR system installed | HR system installed | HR system installed | HR system installed | HR system installed | HR system installed | 240.54 | 240.54 | 240.54 | 240.54 | 240.54 | 240.54 | 240.54 | 240.54 | 240.54 | 240.54 | 240.54 | 240.54 | 240.54 | 240.54 | 240.54 | 240.54 | 240.54 | 240.54 | 240.54 | 240.54 | 240.54 | 240.54 | 0 | 0 | 3.2241 | 3.2174 | 3.2109 | 3.2051 | 3.1966 | 3.19 | 3.1844 | 3.1801 | 3.1753 | 3.1718 | 3.1691 | 3.1679 | 3.1658 | 3.165 | 3.1645 | 3.1655 | 3.1655 | 3.1662 | 3.1668 | 3.1673 | 0.080402 | 0.14002 | 0.19927 | 0.26549 | 0.3048 | 0.31545 | 0.2848 | 0.25709 | 0.22294 | 0.19432 | 0.16807 | 0.14623 | 0.12332 | 0.10486 | 0.088864 | 0.07894 | 0.13776 | 0.19649 | 0.26233 | 0.302 | 0.080402 | 0.22026 | 0.41908 | 0.68381 | 0.9868 | 1.3002 | 1.5827 | 1.8377 | 2.0578 | 2.2499 | 2.4161 | 2.5614 | 2.683 | 2.7871 | 2.8756 | 2.8765 | 2.8765 | 2.8772 | 2.8777 | 2.8781 | 24.9375 | 43.5206 | 62.0581 | 82.8358 | 95.3489 | 98.8875 | 89.437 | 80.8426 | 70.2112 | 61.2637 | 53.0327 | 46.1584 | 38.9532 | 33.1329 | 28.0814 | 24.9375 | 43.5206 | 62.0581 | 82.8358 | 95.3489 | 24.9375 | 68.4581 | 130.5162 | 213.352 | 308.7009 | 407.5884 | 497.0254 | 577.868 | 648.0791 | 709.3428 | 762.3755 | 808.5339 | 847.4871 | 880.62 | 908.7014 | 908.7014 | 908.7014 | 908.7014 | 908.7014 | 908.7014 | 0.068379 | 0.11912 | 0.16957 | 0.22599 | 0.25955 | 0.26871 | 0.24267 | 0.2191 | 0.19004 | 0.16567 | 0.1433 | 0.12469 | 0.10516 | 0.089432 | 0.075788 | 0.06732 | 0.11749 | 0.16756 | 0.2237 | 0.25752 | 0.068379 | 0.18738 | 0.35663 | 0.58207 | 0.84032 | 1.1076 | 1.3486 | 1.5661 | 1.7541 | 1.9182 | 2.0601 | 2.1841 | 2.288 | 2.377 | 2.4525 | 2.4531 | 2.4531 | 2.4536 | 2.454 | 2.4543 | 21.1969 | 36.9925 | 52.7494 | 70.4104 | 81.0466 | 84.0544 | 76.0214 | 68.7162 | 59.6795 | 52.0741 | 45.0778 | 39.2346 | 33.1102 | 28.163 | 23.8692 | 21.1969 | 36.9925 | 52.7494 | 70.4104 | 81.0466 | 21.1969 | 58.1894 | 110.9388 | 181.3492 | 262.3958 | 346.4502 | 422.4716 | 491.1878 | 550.8673 | 602.9414 | 648.0192 | 687.2538 | 720.364 | 748.527 | 772.3961 | 772.3961 | 772.3961 | 772.3961 | 772.3961 | 772.3961 | 0 | 0 | 0 | 0 | 0 | 0 | 0 | 0 | 0 | 0 | 0 | 0 | 0 | 0 | 0 | 0 | 0 | 0 | 0 | 0 | 0 | 0 | 0 | 0 | 0 | 0 | 0 | 0 | 0 | 0 | 0 | 0 | 0 | 0 | 0 | 0 | 0 | 0 | 0 | 0 | 0 | 0 | 0 | 0 | 0 | 0 | 0 | 0 | 0 | 0 | 0 | 0 | 0 | 0 | 0 | 0 | 0 | 0 | 0 | 0 | 0 | 0 | 0 | 0 | 0 | 0 | 0 | 0 | 0 | 0 | 0 | 0 | 0 | 0 | 0 | 0 | 0 | 0 | 0 | 0 | 0 | 0 | 0 | 0 | 0 | 0 | 0 | 0 | 0 | 0 | 0 | 0 | 0 | 0 | 0 | 0 | 0 | 0 | 0 | 0 | 0 | 0 | 0 | 0 | 0 | 0 | 0 | 0 | 0 | 0 | 0 | 0 | 0 | 0 | 0 | 0 | 0 | 0 | 0 | 0 | 0 | 0 | 0 | 0 | 0 | 0 | 0 | 0 | 0 | 0 | 0 | 0 | 0 | 0 | 0 | 0 | 0 | 0 | 0 | 0 | 0 | 0 | 0 | 0 | 0 | 0 | 0 | 0 | 0 | 0 | 0 | 0 | 0 | 0 | 0 | 0 | 0 | 0 | 0 | 0 | 0 | 0 | 0 | 0 | 0 | 0 | 0 | 0 | 0 | 0 | 0 | 0 | 0 | 0 | 0 | 0 | 0 | 0 | 0 | 0 | 0 | 0 | 0 | 0 | 0 | 0 | 0 | 0 | 0 | 0 | 0 | 0 | 0 | 0 | 0 | 0 | 0 | 0 | 0 | 0 | 0 | 0 | 0 | 0 | 0 | 0 | 0 | 0 | 0 | 0 | 0 | 0 | 0 | 0 | 0 | 0 | 0 | 0 | 0 | 0 | 0 | 0 | 0 | 0 | 0 | 0 | 0 | 0 | 0 | 0 | 0 | 0 | 0 | 0 | 0 | 0 | 0 | 0 | 0 | 0 | 8036.1721 | 8036.1721 | 8036.1721 | 8036.1721 | 8036.1721 | 8036.1721 | 8036.1721 | 8036.1721 | 8036.1721 | 8036.1721 | 8036.1721 | 8036.1721 | 8036.1721 | 8036.1721 | 8036.1721 | 8036.1721 | 8036.1721 | 8036.1721 | 8036.1721 | 8036.1721 | 5331.2356 | 5331.2356 | 5331.2356 | 5331.2356 | 5331.2356 | 5331.2356 | 5331.2356 | 5331.2356 | 5331.2356 | 5331.2356 | 5331.2356 | 5331.2356 | 5331.2356 | 5331.2356 | 5331.2356 | 5331.2356 | 5331.2356 | 5331.2356 | 5331.2356 | 5331.2356
WA_Industrial_Food Products_New_Space Heating_Natural Gas_Building Automation System_A | WA | Industrial | Food Products | New | Space Heating | Natural Gas | Building Automation System | A | IM71 | No control system | Automation system installed and programmed | 15 | 0.01486 | 0 | 0 | 0.09 | 0.03 | 0 | 0 | 0.04595 |  | sqft | 5% | 65% | Retrofit | Retro1Slow | 84.81% | TBD | 0.2% | 153.9797 |  | 90.3681 |  | 0.0028201 | COM_EMS-All-XCELCO-2017-18-3 | BEHAV_EIS-All-CPUC-2018_PG-10 | COM_EMS-All-XCELCO-2017-18-3 | No control system | No control system | No control system | No control system | No control system | No control system | No control system | No control system | No control system | No control system | No control system | No control system | No control system | No control system | No control system | No control system | No control system | No control system | No control system | No control system | No control system | No control system | Automation system installed and programmed | Automation system installed and programmed | Automation system installed and programmed | Automation system installed and programmed | Automation system installed and programmed | Automation system installed and programmed | Automation system installed and programmed | Automation system installed and programmed | Automation system installed and programmed | Automation system installed and programmed | Automation system installed and programmed | Automation system installed and programmed | Automation system installed and programmed | Automation system installed and programmed | Automation system installed and programmed | Automation system installed and programmed | Automation system installed and programmed | Automation system installed and programmed | Automation system installed and programmed | Automation system installed and programmed | Automation system installed and programmed | Automation system installed and programmed | 0.09 | 0.09 | 0.09 | 0.09 | 0.09 | 0.09 | 0.09 | 0.09 | 0.09 | 0.09 | 0.09 | 0.09 | 0.09 | 0.09 | 0.09 | 0.09 | 0.09 | 0.09 | 0.09 | 0.09 | 0.09 | 0.09 | 0 | 0 | 0.014787 | 0.013908 | 0.013557 | 0.013349 | 0.013256 | 0.013178 | 0.013117 | 0.013063 | 0.013026 | 0.012991 | 0.012931 | 0.012883 | 0.012831 | 0.012865 | 0.012885 | 0.012885 | 0.012908 | 0.012906 | 0.012913 | 0.012902 | 0.0033071 | 0.010851 | 0.02678 | 0.057252 | 0.099334 | 0.16297 | 0.24946 | 0.36392 | 0.48724 | 0.62501 | 0.75523 | 0.87087 | 0.91875 | 0.92332 | 0.86138 | 0.75886 | 0.60489 | 0.43876 | 0.29296 | 0.19901 | 0.0033071 | 0.013961 | 0.040389 | 0.097021 | 0.19568 | 0.3575 | 0.6053 | 0.96676 | 1.4512 | 2.0724 | 2.8179 | 3.6784 | 4.5822 | 5.5179 | 6.3878 | 7.1438 | 7.7515 | 8.1632 | 8.4055 | 8.5007 | 223.6485 | 780.202 | 1975.3424 | 4288.9629 | 7493.4519 | 12367.2427 | 19018.8915 | 27857.6385 | 37404.987 | 48110.2563 | 58405.7864 | 67598.6271 | 71606.0347 | 71768.6519 | 66850.2828 | 58894.2742 | 46860.1611 | 33997.1369 | 22687.1105 | 15424.5471 | 223.6485 | 1003.8505 | 2979.193 | 7268.1558 | 14761.6078 | 27128.8505 | 46147.742 | 74005.3805 | 111410.3675 | 159520.6237 | 217926.4101 | 285525.0373 | 357131.072 | 428899.7239 | 495750.0067 | 554420.6324 | 600500.5915 | 632522.3859 | 650920.5335 | 658851.6287 | 0.0028201 | 0.0097223 | 0.024413 | 0.052608 | 0.091465 | 0.15017 | 0.22985 | 0.33507 | 0.44833 | 0.57458 | 0.69405 | 0.79972 | 0.84341 | 0.84226 | 0.78191 | 0.68606 | 0.54475 | 0.39416 | 0.26247 | 0.1782 | 0.0028201 | 0.012509 | 0.036819 | 0.08915 | 0.18018 | 0.32942 | 0.5577 | 0.89015 | 1.3353 | 1.9051 | 2.5897 | 3.3779 | 4.2064 | 5.0335 | 5.7985 | 6.4584 | 6.9809 | 7.3334 | 7.5304 | 7.6119 | 190.1012 | 663.1717 | 1679.0411 | 3645.6184 | 6369.4341 | 10512.1563 | 16166.0577 | 23678.9927 | 31794.239 | 40893.7178 | 49644.9185 | 57458.833 | 60865.1295 | 61003.3541 | 56822.7404 | 50060.1331 | 39831.1369 | 28897.5664 | 19284.0439 | 13110.865 | 190.1012 | 853.273 | 2532.314 | 6177.9325 | 12547.3666 | 23059.5229 | 39225.5807 | 62904.5734 | 94698.8123 | 135592.5302 | 185237.4486 | 242696.2817 | 303561.4112 | 364564.7653 | 421387.5057 | 471257.5375 | 510425.5027 | 537644.028 | 553282.4535 | 560023.8844 | 0.0028201 | 0.0097223 | 0.024413 | 0.052608 | 0.091465 | 0.15017 | 0.22985 | 0.33507 | 0.44833 | 0.57458 | 0.69405 | 0.79972 | 0.84341 | 0.84226 | 0.78191 | 0.68606 | 0.54475 | 0.39416 | 0.26247 | 0.1782 | 0.0028201 | 0.012509 | 0.036819 | 0.08915 | 0.18018 | 0.32942 | 0.5577 | 0.89015 | 1.3353 | 1.9051 | 2.5897 | 3.3779 | 4.2064 | 5.0335 | 5.7985 | 6.4584 | 6.9809 | 7.3334 | 7.5304 | 7.6119 | 190.1012 | 663.1717 | 1679.0411 | 3645.6184 | 6369.4341 | 10512.1563 | 16166.0577 | 23678.9927 | 31794.239 | 40893.7178 | 49644.9185 | 57458.833 | 60865.1295 | 61003.3541 | 56822.7404 | 50060.1331 | 39831.1369 | 28897.5664 | 19284.0439 | 13110.865 | 190.1012 | 853.273 | 2532.314 | 6177.9325 | 12547.3666 | 23059.5229 | 39225.5807 | 62904.5734 | 94698.8123 | 135592.5302 | 185237.4486 | 242696.2817 | 303561.4112 | 364564.7653 | 421387.5057 | 471257.5375 | 510425.5027 | 537644.028 | 553282.4535 | 560023.8844 | 0.0028201 | 0.0097223 | 0.024413 | 0.052608 | 0.091465 | 0.15017 | 0.22985 | 0.33507 | 0.44833 | 0.57458 | 0.69405 | 0.79972 | 0.84341 | 0.84226 | 0.78191 | 0.68606 | 0.54475 | 0.39416 | 0.26247 | 0.1782 | 0.0028201 | 0.012509 | 0.036819 | 0.08915 | 0.18018 | 0.32942 | 0.5577 | 0.89015 | 1.3353 | 1.9051 | 2.5897 | 3.3779 | 4.2064 | 5.0335 | 5.7985 | 6.4584 | 6.9809 | 7.3334 | 7.5304 | 7.6119 | 190.1012 | 663.1717 | 1679.0411 | 3645.6184 | 6369.4341 | 10512.1563 | 16166.0577 | 23678.9927 | 31794.239 | 40893.7178 | 49644.9185 | 57458.833 | 60865.1295 | 61003.3541 | 56822.7404 | 50060.1331 | 39831.1369 | 28897.5664 | 19284.0439 | 13110.865 | 190.1012 | 853.273 | 2532.314 | 6177.9325 | 12547.3666 | 23059.5229 | 39225.5807 | 62904.5734 | 94698.8123 | 135592.5302 | 185237.4486 | 242696.2817 | 303561.4112 | 364564.7653 | 421387.5057 | 471257.5375 | 510425.5027 | 537644.028 | 553282.4535 | 560023.8844 | 0.0028201 | 0.0097223 | 0.024413 | 0.052608 | 0.091465 | 0.15017 | 0.22985 | 0.33507 | 0.44833 | 0.57458 | 0.69405 | 0.79972 | 0.84341 | 0.84226 | 0.78191 | 0.68606 | 0.54475 | 0.39416 | 0.26247 | 0.1782 | 0.0028201 | 0.012509 | 0.036819 | 0.08915 | 0.18018 | 0.32942 | 0.5577 | 0.89015 | 1.3353 | 1.9051 | 2.5897 | 3.3779 | 4.2064 | 5.0335 | 5.7985 | 6.4584 | 6.9809 | 7.3334 | 7.5304 | 7.6119 | 190.1012 | 663.1717 | 1679.0411 | 3645.6184 | 6369.4341 | 10512.1563 | 16166.0577 | 23678.9927 | 31794.239 | 40893.7178 | 49644.9185 | 57458.833 | 60865.1295 | 61003.3541 | 56822.7404 | 50060.1331 | 39831.1369 | 28897.5664 | 19284.0439 | 13110.865 | 190.1012 | 853.273 | 2532.314 | 6177.9325 | 12547.3666 | 23059.5229 | 39225.5807 | 62904.5734 | 94698.8123 | 135592.5302 | 185237.4486 | 242696.2817 | 303561.4112 | 364564.7653 | 421387.5057 | 471257.5375 | 510425.5027 | 537644.028 | 553282.4535 | 560023.8844 | 2938.7371 | 2938.7371 | 2938.7371 | 2938.7371 | 2938.7371 | 2938.7371 | 2938.7371 | 2938.7371 | 2938.7371 | 2938.7371 | 2938.7371 | 2938.7371 | 2938.7371 | 2938.7371 | 2938.7371 | 2938.7371 | 2938.7371 | 2938.7371 | 2938.7371 | 2938.7371 | 434.3403 | 434.3403 | 434.3403 | 434.3403 | 434.3403 | 434.3403 | 434.3403 | 434.3403 | 434.3403 | 434.3403 | 434.3403 | 434.3403 | 434.3403 | 434.3403 | 434.3403 | 434.3403 | 434.3403 | 434.3403 | 434.3403 | 434.3403
WA_Industrial_Food Products_New_Space Heating_Natural Gas_Steam System Efficiency Improvements_A | WA | Industrial | Food Products | New | Space Heating | Natural Gas | Steam System Efficiency Improvements | A | IM72 | Average system efficiency | Optimized system | 5 | 0.13322 | 0 | 0 | 0.11 | 0 | 0 | 0 | 0.05645 |  | sqft | 30% | 60% | Retrofit | Retro1Slow | 84.81% | TBD | 0.2% | 224.4942 |  | 173.651 |  | 0.00017942 | AEG Research | DOE - Improving Steam System Performance: A Sourcebook for Industry, Second Edition. October 2012. | DOE - Improving Steam System Performance: A Sourcebook for Industry, Second Edition. October 2012. | Average system efficiency | Average system efficiency | Average system efficiency | Average system efficiency | Average system efficiency | Average system efficiency | Average system efficiency | Average system efficiency | Average system efficiency | Average system efficiency | Average system efficiency | Average system efficiency | Average system efficiency | Average system efficiency | Average system efficiency | Average system efficiency | Average system efficiency | Average system efficiency | Average system efficiency | Average system efficiency | Average system efficiency | Average system efficiency | Optimized system | Optimized system | Optimized system | Optimized system | Optimized system | Optimized system | Optimized system | Optimized system | Optimized system | Optimized system | Optimized system | Optimized system | Optimized system | Optimized system | Optimized system | Optimized system | Optimized system | Optimized system | Optimized system | Optimized system | Optimized system | Optimized system | 0.11 | 0.11 | 0.11 | 0.11 | 0.11 | 0.11 | 0.11 | 0.11 | 0.11 | 0.11 | 0.11 | 0.11 | 0.11 | 0.11 | 0.11 | 0.11 | 0.11 | 0.11 | 0.11 | 0.11 | 0.11 | 0.11 | 0 | 0 | 0.13278 | 0.125 | 0.12196 | 0.12019 | 0.1195 | 0.11889 | 0.11844 | 0.11804 | 0.1178 | 0.11756 | 0.11709 | 0.1167 | 0.1163 | 0.11666 | 0.11687 | 0.11686 | 0.11708 | 0.11705 | 0.1171 | 0.11699 | 0.00021045 | 0.00069117 | 0.0017073 | 0.0036532 | 0.0063461 | 0.010421 | 0.015964 | 0.023304 | 0.031227 | 0.040084 | 0.048465 | 0.055911 | 0.05902 | 0.059336 | 0.05537 | 0.048778 | 0.05674 | 0.061038 | 0.063122 | 0.061642 | 0.00021045 | 0.0008893 | 0.002575 | 0.0061908 | 0.012501 | 0.022671 | 0.037893 | 0.059417 | 0.086941 | 0.12061 | 0.15832 | 0.19799 | 0.23336 | 0.26249 | 0.27849 | 0.27869 | 0.27922 | 0.27913 | 0.27927 | 0.279 | 1.585 | 5.5294 | 13.9995 | 30.3964 | 53.107 | 87.6482 | 134.7892 | 197.4305 | 265.0937 | 340.9633 | 413.929 | 479.0797 | 507.4807 | 508.6332 | 473.7761 | 417.3909 | 484.6091 | 521.4802 | 539.0296 | 526.8831 | 1.585 | 7.1144 | 21.1139 | 51.5103 | 104.6173 | 190.6805 | 319.9403 | 503.3713 | 738.0686 | 1025.9249 | 1352.2056 | 1696.4962 | 2006.5464 | 2250.0859 | 2382.8988 | 2384.7757 | 2384.7757 | 2384.7757 | 2384.7757 | 2384.7757 | 0.00017942 | 0.00061905 | 0.0015556 | 0.0033547 | 0.0058385 | 0.0095933 | 0.014693 | 0.021432 | 0.028696 | 0.036797 | 0.044473 | 0.051263 | 0.05409 | 0.054034 | 0.050174 | 0.044021 | 0.051009 | 0.054738 | 0.056454 | 0.055103 | 0.00017942 | 0.0007965 | 0.0023462 | 0.0056849 | 0.011501 | 0.02087 | 0.034876 | 0.054643 | 0.079894 | 0.11072 | 0.14528 | 0.18153 | 0.21387 | 0.23903 | 0.25235 | 0.25152 | 0.25102 | 0.25032 | 0.24976 | 0.24941 | 1.3473 | 4.7 | 11.8996 | 25.8369 | 45.141 | 74.5009 | 114.5708 | 167.8159 | 225.3297 | 289.8188 | 351.8396 | 407.2178 | 431.3586 | 432.3382 | 402.7097 | 354.7823 | 411.9178 | 443.2582 | 458.1752 | 447.8507 | 1.3473 | 6.0472 | 17.9468 | 43.7838 | 88.9247 | 162.0784 | 271.9492 | 427.8656 | 627.3583 | 872.0361 | 1149.3748 | 1442.0217 | 1705.5644 | 1912.573 | 2025.4639 | 2027.0594 | 2027.0594 | 2027.0594 | 2027.0594 | 2027.0594 | 0.00017942 | 0.00061905 | 0.0015556 | 0.0033547 | 0.0058385 | 0.0095933 | 0.014693 | 0.021432 | 0.028696 | 0.036797 | 0.044473 | 0.051263 | 0.05409 | 0.054034 | 0.050174 | 0.044021 | 0.051009 | 0.054738 | 0.056454 | 0.055103 | 0.00017942 | 0.0007965 | 0.0023462 | 0.0056849 | 0.011501 | 0.02087 | 0.034876 | 0.054643 | 0.079894 | 0.11072 | 0.14528 | 0.18153 | 0.21387 | 0.23903 | 0.25235 | 0.25152 | 0.25102 | 0.25032 | 0.24976 | 0.24941 | 1.3473 | 4.7 | 11.8996 | 25.8369 | 45.141 | 74.5009 | 114.5708 | 167.8159 | 225.3297 | 289.8188 | 351.8396 | 407.2178 | 431.3586 | 432.3382 | 402.7097 | 354.7823 | 411.9178 | 443.2582 | 458.1752 | 447.8507 | 1.3473 | 6.0472 | 17.9468 | 43.7838 | 88.9247 | 162.0784 | 271.9492 | 427.8656 | 627.3583 | 872.0361 | 1149.3748 | 1442.0217 | 1705.5644 | 1912.573 | 2025.4639 | 2027.0594 | 2027.0594 | 2027.0594 | 2027.0594 | 2027.0594 | 0.00017942 | 0.00061905 | 0.0015556 | 0.0033547 | 0.0058385 | 0.0095933 | 0.014693 | 0.021432 | 0.028696 | 0.036797 | 0.044473 | 0.051263 | 0.05409 | 0.054034 | 0.050174 | 0.044021 | 0.051009 | 0.054738 | 0.056454 | 0.055103 | 0.00017942 | 0.0007965 | 0.0023462 | 0.0056849 | 0.011501 | 0.02087 | 0.034876 | 0.054643 | 0.079894 | 0.11072 | 0.14528 | 0.18153 | 0.21387 | 0.23903 | 0.25235 | 0.25152 | 0.25102 | 0.25032 | 0.24976 | 0.24941 | 1.3473 | 4.7 | 11.8996 | 25.8369 | 45.141 | 74.5009 | 114.5708 | 167.8159 | 225.3297 | 289.8188 | 351.8396 | 407.2178 | 431.3586 | 432.3382 | 402.7097 | 354.7823 | 411.9178 | 443.2582 | 458.1752 | 447.8507 | 1.3473 | 6.0472 | 17.9468 | 43.7838 | 88.9247 | 162.0784 | 271.9492 | 427.8656 | 627.3583 | 872.0361 | 1149.3748 | 1442.0217 | 1705.5644 | 1912.573 | 2025.4639 | 2027.0594 | 2027.0594 | 2027.0594 | 2027.0594 | 2027.0594 | 0.00017942 | 0.00061905 | 0.0015556 | 0.0033547 | 0.0058385 | 0.0095933 | 0.014693 | 0.021432 | 0.028696 | 0.036797 | 0.044473 | 0.051263 | 0.05409 | 0.054034 | 0.050174 | 0.044021 | 0.051009 | 0.054738 | 0.056454 | 0.055103 | 0.00017942 | 0.0007965 | 0.0023462 | 0.0056849 | 0.011501 | 0.02087 | 0.034876 | 0.054643 | 0.079894 | 0.11072 | 0.14528 | 0.18153 | 0.21387 | 0.23903 | 0.25235 | 0.25152 | 0.25102 | 0.25032 | 0.24976 | 0.24941 | 1.3473 | 4.7 | 11.8996 | 25.8369 | 45.141 | 74.5009 | 114.5708 | 167.8159 | 225.3297 | 289.8188 | 351.8396 | 407.2178 | 431.3586 | 432.3382 | 402.7097 | 354.7823 | 411.9178 | 443.2582 | 458.1752 | 447.8507 | 1.3473 | 6.0472 | 17.9468 | 43.7838 | 88.9247 | 162.0784 | 271.9492 | 427.8656 | 627.3583 | 872.0361 | 1149.3748 | 1442.0217 | 1705.5644 | 1912.573 | 2025.4639 | 2027.0594 | 2027.0594 | 2027.0594 | 2027.0594 | 2027.0594 | 199.1451 | 199.1451 | 199.1451 | 199.1451 | 199.1451 | 199.1451 | 199.1451 | 199.1451 | 199.1451 | 199.1451 | 199.1451 | 199.1451 | 199.1451 | 199.1451 | 199.1451 | 199.1451 | 199.1451 | 199.1451 | 199.1451 | 199.1451 | 154.0429 | 154.0429 | 154.0429 | 154.0429 | 154.0429 | 154.0429 | 154.0429 | 154.0429 | 154.0429 | 154.0429 | 154.0429 | 154.0429 | 154.0429 | 154.0429 | 154.0429 | 154.0429 | 154.0429 | 154.0429 | 154.0429 | 154.0429
WA_Industrial_Food Products_New_Process_Natural Gas_Steam System Efficiency Improvements_A | WA | Industrial | Food Products | New | Process | Natural Gas | Steam System Efficiency Improvements | A | IM73 | Average system efficiency | Optimized system | 5 | 5.0908 | 0 | 0 | 4.38 | 0 | 0 | 0 | 2.1893 |  | sqft | 30% | 60% | Retrofit | Retro1Slow | 84.81% | TBD | 0.2% | 224.4942 |  | 173.651 |  | 0.00042163 | AEG Research | DOE - Improving Steam System Performance: A Sourcebook for Industry, Second Edition. October 2012. | DOE - Improving Steam System Performance: A Sourcebook for Industry, Second Edition. October 2012. | Average system efficiency | Average system efficiency | Average system efficiency | Average system efficiency | Average system efficiency | Average system efficiency | Average system efficiency | Average system efficiency | Average system efficiency | Average system efficiency | Average system efficiency | Average system efficiency | Average system efficiency | Average system efficiency | Average system efficiency | Average system efficiency | Average system efficiency | Average system efficiency | Average system efficiency | Average system efficiency | Average system efficiency | Average system efficiency | Optimized system | Optimized system | Optimized system | Optimized system | Optimized system | Optimized system | Optimized system | Optimized system | Optimized system | Optimized system | Optimized system | Optimized system | Optimized system | Optimized system | Optimized system | Optimized system | Optimized system | Optimized system | Optimized system | Optimized system | Optimized system | Optimized system | 4.38 | 4.38 | 4.38 | 4.38 | 4.38 | 4.38 | 4.38 | 4.38 | 4.38 | 4.38 | 4.38 | 4.38 | 4.38 | 4.38 | 4.38 | 4.38 | 4.38 | 4.38 | 4.38 | 4.38 | 4.38 | 4.38 | 0 | 0 | 5.0901 | 5.0899 | 5.0899 | 5.0901 | 5.0901 | 5.0902 | 5.0903 | 5.0904 | 5.0904 | 5.0904 | 5.0905 | 5.0905 | 5.0905 | 5.0905 | 5.0905 | 5.0906 | 5.0906 | 5.0906 | 5.0906 | 5.0906 | 0.00049602 | 0.0017303 | 0.0043808 | 0.0095122 | 0.016619 | 0.027429 | 0.042183 | 0.061787 | 0.082963 | 0.10671 | 0.12954 | 0.14993 | 0.15882 | 0.15918 | 0.14828 | 0.13063 | 0.15167 | 0.16321 | 0.1687 | 0.1649 | 0.00049602 | 0.0022263 | 0.0066071 | 0.016119 | 0.032739 | 0.059673 | 0.10013 | 0.15753 | 0.23098 | 0.32107 | 0.42319 | 0.53094 | 0.62798 | 0.7042 | 0.74577 | 0.74636 | 0.74636 | 0.74636 | 0.74636 | 0.74636 | 0.097447 | 0.33995 | 0.86069 | 1.8688 | 3.265 | 5.3886 | 8.2868 | 12.138 | 16.298 | 20.9624 | 25.4484 | 29.4538 | 31.1999 | 31.2708 | 29.1278 | 25.6612 | 29.7938 | 32.0606 | 33.1396 | 32.3928 | 0.097447 | 0.43739 | 1.2981 | 3.1669 | 6.4319 | 11.723 | 19.6699 | 30.9473 | 45.3765 | 63.0739 | 83.1337 | 104.3007 | 123.3626 | 138.3354 | 146.5007 | 146.6161 | 146.6161 | 146.6161 | 146.6161 | 146.6161 | 0.00042163 | 0.0014708 | 0.0037238 | 0.0080855 | 0.014127 | 0.023315 | 0.035856 | 0.05252 | 0.07052 | 0.090703 | 0.11011 | 0.12745 | 0.135 | 0.13531 | 0.12604 | 0.11104 | 0.12892 | 0.13873 | 0.1434 | 0.14016 | 0.00042163 | 0.0018924 | 0.0056162 | 0.013702 | 0.027829 | 0.050723 | 0.085108 | 0.1339 | 0.19634 | 0.27292 | 0.35971 | 0.4513 | 0.53379 | 0.59858 | 0.63391 | 0.63441 | 0.63441 | 0.63441 | 0.63441 | 0.63441 | 0.08283 | 0.28895 | 0.73159 | 1.5885 | 2.7753 | 4.5803 | 7.0438 | 10.3173 | 13.8533 | 17.8181 | 21.6311 | 25.0358 | 26.52 | 26.5802 | 24.7586 | 21.812 | 25.3247 | 27.2515 | 28.1686 | 27.5339 | 0.08283 | 0.37179 | 1.1034 | 2.6918 | 5.4671 | 9.9646 | 16.7195 | 26.3052 | 38.57 | 53.6128 | 70.6636 | 88.6556 | 104.8582 | 117.5851 | 124.5256 | 124.6237 | 124.6237 | 124.6237 | 124.6237 | 124.6237 | 0.00042163 | 0.0014708 | 0.0037238 | 0.0080855 | 0.014127 | 0.023315 | 0.035856 | 0.05252 | 0.07052 | 0.090703 | 0.11011 | 0.12745 | 0.135 | 0.13531 | 0.12604 | 0.11104 | 0.12892 | 0.13873 | 0.1434 | 0.14016 | 0.00042163 | 0.0018924 | 0.0056162 | 0.013702 | 0.027829 | 0.050723 | 0.085108 | 0.1339 | 0.19634 | 0.27292 | 0.35971 | 0.4513 | 0.53379 | 0.59858 | 0.63391 | 0.63441 | 0.63441 | 0.63441 | 0.63441 | 0.63441 | 0.08283 | 0.28895 | 0.73159 | 1.5885 | 2.7753 | 4.5803 | 7.0438 | 10.3173 | 13.8533 | 17.8181 | 21.6311 | 25.0358 | 26.52 | 26.5802 | 24.7586 | 21.812 | 25.3247 | 27.2515 | 28.1686 | 27.5339 | 0.08283 | 0.37179 | 1.1034 | 2.6918 | 5.4671 | 9.9646 | 16.7195 | 26.3052 | 38.57 | 53.6128 | 70.6636 | 88.6556 | 104.8582 | 117.5851 | 124.5256 | 124.6237 | 124.6237 | 124.6237 | 124.6237 | 124.6237 | 0.00042163 | 0.0014708 | 0.0037238 | 0.0080855 | 0.014127 | 0.023315 | 0.035856 | 0.05252 | 0.07052 | 0.090703 | 0.11011 | 0.12745 | 0.135 | 0.13531 | 0.12604 | 0.11104 | 0.12892 | 0.13873 | 0.1434 | 0.14016 | 0.00042163 | 0.0018924 | 0.0056162 | 0.013702 | 0.027829 | 0.050723 | 0.085108 | 0.1339 | 0.19634 | 0.27292 | 0.35971 | 0.4513 | 0.53379 | 0.59858 | 0.63391 | 0.63441 | 0.63441 | 0.63441 | 0.63441 | 0.63441 | 0.08283 | 0.28895 | 0.73159 | 1.5885 | 2.7753 | 4.5803 | 7.0438 | 10.3173 | 13.8533 | 17.8181 | 21.6311 | 25.0358 | 26.52 | 26.5802 | 24.7586 | 21.812 | 25.3247 | 27.2515 | 28.1686 | 27.5339 | 0.08283 | 0.37179 | 1.1034 | 2.6918 | 5.4671 | 9.9646 | 16.7195 | 26.3052 | 38.57 | 53.6128 | 70.6636 | 88.6556 | 104.8582 | 117.5851 | 124.5256 | 124.6237 | 124.6237 | 124.6237 | 124.6237 | 124.6237 | 0.00042163 | 0.0014708 | 0.0037238 | 0.0080855 | 0.014127 | 0.023315 | 0.035856 | 0.05252 | 0.07052 | 0.090703 | 0.11011 | 0.12745 | 0.135 | 0.13531 | 0.12604 | 0.11104 | 0.12892 | 0.13873 | 0.1434 | 0.14016 | 0.00042163 | 0.0018924 | 0.0056162 | 0.013702 | 0.027829 | 0.050723 | 0.085108 | 0.1339 | 0.19634 | 0.27292 | 0.35971 | 0.4513 | 0.53379 | 0.59858 | 0.63391 | 0.63441 | 0.63441 | 0.63441 | 0.63441 | 0.63441 | 0.08283 | 0.28895 | 0.73159 | 1.5885 | 2.7753 | 4.5803 | 7.0438 | 10.3173 | 13.8533 | 17.8181 | 21.6311 | 25.0358 | 26.52 | 26.5802 | 24.7586 | 21.812 | 25.3247 | 27.2515 | 28.1686 | 27.5339 | 0.08283 | 0.37179 | 1.1034 | 2.6918 | 5.4671 | 9.9646 | 16.7195 | 26.3052 | 38.57 | 53.6128 | 70.6636 | 88.6556 | 104.8582 | 117.5851 | 124.5256 | 124.6237 | 124.6237 | 124.6237 | 124.6237 | 124.6237 | 199.1451 | 199.1451 | 199.1451 | 199.1451 | 199.1451 | 199.1451 | 199.1451 | 199.1451 | 199.1451 | 199.1451 | 199.1451 | 199.1451 | 199.1451 | 199.1451 | 199.1451 | 199.1451 | 199.1451 | 199.1451 | 199.1451 | 199.1451 | 154.0429 | 154.0429 | 154.0429 | 154.0429 | 154.0429 | 154.0429 | 154.0429 | 154.0429 | 154.0429 | 154.0429 | 154.0429 | 154.0429 | 154.0429 | 154.0429 | 154.0429 | 154.0429 | 154.0429 | 154.0429 | 154.0429 | 154.0429
WA_Industrial_Food Products_New_Space Heating_Natural Gas_Strategic Energy Management_A | WA | Industrial | Food Products | New | Space Heating | Natural Gas | Strategic Energy Management | A | IM74 | No energy management system | Energy management system installed and programmed | 5 | 7.5414 | 0 | 0 | 57.5 | 0 | 1.37 | 0 | 28.7508 |  | employee | 5% | 50% | Retrofit | RetroEven20 | 80.75% | TBD | 0.2% | 300.8974 |  | 258.9077 |  | 0.01775 | BEHAV_SEM-All-CPUC-2018_PG-26 | BEHAV_SEM-All-CPUC-2018_PG-26 | AEG Research | No energy management system | No energy management system | No energy management system | No energy management system | No energy management system | No energy management system | No energy management system | No energy management system | No energy management system | No energy management system | No energy management system | No energy management system | No energy management system | No energy management system | No energy management system | No energy management system | No energy management system | No energy management system | No energy management system | No energy management system | No energy management system | No energy management system | Energy management system installed and programmed | Energy management system installed and programmed | Energy management system installed and programmed | Energy management system installed and programmed | Energy management system installed and programmed | Energy management system installed and programmed | Energy management system installed and programmed | Energy management system installed and programmed | Energy management system installed and programmed | Energy management system installed and programmed | Energy management system installed and programmed | Energy management system installed and programmed | Energy management system installed and programmed | Energy management system installed and programmed | Energy management system installed and programmed | Energy management system installed and programmed | Energy management system installed and programmed | Energy management system installed and programmed | Energy management system installed and programmed | Energy management system installed and programmed | Energy management system installed and programmed | Energy management system installed and programmed | 57.5 | 57.5 | 57.5 | 57.5 | 57.5 | 57.5 | 57.5 | 57.5 | 57.5 | 57.5 | 57.5 | 57.5 | 57.5 | 57.5 | 57.5 | 57.5 | 57.5 | 57.5 | 57.5 | 57.5 | 57.5 | 57.5 | 0 | 0 | 7.5126 | 7.0706 | 6.8966 | 6.7946 | 6.753 | 6.7166 | 6.6882 | 6.663 | 6.6462 | 6.6298 | 6.6001 | 6.576 | 6.5502 | 6.568 | 6.5784 | 6.5775 | 6.5888 | 6.5862 | 6.5889 | 6.5823 | 0.020818 | 0.034195 | 0.04756 | 0.062545 | 0.071552 | 0.082007 | 0.092321 | 0.10392 | 0.11253 | 0.12244 | 0.13189 | 0.14297 | 0.15022 | 0.16015 | 0.16994 | 0.18101 | 0.18866 | 0.19763 | 0.22131 | 0.23978 | 0.020818 | 0.053788 | 0.10002 | 0.16109 | 0.23166 | 0.2938 | 0.35254 | 0.40918 | 0.45949 | 0.51055 | 0.55956 | 0.60972 | 0.65539 | 0.70612 | 0.75568 | 0.78693 | 0.80184 | 0.80269 | 0.80301 | 0.8022 | 2.7711 | 4.8362 | 6.8961 | 9.205 | 10.5955 | 12.2097 | 13.8035 | 15.5964 | 16.9316 | 18.4674 | 19.9828 | 21.7407 | 22.9338 | 24.3839 | 25.8328 | 27.5196 | 28.6337 | 30.0066 | 33.5888 | 36.4283 | 2.7711 | 7.6073 | 14.5034 | 23.7084 | 34.3039 | 43.7424 | 52.7098 | 61.4101 | 69.1367 | 77.0086 | 84.7818 | 92.7189 | 100.0564 | 107.5086 | 114.874 | 119.6396 | 121.6964 | 121.8732 | 121.8732 | 121.8732 | 0.01775 | 0.03063 | 0.04334 | 0.057445 | 0.065846 | 0.075518 | 0.085001 | 0.095611 | 0.10346 | 0.11246 | 0.1211 | 0.13117 | 0.13778 | 0.14596 | 0.15412 | 0.1635 | 0.16976 | 0.17739 | 0.19811 | 0.21454 | 0.01775 | 0.048181 | 0.09115 | 0.14796 | 0.21318 | 0.27055 | 0.32458 | 0.37646 | 0.42246 | 0.46896 | 0.51379 | 0.55942 | 0.6011 | 0.64355 | 0.68535 | 0.71081 | 0.72149 | 0.72048 | 0.71883 | 0.71776 | 2.3555 | 4.1107 | 5.8617 | 7.8242 | 9.0062 | 10.3782 | 11.733 | 13.2569 | 14.3919 | 15.6973 | 16.9854 | 18.4796 | 19.4937 | 20.7263 | 21.9579 | 23.3916 | 24.3387 | 25.5056 | 28.5505 | 30.964 | 2.3555 | 6.4662 | 12.3279 | 20.1521 | 29.1583 | 37.1811 | 44.8033 | 52.1985 | 58.7662 | 65.4573 | 72.0645 | 78.8111 | 85.0479 | 91.3823 | 97.6429 | 101.6937 | 103.442 | 103.5922 | 103.5922 | 103.5922 | 0.01775 | 0.03063 | 0.04334 | 0.057445 | 0.065846 | 0.075518 | 0.085001 | 0.095611 | 0.10346 | 0.11246 | 0.1211 | 0.13117 | 0.13778 | 0.14596 | 0.15412 | 0.1635 | 0.16976 | 0.17739 | 0.19811 | 0.21454 | 0.01775 | 0.048181 | 0.09115 | 0.14796 | 0.21318 | 0.27055 | 0.32458 | 0.37646 | 0.42246 | 0.46896 | 0.51379 | 0.55942 | 0.6011 | 0.64355 | 0.68535 | 0.71081 | 0.72149 | 0.72048 | 0.71883 | 0.71776 | 2.3555 | 4.1107 | 5.8617 | 7.8242 | 9.0062 | 10.3782 | 11.733 | 13.2569 | 14.3919 | 15.6973 | 16.9854 | 18.4796 | 19.4937 | 20.7263 | 21.9579 | 23.3916 | 24.3387 | 25.5056 | 28.5505 | 30.964 | 2.3555 | 6.4662 | 12.3279 | 20.1521 | 29.1583 | 37.1811 | 44.8033 | 52.1985 | 58.7662 | 65.4573 | 72.0645 | 78.8111 | 85.0479 | 91.3823 | 97.6429 | 101.6937 | 103.442 | 103.5922 | 103.5922 | 103.5922 | 0.01775 | 0.03063 | 0.04334 | 0.057445 | 0.065846 | 0.075518 | 0.085001 | 0.095611 | 0.10346 | 0.11246 | 0.1211 | 0.13117 | 0.13778 | 0.14596 | 0.15412 | 0.1635 | 0.16976 | 0.17739 | 0.19811 | 0.21454 | 0.01775 | 0.048181 | 0.09115 | 0.14796 | 0.21318 | 0.27055 | 0.32458 | 0.37646 | 0.42246 | 0.46896 | 0.51379 | 0.55942 | 0.6011 | 0.64355 | 0.68535 | 0.71081 | 0.72149 | 0.72048 | 0.71883 | 0.71776 | 2.3555 | 4.1107 | 5.8617 | 7.8242 | 9.0062 | 10.3782 | 11.733 | 13.2569 | 14.3919 | 15.6973 | 16.9854 | 18.4796 | 19.4937 | 20.7263 | 21.9579 | 23.3916 | 24.3387 | 25.5056 | 28.5505 | 30.964 | 2.3555 | 6.4662 | 12.3279 | 20.1521 | 29.1583 | 37.1811 | 44.8033 | 52.1985 | 58.7662 | 65.4573 | 72.0645 | 78.8111 | 85.0479 | 91.3823 | 97.6429 | 101.6937 | 103.442 | 103.5922 | 103.5922 | 103.5922 | 0.01775 | 0.03063 | 0.04334 | 0.057445 | 0.065846 | 0.075518 | 0.085001 | 0.095611 | 0.10346 | 0.11246 | 0.1211 | 0.13117 | 0.13778 | 0.14596 | 0.15412 | 0.1635 | 0.16976 | 0.17739 | 0.19811 | 0.21454 | 0.01775 | 0.048181 | 0.09115 | 0.14796 | 0.21318 | 0.27055 | 0.32458 | 0.37646 | 0.42246 | 0.46896 | 0.51379 | 0.55942 | 0.6011 | 0.64355 | 0.68535 | 0.71081 | 0.72149 | 0.72048 | 0.71883 | 0.71776 | 2.3555 | 4.1107 | 5.8617 | 7.8242 | 9.0062 | 10.3782 | 11.733 | 13.2569 | 14.3919 | 15.6973 | 16.9854 | 18.4796 | 19.4937 | 20.7263 | 21.9579 | 23.3916 | 24.3387 | 25.5056 | 28.5505 | 30.964 | 2.3555 | 6.4662 | 12.3279 | 20.1521 | 29.1583 | 37.1811 | 44.8033 | 52.1985 | 58.7662 | 65.4573 | 72.0645 | 78.8111 | 85.0479 | 91.3823 | 97.6429 | 101.6937 | 103.442 | 103.5922 | 103.5922 | 103.5922 | 303.168 | 303.168 | 303.168 | 303.168 | 303.168 | 303.168 | 303.168 | 303.168 | 303.168 | 303.168 | 303.168 | 303.168 | 303.168 | 303.168 | 303.168 | 303.168 | 303.168 | 303.168 | 303.168 | 303.168 | 260.5801 | 260.5801 | 260.5801 | 260.5801 | 260.5801 | 260.5801 | 260.5801 | 260.5801 | 260.5801 | 260.5801 | 260.5801 | 260.5801 | 260.5801 | 260.5801 | 260.5801 | 260.5801 | 260.5801 | 260.5801 | 260.5801 | 260.5801
WA_Industrial_Food Products_New_Process_Natural Gas_Strategic Energy Management_A | WA | Industrial | Food Products | New | Process | Natural Gas | Strategic Energy Management | A | IM75 | No energy management system | Energy management system installed and programmed | 5 | 30.2077 | 0 | 0 | 57.5 | 0 | 1.37 | 0 | 28.7508 |  | employee | 5% | 50% | Retrofit | RetroEven20 | 80.75% | TBD | 0.2% | 300.8974 |  | 258.9077 |  | 0.29268 | BEHAV_SEM-All-CPUC-2018_PG-26 | BEHAV_SEM-All-CPUC-2018_PG-26 | AEG Research | No energy management system | No energy management system | No energy management system | No energy management system | No energy management system | No energy management system | No energy management system | No energy management system | No energy management system | No energy management system | No energy management system | No energy management system | No energy management system | No energy management system | No energy management system | No energy management system | No energy management system | No energy management system | No energy management system | No energy management system | No energy management system | No energy management system | Energy management system installed and programmed | Energy management system installed and programmed | Energy management system installed and programmed | Energy management system installed and programmed | Energy management system installed and programmed | Energy management system installed and programmed | Energy management system installed and programmed | Energy management system installed and programmed | Energy management system installed and programmed | Energy management system installed and programmed | Energy management system installed and programmed | Energy management system installed and programmed | Energy management system installed and programmed | Energy management system installed and programmed | Energy management system installed and programmed | Energy management system installed and programmed | Energy management system installed and programmed | Energy management system installed and programmed | Energy management system installed and programmed | Energy management system installed and programmed | Energy management system installed and programmed | Energy management system installed and programmed | 57.5 | 57.5 | 57.5 | 57.5 | 57.5 | 57.5 | 57.5 | 57.5 | 57.5 | 57.5 | 57.5 | 57.5 | 57.5 | 57.5 | 57.5 | 57.5 | 57.5 | 57.5 | 57.5 | 57.5 | 57.5 | 57.5 | 0 | 0 | 30.2035 | 30.2023 | 30.2018 | 30.2027 | 30.203 | 30.203 | 30.2029 | 30.2026 | 30.2019 | 30.2013 | 30.2006 | 30.2 | 30.1994 | 30.1991 | 30.1992 | 30.1998 | 30.2001 | 30.2004 | 30.2007 | 30.201 | 0.34432 | 0.60088 | 0.85681 | 1.1437 | 1.3165 | 1.5171 | 1.7151 | 1.9378 | 2.1037 | 2.2945 | 2.4827 | 2.701 | 2.8492 | 3.0293 | 3.2093 | 3.419 | 3.5574 | 3.728 | 4.1731 | 4.5259 | 0.34432 | 0.94519 | 1.802 | 2.9458 | 4.2623 | 5.435 | 6.5492 | 7.6301 | 8.59 | 9.5678 | 10.5333 | 11.5192 | 12.4306 | 13.3563 | 14.2714 | 14.8637 | 15.1194 | 15.1415 | 15.1417 | 15.1418 | 11.4 | 19.8952 | 28.3695 | 37.8679 | 43.5882 | 50.2288 | 56.7856 | 64.161 | 69.6542 | 75.9721 | 82.2062 | 89.438 | 94.3462 | 100.3114 | 106.2721 | 113.2112 | 117.7947 | 123.4427 | 138.1793 | 149.8604 | 11.4 | 31.2953 | 59.6648 | 97.5327 | 141.1209 | 179.9497 | 216.84 | 252.6315 | 284.4178 | 316.8017 | 348.7791 | 381.4315 | 411.6166 | 442.2738 | 472.5739 | 492.1789 | 500.6405 | 501.3674 | 501.3674 | 501.3674 | 0.29268 | 0.51076 | 0.72831 | 0.97218 | 1.119 | 1.2895 | 1.4579 | 1.6472 | 1.7882 | 1.9503 | 2.1103 | 2.296 | 2.4219 | 2.575 | 2.7281 | 2.9062 | 3.0239 | 3.1689 | 3.5473 | 3.8472 | 0.29268 | 0.80343 | 1.5317 | 2.504 | 3.623 | 4.6199 | 5.5669 | 6.4858 | 7.3017 | 8.1329 | 8.9536 | 9.7917 | 10.5664 | 11.3533 | 12.1312 | 12.6346 | 12.852 | 12.8707 | 12.8709 | 12.871 | 9.69 | 16.9109 | 24.1141 | 32.1877 | 37.05 | 42.6944 | 48.2678 | 54.5369 | 59.2061 | 64.5763 | 69.8753 | 76.0223 | 80.1942 | 85.2647 | 90.3313 | 96.2296 | 100.1255 | 104.9263 | 117.4524 | 127.3813 | 9.69 | 26.601 | 50.7151 | 82.9028 | 119.9528 | 152.9572 | 184.314 | 214.7368 | 241.7551 | 269.2814 | 296.4622 | 324.2168 | 349.8741 | 375.9328 | 401.6878 | 418.3521 | 425.5444 | 426.1623 | 426.1623 | 426.1623 | 0.29268 | 0.51076 | 0.72831 | 0.97218 | 1.119 | 1.2895 | 1.4579 | 1.6472 | 1.7882 | 1.9503 | 2.1103 | 2.296 | 2.4219 | 2.575 | 2.7281 | 2.9062 | 3.0239 | 3.1689 | 3.5473 | 3.8472 | 0.29268 | 0.80343 | 1.5317 | 2.504 | 3.623 | 4.6199 | 5.5669 | 6.4858 | 7.3017 | 8.1329 | 8.9536 | 9.7917 | 10.5664 | 11.3533 | 12.1312 | 12.6346 | 12.852 | 12.8707 | 12.8709 | 12.871 | 9.69 | 16.9109 | 24.1141 | 32.1877 | 37.05 | 42.6944 | 48.2678 | 54.5369 | 59.2061 | 64.5763 | 69.8753 | 76.0223 | 80.1942 | 85.2647 | 90.3313 | 96.2296 | 100.1255 | 104.9263 | 117.4524 | 127.3813 | 9.69 | 26.601 | 50.7151 | 82.9028 | 119.9528 | 152.9572 | 184.314 | 214.7368 | 241.7551 | 269.2814 | 296.4622 | 324.2168 | 349.8741 | 375.9328 | 401.6878 | 418.3521 | 425.5444 | 426.1623 | 426.1623 | 426.1623 | 0.29268 | 0.51076 | 0.72831 | 0.97218 | 1.119 | 1.2895 | 1.4579 | 1.6472 | 1.7882 | 1.9503 | 2.1103 | 2.296 | 2.4219 | 2.575 | 2.7281 | 2.9062 | 3.0239 | 3.1689 | 3.5473 | 3.8472 | 0.29268 | 0.80343 | 1.5317 | 2.504 | 3.623 | 4.6199 | 5.5669 | 6.4858 | 7.3017 | 8.1329 | 8.9536 | 9.7917 | 10.5664 | 11.3533 | 12.1312 | 12.6346 | 12.852 | 12.8707 | 12.8709 | 12.871 | 9.69 | 16.9109 | 24.1141 | 32.1877 | 37.05 | 42.6944 | 48.2678 | 54.5369 | 59.2061 | 64.5763 | 69.8753 | 76.0223 | 80.1942 | 85.2647 | 90.3313 | 96.2296 | 100.1255 | 104.9263 | 117.4524 | 127.3813 | 9.69 | 26.601 | 50.7151 | 82.9028 | 119.9528 | 152.9572 | 184.314 | 214.7368 | 241.7551 | 269.2814 | 296.4622 | 324.2168 | 349.8741 | 375.9328 | 401.6878 | 418.3521 | 425.5444 | 426.1623 | 426.1623 | 426.1623 | 0.29268 | 0.51076 | 0.72831 | 0.97218 | 1.119 | 1.2895 | 1.4579 | 1.6472 | 1.7882 | 1.9503 | 2.1103 | 2.296 | 2.4219 | 2.575 | 2.7281 | 2.9062 | 3.0239 | 3.1689 | 3.5473 | 3.8472 | 0.29268 | 0.80343 | 1.5317 | 2.504 | 3.623 | 4.6199 | 5.5669 | 6.4858 | 7.3017 | 8.1329 | 8.9536 | 9.7917 | 10.5664 | 11.3533 | 12.1312 | 12.6346 | 12.852 | 12.8707 | 12.8709 | 12.871 | 9.69 | 16.9109 | 24.1141 | 32.1877 | 37.05 | 42.6944 | 48.2678 | 54.5369 | 59.2061 | 64.5763 | 69.8753 | 76.0223 | 80.1942 | 85.2647 | 90.3313 | 96.2296 | 100.1255 | 104.9263 | 117.4524 | 127.3813 | 9.69 | 26.601 | 50.7151 | 82.9028 | 119.9528 | 152.9572 | 184.314 | 214.7368 | 241.7551 | 269.2814 | 296.4622 | 324.2168 | 349.8741 | 375.9328 | 401.6878 | 418.3521 | 425.5444 | 426.1623 | 426.1623 | 426.1623 | 303.168 | 303.168 | 303.168 | 303.168 | 303.168 | 303.168 | 303.168 | 303.168 | 303.168 | 303.168 | 303.168 | 303.168 | 303.168 | 303.168 | 303.168 | 303.168 | 303.168 | 303.168 | 303.168 | 303.168 | 260.5801 | 260.5801 | 260.5801 | 260.5801 | 260.5801 | 260.5801 | 260.5801 | 260.5801 | 260.5801 | 260.5801 | 260.5801 | 260.5801 | 260.5801 | 260.5801 | 260.5801 | 260.5801 | 260.5801 | 260.5801 | 260.5801 | 260.5801
WA_Industrial_Food Products_New_Miscellaneous_Natural Gas_Strategic Energy Management_A | WA | Industrial | Food Products | New | Miscellaneous | Natural Gas | Strategic Energy Management | A | IM76 | No energy management system | Energy management system installed and programmed | 5 | 2.7925 | 0 | 0 | 57.5 | 0 | 1.37 | 0 | 28.7508 |  | employee | 5% | 50% | Retrofit | RetroEven20 | 80.75% | TBD | 0.2% | 300.8974 |  | 258.9077 |  | 0.0067648 | BEHAV_SEM-All-CPUC-2018_PG-26 | BEHAV_SEM-All-CPUC-2018_PG-26 | AEG Research | No energy management system | No energy management system | No energy management system | No energy management system | No energy management system | No energy management system | No energy management system | No energy management system | No energy management system | No energy management system | No energy management system | No energy management system | No energy management system | No energy management system | No energy management system | No energy management system | No energy management system | No energy management system | No energy management system | No energy management system | No energy management system | No energy management system | Energy management system installed and programmed | Energy management system installed and programmed | Energy management system installed and programmed | Energy management system installed and programmed | Energy management system installed and programmed | Energy management system installed and programmed | Energy management system installed and programmed | Energy management system installed and programmed | Energy management system installed and programmed | Energy management system installed and programmed | Energy management system installed and programmed | Energy management system installed and programmed | Energy management system installed and programmed | Energy management system installed and programmed | Energy management system installed and programmed | Energy management system installed and programmed | Energy management system installed and programmed | Energy management system installed and programmed | Energy management system installed and programmed | Energy management system installed and programmed | Energy management system installed and programmed | Energy management system installed and programmed | 57.5 | 57.5 | 57.5 | 57.5 | 57.5 | 57.5 | 57.5 | 57.5 | 57.5 | 57.5 | 57.5 | 57.5 | 57.5 | 57.5 | 57.5 | 57.5 | 57.5 | 57.5 | 57.5 | 57.5 | 57.5 | 57.5 | 0 | 0 | 2.7925 | 2.7925 | 2.7925 | 2.7925 | 2.7925 | 2.7925 | 2.7925 | 2.7925 | 2.7925 | 2.7925 | 2.7925 | 2.7925 | 2.7925 | 2.7925 | 2.7925 | 2.7925 | 2.7925 | 2.7925 | 2.7925 | 2.7925 | 0.0079586 | 0.013889 | 0.019805 | 0.026436 | 0.03043 | 0.035066 | 0.039643 | 0.044792 | 0.048627 | 0.053038 | 0.05739 | 0.062439 | 0.065865 | 0.07003 | 0.074191 | 0.079035 | 0.082235 | 0.086178 | 0.096466 | 0.10462 | 0.0079586 | 0.021848 | 0.041653 | 0.06809 | 0.09852 | 0.12563 | 0.15138 | 0.17637 | 0.19856 | 0.22117 | 0.24349 | 0.26629 | 0.28736 | 0.30876 | 0.32991 | 0.3436 | 0.34951 | 0.35002 | 0.35002 | 0.35002 | 2.85 | 4.9738 | 7.0924 | 9.467 | 10.8971 | 12.5572 | 14.1964 | 16.0403 | 17.4135 | 18.993 | 20.5516 | 22.3595 | 23.5865 | 25.0779 | 26.568 | 28.3028 | 29.4487 | 30.8607 | 34.5448 | 37.4651 | 2.85 | 7.8238 | 14.9162 | 24.3832 | 35.2802 | 44.9874 | 54.21 | 63.1579 | 71.1044 | 79.2004 | 87.1948 | 95.3579 | 102.9042 | 110.5685 | 118.1435 | 123.0447 | 125.1601 | 125.3419 | 125.3419 | 125.3419 | 0.0067648 | 0.011806 | 0.016835 | 0.022471 | 0.025865 | 0.029806 | 0.033697 | 0.038073 | 0.041333 | 0.045082 | 0.048781 | 0.053073 | 0.055985 | 0.059525 | 0.063062 | 0.06718 | 0.0699 | 0.073251 | 0.081996 | 0.088928 | 0.0067648 | 0.018571 | 0.035405 | 0.057876 | 0.083742 | 0.10678 | 0.12867 | 0.14991 | 0.16877 | 0.18799 | 0.20697 | 0.22634 | 0.24425 | 0.26245 | 0.28043 | 0.29206 | 0.29708 | 0.29751 | 0.29751 | 0.29751 | 2.4225 | 4.2277 | 6.0285 | 8.0469 | 9.2625 | 10.6736 | 12.0669 | 13.6342 | 14.8015 | 16.1441 | 17.4688 | 19.0056 | 20.0486 | 21.3162 | 22.5828 | 24.0574 | 25.0314 | 26.2316 | 29.3631 | 31.8453 | 2.4225 | 6.6502 | 12.6788 | 20.7257 | 29.9882 | 38.2393 | 46.0785 | 53.6842 | 60.4388 | 67.3204 | 74.1156 | 81.0542 | 87.4685 | 93.9832 | 100.422 | 104.588 | 106.3861 | 106.5406 | 106.5406 | 106.5406 | 0.0067648 | 0.011806 | 0.016835 | 0.022471 | 0.025865 | 0.029806 | 0.033697 | 0.038073 | 0.041333 | 0.045082 | 0.048781 | 0.053073 | 0.055985 | 0.059525 | 0.063062 | 0.06718 | 0.0699 | 0.073251 | 0.081996 | 0.088928 | 0.0067648 | 0.018571 | 0.035405 | 0.057876 | 0.083742 | 0.10678 | 0.12867 | 0.14991 | 0.16877 | 0.18799 | 0.20697 | 0.22634 | 0.24425 | 0.26245 | 0.28043 | 0.29206 | 0.29708 | 0.29751 | 0.29751 | 0.29751 | 2.4225 | 4.2277 | 6.0285 | 8.0469 | 9.2625 | 10.6736 | 12.0669 | 13.6342 | 14.8015 | 16.1441 | 17.4688 | 19.0056 | 20.0486 | 21.3162 | 22.5828 | 24.0574 | 25.0314 | 26.2316 | 29.3631 | 31.8453 | 2.4225 | 6.6502 | 12.6788 | 20.7257 | 29.9882 | 38.2393 | 46.0785 | 53.6842 | 60.4388 | 67.3204 | 74.1156 | 81.0542 | 87.4685 | 93.9832 | 100.422 | 104.588 | 106.3861 | 106.5406 | 106.5406 | 106.5406 | 0.0067648 | 0.011806 | 0.016835 | 0.022471 | 0.025865 | 0.029806 | 0.033697 | 0.038073 | 0.041333 | 0.045082 | 0.048781 | 0.053073 | 0.055985 | 0.059525 | 0.063062 | 0.06718 | 0.0699 | 0.073251 | 0.081996 | 0.088928 | 0.0067648 | 0.018571 | 0.035405 | 0.057876 | 0.083742 | 0.10678 | 0.12867 | 0.14991 | 0.16877 | 0.18799 | 0.20697 | 0.22634 | 0.24425 | 0.26245 | 0.28043 | 0.29206 | 0.29708 | 0.29751 | 0.29751 | 0.29751 | 2.4225 | 4.2277 | 6.0285 | 8.0469 | 9.2625 | 10.6736 | 12.0669 | 13.6342 | 14.8015 | 16.1441 | 17.4688 | 19.0056 | 20.0486 | 21.3162 | 22.5828 | 24.0574 | 25.0314 | 26.2316 | 29.3631 | 31.8453 | 2.4225 | 6.6502 | 12.6788 | 20.7257 | 29.9882 | 38.2393 | 46.0785 | 53.6842 | 60.4388 | 67.3204 | 74.1156 | 81.0542 | 87.4685 | 93.9832 | 100.422 | 104.588 | 106.3861 | 106.5406 | 106.5406 | 106.5406 | 0.0067648 | 0.011806 | 0.016835 | 0.022471 | 0.025865 | 0.029806 | 0.033697 | 0.038073 | 0.041333 | 0.045082 | 0.048781 | 0.053073 | 0.055985 | 0.059525 | 0.063062 | 0.06718 | 0.0699 | 0.073251 | 0.081996 | 0.088928 | 0.0067648 | 0.018571 | 0.035405 | 0.057876 | 0.083742 | 0.10678 | 0.12867 | 0.14991 | 0.16877 | 0.18799 | 0.20697 | 0.22634 | 0.24425 | 0.26245 | 0.28043 | 0.29206 | 0.29708 | 0.29751 | 0.29751 | 0.29751 | 2.4225 | 4.2277 | 6.0285 | 8.0469 | 9.2625 | 10.6736 | 12.0669 | 13.6342 | 14.8015 | 16.1441 | 17.4688 | 19.0056 | 20.0486 | 21.3162 | 22.5828 | 24.0574 | 25.0314 | 26.2316 | 29.3631 | 31.8453 | 2.4225 | 6.6502 | 12.6788 | 20.7257 | 29.9882 | 38.2393 | 46.0785 | 53.6842 | 60.4388 | 67.3204 | 74.1156 | 81.0542 | 87.4685 | 93.9832 | 100.422 | 104.588 | 106.3861 | 106.5406 | 106.5406 | 106.5406 | 303.168 | 303.168 | 303.168 | 303.168 | 303.168 | 303.168 | 303.168 | 303.168 | 303.168 | 303.168 | 303.168 | 303.168 | 303.168 | 303.168 | 303.168 | 303.168 | 303.168 | 303.168 | 303.168 | 303.168 | 260.5801 | 260.5801 | 260.5801 | 260.5801 | 260.5801 | 260.5801 | 260.5801 | 260.5801 | 260.5801 | 260.5801 | 260.5801 | 260.5801 | 260.5801 | 260.5801 | 260.5801 | 260.5801 | 260.5801 | 260.5801 | 260.5801 | 260.5801
WA_Industrial_Food Products_New_Space Heating_Natural Gas_Commissioning_A | WA | Industrial | Food Products | New | Space Heating | Natural Gas | Commissioning | A | IM77 | New construction code | Optimized HVAC design and controls | 10 | 10.2317 | 0 | 0 | 0.27 | 0 | 0 | 0 | 0.1336 |  | employee | 0% | 0% | Retrofit | Retro12Med | 75.44% | TBD | 0.2% | 2.0992 |  | 1.4941 |  | 0 | DL20_COM_CX-Refrig-2021PLN-V11-3 | 2018 AMIL BUS Retro-Commissioning Initiative | U.S. Department of Energy. Lawrence Berkeley National Labs and Building Commissioning Association. https://www.bcxa.org/wp-content/uploads/2020/09/1-s2.0- S0378778819319553-main.pdf | New construction code | New construction code | New construction code | New construction code | New construction code | New construction code | New construction code | New construction code | New construction code | New construction code | New construction code | New construction code | New construction code | New construction code | New construction code | New construction code | New construction code | New construction code | New construction code | New construction code | New construction code | New construction code | Optimized HVAC design and controls | Optimized HVAC design and controls | Optimized HVAC design and controls | Optimized HVAC design and controls | Optimized HVAC design and controls | Optimized HVAC design and controls | Optimized HVAC design and controls | Optimized HVAC design and controls | Optimized HVAC design and controls | Optimized HVAC design and controls | Optimized HVAC design and controls | Optimized HVAC design and controls | Optimized HVAC design and controls | Optimized HVAC design and controls | Optimized HVAC design and controls | Optimized HVAC design and controls | Optimized HVAC design and controls | Optimized HVAC design and controls | Optimized HVAC design and controls | Optimized HVAC design and controls | Optimized HVAC design and controls | Optimized HVAC design and controls | 0.27 | 0.27 | 0.27 | 0.27 | 0.27 | 0.27 | 0.27 | 0.27 | 0.27 | 0.27 | 0.27 | 0.27 | 0.27 | 0.27 | 0.27 | 0.27 | 0.27 | 0.27 | 0.27 | 0.27 | 0.27 | 0.27 | 0 | 0 | 10.1976 | 9.6005 | 9.3668 | 9.2307 | 9.1777 | 9.1314 | 9.0964 | 9.0657 | 9.047 | 9.029 | 8.9925 | 8.9633 | 8.9322 | 8.9596 | 8.9759 | 8.9754 | 8.9923 | 8.9896 | 8.9938 | 8.9854 | 0 | 0 | 0 | 0 | 0 | 0 | 0 | 0 | 0 | 0 | 0 | 0 | 0 | 0 | 0 | 0 | 0 | 0 | 0 | 0 | 0 | 0 | 0 | 0 | 0 | 0 | 0 | 0 | 0 | 0 | 0 | 0 | 0 | 0 | 0 | 0 | 0 | 0 | 0 | 0 | 0 | 0 | 0 | 0 | 0 | 0 | 0 | 0 | 0 | 0 | 0 | 0 | 0 | 0 | 0 | 0 | 0 | 0 | 0 | 0 | 0 | 0 | 0 | 0 | 0 | 0 | 0 | 0 | 0 | 0 | 0 | 0 | 0 | 0 | 0 | 0 | 0 | 0 | 0 | 0 | 0 | 0 | 0 | 0 | 0 | 0 | 0 | 0 | 0 | 0 | 0 | 0 | 0 | 0 | 0 | 0 | 0 | 0 | 0 | 0 | 0 | 0 | 0 | 0 | 0 | 0 | 0 | 0 | 0 | 0 | 0 | 0 | 0 | 0 | 0 | 0 | 0 | 0 | 0 | 0 | 0 | 0 | 0 | 0 | 0 | 0 | 0 | 0 | 0 | 0 | 0 | 0 | 0 | 0 | 0 | 0 | 0 | 0 | 0 | 0 | 0 | 0 | 0 | 0 | 0 | 0 | 0 | 0 | 0 | 0 | 0 | 0 | 0 | 0 | 0 | 0 | 0 | 0 | 0 | 0 | 0 | 0 | 0 | 0 | 0 | 0 | 0 | 0 | 0 | 0 | 0 | 0 | 0 | 0 | 0 | 0 | 0 | 0 | 0 | 0 | 0 | 0 | 0 | 0 | 0 | 0 | 0 | 0 | 0 | 0 | 0 | 0 | 0 | 0 | 0 | 0 | 0 | 0 | 0 | 0 | 0 | 0 | 0 | 0 | 0 | 0 | 0 | 0 | 0 | 0 | 0 | 0 | 0 | 0 | 0 | 0 | 0 | 0 | 0 | 0 | 0 | 0 | 0 | 0 | 0 | 0 | 0 | 0 | 0 | 0 | 0 | 0 | 0 | 0 | 0 | 0 | 0 | 0 | 0 | 0 | 0 | 0 | 0 | 0 | 0 | 0 | 0 | 0 | 0 | 0 | 0 | 0 | 0 | 0 | 0 | 0 | 0 | 0 | 0 | 0 | 0 | 0 | 0 | 0 | 0 | 0 | 0 | 0 | 0 | 0 | 0 | 0 | 0 | 0 | 0 | 0 | 0 | 0 | 0 | 0 | 0 | 0 | 0 | 0 | 0 | 0 | 0 | 0 | 0 | 0 | 0 | 0 | 0 | 0 | 0 | 0 | 0 | 0 | 0 | 0 | 0 | 0 | 0 | 0 | 0 | 0 | 0 | 0 | 0 | 0 | 0 | 0 | 0 | 0 | 0 | 0 | 0 | 0 | 0 | 0 | 0 | 0 | 0 | 0 | 0 | 0 | 0 | 0 | 0 | 0 | 0 | 0 | 0 | 0 | 0 | 0 | 0 | 0 | 0 | 0 | 0 | 0 | 0 | 0 | 0 | 0 | 0 | 0 | 0 | 0 | 0 | 0 | 0 | 0 | 0 | 0 | 0 | 0 | 0 | 0 | 0 | 0 | 0 | 0 | 0 | 0 | 0 | 0 | 0 | 0 | 0 | 0 | 0 | 0 | 0 | 0 | 0 | 0 | 0 | 0 | 0 | 0 | 0 | 0 | 0 | 0 | 0 | 0 | 0 | 0 | 0 | 0 | 0 | 0 | 0 | 0 | 0 | 0 | 0 | 0 | 0.21111 | 0.21111 | 0.21111 | 0.21111 | 0.21111 | 0.21111 | 0.21111 | 0.21111 | 0.21111 | 0.21111 | 0.21111 | 0.21111 | 0.21111 | 0.21111 | 0.21111 | 0.21111 | 0.21111 | 0.21111 | 0.21111 | 0.21111 | 0.15026 | 0.15026 | 0.15026 | 0.15026 | 0.15026 | 0.15026 | 0.15026 | 0.15026 | 0.15026 | 0.15026 | 0.15026 | 0.15026 | 0.15026 | 0.15026 | 0.15026 | 0.15026 | 0.15026 | 0.15026 | 0.15026 | 0.15026
WA_Industrial_Food Products_New_Process_Natural Gas_Commissioning_A | WA | Industrial | Food Products | New | Process | Natural Gas | Commissioning | A | IM78 | New construction code | Optimized process design and controls | 10 | 168.6012 | 0 | 0 | 0.27 | 0 | 0 | 0 | 0.1336 |  | employee | 0% | 0% | Retrofit | Retro12Med | 75.44% | TBD | 0.2% | 2.0992 |  | 1.4941 |  | 0 | DL20_COM_CX-Refrig-2021PLN-V11-3 | 2018 AMIL BUS Retro-Commissioning Initiative | U.S. Department of Energy. Lawrence Berkeley National Labs and Building Commissioning Association. https://www.bcxa.org/wp-content/uploads/2020/09/1-s2.0- S0378778819319553-main.pdf | New construction code | New construction code | New construction code | New construction code | New construction code | New construction code | New construction code | New construction code | New construction code | New construction code | New construction code | New construction code | New construction code | New construction code | New construction code | New construction code | New construction code | New construction code | New construction code | New construction code | New construction code | New construction code | Optimized process design and controls | Optimized process design and controls | Optimized process design and controls | Optimized process design and controls | Optimized process design and controls | Optimized process design and controls | Optimized process design and controls | Optimized process design and controls | Optimized process design and controls | Optimized process design and controls | Optimized process design and controls | Optimized process design and controls | Optimized process design and controls | Optimized process design and controls | Optimized process design and controls | Optimized process design and controls | Optimized process design and controls | Optimized process design and controls | Optimized process design and controls | Optimized process design and controls | Optimized process design and controls | Optimized process design and controls | 0.27 | 0.27 | 0.27 | 0.27 | 0.27 | 0.27 | 0.27 | 0.27 | 0.27 | 0.27 | 0.27 | 0.27 | 0.27 | 0.27 | 0.27 | 0.27 | 0.27 | 0.27 | 0.27 | 0.27 | 0.27 | 0.27 | 0 | 0 | 168.6012 | 168.6012 | 168.6012 | 168.6012 | 168.6012 | 168.6012 | 168.6012 | 168.6012 | 168.6012 | 168.6012 | 168.6012 | 168.6012 | 168.6012 | 168.6012 | 168.6012 | 168.6012 | 168.6012 | 168.6012 | 168.6012 | 168.6012 | 0 | 0 | 0 | 0 | 0 | 0 | 0 | 0 | 0 | 0 | 0 | 0 | 0 | 0 | 0 | 0 | 0 | 0 | 0 | 0 | 0 | 0 | 0 | 0 | 0 | 0 | 0 | 0 | 0 | 0 | 0 | 0 | 0 | 0 | 0 | 0 | 0 | 0 | 0 | 0 | 0 | 0 | 0 | 0 | 0 | 0 | 0 | 0 | 0 | 0 | 0 | 0 | 0 | 0 | 0 | 0 | 0 | 0 | 0 | 0 | 0 | 0 | 0 | 0 | 0 | 0 | 0 | 0 | 0 | 0 | 0 | 0 | 0 | 0 | 0 | 0 | 0 | 0 | 0 | 0 | 0 | 0 | 0 | 0 | 0 | 0 | 0 | 0 | 0 | 0 | 0 | 0 | 0 | 0 | 0 | 0 | 0 | 0 | 0 | 0 | 0 | 0 | 0 | 0 | 0 | 0 | 0 | 0 | 0 | 0 | 0 | 0 | 0 | 0 | 0 | 0 | 0 | 0 | 0 | 0 | 0 | 0 | 0 | 0 | 0 | 0 | 0 | 0 | 0 | 0 | 0 | 0 | 0 | 0 | 0 | 0 | 0 | 0 | 0 | 0 | 0 | 0 | 0 | 0 | 0 | 0 | 0 | 0 | 0 | 0 | 0 | 0 | 0 | 0 | 0 | 0 | 0 | 0 | 0 | 0 | 0 | 0 | 0 | 0 | 0 | 0 | 0 | 0 | 0 | 0 | 0 | 0 | 0 | 0 | 0 | 0 | 0 | 0 | 0 | 0 | 0 | 0 | 0 | 0 | 0 | 0 | 0 | 0 | 0 | 0 | 0 | 0 | 0 | 0 | 0 | 0 | 0 | 0 | 0 | 0 | 0 | 0 | 0 | 0 | 0 | 0 | 0 | 0 | 0 | 0 | 0 | 0 | 0 | 0 | 0 | 0 | 0 | 0 | 0 | 0 | 0 | 0 | 0 | 0 | 0 | 0 | 0 | 0 | 0 | 0 | 0 | 0 | 0 | 0 | 0 | 0 | 0 | 0 | 0 | 0 | 0 | 0 | 0 | 0 | 0 | 0 | 0 | 0 | 0 | 0 | 0 | 0 | 0 | 0 | 0 | 0 | 0 | 0 | 0 | 0 | 0 | 0 | 0 | 0 | 0 | 0 | 0 | 0 | 0 | 0 | 0 | 0 | 0 | 0 | 0 | 0 | 0 | 0 | 0 | 0 | 0 | 0 | 0 | 0 | 0 | 0 | 0 | 0 | 0 | 0 | 0 | 0 | 0 | 0 | 0 | 0 | 0 | 0 | 0 | 0 | 0 | 0 | 0 | 0 | 0 | 0 | 0 | 0 | 0 | 0 | 0 | 0 | 0 | 0 | 0 | 0 | 0 | 0 | 0 | 0 | 0 | 0 | 0 | 0 | 0 | 0 | 0 | 0 | 0 | 0 | 0 | 0 | 0 | 0 | 0 | 0 | 0 | 0 | 0 | 0 | 0 | 0 | 0 | 0 | 0 | 0 | 0 | 0 | 0 | 0 | 0 | 0 | 0 | 0 | 0 | 0 | 0 | 0 | 0 | 0 | 0 | 0 | 0 | 0 | 0 | 0 | 0 | 0 | 0 | 0 | 0 | 0 | 0 | 0 | 0 | 0 | 0 | 0 | 0 | 0 | 0 | 0 | 0 | 0 | 0 | 0 | 0 | 0 | 0 | 0 | 0 | 0 | 0 | 0 | 0 | 0 | 0 | 0 | 0 | 0 | 0.21111 | 0.21111 | 0.21111 | 0.21111 | 0.21111 | 0.21111 | 0.21111 | 0.21111 | 0.21111 | 0.21111 | 0.21111 | 0.21111 | 0.21111 | 0.21111 | 0.21111 | 0.21111 | 0.21111 | 0.21111 | 0.21111 | 0.21111 | 0.15026 | 0.15026 | 0.15026 | 0.15026 | 0.15026 | 0.15026 | 0.15026 | 0.15026 | 0.15026 | 0.15026 | 0.15026 | 0.15026 | 0.15026 | 0.15026 | 0.15026 | 0.15026 | 0.15026 | 0.15026 | 0.15026 | 0.15026
WA_Industrial_Food Products_New_Space Heating_Natural Gas_Retrocommissioning_A | WA | Industrial | Food Products | New | Space Heating | Natural Gas | Retrocommissioning | A | IM79 | Vintage/existing building | Optimized HVAC flow and controls | 5 | 0 | 0 | 0 | 0 | 0 | 0 | 0 | 0 |  | employee | 0% | 0% | Retrofit | RetroEven20 | 80.75% | TBD | 0.2% | 290.8153 |  | 224.9517 |  | 0 | COM_RCX-Heating-7PLN-v5-18 | COM_RCX-Heating-7PLN-v5-18 | n/a | Vintage/existing building | Vintage/existing building | Vintage/existing building | Vintage/existing building | Vintage/existing building | Vintage/existing building | Vintage/existing building | Vintage/existing building | Vintage/existing building | Vintage/existing building | Vintage/existing building | Vintage/existing building | Vintage/existing building | Vintage/existing building | Vintage/existing building | Vintage/existing building | Vintage/existing building | Vintage/existing building | Vintage/existing building | Vintage/existing building | Vintage/existing building | Vintage/existing building | Optimized HVAC flow and controls | Optimized HVAC flow and controls | Optimized HVAC flow and controls | Optimized HVAC flow and controls | Optimized HVAC flow and controls | Optimized HVAC flow and controls | Optimized HVAC flow and controls | Optimized HVAC flow and controls | Optimized HVAC flow and controls | Optimized HVAC flow and controls | Optimized HVAC flow and controls | Optimized HVAC flow and controls | Optimized HVAC flow and controls | Optimized HVAC flow and controls | Optimized HVAC flow and controls | Optimized HVAC flow and controls | Optimized HVAC flow and controls | Optimized HVAC flow and controls | Optimized HVAC flow and controls | Optimized HVAC flow and controls | Optimized HVAC flow and controls | Optimized HVAC flow and controls | 0 | 0 | 0 | 0 | 0 | 0 | 0 | 0 | 0 | 0 | 0 | 0 | 0 | 0 | 0 | 0 | 0 | 0 | 0 | 0 | 0 | 0 | 0 | 0 | 0 | 0 | 0 | 0 | 0 | 0 | 0 | 0 | 0 | 0 | 0 | 0 | 0 | 0 | 0 | 0 | 0 | 0 | 0 | 0 | 0 | 0 | 0 | 0 | 0 | 0 | 0 | 0 | 0 | 0 | 0 | 0 | 0 | 0 | 0 | 0 | 0 | 0 | 0 | 0 | 0 | 0 | 0 | 0 | 0 | 0 | 0 | 0 | 0 | 0 | 0 | 0 | 0 | 0 | 0 | 0 | 0 | 0 | 0 | 0 | 0 | 0 | 0 | 0 | 0 | 0 | 0 | 0 | 0 | 0 | 0 | 0 | 0 | 0 | 0 | 0 | 0 | 0 | 0 | 0 | 0 | 0 | 0 | 0 | 0 | 0 | 0 | 0 | 0 | 0 | 0 | 0 | 0 | 0 | 0 | 0 | 0 | 0 | 0 | 0 | 0 | 0 | 0 | 0 | 0 | 0 | 0 | 0 | 0 | 0 | 0 | 0 | 0 | 0 | 0 | 0 | 0 | 0 | 0 | 0 | 0 | 0 | 0 | 0 | 0 | 0 | 0 | 0 | 0 | 0 | 0 | 0 | 0 | 0 | 0 | 0 | 0 | 0 | 0 | 0 | 0 | 0 | 0 | 0 | 0 | 0 | 0 | 0 | 0 | 0 | 0 | 0 | 0 | 0 | 0 | 0 | 0 | 0 | 0 | 0 | 0 | 0 | 0 | 0 | 0 | 0 | 0 | 0 | 0 | 0 | 0 | 0 | 0 | 0 | 0 | 0 | 0 | 0 | 0 | 0 | 0 | 0 | 0 | 0 | 0 | 0 | 0 | 0 | 0 | 0 | 0 | 0 | 0 | 0 | 0 | 0 | 0 | 0 | 0 | 0 | 0 | 0 | 0 | 0 | 0 | 0 | 0 | 0 | 0 | 0 | 0 | 0 | 0 | 0 | 0 | 0 | 0 | 0 | 0 | 0 | 0 | 0 | 0 | 0 | 0 | 0 | 0 | 0 | 0 | 0 | 0 | 0 | 0 | 0 | 0 | 0 | 0 | 0 | 0 | 0 | 0 | 0 | 0 | 0 | 0 | 0 | 0 | 0 | 0 | 0 | 0 | 0 | 0 | 0 | 0 | 0 | 0 | 0 | 0 | 0 | 0 | 0 | 0 | 0 | 0 | 0 | 0 | 0 | 0 | 0 | 0 | 0 | 0 | 0 | 0 | 0 | 0 | 0 | 0 | 0 | 0 | 0 | 0 | 0 | 0 | 0 | 0 | 0 | 0 | 0 | 0 | 0 | 0 | 0 | 0 | 0 | 0 | 0 | 0 | 0 | 0 | 0 | 0 | 0 | 0 | 0 | 0 | 0 | 0 | 0 | 0 | 0 | 0 | 0 | 0 | 0 | 0 | 0 | 0 | 0 | 0 | 0 | 0 | 0 | 0 | 0 | 0 | 0 | 0 | 0 | 0 | 0 | 0 | 0 | 0 | 0 | 0 | 0 | 0 | 0 | 0 | 0 | 0 | 0 | 0 | 0 | 0 | 0 | 0 | 0 | 0 | 0 | 0 | 0 | 0 | 0 | 0 | 0 | 0 | 0 | 0 | 0 | 0 | 0 | 0 | 0 | 0 | 0 | 0 | 0 | 0 | 0 | 0 | 0 | 0 | 0 | 0 | 0 | 0 | 0 | 0 | 0 | 0 | 0 | 0 | 0 | 0 | 0 | 0 | 0 | 0 | 0 | 0 | 0 | 0 | 0 | 0 | 0 | 0 | 0 | 0 | 0 | 0 | 0 | 0 | 0 | 0 | 0 | 0 | 0 | 0 | 0 | 0 | 0 | 0 | 0 | 0 | 0 | 0 | 0 | 0 | 0 | 0 | 0 | 0 | 0 | 0 | 0 | 0 | 0 | 0 | 0 | 0 | 0 | 0 | 0 | 0 | 0 | 0 | 0 | 0 | 0 | 0 | 0 | 0 | 0 | 0 | 0 | 0 | 0 | 0 | 0 | 0 | 0 | 0 | 0 | 0 | 0 | 0 | 0
WA_Industrial_Food Products_New_Process_Natural Gas_Retrocommissioning_A | WA | Industrial | Food Products | New | Process | Natural Gas | Retrocommissioning | A | IM80 | Vintage/existing building | Optimized process design and controls | 5 | 0 | 0 | 0 | 0 | 0 | 0 | 0 | 0 |  | employee | 0% | 0% | Retrofit | RetroEven20 | 80.75% | TBD | 0.2% | 290.8153 |  | 224.9517 |  | 0 | COM_RCX-Heating-7PLN-v5-18 | COM_RCX-Heating-7PLN-v5-18 | n/a | Vintage/existing building | Vintage/existing building | Vintage/existing building | Vintage/existing building | Vintage/existing building | Vintage/existing building | Vintage/existing building | Vintage/existing building | Vintage/existing building | Vintage/existing building | Vintage/existing building | Vintage/existing building | Vintage/existing building | Vintage/existing building | Vintage/existing building | Vintage/existing building | Vintage/existing building | Vintage/existing building | Vintage/existing building | Vintage/existing building | Vintage/existing building | Vintage/existing building | Optimized process design and controls | Optimized process design and controls | Optimized process design and controls | Optimized process design and controls | Optimized process design and controls | Optimized process design and controls | Optimized process design and controls | Optimized process design and controls | Optimized process design and controls | Optimized process design and controls | Optimized process design and controls | Optimized process design and controls | Optimized process design and controls | Optimized process design and controls | Optimized process design and controls | Optimized process design and controls | Optimized process design and controls | Optimized process design and controls | Optimized process design and controls | Optimized process design and controls | Optimized process design and controls | Optimized process design and controls | 0 | 0 | 0 | 0 | 0 | 0 | 0 | 0 | 0 | 0 | 0 | 0 | 0 | 0 | 0 | 0 | 0 | 0 | 0 | 0 | 0 | 0 | 0 | 0 | 0 | 0 | 0 | 0 | 0 | 0 | 0 | 0 | 0 | 0 | 0 | 0 | 0 | 0 | 0 | 0 | 0 | 0 | 0 | 0 | 0 | 0 | 0 | 0 | 0 | 0 | 0 | 0 | 0 | 0 | 0 | 0 | 0 | 0 | 0 | 0 | 0 | 0 | 0 | 0 | 0 | 0 | 0 | 0 | 0 | 0 | 0 | 0 | 0 | 0 | 0 | 0 | 0 | 0 | 0 | 0 | 0 | 0 | 0 | 0 | 0 | 0 | 0 | 0 | 0 | 0 | 0 | 0 | 0 | 0 | 0 | 0 | 0 | 0 | 0 | 0 | 0 | 0 | 0 | 0 | 0 | 0 | 0 | 0 | 0 | 0 | 0 | 0 | 0 | 0 | 0 | 0 | 0 | 0 | 0 | 0 | 0 | 0 | 0 | 0 | 0 | 0 | 0 | 0 | 0 | 0 | 0 | 0 | 0 | 0 | 0 | 0 | 0 | 0 | 0 | 0 | 0 | 0 | 0 | 0 | 0 | 0 | 0 | 0 | 0 | 0 | 0 | 0 | 0 | 0 | 0 | 0 | 0 | 0 | 0 | 0 | 0 | 0 | 0 | 0 | 0 | 0 | 0 | 0 | 0 | 0 | 0 | 0 | 0 | 0 | 0 | 0 | 0 | 0 | 0 | 0 | 0 | 0 | 0 | 0 | 0 | 0 | 0 | 0 | 0 | 0 | 0 | 0 | 0 | 0 | 0 | 0 | 0 | 0 | 0 | 0 | 0 | 0 | 0 | 0 | 0 | 0 | 0 | 0 | 0 | 0 | 0 | 0 | 0 | 0 | 0 | 0 | 0 | 0 | 0 | 0 | 0 | 0 | 0 | 0 | 0 | 0 | 0 | 0 | 0 | 0 | 0 | 0 | 0 | 0 | 0 | 0 | 0 | 0 | 0 | 0 | 0 | 0 | 0 | 0 | 0 | 0 | 0 | 0 | 0 | 0 | 0 | 0 | 0 | 0 | 0 | 0 | 0 | 0 | 0 | 0 | 0 | 0 | 0 | 0 | 0 | 0 | 0 | 0 | 0 | 0 | 0 | 0 | 0 | 0 | 0 | 0 | 0 | 0 | 0 | 0 | 0 | 0 | 0 | 0 | 0 | 0 | 0 | 0 | 0 | 0 | 0 | 0 | 0 | 0 | 0 | 0 | 0 | 0 | 0 | 0 | 0 | 0 | 0 | 0 | 0 | 0 | 0 | 0 | 0 | 0 | 0 | 0 | 0 | 0 | 0 | 0 | 0 | 0 | 0 | 0 | 0 | 0 | 0 | 0 | 0 | 0 | 0 | 0 | 0 | 0 | 0 | 0 | 0 | 0 | 0 | 0 | 0 | 0 | 0 | 0 | 0 | 0 | 0 | 0 | 0 | 0 | 0 | 0 | 0 | 0 | 0 | 0 | 0 | 0 | 0 | 0 | 0 | 0 | 0 | 0 | 0 | 0 | 0 | 0 | 0 | 0 | 0 | 0 | 0 | 0 | 0 | 0 | 0 | 0 | 0 | 0 | 0 | 0 | 0 | 0 | 0 | 0 | 0 | 0 | 0 | 0 | 0 | 0 | 0 | 0 | 0 | 0 | 0 | 0 | 0 | 0 | 0 | 0 | 0 | 0 | 0 | 0 | 0 | 0 | 0 | 0 | 0 | 0 | 0 | 0 | 0 | 0 | 0 | 0 | 0 | 0 | 0 | 0 | 0 | 0 | 0 | 0 | 0 | 0 | 0 | 0 | 0 | 0 | 0 | 0 | 0 | 0 | 0 | 0 | 0 | 0 | 0 | 0 | 0 | 0 | 0 | 0 | 0 | 0 | 0 | 0 | 0 | 0 | 0 | 0 | 0 | 0 | 0 | 0 | 0 | 0 | 0 | 0 | 0 | 0 | 0 | 0 | 0 | 0 | 0 | 0 | 0 | 0 | 0 | 0 | 0 | 0 | 0 | 0 | 0 | 0 | 0 | 0 | 0 | 0 | 0 | 0 | 0 | 0
WA_Industrial_Agriculture_Existing_Space Heating_Natural Gas_Insulation - Roof/Ceiling_A | WA | Industrial | Agriculture | Existing | Space Heating | Natural Gas | Insulation - Roof/Ceiling | A | IM81 | R-13 | R-38 | 45 | 0.083426 | 0 | 0 | 1.11 | 0.07 | 0 | 0 | 0.55255 |  | sqft | 60% | 100% | Retrofit | Retro3Slow | 81.94% | TBD | 0.2% | 154.0559 |  | 62.1977 |  | 3.3155 | RTF Wkbk - ComWeatherizationSchool_v3_1 | RTF Wkbk - ComWeatherizationSchool_v3_1 | Building Energy Simulation Tool | R-13 | R-13 | R-13 | R-13 | R-13 | R-13 | R-13 | R-13 | R-13 | R-13 | R-13 | R-13 | R-13 | R-13 | R-13 | R-13 | R-13 | R-13 | R-13 | R-13 | R-13 | R-13 | R-38 | R-38 | R-38 | R-38 | R-38 | R-38 | R-38 | R-38 | R-38 | R-38 | R-38 | R-38 | R-38 | R-38 | R-38 | R-38 | R-38 | R-38 | R-38 | R-38 | R-38 | R-38 | 1.11 | 1.11 | 1.11 | 1.11 | 1.11 | 1.11 | 1.11 | 1.11 | 1.11 | 1.11 | 1.11 | 1.11 | 1.11 | 1.11 | 1.11 | 1.11 | 1.11 | 1.11 | 1.11 | 1.11 | 1.11 | 1.11 | 0 | 0 | 0.082692 | 0.082116 | 0.081495 | 0.080819 | 0.080075 | 0.079253 | 0.078344 | 0.077343 | 0.076253 | 0.075083 | 0.073853 | 0.072582 | 0.071311 | 0.070064 | 0.068868 | 0.067777 | 0.066794 | 0.065914 | 0.065118 | 0.064386 | 3.8927 | 6.6482 | 10.0865 | 13.7624 | 17.0554 | 19.3541 | 20.2487 | 19.6452 | 17.7654 | 15.0424 | 11.9748 | 8.9956 | 6.4 | 4.3258 | 2.7858 | 1.7146 | 1.0108 | 0.66373 | 0 | 0 | 3.8927 | 10.5138 | 20.5208 | 34.1128 | 50.8542 | 69.6863 | 89.1361 | 107.6419 | 123.8899 | 137.0323 | 146.7619 | 153.2315 | 156.9487 | 158.5308 | 158.6097 | 157.8113 | 156.5345 | 155.1339 | 153.2621 | 151.5383 | 47074.9341 | 80960.7702 | 123767.6142 | 170287.1658 | 212992.4111 | 244206.8162 | 258457.6119 | 254001.4461 | 232980.6368 | 200343.2631 | 162143.9391 | 123937.6086 | 89747.9235 | 61740.3819 | 40450.595 | 25297.4724 | 15132.9708 | 10069.6277 | 0 | 0 | 47074.9341 | 128035.7043 | 251803.3185 | 422090.4843 | 635082.8955 | 879289.7117 | 1137747.3235 | 1391748.7697 | 1624729.4065 | 1825072.6696 | 1987216.6087 | 2111154.2174 | 2200902.1409 | 2262642.5227 | 2303093.1177 | 2328390.5901 | 2343523.5609 | 2353593.1886 | 2353593.1886 | 2353593.1886 | 3.3155 | 5.6747 | 8.6296 | 11.8044 | 14.6687 | 16.6947 | 17.5215 | 17.057 | 15.4805 | 13.1578 | 10.5159 | 7.9317 | 5.6651 | 3.8434 | 2.4839 | 1.5337 | 0.90685 | 0.59713 | 0 | 0 | 3.3155 | 8.9743 | 17.5569 | 29.2595 | 43.738 | 60.1109 | 77.1309 | 93.4603 | 107.9561 | 119.8636 | 128.8814 | 135.109 | 138.9266 | 140.8531 | 141.422 | 141.1633 | 140.4369 | 139.5681 | 138.2506 | 137.051 | 40013.694 | 68816.6547 | 105202.4721 | 144744.0909 | 181043.5495 | 207575.7938 | 219688.9701 | 215901.2292 | 198033.5413 | 170291.7736 | 137822.3482 | 105346.9673 | 76285.735 | 52479.3246 | 34383.0058 | 21502.8516 | 12863.0251 | 8559.1835 | 0 | 0 | 40013.694 | 108830.3486 | 214032.8207 | 358776.9117 | 539820.4611 | 747396.2549 | 967085.225 | 1182986.4542 | 1381019.9955 | 1551311.7692 | 1689134.1174 | 1794481.0848 | 1870766.8197 | 1923246.1443 | 1957629.1501 | 1979132.0016 | 1991995.0268 | 2000554.2103 | 2000554.2103 | 2000554.2103 | 3.3158 | 5.6757 | 8.6318 | 11.8084 | 14.675 | 16.7032 | 17.5316 | 17.0678 | 15.4911 | 13.1673 | 10.5239 | 7.938 | 5.6698 | 3.8467 | 2.4861 | 1.5351 | 0.90768 | 0.59769 | 0 | 0 | 3.3158 | 8.9758 | 17.5613 | 29.2694 | 43.7567 | 60.1415 | 77.1754 | 93.5196 | 108.0299 | 119.9507 | 128.9798 | 135.2165 | 139.0413 | 140.9732 | 141.5461 | 141.2904 | 140.5656 | 139.6982 | 138.3818 | 137.1833 | 40013.694 | 68816.6547 | 105202.4721 | 144744.0909 | 181043.5495 | 207575.7938 | 219688.9701 | 215901.2292 | 198033.5413 | 170291.7736 | 137822.3482 | 105346.9673 | 76285.735 | 52479.3246 | 34383.0058 | 21502.8516 | 12863.0251 | 8559.1835 | 0 | 0 | 40013.694 | 108830.3486 | 214032.8207 | 358776.9117 | 539820.4611 | 747396.2549 | 967085.225 | 1182986.4542 | 1381019.9955 | 1551311.7692 | 1689134.1174 | 1794481.0848 | 1870766.8197 | 1923246.1443 | 1957629.1501 | 1979132.0016 | 1991995.0268 | 2000554.2103 | 2000554.2103 | 2000554.2103 | 0 | 0 | 0 | 0 | 0 | 0 | 0 | 0 | 0 | 0 | 0 | 0 | 0 | 0 | 0 | 0 | 0 | 0 | 0 | 0 | 0 | 0 | 0 | 0 | 0 | 0 | 0 | 0 | 0 | 0 | 0 | 0 | 0 | 0 | 0 | 0 | 0 | 0 | 0 | 0 | 0 | 0 | 0 | 0 | 0 | 0 | 0 | 0 | 0 | 0 | 0 | 0 | 0 | 0 | 0 | 0 | 0 | 0 | 0 | 0 | 0 | 0 | 0 | 0 | 0 | 0 | 0 | 0 | 0 | 0 | 0 | 0 | 0 | 0 | 0 | 0 | 0 | 0 | 0 | 0 | 3.3155 | 5.6747 | 8.6296 | 11.8044 | 14.6687 | 16.6947 | 17.5215 | 17.057 | 15.4805 | 13.1578 | 10.5159 | 7.9317 | 5.6651 | 3.8434 | 2.4839 | 1.5337 | 0.90685 | 0.59713 | 0 | 0 | 3.3155 | 8.9743 | 17.5569 | 29.2595 | 43.738 | 60.1109 | 77.1309 | 93.4603 | 107.9561 | 119.8636 | 128.8814 | 135.109 | 138.9266 | 140.8531 | 141.422 | 141.1633 | 140.4369 | 139.5681 | 138.2506 | 137.051 | 40013.694 | 68816.6547 | 105202.4721 | 144744.0909 | 181043.5495 | 207575.7938 | 219688.9701 | 215901.2292 | 198033.5413 | 170291.7736 | 137822.3482 | 105346.9673 | 76285.735 | 52479.3246 | 34383.0058 | 21502.8516 | 12863.0251 | 8559.1835 | 0 | 0 | 40013.694 | 108830.3486 | 214032.8207 | 358776.9117 | 539820.4611 | 747396.2549 | 967085.225 | 1182986.4542 | 1381019.9955 | 1551311.7692 | 1689134.1174 | 1794481.0848 | 1870766.8197 | 1923246.1443 | 1957629.1501 | 1979132.0016 | 1991995.0268 | 2000554.2103 | 2000554.2103 | 2000554.2103 | 1806.8526 | 1811.1592 | 1815.4698 | 1819.752 | 1823.9747 | 1828.1081 | 1832.1236 | 1835.9937 | 1839.6923 | 1843.1942 | 1846.5082 | 1849.6424 | 1852.605 | 1855.4034 | 1858.0451 | 1860.5368 | 1862.8853 | 1865.0969 | 1867.1776 | 1869.1331 | 486.0611 | 487.2196 | 488.3792 | 489.5311 | 490.6671 | 491.779 | 492.8592 | 493.9003 | 494.8953 | 495.8373 | 496.7288 | 497.5719 | 498.3689 | 499.1217 | 499.8323 | 500.5027 | 501.1344 | 501.7294 | 502.2891 | 502.8151
WA_Industrial_Agriculture_Existing_Space Heating_Natural Gas_Insulation - Wall Cavity_A | WA | Industrial | Agriculture | Existing | Space Heating | Natural Gas | Insulation - Wall Cavity | A | IM82 | R-11 or less | R-21 | 45 | 0.018251 | 0 | 0 | 0.33 | 0.02 | 0 | 0 | 0.16525 |  | sqft | 60% | 100% | Retrofit | Retro3Slow | 81.94% | TBD | 0.2% | 102.1535 |  | 50.0819 |  | 0.72299 | RTF Wkbk - ComWeatherizationSchool_v3_1 | RTF Wkbk - ComWeatherizationSchool_v3_1 | Building Energy Simulation Tool | R-11 or less | R-11 or less | R-11 or less | R-11 or less | R-11 or less | R-11 or less | R-11 or less | R-11 or less | R-11 or less | R-11 or less | R-11 or less | R-11 or less | R-11 or less | R-11 or less | R-11 or less | R-11 or less | R-11 or less | R-11 or less | R-11 or less | R-11 or less | R-11 or less | R-11 or less | R-21 | R-21 | R-21 | R-21 | R-21 | R-21 | R-21 | R-21 | R-21 | R-21 | R-21 | R-21 | R-21 | R-21 | R-21 | R-21 | R-21 | R-21 | R-21 | R-21 | R-21 | R-21 | 0.33 | 0.33 | 0.33 | 0.33 | 0.33 | 0.33 | 0.33 | 0.33 | 0.33 | 0.33 | 0.33 | 0.33 | 0.33 | 0.33 | 0.33 | 0.33 | 0.33 | 0.33 | 0.33 | 0.33 | 0.33 | 0.33 | 0 | 0 | 0.018022 | 0.017777 | 0.017458 | 0.017055 | 0.016572 | 0.01602 | 0.015426 | 0.014816 | 0.014218 | 0.013654 | 0.013136 | 0.01267 | 0.012256 | 0.01189 | 0.011566 | 0.011284 | 0.011036 | 0.010812 | 0.010619 | 0.010436 | 0.84836 | 1.4392 | 2.1607 | 2.9043 | 3.5296 | 3.9123 | 3.9869 | 3.7633 | 3.3126 | 2.7355 | 2.13 | 1.5703 | 1.1 | 0.73412 | 0.46787 | 0.28545 | 0.167 | 0.10888 | 0 | 0 | 0.84836 | 2.2761 | 4.396 | 7.199 | 10.5243 | 14.0865 | 17.5506 | 20.62 | 23.1008 | 24.9194 | 26.1046 | 26.748 | 26.9749 | 26.9037 | 26.6384 | 26.2733 | 25.8623 | 25.4482 | 24.9932 | 24.5632 | 47074.9341 | 80960.7702 | 123767.6142 | 170287.1658 | 212992.4111 | 244206.8162 | 258457.6119 | 254001.4461 | 232980.6368 | 200343.2631 | 162143.9391 | 123937.6086 | 89747.9235 | 61740.3819 | 40450.595 | 25297.4724 | 15132.9708 | 10069.6277 | 0 | 0 | 47074.9341 | 128035.7043 | 251803.3185 | 422090.4843 | 635082.8955 | 879289.7117 | 1137747.3235 | 1391748.7697 | 1624729.4065 | 1825072.6696 | 1987216.6087 | 2111154.2174 | 2200902.1409 | 2262642.5227 | 2303093.1177 | 2328390.5901 | 2343523.5609 | 2353593.1886 | 2353593.1886 | 2353593.1886 | 0.72299 | 1.2304 | 1.8545 | 2.5048 | 3.0617 | 3.4163 | 3.5074 | 3.337 | 2.9615 | 2.4655 | 1.9349 | 1.4371 | 1.0135 | 0.6805 | 0.43607 | 0.26735 | 0.1571 | 0.10285 | 0 | 0 | 0.72299 | 1.9459 | 3.773 | 6.2087 | 9.1291 | 12.3007 | 15.4396 | 18.2844 | 20.6523 | 22.4602 | 23.7138 | 24.4792 | 24.8532 | 24.9386 | 24.8279 | 24.6067 | 24.3286 | 24.0383 | 23.6978 | 23.3776 | 40013.694 | 68816.6547 | 105202.4721 | 144744.0909 | 181043.5495 | 207575.7938 | 219688.9701 | 215901.2292 | 198033.5413 | 170291.7736 | 137822.3482 | 105346.9673 | 76285.735 | 52479.3246 | 34383.0058 | 21502.8516 | 12863.0251 | 8559.1835 | 0 | 0 | 40013.694 | 108830.3486 | 214032.8207 | 358776.9117 | 539820.4611 | 747396.2549 | 967085.225 | 1182986.4542 | 1381019.9955 | 1551311.7692 | 1689134.1174 | 1794481.0848 | 1870766.8197 | 1923246.1443 | 1957629.1501 | 1979132.0016 | 1991995.0268 | 2000554.2103 | 2000554.2103 | 2000554.2103 | 0.72311 | 1.2308 | 1.8555 | 2.5066 | 3.0645 | 3.4201 | 3.512 | 3.3421 | 2.9665 | 2.4701 | 1.9388 | 1.4402 | 1.0158 | 0.68218 | 0.4372 | 0.26807 | 0.15754 | 0.10314 | 0 | 0 | 0.72311 | 1.9465 | 3.775 | 6.2131 | 9.1374 | 12.3145 | 15.46 | 18.3121 | 20.6874 | 22.5024 | 23.7622 | 24.533 | 24.9113 | 25.0001 | 24.8922 | 24.6731 | 24.3967 | 24.1077 | 23.7684 | 23.4494 | 40013.694 | 68816.6547 | 105202.4721 | 144744.0909 | 181043.5495 | 207575.7938 | 219688.9701 | 215901.2292 | 198033.5413 | 170291.7736 | 137822.3482 | 105346.9673 | 76285.735 | 52479.3246 | 34383.0058 | 21502.8516 | 12863.0251 | 8559.1835 | 0 | 0 | 40013.694 | 108830.3486 | 214032.8207 | 358776.9117 | 539820.4611 | 747396.2549 | 967085.225 | 1182986.4542 | 1381019.9955 | 1551311.7692 | 1689134.1174 | 1794481.0848 | 1870766.8197 | 1923246.1443 | 1957629.1501 | 1979132.0016 | 1991995.0268 | 2000554.2103 | 2000554.2103 | 2000554.2103 | 0 | 0 | 0 | 0 | 0 | 0 | 0 | 0 | 0 | 0 | 0 | 0 | 0 | 0 | 0 | 0 | 0 | 0 | 0 | 0 | 0 | 0 | 0 | 0 | 0 | 0 | 0 | 0 | 0 | 0 | 0 | 0 | 0 | 0 | 0 | 0 | 0 | 0 | 0 | 0 | 0 | 0 | 0 | 0 | 0 | 0 | 0 | 0 | 0 | 0 | 0 | 0 | 0 | 0 | 0 | 0 | 0 | 0 | 0 | 0 | 0 | 0 | 0 | 0 | 0 | 0 | 0 | 0 | 0 | 0 | 0 | 0 | 0 | 0 | 0 | 0 | 0 | 0 | 0 | 0 | 0.7253 | 1.2413 | 1.8876 | 2.5819 | 3.2081 | 3.6509 | 3.8314 | 3.7295 | 3.3845 | 2.8764 | 2.2987 | 1.7337 | 1.2382 | 0.83996 | 0.54281 | 0.33516 | 0.19816 | 0.13048 | 0 | 0 | 0.7253 | 1.9631 | 3.8403 | 6.3996 | 9.5657 | 13.1454 | 16.866 | 20.4348 | 23.6021 | 26.203 | 28.172 | 29.531 | 30.3634 | 30.7828 | 30.9056 | 30.8479 | 30.6882 | 30.4975 | 30.2089 | 29.946 | 40013.694 | 68816.6547 | 105202.4721 | 144744.0909 | 181043.5495 | 207575.7938 | 219688.9701 | 215901.2292 | 198033.5413 | 170291.7736 | 137822.3482 | 105346.9673 | 76285.735 | 52479.3246 | 34383.0058 | 21502.8516 | 12863.0251 | 8559.1835 | 0 | 0 | 40013.694 | 108830.3486 | 214032.8207 | 358776.9117 | 539820.4611 | 747396.2549 | 967085.225 | 1182986.4542 | 1381019.9955 | 1551311.7692 | 1689134.1174 | 1794481.0848 | 1870766.8197 | 1923246.1443 | 1957629.1501 | 1979132.0016 | 1991995.0268 | 2000554.2103 | 2000554.2103 | 2000554.2103 | 2133.0458 | 2138.1299 | 2143.2187 | 2148.274 | 2153.259 | 2158.1386 | 2162.879 | 2167.4478 | 2171.8141 | 2175.9482 | 2179.8605 | 2183.5606 | 2187.0579 | 2190.3616 | 2193.4801 | 2196.4217 | 2199.1942 | 2201.8051 | 2204.2613 | 2206.5698 | 660.5423 | 662.1167 | 663.6926 | 665.2581 | 666.8018 | 668.3129 | 669.7808 | 671.1956 | 672.5478 | 673.828 | 675.0395 | 676.1853 | 677.2683 | 678.2914 | 679.2571 | 680.168 | 681.0266 | 681.8351 | 682.5957 | 683.3106
WA_Industrial_Agriculture_Existing_Space Heating_Natural Gas_Insulation - Ducting_A | WA | Industrial | Agriculture | Existing | Space Heating | Natural Gas | Insulation - Ducting | A | IM83 | ~2°F thermal losses | 50% reduction in thermal losses | 20 | 0.0014555 | 0 | 0 | 1.52 | 0 | 0 | 0 | 0.76105 |  | sqft | 40% | 60% | Retrofit | Retro5Med | 81.71% | TBD | 0.2% | 181.9563 |  | 115.0963 |  | 0.0072228 | MA TRM - 2019-2021 - COM-HVAC-DI | MEMD - MMD8.25.01.FESH23.v01 | Building Energy Simulation Tool | ~2°F thermal losses | ~2°F thermal losses | ~2°F thermal losses | ~2°F thermal losses | ~2°F thermal losses | ~2°F thermal losses | ~2°F thermal losses | ~2°F thermal losses | ~2°F thermal losses | ~2°F thermal losses | ~2°F thermal losses | ~2°F thermal losses | ~2°F thermal losses | ~2°F thermal losses | ~2°F thermal losses | ~2°F thermal losses | ~2°F thermal losses | ~2°F thermal losses | ~2°F thermal losses | ~2°F thermal losses | ~2°F thermal losses | ~2°F thermal losses | 50% reduction in thermal losses | 50% reduction in thermal losses | 50% reduction in thermal losses | 50% reduction in thermal losses | 50% reduction in thermal losses | 50% reduction in thermal losses | 50% reduction in thermal losses | 50% reduction in thermal losses | 50% reduction in thermal losses | 50% reduction in thermal losses | 50% reduction in thermal losses | 50% reduction in thermal losses | 50% reduction in thermal losses | 50% reduction in thermal losses | 50% reduction in thermal losses | 50% reduction in thermal losses | 50% reduction in thermal losses | 50% reduction in thermal losses | 50% reduction in thermal losses | 50% reduction in thermal losses | 50% reduction in thermal losses | 50% reduction in thermal losses | 1.52 | 1.52 | 1.52 | 1.52 | 1.52 | 1.52 | 1.52 | 1.52 | 1.52 | 1.52 | 1.52 | 1.52 | 1.52 | 1.52 | 1.52 | 1.52 | 1.52 | 1.52 | 1.52 | 1.52 | 1.52 | 1.52 | 0 | 0 | 0.0014255 | 0.0013978 | 0.0013634 | 0.0013217 | 0.0012731 | 0.0012191 | 0.0011623 | 0.0011052 | 0.0010503 | 0.00099933 | 0.00095329 | 0.00091234 | 0.00087638 | 0.00084481 | 0.00081701 | 0.00079276 | 0.0007714 | 0.00075213 | 0.00073534 | 0.00071946 | 0.0084726 | 0.010025 | 0.01176 | 0.013006 | 0.014042 | 0.01545 | 0.01588 | 0.01516 | 0.013343 | 0.010725 | 0.0077804 | 0.004843 | 0.0026547 | 0.0012109 | 0.0004869 | 0.00016884 | 5.0431e-05 | 1.0532e-05 | 1.6634e-06 | 1.9199e-07 | 0.0084726 | 0.018334 | 0.029643 | 0.041741 | 0.054247 | 0.067398 | 0.080135 | 0.091359 | 0.10016 | 0.10603 | 0.10893 | 0.10909 | 0.10744 | 0.10479 | 0.10182 | 0.09897 | 0.096353 | 0.093958 | 0.091862 | 0.089879 | 5943.7745 | 7172.1794 | 8625.3272 | 9840.014 | 11030.2686 | 12673.37 | 13663.1788 | 13717.2488 | 12703.9839 | 10731.8717 | 8161.5897 | 5308.3837 | 3029.1444 | 1433.3308 | 595.9538 | 212.9741 | 65.3766 | 14.0034 | 2.2621 | 0.26685 | 5943.7745 | 13115.9539 | 21741.2811 | 31581.2951 | 42611.5637 | 55284.9337 | 68948.1126 | 82665.3614 | 95369.3452 | 106101.217 | 114262.8067 | 119571.1903 | 122600.3347 | 124033.6655 | 124629.6193 | 124842.5934 | 124907.97 | 124921.9735 | 124924.2356 | 124924.5024 | 0.0072228 | 0.0085771 | 0.010106 | 0.011238 | 0.012215 | 0.013542 | 0.014038 | 0.013522 | 0.012012 | 0.0097437 | 0.007131 | 0.0044756 | 0.0024716 | 0.001135 | 0.00045915 | 0.00016008 | 4.805e-05 | 1.0082e-05 | 1.5989e-06 | 1.8532e-07 | 0.0072228 | 0.015685 | 0.025474 | 0.03607 | 0.047187 | 0.059076 | 0.070837 | 0.08149 | 0.090174 | 0.096332 | 0.099834 | 0.10081 | 0.10004 | 0.098218 | 0.096021 | 0.093835 | 0.091803 | 0.089935 | 0.088302 | 0.086759 | 5052.2083 | 6096.3525 | 7331.5281 | 8364.0119 | 9375.7283 | 10772.3645 | 11613.702 | 11659.6615 | 10798.3863 | 9122.091 | 6937.3512 | 4512.1261 | 2574.7727 | 1218.3312 | 506.5608 | 181.028 | 55.5701 | 11.9029 | 1.9228 | 0.22682 | 5052.2083 | 11148.5608 | 18480.089 | 26844.1009 | 36219.8292 | 46992.1937 | 58605.8957 | 70265.5572 | 81063.9434 | 90186.0344 | 97123.3857 | 101635.5118 | 104210.2845 | 105428.6157 | 105935.1764 | 106116.2044 | 106171.7745 | 106183.6774 | 106185.6002 | 106185.827 | 0 | 0 | 0 | 0 | 0 | 0 | 0 | 0 | 0 | 0 | 0 | 0 | 0 | 0 | 0 | 0 | 0 | 0 | 0 | 0 | 0 | 0 | 0 | 0 | 0 | 0 | 0 | 0 | 0 | 0 | 0 | 0 | 0 | 0 | 0 | 0 | 0 | 0 | 0 | 0 | 0 | 0 | 0 | 0 | 0 | 0 | 0 | 0 | 0 | 0 | 0 | 0 | 0 | 0 | 0 | 0 | 0 | 0 | 0 | 0 | 0 | 0 | 0 | 0 | 0 | 0 | 0 | 0 | 0 | 0 | 0 | 0 | 0 | 0 | 0 | 0 | 0 | 0 | 0 | 0 | 0 | 0 | 0 | 0 | 0 | 0 | 0 | 0 | 0 | 0 | 0 | 0 | 0 | 0 | 0 | 0 | 0 | 0 | 0 | 0 | 0 | 0 | 0 | 0 | 0 | 0 | 0 | 0 | 0 | 0 | 0 | 0 | 0 | 0 | 0 | 0 | 0 | 0 | 0 | 0 | 0 | 0 | 0 | 0 | 0 | 0 | 0 | 0 | 0 | 0 | 0 | 0 | 0 | 0 | 0 | 0 | 0 | 0 | 0 | 0 | 0 | 0 | 0 | 0 | 0 | 0 | 0 | 0 | 0 | 0 | 0 | 0 | 0 | 0 | 0 | 0 | 0 | 0 | 0 | 0 | 0 | 0 | 0 | 0 | 0 | 0 | 0 | 0 | 0 | 0 | 0 | 0 | 0 | 0 | 0 | 0 | 0 | 0 | 0 | 0 | 0 | 0 | 0 | 0 | 0 | 0 | 0 | 0 | 0 | 0 | 0 | 0 | 0 | 0 | 0 | 0 | 0 | 0 | 0 | 0 | 0 | 0 | 0 | 0 | 0 | 0 | 0 | 0 | 0 | 0 | 0 | 0 | 0 | 0 | 0 | 0 | 0 | 0 | 0 | 0 | 0 | 0 | 0 | 0 | 0 | 0 | 0 | 0 | 0 | 0 | 0 | 0 | 0 | 0 | 0 | 0 | 0 | 0 | 0 | 0 | 96876.3067 | 97415.1157 | 97958.9625 | 98503.4617 | 99044.2953 | 99577.2104 | 100098.0199 | 100602.6075 | 101086.9348 | 101547.0515 | 101983.9453 | 102398.5876 | 102791.931 | 103164.907 | 103518.4243 | 103853.3668 | 104170.5929 | 104470.934 | 104755.1943 | 105024.1502 | 61233.7027 | 61574.2737 | 61918.0291 | 62262.1969 | 62604.0477 | 62940.8934 | 63270.0873 | 63589.0277 | 63895.1619 | 64185.9931 | 64462.1455 | 64724.2332 | 64972.8582 | 65208.6094 | 65432.061 | 65643.7719 | 65844.2846 | 66034.1246 | 66213.8002 | 66383.8022
WA_Industrial_Agriculture_Existing_Space Heating_Natural Gas_HVAC - Duct Repair and Sealing_A | WA | Industrial | Agriculture | Existing | Space Heating | Natural Gas | HVAC - Duct Repair and Sealing | A | IM84 | Poorly sealed/leaky ducts | 30% reduced duct leaking | 20 | 0.0041167 | 0 | 0 | 0.07 | 0 | 0 | 0 | 0.035 |  | sqft | 15% | 50% | Retrofit | RetroEven20 | 80.75% | TBD | 0.2% | 115.7227 |  | 72.9112 |  | 0.041644 | MA TRM - 2019-2021 - COM-HVAC-DS | RS Means Cost Calculator 2019 IRP DSM TRM Extract | Building Energy Simulation Tool | Poorly sealed/leaky ducts | Poorly sealed/leaky ducts | Poorly sealed/leaky ducts | Poorly sealed/leaky ducts | Poorly sealed/leaky ducts | Poorly sealed/leaky ducts | Poorly sealed/leaky ducts | Poorly sealed/leaky ducts | Poorly sealed/leaky ducts | Poorly sealed/leaky ducts | Poorly sealed/leaky ducts | Poorly sealed/leaky ducts | Poorly sealed/leaky ducts | Poorly sealed/leaky ducts | Poorly sealed/leaky ducts | Poorly sealed/leaky ducts | Poorly sealed/leaky ducts | Poorly sealed/leaky ducts | Poorly sealed/leaky ducts | Poorly sealed/leaky ducts | Poorly sealed/leaky ducts | Poorly sealed/leaky ducts | 30% reduced duct leaking | 30% reduced duct leaking | 30% reduced duct leaking | 30% reduced duct leaking | 30% reduced duct leaking | 30% reduced duct leaking | 30% reduced duct leaking | 30% reduced duct leaking | 30% reduced duct leaking | 30% reduced duct leaking | 30% reduced duct leaking | 30% reduced duct leaking | 30% reduced duct leaking | 30% reduced duct leaking | 30% reduced duct leaking | 30% reduced duct leaking | 30% reduced duct leaking | 30% reduced duct leaking | 30% reduced duct leaking | 30% reduced duct leaking | 30% reduced duct leaking | 30% reduced duct leaking | 0.07 | 0.07 | 0.07 | 0.07 | 0.07 | 0.07 | 0.07 | 0.07 | 0.07 | 0.07 | 0.07 | 0.07 | 0.07 | 0.07 | 0.07 | 0.07 | 0.07 | 0.07 | 0.07 | 0.07 | 0.07 | 0.07 | 0 | 0 | 0.0040402 | 0.003973 | 0.0038895 | 0.003788 | 0.0036693 | 0.0035366 | 0.0033954 | 0.0032521 | 0.0031126 | 0.0029816 | 0.0028618 | 0.002754 | 0.0026584 | 0.0025739 | 0.002499 | 0.0024336 | 0.002376 | 0.0023242 | 0.0022792 | 0.0022367 | 0.048866 | 0.047225 | 0.045435 | 0.043487 | 0.041397 | 0.039212 | 0.036998 | 0.034825 | 0.032757 | 0.030837 | 0.029087 | 0.027509 | 0.026097 | 0.024832 | 0.023693 | 0.022675 | 0.021757 | 0.020916 | 0.020157 | 0.019441 | 0.048866 | 0.095278 | 0.13871 | 0.17858 | 0.21438 | 0.24583 | 0.27302 | 0.29632 | 0.31637 | 0.33389 | 0.34956 | 0.3639 | 0.37737 | 0.39021 | 0.40255 | 0.41468 | 0.42663 | 0.43824 | 0.44991 | 0.46097 | 12094.8899 | 11886.3573 | 11681.4202 | 11480.0164 | 11282.085 | 11087.5663 | 10896.4014 | 10708.5324 | 10523.9025 | 10342.4559 | 10164.1377 | 9988.894 | 9816.6717 | 9647.4187 | 9481.0839 | 9317.6169 | 9156.9684 | 8999.0896 | 8843.9329 | 8691.4513 | 12094.8899 | 23981.2473 | 35662.6674 | 47142.6838 | 58424.7688 | 69512.3352 | 80408.7366 | 91117.269 | 101641.1715 | 111983.6275 | 122147.7652 | 132136.6592 | 141953.3308 | 151600.7496 | 161081.8335 | 170399.4504 | 179556.4188 | 188555.5084 | 197399.4413 | 206090.8926 | 0.041644 | 0.040373 | 0.038996 | 0.037503 | 0.035907 | 0.034239 | 0.032545 | 0.030877 | 0.029281 | 0.02779 | 0.026419 | 0.025171 | 0.02404 | 0.023013 | 0.022078 | 0.021232 | 0.020462 | 0.019752 | 0.019107 | 0.018497 | 0.041644 | 0.081454 | 0.11905 | 0.15401 | 0.18595 | 0.21466 | 0.24016 | 0.26273 | 0.2828 | 0.3009 | 0.31749 | 0.33298 | 0.34763 | 0.36163 | 0.3751 | 0.38829 | 0.40123 | 0.41385 | 0.42647 | 0.4386 | 10280.6564 | 10103.4037 | 9929.2071 | 9758.0139 | 9589.7723 | 9424.4314 | 9261.9412 | 9102.2525 | 8945.3172 | 8791.0876 | 8639.5171 | 8490.5599 | 8344.1709 | 8200.3059 | 8058.9213 | 7919.9744 | 7783.4231 | 7649.2262 | 7517.343 | 7387.7336 | 10280.6564 | 20384.0602 | 30313.2673 | 40071.2812 | 49661.0535 | 59085.4849 | 68347.4261 | 77449.6786 | 86394.9958 | 95186.0833 | 103825.6004 | 112316.1603 | 120660.3312 | 128860.6371 | 136919.5584 | 144839.5328 | 152622.956 | 160272.1821 | 167789.5251 | 175177.2587 | 0 | 0 | 0 | 0 | 0 | 0 | 0 | 0 | 0 | 0 | 0 | 0 | 0 | 0 | 0 | 0 | 0 | 0 | 0 | 0 | 0 | 0 | 0 | 0 | 0 | 0 | 0 | 0 | 0 | 0 | 0 | 0 | 0 | 0 | 0 | 0 | 0 | 0 | 0 | 0 | 0 | 0 | 0 | 0 | 0 | 0 | 0 | 0 | 0 | 0 | 0 | 0 | 0 | 0 | 0 | 0 | 0 | 0 | 0 | 0 | 0 | 0 | 0 | 0 | 0 | 0 | 0 | 0 | 0 | 0 | 0 | 0 | 0 | 0 | 0 | 0 | 0 | 0 | 0 | 0 | 0 | 0 | 0 | 0 | 0 | 0 | 0 | 0 | 0 | 0 | 0 | 0 | 0 | 0 | 0 | 0 | 0 | 0 | 0 | 0 | 0 | 0 | 0 | 0 | 0 | 0 | 0 | 0 | 0 | 0 | 0 | 0 | 0 | 0 | 0 | 0 | 0 | 0 | 0 | 0 | 0 | 0 | 0 | 0 | 0 | 0 | 0 | 0 | 0 | 0 | 0 | 0 | 0 | 0 | 0 | 0 | 0 | 0 | 0 | 0 | 0 | 0 | 0 | 0 | 0 | 0 | 0 | 0 | 0 | 0 | 0 | 0 | 0 | 0 | 0 | 0 | 0 | 0 | 0 | 0 | 0 | 0 | 0 | 0 | 0 | 0 | 0 | 0 | 0 | 0 | 0 | 0 | 0 | 0 | 0 | 0 | 0 | 0 | 0 | 0 | 0 | 0 | 0 | 0 | 0 | 0 | 0 | 0 | 0 | 0 | 0 | 0 | 0 | 0 | 0 | 0 | 0 | 0 | 0 | 0 | 0 | 0 | 0 | 0 | 0 | 0 | 0 | 0 | 0 | 0 | 0 | 0 | 0 | 0 | 0 | 0 | 0 | 0 | 0 | 0 | 0 | 0 | 0 | 0 | 0 | 0 | 0 | 0 | 0 | 0 | 0 | 0 | 0 | 0 | 0 | 0 | 0 | 0 | 0 | 0 | 1815.6571 | 1825.7555 | 1835.9482 | 1846.1533 | 1856.2896 | 1866.2775 | 1876.0385 | 1885.4955 | 1894.5727 | 1903.1963 | 1911.3845 | 1919.1558 | 1926.5278 | 1933.5181 | 1940.1438 | 1946.4212 | 1952.3667 | 1957.9957 | 1963.3233 | 1968.3641 | 997.0604 | 1002.6059 | 1008.2032 | 1013.8073 | 1019.3736 | 1024.8584 | 1030.2186 | 1035.4119 | 1040.3966 | 1045.1322 | 1049.6288 | 1053.8963 | 1057.9446 | 1061.7833 | 1065.4218 | 1068.869 | 1072.134 | 1075.2251 | 1078.1507 | 1080.9189
WA_Industrial_Agriculture_Existing_Space Heating_Natural Gas_Windows - High Efficiency_A | WA | Industrial | Agriculture | Existing | Space Heating | Natural Gas | Windows - High Efficiency | A | IM85 | U-.5 or worse | U-.22 or better | 45 | 0.0078041 | 0 | 0 | 0.23 | 0.01 | 0 | 0 | 0.11455 |  | sqft | 45% | 100% | Retrofit | Retro1Slow | 84.81% | TBD | 0.2% | 94.3767 |  | 48.5224 |  | 0.062566 | RTF Wkbk - ComWeatherizationSchool_v3_1 | RTF Wkbk - ComWeatherizationSchool_v3_1 | Building Energy Simulation Tool | U-.5 or worse | U-.5 or worse | U-.5 or worse | U-.5 or worse | U-.5 or worse | U-.5 or worse | U-.5 or worse | U-.5 or worse | U-.5 or worse | U-.5 or worse | U-.5 or worse | U-.5 or worse | U-.5 or worse | U-.5 or worse | U-.5 or worse | U-.5 or worse | U-.5 or worse | U-.5 or worse | U-.5 or worse | U-.5 or worse | U-.5 or worse | U-.5 or worse | U-.22 or better | U-.22 or better | U-.22 or better | U-.22 or better | U-.22 or better | U-.22 or better | U-.22 or better | U-.22 or better | U-.22 or better | U-.22 or better | U-.22 or better | U-.22 or better | U-.22 or better | U-.22 or better | U-.22 or better | U-.22 or better | U-.22 or better | U-.22 or better | U-.22 or better | U-.22 or better | U-.22 or better | U-.22 or better | 0.23 | 0.23 | 0.23 | 0.23 | 0.23 | 0.23 | 0.23 | 0.23 | 0.23 | 0.23 | 0.23 | 0.23 | 0.23 | 0.23 | 0.23 | 0.23 | 0.23 | 0.23 | 0.23 | 0.23 | 0.23 | 0.23 | 0 | 0 | 0.0076898 | 0.0075645 | 0.007402 | 0.0071982 | 0.0069551 | 0.0066809 | 0.0063885 | 0.0060923 | 0.0058058 | 0.0055387 | 0.0052966 | 0.005081 | 0.0048916 | 0.0047254 | 0.004579 | 0.0044515 | 0.0043392 | 0.004238 | 0.0041501 | 0.0040666 | 0.073393 | 0.14183 | 0.24216 | 0.37646 | 0.5426 | 0.73361 | 0.93779 | 1.1394 | 1.3198 | 1.4591 | 1.5385 | 1.543 | 1.4659 | 1.3119 | 1.0985 | 0.86789 | 0.6358 | 0.42249 | 0.25976 | 0.16314 | 0.073393 | 0.21402 | 0.45159 | 0.81562 | 1.3307 | 2.0118 | 2.8616 | 3.8683 | 5.0061 | 6.2349 | 7.5009 | 8.7385 | 9.8787 | 10.8549 | 11.6171 | 12.1614 | 12.4906 | 12.6218 | 12.6195 | 12.5289 | 9544.0944 | 18749.0873 | 32715.8905 | 52299.3476 | 78014.4306 | 109806.8978 | 146792.2341 | 187014.7917 | 227317.0473 | 263439.0604 | 290465.6174 | 303673.1298 | 299683.3229 | 277631.347 | 239891.4265 | 194967.084 | 146521.9161 | 99689.3142 | 62592.2849 | 40117.2441 | 9544.0944 | 28293.1817 | 61009.0722 | 113308.4198 | 191322.8504 | 301129.7482 | 447921.9823 | 634936.774 | 862253.8213 | 1125692.8817 | 1416158.4991 | 1719831.6289 | 2019514.9518 | 2297146.2988 | 2537037.7253 | 2732004.8093 | 2878526.7253 | 2978216.0396 | 3040808.3245 | 3080925.5686 | 0.062566 | 0.12134 | 0.20811 | 0.32531 | 0.47199 | 0.64303 | 0.82898 | 1.0163 | 1.1881 | 1.3257 | 1.4101 | 1.4259 | 1.3649 | 1.2297 | 1.0359 | 0.82288 | 0.60579 | 0.40441 | 0.2497 | 0.15748 | 0.062566 | 0.18311 | 0.38809 | 0.7048 | 1.1575 | 1.7634 | 2.5296 | 3.4505 | 4.5069 | 5.6647 | 6.875 | 8.0757 | 9.1978 | 10.1749 | 10.9554 | 11.5308 | 11.9012 | 12.0819 | 12.1308 | 12.0945 | 8112.4802 | 15936.7242 | 27808.5069 | 44454.4454 | 66312.2661 | 93335.8632 | 124773.3989 | 158962.5729 | 193219.4902 | 223923.2013 | 246895.7748 | 258122.1604 | 254730.8244 | 235986.6449 | 203907.7126 | 165722.0214 | 124543.6286 | 84735.9171 | 53203.4422 | 34099.6575 | 8112.4802 | 24049.2044 | 51857.7113 | 96312.1568 | 162624.4228 | 255960.286 | 380733.6849 | 539696.2579 | 732915.7481 | 956838.9494 | 1203734.7242 | 1461856.8846 | 1716587.709 | 1952574.3539 | 2156482.0665 | 2322204.0879 | 2446747.7165 | 2531483.6336 | 2584687.0758 | 2618786.7333 | 0 | 0 | 0 | 0 | 0 | 0 | 0 | 0 | 0 | 0 | 0 | 0 | 0 | 0 | 0 | 0 | 0 | 0 | 0 | 0 | 0 | 0 | 0 | 0 | 0 | 0 | 0 | 0 | 0 | 0 | 0 | 0 | 0 | 0 | 0 | 0 | 0 | 0 | 0 | 0 | 0 | 0 | 0 | 0 | 0 | 0 | 0 | 0 | 0 | 0 | 0 | 0 | 0 | 0 | 0 | 0 | 0 | 0 | 0 | 0 | 0 | 0 | 0 | 0 | 0 | 0 | 0 | 0 | 0 | 0 | 0 | 0 | 0 | 0 | 0 | 0 | 0 | 0 | 0 | 0 | 0 | 0 | 0 | 0 | 0 | 0 | 0 | 0 | 0 | 0 | 0 | 0 | 0 | 0 | 0 | 0 | 0 | 0 | 0 | 0 | 0 | 0 | 0 | 0 | 0 | 0 | 0 | 0 | 0 | 0 | 0 | 0 | 0 | 0 | 0 | 0 | 0 | 0 | 0 | 0 | 0 | 0 | 0 | 0 | 0 | 0 | 0 | 0 | 0 | 0 | 0 | 0 | 0 | 0 | 0 | 0 | 0 | 0 | 0 | 0 | 0 | 0 | 0 | 0 | 0 | 0 | 0 | 0 | 0 | 0 | 0 | 0 | 0 | 0 | 0 | 0 | 0 | 0 | 0 | 0 | 0 | 0 | 0 | 0 | 0 | 0 | 0 | 0 | 0 | 0 | 0 | 0 | 0 | 0 | 0 | 0 | 0 | 0 | 0 | 0 | 0 | 0 | 0 | 0 | 0 | 0 | 0 | 0 | 0 | 0 | 0 | 0 | 0 | 0 | 0 | 0 | 0 | 0 | 0 | 0 | 0 | 0 | 0 | 0 | 0 | 0 | 0 | 0 | 0 | 0 | 0 | 0 | 0 | 0 | 0 | 0 | 0 | 0 | 0 | 0 | 0 | 0 | 0 | 0 | 0 | 0 | 0 | 0 | 0 | 0 | 0 | 0 | 0 | 0 | 0 | 0 | 0 | 0 | 0 | 0 | 2910.968 | 2917.9063 | 2924.851 | 2931.75 | 2938.5531 | 2945.2123 | 2951.6815 | 2957.9165 | 2963.8752 | 2969.517 | 2974.856 | 2979.9056 | 2984.6784 | 2989.187 | 2993.4428 | 2997.4572 | 3001.2408 | 3004.8038 | 3008.1559 | 3011.3063 | 1076.6542 | 1079.2204 | 1081.7889 | 1084.3406 | 1086.8568 | 1089.3198 | 1091.7125 | 1094.0186 | 1096.2225 | 1098.3092 | 1100.2838 | 1102.1515 | 1103.9168 | 1105.5843 | 1107.1584 | 1108.6432 | 1110.0426 | 1111.3604 | 1112.6002 | 1113.7654
WA_Industrial_Agriculture_Existing_Space Heating_Natural Gas_Gas Boiler - Maintenance_A | WA | Industrial | Agriculture | Existing | Space Heating | Natural Gas | Gas Boiler - Maintenance | A | IM86 | Degrade performance | General cleaning and maintenance | 3 | 1.1735 | 0 | 0 | 0.01 | 0 | 0 | 0 | 0.00415 |  | employee | 20% | 30% | Retrofit | Retro20Fast | 65.82% | TBD | 0.2% | 192.9292 |  | 154.9291 |  | 0.044275 | IL TRM - 4.3.10 - CI-HWE-DBTU-V01-180101 | IL TRM - 4.3.10 - CI-HWE-DBTU-V01-180101 | IL TRM - 4.3.10 - CI-HWE-DBTU-V01-180101 | Degrade performance | Degrade performance | Degrade performance | Degrade performance | Degrade performance | Degrade performance | Degrade performance | Degrade performance | Degrade performance | Degrade performance | Degrade performance | Degrade performance | Degrade performance | Degrade performance | Degrade performance | Degrade performance | Degrade performance | Degrade performance | Degrade performance | Degrade performance | Degrade performance | Degrade performance | General cleaning and maintenance | General cleaning and maintenance | General cleaning and maintenance | General cleaning and maintenance | General cleaning and maintenance | General cleaning and maintenance | General cleaning and maintenance | General cleaning and maintenance | General cleaning and maintenance | General cleaning and maintenance | General cleaning and maintenance | General cleaning and maintenance | General cleaning and maintenance | General cleaning and maintenance | General cleaning and maintenance | General cleaning and maintenance | General cleaning and maintenance | General cleaning and maintenance | General cleaning and maintenance | General cleaning and maintenance | General cleaning and maintenance | General cleaning and maintenance | 0.01 | 0.01 | 0.01 | 0.01 | 0.01 | 0.01 | 0.01 | 0.01 | 0.01 | 0.01 | 0.01 | 0.01 | 0.01 | 0.01 | 0.01 | 0.01 | 0.01 | 0.01 | 0.01 | 0.01 | 0.01 | 0.01 | 0 | 0 | 1.1652 | 1.1597 | 1.154 | 1.1479 | 1.1414 | 1.1346 | 1.1272 | 1.1194 | 1.1112 | 1.1025 | 1.0936 | 1.0843 | 1.075 | 1.0656 | 1.0561 | 1.0473 | 1.0391 | 1.0315 | 1.0244 | 1.0177 | 0.051999 | 0.035651 | 0.024134 | 0.018374 | 0.015732 | 0.013298 | 0.011124 | 0.0092233 | 0.0075912 | 0.0062083 | 0.0050497 | 0.0038321 | 0.0029078 | 0.002206 | 0.0016735 | 0.0014975 | 0.0011428 | 0.00095996 | 0.00078578 | 0.00061969 | 0.051999 | 0.087406 | 0.11111 | 0.12889 | 0.1439 | 0.15633 | 0.16645 | 0.17452 | 0.18082 | 0.18562 | 0.18916 | 0.19139 | 0.19265 | 0.19317 | 0.19313 | 0.19302 | 0.19265 | 0.1922 | 0.19165 | 0.19103 | 44.6261 | 30.7401 | 20.9134 | 16.0066 | 13.7824 | 11.7208 | 9.8678 | 8.2392 | 6.8315 | 5.6309 | 4.6176 | 3.5342 | 2.705 | 2.0703 | 1.5845 | 1.4299 | 1.0997 | 0.93067 | 0.7671 | 0.6089 | 44.6261 | 75.3662 | 96.2797 | 112.2862 | 126.0686 | 137.7894 | 147.6572 | 155.8964 | 162.7279 | 168.3588 | 172.9764 | 176.5105 | 179.2155 | 181.2858 | 182.8703 | 184.3002 | 185.3999 | 186.3306 | 187.0977 | 187.7066 | 0.044275 | 0.030409 | 0.020625 | 0.015735 | 0.013502 | 0.011439 | 0.0095914 | 0.0079727 | 0.0065788 | 0.0053945 | 0.0043994 | 0.0033476 | 0.0025464 | 0.0019364 | 0.0014722 | 0.0013201 | 0.0010093 | 0.00084941 | 0.00069656 | 0.00055035 | 0.044275 | 0.074555 | 0.094954 | 0.11038 | 0.1235 | 0.13448 | 0.14352 | 0.15085 | 0.15671 | 0.16129 | 0.1648 | 0.16719 | 0.16871 | 0.16956 | 0.16991 | 0.17015 | 0.17015 | 0.17006 | 0.16989 | 0.16966 | 37.9322 | 26.1291 | 17.7764 | 13.6056 | 11.715 | 9.9626 | 8.3876 | 7.0033 | 5.8068 | 4.7862 | 3.9249 | 3.004 | 2.2992 | 1.7598 | 1.3469 | 1.2154 | 0.93477 | 0.79107 | 0.65204 | 0.51756 | 37.9322 | 64.0613 | 81.8377 | 95.4433 | 107.1583 | 117.121 | 125.5086 | 132.5119 | 138.3187 | 143.105 | 147.0299 | 150.0339 | 152.3332 | 154.0929 | 155.4398 | 156.6552 | 157.5899 | 158.381 | 159.033 | 159.5506 | 0.044275 | 0.030409 | 0.020625 | 0.015735 | 0.013502 | 0.011439 | 0.0095914 | 0.0079727 | 0.0065788 | 0.0053945 | 0.0043994 | 0.0033476 | 0.0025464 | 0.0019364 | 0.0014722 | 0.0013201 | 0.0010093 | 0.00084941 | 0.00069656 | 0.00055035 | 0.044275 | 0.074555 | 0.094954 | 0.11038 | 0.1235 | 0.13448 | 0.14352 | 0.15085 | 0.15671 | 0.16129 | 0.1648 | 0.16719 | 0.16871 | 0.16956 | 0.16991 | 0.17015 | 0.17015 | 0.17006 | 0.16989 | 0.16966 | 37.9322 | 26.1291 | 17.7764 | 13.6056 | 11.715 | 9.9626 | 8.3876 | 7.0033 | 5.8068 | 4.7862 | 3.9249 | 3.004 | 2.2992 | 1.7598 | 1.3469 | 1.2154 | 0.93477 | 0.79107 | 0.65204 | 0.51756 | 37.9322 | 64.0613 | 81.8377 | 95.4433 | 107.1583 | 117.121 | 125.5086 | 132.5119 | 138.3187 | 143.105 | 147.0299 | 150.0339 | 152.3332 | 154.0929 | 155.4398 | 156.6552 | 157.5899 | 158.381 | 159.033 | 159.5506 | 0.044275 | 0.030409 | 0.020625 | 0.015735 | 0.013502 | 0.011439 | 0.0095914 | 0.0079727 | 0.0065788 | 0.0053945 | 0.0043994 | 0.0033476 | 0.0025464 | 0.0019364 | 0.0014722 | 0.0013201 | 0.0010093 | 0.00084941 | 0.00069656 | 0.00055035 | 0.044275 | 0.074555 | 0.094954 | 0.11038 | 0.1235 | 0.13448 | 0.14352 | 0.15085 | 0.15671 | 0.16129 | 0.1648 | 0.16719 | 0.16871 | 0.16956 | 0.16991 | 0.17015 | 0.17015 | 0.17006 | 0.16989 | 0.16966 | 37.9322 | 26.1291 | 17.7764 | 13.6056 | 11.715 | 9.9626 | 8.3876 | 7.0033 | 5.8068 | 4.7862 | 3.9249 | 3.004 | 2.2992 | 1.7598 | 1.3469 | 1.2154 | 0.93477 | 0.79107 | 0.65204 | 0.51756 | 37.9322 | 64.0613 | 81.8377 | 95.4433 | 107.1583 | 117.121 | 125.5086 | 132.5119 | 138.3187 | 143.105 | 147.0299 | 150.0339 | 152.3332 | 154.0929 | 155.4398 | 156.6552 | 157.5899 | 158.381 | 159.033 | 159.5506 | 0.044275 | 0.030409 | 0.020625 | 0.015735 | 0.013502 | 0.011439 | 0.0095914 | 0.0079727 | 0.0065788 | 0.0053945 | 0.0043994 | 0.0033476 | 0.0025464 | 0.0019364 | 0.0014722 | 0.0013201 | 0.0010093 | 0.00084941 | 0.00069656 | 0.00055035 | 0.044275 | 0.074555 | 0.094954 | 0.11038 | 0.1235 | 0.13448 | 0.14352 | 0.15085 | 0.15671 | 0.16129 | 0.1648 | 0.16719 | 0.16871 | 0.16956 | 0.16991 | 0.17015 | 0.17015 | 0.17006 | 0.16989 | 0.16966 | 37.9322 | 26.1291 | 17.7764 | 13.6056 | 11.715 | 9.9626 | 8.3876 | 7.0033 | 5.8068 | 4.7862 | 3.9249 | 3.004 | 2.2992 | 1.7598 | 1.3469 | 1.2154 | 0.93477 | 0.79107 | 0.65204 | 0.51756 | 37.9322 | 64.0613 | 81.8377 | 95.4433 | 107.1583 | 117.121 | 125.5086 | 132.5119 | 138.3187 | 143.105 | 147.0299 | 150.0339 | 152.3332 | 154.0929 | 155.4398 | 156.6552 | 157.5899 | 158.381 | 159.033 | 159.5506 | 1.3552 | 1.3566 | 1.358 | 1.3594 | 1.3608 | 1.3621 | 1.3634 | 1.3647 | 1.3659 | 1.3671 | 1.3682 | 1.3692 | 1.3702 | 1.3712 | 1.3721 | 1.3729 | 1.3737 | 1.3745 | 1.3751 | 1.3757 | 1.0882 | 1.0894 | 1.0906 | 1.0917 | 1.0928 | 1.0939 | 1.0949 | 1.0959 | 1.0969 | 1.0978 | 1.0987 | 1.0995 | 1.1004 | 1.1011 | 1.1018 | 1.1025 | 1.1032 | 1.1037 | 1.1043 | 1.1048
WA_Industrial_Agriculture_Existing_Process_Natural Gas_Gas Boiler - Maintenance_A | WA | Industrial | Agriculture | Existing | Process | Natural Gas | Gas Boiler - Maintenance | A | IM87 | Degrade performance | General cleaning and maintenance | 3 | 1.5559 | 0 | 0 | 0.01 | 0 | 0 | 0 | 0.00415 |  | sqft | 20% | 30% | Retrofit | Retro20Fast | 65.82% | TBD | 0.2% | 192.9292 |  | 154.9291 |  | 0.48819 | IL TRM - 4.3.10 - CI-HWE-DBTU-V01-180101 | IL TRM - 4.3.10 - CI-HWE-DBTU-V01-180101 | IL TRM - 4.3.10 - CI-HWE-DBTU-V01-180101 | Degrade performance | Degrade performance | Degrade performance | Degrade performance | Degrade performance | Degrade performance | Degrade performance | Degrade performance | Degrade performance | Degrade performance | Degrade performance | Degrade performance | Degrade performance | Degrade performance | Degrade performance | Degrade performance | Degrade performance | Degrade performance | Degrade performance | Degrade performance | Degrade performance | Degrade performance | General cleaning and maintenance | General cleaning and maintenance | General cleaning and maintenance | General cleaning and maintenance | General cleaning and maintenance | General cleaning and maintenance | General cleaning and maintenance | General cleaning and maintenance | General cleaning and maintenance | General cleaning and maintenance | General cleaning and maintenance | General cleaning and maintenance | General cleaning and maintenance | General cleaning and maintenance | General cleaning and maintenance | General cleaning and maintenance | General cleaning and maintenance | General cleaning and maintenance | General cleaning and maintenance | General cleaning and maintenance | General cleaning and maintenance | General cleaning and maintenance | 0.01 | 0.01 | 0.01 | 0.01 | 0.01 | 0.01 | 0.01 | 0.01 | 0.01 | 0.01 | 0.01 | 0.01 | 0.01 | 0.01 | 0.01 | 0.01 | 0.01 | 0.01 | 0.01 | 0.01 | 0.01 | 0.01 | 0 | 0 | 1.5559 | 1.5559 | 1.5559 | 1.5559 | 1.5559 | 1.5559 | 1.5559 | 1.5559 | 1.5559 | 1.5559 | 1.5559 | 1.5559 | 1.5559 | 1.5559 | 1.5559 | 1.5559 | 1.5559 | 1.5559 | 1.5559 | 1.5559 | 0.57434 | 0.39563 | 0.26916 | 0.20601 | 0.17738 | 0.15085 | 0.127 | 0.10604 | 0.087923 | 0.07247 | 0.059429 | 0.045485 | 0.034813 | 0.026645 | 0.020393 | 0.018403 | 0.014154 | 0.011978 | 0.0098727 | 0.0078366 | 0.57434 | 0.96997 | 1.2391 | 1.4451 | 1.6225 | 1.7734 | 1.9004 | 2.0064 | 2.0943 | 2.1668 | 2.2262 | 2.2717 | 2.3065 | 2.3332 | 2.3536 | 2.372 | 2.3861 | 2.3981 | 2.408 | 2.4158 | 369.1455 | 254.2807 | 172.9952 | 132.4059 | 114.0074 | 96.9536 | 81.6262 | 68.154 | 56.5102 | 46.5784 | 38.1963 | 29.2344 | 22.3752 | 17.1254 | 13.1073 | 11.8278 | 9.097 | 7.6984 | 6.3454 | 5.0368 | 369.1455 | 623.4262 | 796.4214 | 928.8273 | 1042.8347 | 1139.7882 | 1221.4145 | 1289.5685 | 1346.0787 | 1392.6571 | 1430.8534 | 1460.0878 | 1482.4631 | 1499.5885 | 1512.6958 | 1524.5236 | 1533.6206 | 1541.319 | 1547.6645 | 1552.7012 | 0.48819 | 0.33628 | 0.22879 | 0.17511 | 0.15077 | 0.12822 | 0.10795 | 0.090133 | 0.074734 | 0.0616 | 0.050514 | 0.038662 | 0.029591 | 0.022648 | 0.017334 | 0.015642 | 0.012031 | 0.010181 | 0.0083918 | 0.0066611 | 0.48819 | 0.82448 | 1.0533 | 1.2284 | 1.3791 | 1.5074 | 1.6153 | 1.7054 | 1.7802 | 1.8418 | 1.8923 | 1.931 | 1.9605 | 1.9832 | 2.0005 | 2.0162 | 2.0282 | 2.0384 | 2.0468 | 2.0534 | 313.7737 | 216.1386 | 147.0459 | 112.545 | 96.9063 | 82.4105 | 69.3823 | 57.9309 | 48.0337 | 39.5917 | 32.4669 | 24.8493 | 19.019 | 14.5566 | 11.1412 | 10.0536 | 7.7324 | 6.5437 | 5.3936 | 4.2813 | 313.7737 | 529.9122 | 676.9582 | 789.5032 | 886.4095 | 968.82 | 1038.2023 | 1096.1332 | 1144.1669 | 1183.7585 | 1216.2254 | 1241.0747 | 1260.0936 | 1274.6502 | 1285.7914 | 1295.8451 | 1303.5775 | 1310.1212 | 1315.5148 | 1319.7961 | 0.48819 | 0.33628 | 0.22879 | 0.17511 | 0.15077 | 0.12822 | 0.10795 | 0.090133 | 0.074734 | 0.0616 | 0.050514 | 0.038662 | 0.029591 | 0.022648 | 0.017334 | 0.015642 | 0.012031 | 0.010181 | 0.0083918 | 0.0066611 | 0.48819 | 0.82448 | 1.0533 | 1.2284 | 1.3791 | 1.5074 | 1.6153 | 1.7054 | 1.7802 | 1.8418 | 1.8923 | 1.931 | 1.9605 | 1.9832 | 2.0005 | 2.0162 | 2.0282 | 2.0384 | 2.0468 | 2.0534 | 313.7737 | 216.1386 | 147.0459 | 112.545 | 96.9063 | 82.4105 | 69.3823 | 57.9309 | 48.0337 | 39.5917 | 32.4669 | 24.8493 | 19.019 | 14.5566 | 11.1412 | 10.0536 | 7.7324 | 6.5437 | 5.3936 | 4.2813 | 313.7737 | 529.9122 | 676.9582 | 789.5032 | 886.4095 | 968.82 | 1038.2023 | 1096.1332 | 1144.1669 | 1183.7585 | 1216.2254 | 1241.0747 | 1260.0936 | 1274.6502 | 1285.7914 | 1295.8451 | 1303.5775 | 1310.1212 | 1315.5148 | 1319.7961 | 0.48819 | 0.33628 | 0.22879 | 0.17511 | 0.15077 | 0.12822 | 0.10795 | 0.090133 | 0.074734 | 0.0616 | 0.050514 | 0.038662 | 0.029591 | 0.022648 | 0.017334 | 0.015642 | 0.012031 | 0.010181 | 0.0083918 | 0.0066611 | 0.48819 | 0.82448 | 1.0533 | 1.2284 | 1.3791 | 1.5074 | 1.6153 | 1.7054 | 1.7802 | 1.8418 | 1.8923 | 1.931 | 1.9605 | 1.9832 | 2.0005 | 2.0162 | 2.0282 | 2.0384 | 2.0468 | 2.0534 | 313.7737 | 216.1386 | 147.0459 | 112.545 | 96.9063 | 82.4105 | 69.3823 | 57.9309 | 48.0337 | 39.5917 | 32.4669 | 24.8493 | 19.019 | 14.5566 | 11.1412 | 10.0536 | 7.7324 | 6.5437 | 5.3936 | 4.2813 | 313.7737 | 529.9122 | 676.9582 | 789.5032 | 886.4095 | 968.82 | 1038.2023 | 1096.1332 | 1144.1669 | 1183.7585 | 1216.2254 | 1241.0747 | 1260.0936 | 1274.6502 | 1285.7914 | 1295.8451 | 1303.5775 | 1310.1212 | 1315.5148 | 1319.7961 | 0.48819 | 0.33628 | 0.22879 | 0.17511 | 0.15077 | 0.12822 | 0.10795 | 0.090133 | 0.074734 | 0.0616 | 0.050514 | 0.038662 | 0.029591 | 0.022648 | 0.017334 | 0.015642 | 0.012031 | 0.010181 | 0.0083918 | 0.0066611 | 0.48819 | 0.82448 | 1.0533 | 1.2284 | 1.3791 | 1.5074 | 1.6153 | 1.7054 | 1.7802 | 1.8418 | 1.8923 | 1.931 | 1.9605 | 1.9832 | 2.0005 | 2.0162 | 2.0282 | 2.0384 | 2.0468 | 2.0534 | 313.7737 | 216.1386 | 147.0459 | 112.545 | 96.9063 | 82.4105 | 69.3823 | 57.9309 | 48.0337 | 39.5917 | 32.4669 | 24.8493 | 19.019 | 14.5566 | 11.1412 | 10.0536 | 7.7324 | 6.5437 | 5.3936 | 4.2813 | 313.7737 | 529.9122 | 676.9582 | 789.5032 | 886.4095 | 968.82 | 1038.2023 | 1096.1332 | 1144.1669 | 1183.7585 | 1216.2254 | 1241.0747 | 1260.0936 | 1274.6502 | 1285.7914 | 1295.8451 | 1303.5775 | 1310.1212 | 1315.5148 | 1319.7961 | 1.3552 | 1.3566 | 1.358 | 1.3594 | 1.3608 | 1.3621 | 1.3634 | 1.3647 | 1.3659 | 1.3671 | 1.3682 | 1.3692 | 1.3702 | 1.3712 | 1.3721 | 1.3729 | 1.3737 | 1.3745 | 1.3751 | 1.3757 | 1.0882 | 1.0894 | 1.0906 | 1.0917 | 1.0928 | 1.0939 | 1.0949 | 1.0959 | 1.0969 | 1.0978 | 1.0987 | 1.0995 | 1.1004 | 1.1011 | 1.1018 | 1.1025 | 1.1032 | 1.1037 | 1.1043 | 1.1048
WA_Industrial_Agriculture_Existing_Space Heating_Natural Gas_Gas Furnace - Maintenance_A | WA | Industrial | Agriculture | Existing | Space Heating | Natural Gas | Gas Furnace - Maintenance | A | IM88 | Degrade performance | General cleaning and maintenance | 3 | 0.0095 | 0 | 0 | 0.01 | 0 | 0 | 0 | 0.00505 |  | sqft | 20% | 30% | Retrofit | Retro20Fast | 65.82% | TBD | 0.2% | 451.6842 |  | 362.7186 |  | 0.00072023 | IL TRM - 4.4.31 - CI-HVC-FTUN-V03-200101 | MN TRM 3.1 - Forced-Air Heating Maintenance v2.0 | MN TRM v3.1 - Forced-Air Heating Maintenance | Degrade performance | Degrade performance | Degrade performance | Degrade performance | Degrade performance | Degrade performance | Degrade performance | Degrade performance | Degrade performance | Degrade performance | Degrade performance | Degrade performance | Degrade performance | Degrade performance | Degrade performance | Degrade performance | Degrade performance | Degrade performance | Degrade performance | Degrade performance | Degrade performance | Degrade performance | General cleaning and maintenance | General cleaning and maintenance | General cleaning and maintenance | General cleaning and maintenance | General cleaning and maintenance | General cleaning and maintenance | General cleaning and maintenance | General cleaning and maintenance | General cleaning and maintenance | General cleaning and maintenance | General cleaning and maintenance | General cleaning and maintenance | General cleaning and maintenance | General cleaning and maintenance | General cleaning and maintenance | General cleaning and maintenance | General cleaning and maintenance | General cleaning and maintenance | General cleaning and maintenance | General cleaning and maintenance | General cleaning and maintenance | General cleaning and maintenance | 0.01 | 0.01 | 0.01 | 0.01 | 0.01 | 0.01 | 0.01 | 0.01 | 0.01 | 0.01 | 0.01 | 0.01 | 0.01 | 0.01 | 0.01 | 0.01 | 0.01 | 0.01 | 0.01 | 0.01 | 0.01 | 0.01 | 0 | 0 | 0.0093774 | 0.0093033 | 0.0092267 | 0.0091476 | 0.009066 | 0.0089821 | 0.0088957 | 0.008807 | 0.0087167 | 0.0086252 | 0.008533 | 0.0084401 | 0.0083482 | 0.0082571 | 0.0081669 | 0.0080827 | 0.0080042 | 0.0079307 | 0.0078618 | 0.0077974 | 0.00084586 | 0.00057805 | 0.00039003 | 0.00029596 | 0.00025256 | 0.00021279 | 0.00017743 | 0.00014667 | 0.00012036 | 9.8168e-05 | 7.9642e-05 | 6.0292e-05 | 4.5644e-05 | 3.4553e-05 | 2.6157e-05 | 2.3361e-05 | 1.7792e-05 | 1.4919e-05 | 1.219e-05 | 9.5967e-06 | 0.00084586 | 0.0014172 | 0.0017956 | 0.0020762 | 0.0023102 | 0.0025016 | 0.002655 | 0.0027752 | 0.0028671 | 0.0029352 | 0.0029834 | 0.0030112 | 0.0030241 | 0.0030256 | 0.0030188 | 0.003011 | 0.0029996 | 0.0029869 | 0.0029732 | 0.0029584 | 90.2022 | 62.1345 | 42.2721 | 32.3539 | 27.8582 | 23.691 | 19.9457 | 16.6537 | 13.8085 | 11.3816 | 9.3334 | 7.1435 | 5.4675 | 4.1847 | 3.2028 | 2.8902 | 2.2229 | 1.8811 | 1.5505 | 1.2308 | 90.2022 | 152.3366 | 194.6087 | 226.9626 | 254.8208 | 278.5117 | 298.4574 | 315.1111 | 328.9196 | 340.3013 | 349.6347 | 356.7782 | 362.2457 | 366.4304 | 369.6332 | 372.5234 | 374.7462 | 376.6274 | 378.1779 | 379.4087 | 0.00072023 | 0.0004931 | 0.00033336 | 0.00025349 | 0.00021679 | 0.00018308 | 0.00015302 | 0.00012681 | 0.00010434 | 8.5325e-05 | 6.9409e-05 | 5.2687e-05 | 3.9987e-05 | 3.0343e-05 | 2.3022e-05 | 2.0603e-05 | 1.5722e-05 | 1.3208e-05 | 1.0812e-05 | 8.5281e-06 | 0.00072023 | 0.0012089 | 0.0015347 | 0.0017782 | 0.001983 | 0.0021523 | 0.0022898 | 0.0023995 | 0.0024854 | 0.0025512 | 0.0026001 | 0.0026314 | 0.0026493 | 0.002657 | 0.0026569 | 0.0026556 | 0.0026506 | 0.0026444 | 0.0026371 | 0.002629 | 76.6718 | 52.8143 | 35.9313 | 27.5008 | 23.6794 | 20.1373 | 16.9538 | 14.1556 | 11.7372 | 9.6744 | 7.9334 | 6.072 | 4.6474 | 3.557 | 2.7224 | 2.4566 | 1.8894 | 1.599 | 1.318 | 1.0461 | 76.6718 | 129.4861 | 165.4174 | 192.9182 | 216.5976 | 236.735 | 253.6888 | 267.8445 | 279.5817 | 289.2561 | 297.1895 | 303.2615 | 307.9088 | 311.4658 | 314.1882 | 316.6449 | 318.5343 | 320.1333 | 321.4512 | 322.4974 | 0.00072023 | 0.0004931 | 0.00033336 | 0.00025349 | 0.00021679 | 0.00018308 | 0.00015302 | 0.00012681 | 0.00010434 | 8.5325e-05 | 6.9409e-05 | 5.2687e-05 | 3.9987e-05 | 3.0343e-05 | 2.3022e-05 | 2.0603e-05 | 1.5722e-05 | 1.3208e-05 | 1.0812e-05 | 8.5281e-06 | 0.00072023 | 0.0012089 | 0.0015347 | 0.0017782 | 0.001983 | 0.0021523 | 0.0022898 | 0.0023995 | 0.0024854 | 0.0025512 | 0.0026001 | 0.0026314 | 0.0026493 | 0.002657 | 0.0026569 | 0.0026556 | 0.0026506 | 0.0026444 | 0.0026371 | 0.002629 | 76.6718 | 52.8143 | 35.9313 | 27.5008 | 23.6794 | 20.1373 | 16.9538 | 14.1556 | 11.7372 | 9.6744 | 7.9334 | 6.072 | 4.6474 | 3.557 | 2.7224 | 2.4566 | 1.8894 | 1.599 | 1.318 | 1.0461 | 76.6718 | 129.4861 | 165.4174 | 192.9182 | 216.5976 | 236.735 | 253.6888 | 267.8445 | 279.5817 | 289.2561 | 297.1895 | 303.2615 | 307.9088 | 311.4658 | 314.1882 | 316.6449 | 318.5343 | 320.1333 | 321.4512 | 322.4974 | 0.00072023 | 0.0004931 | 0.00033336 | 0.00025349 | 0.00021679 | 0.00018308 | 0.00015302 | 0.00012681 | 0.00010434 | 8.5325e-05 | 6.9409e-05 | 5.2687e-05 | 3.9987e-05 | 3.0343e-05 | 2.3022e-05 | 2.0603e-05 | 1.5722e-05 | 1.3208e-05 | 1.0812e-05 | 8.5281e-06 | 0.00072023 | 0.0012089 | 0.0015347 | 0.0017782 | 0.001983 | 0.0021523 | 0.0022898 | 0.0023995 | 0.0024854 | 0.0025512 | 0.0026001 | 0.0026314 | 0.0026493 | 0.002657 | 0.0026569 | 0.0026556 | 0.0026506 | 0.0026444 | 0.0026371 | 0.002629 | 76.6718 | 52.8143 | 35.9313 | 27.5008 | 23.6794 | 20.1373 | 16.9538 | 14.1556 | 11.7372 | 9.6744 | 7.9334 | 6.072 | 4.6474 | 3.557 | 2.7224 | 2.4566 | 1.8894 | 1.599 | 1.318 | 1.0461 | 76.6718 | 129.4861 | 165.4174 | 192.9182 | 216.5976 | 236.735 | 253.6888 | 267.8445 | 279.5817 | 289.2561 | 297.1895 | 303.2615 | 307.9088 | 311.4658 | 314.1882 | 316.6449 | 318.5343 | 320.1333 | 321.4512 | 322.4974 | 0.00072023 | 0.0004931 | 0.00033336 | 0.00025349 | 0.00021679 | 0.00018308 | 0.00015302 | 0.00012681 | 0.00010434 | 8.5325e-05 | 6.9409e-05 | 5.2687e-05 | 3.9987e-05 | 3.0343e-05 | 2.3022e-05 | 2.0603e-05 | 1.5722e-05 | 1.3208e-05 | 1.0812e-05 | 8.5281e-06 | 0.00072023 | 0.0012089 | 0.0015347 | 0.0017782 | 0.001983 | 0.0021523 | 0.0022898 | 0.0023995 | 0.0024854 | 0.0025512 | 0.0026001 | 0.0026314 | 0.0026493 | 0.002657 | 0.0026569 | 0.0026556 | 0.0026506 | 0.0026444 | 0.0026371 | 0.002629 | 76.6718 | 52.8143 | 35.9313 | 27.5008 | 23.6794 | 20.1373 | 16.9538 | 14.1556 | 11.7372 | 9.6744 | 7.9334 | 6.072 | 4.6474 | 3.557 | 2.7224 | 2.4566 | 1.8894 | 1.599 | 1.318 | 1.0461 | 76.6718 | 129.4861 | 165.4174 | 192.9182 | 216.5976 | 236.735 | 253.6888 | 267.8445 | 279.5817 | 289.2561 | 297.1895 | 303.2615 | 307.9088 | 311.4658 | 314.1882 | 316.6449 | 318.5343 | 320.1333 | 321.4512 | 322.4974 | 392.7149 | 394.8991 | 397.1038 | 399.311 | 401.5035 | 403.6638 | 405.775 | 407.8205 | 409.7839 | 411.6491 | 413.4201 | 415.101 | 416.6955 | 418.2075 | 419.6406 | 420.9984 | 422.2843 | 423.5018 | 424.6542 | 425.7444 | 315.3642 | 317.1182 | 318.8886 | 320.6611 | 322.4217 | 324.1565 | 325.8519 | 327.4945 | 329.0712 | 330.569 | 331.9912 | 333.341 | 334.6215 | 335.8356 | 336.9865 | 338.0768 | 339.1095 | 340.0872 | 341.0126 | 341.8881
WA_Industrial_Agriculture_Existing_Space Heating_Natural Gas_Gas Boiler - Hot Water Reset_A | WA | Industrial | Agriculture | Existing | Space Heating | Natural Gas | Gas Boiler - Hot Water Reset | A | IM89 | No control | Reset control installed | 16 | 4.2672 | 0 | 0 | 14.15 | 0 | 0 | 0 | 7.0771 |  | employee | 20% | 45% | Retrofit | Retro5Med | 81.71% | TBD | 0.2% | 192.0821 |  | 126.1282 |  | 0.078196 | IL TRM - 4.4.4 - CI-HVC-BLRC-V04-210101 | IL TRM - 4.4.4 - CI-HVC-BLRC-V04-210101 | IL TRM - 4.4.4 - CI-HVC-BLRC-V04-210101 | No control | No control | No control | No control | No control | No control | No control | No control | No control | No control | No control | No control | No control | No control | No control | No control | No control | No control | No control | No control | No control | No control | Reset control installed | Reset control installed | Reset control installed | Reset control installed | Reset control installed | Reset control installed | Reset control installed | Reset control installed | Reset control installed | Reset control installed | Reset control installed | Reset control installed | Reset control installed | Reset control installed | Reset control installed | Reset control installed | Reset control installed | Reset control installed | Reset control installed | Reset control installed | Reset control installed | Reset control installed | 14.15 | 14.15 | 14.15 | 14.15 | 14.15 | 14.15 | 14.15 | 14.15 | 14.15 | 14.15 | 14.15 | 14.15 | 14.15 | 14.15 | 14.15 | 14.15 | 14.15 | 14.15 | 14.15 | 14.15 | 14.15 | 14.15 | 0 | 0 | 4.2341 | 4.2113 | 4.1874 | 4.1624 | 4.136 | 4.1081 | 4.0786 | 4.0473 | 4.0145 | 3.9802 | 3.9448 | 3.9083 | 3.8716 | 3.8345 | 3.7974 | 3.7626 | 3.7301 | 3.6994 | 3.6707 | 3.6437 | 0.091829 | 0.11021 | 0.13179 | 0.14945 | 0.16646 | 0.18997 | 0.20333 | 0.20257 | 0.18609 | 0.15586 | 0.11748 | 0.0757 | 0.042791 | 0.020055 | 0.0082576 | 0.002924 | 0.0008898 | 0.00018903 | 3.0297e-05 | 3.5477e-06 | 0.091829 | 0.20154 | 0.33219 | 0.47965 | 0.64307 | 0.8287 | 1.0261 | 1.2208 | 1.397 | 1.5409 | 1.6447 | 1.7051 | 1.7319 | 1.7354 | 1.7269 | 1.714 | 1.7 | 1.6863 | 1.6732 | 1.6609 | 21.6877 | 26.17 | 31.4722 | 35.9044 | 40.2474 | 46.2428 | 49.8544 | 50.0517 | 46.3545 | 39.1586 | 29.7801 | 19.3693 | 11.0528 | 5.23 | 2.1745 | 0.7771 | 0.23855 | 0.051096 | 0.0082539 | 0.00097367 | 21.6877 | 47.8577 | 79.3299 | 115.2343 | 155.4817 | 201.7245 | 251.5789 | 301.6306 | 347.985 | 387.1436 | 416.9238 | 436.2931 | 447.3459 | 452.5758 | 454.7503 | 455.5274 | 455.766 | 455.8171 | 455.8253 | 455.8263 | 0.078196 | 0.094026 | 0.11266 | 0.12804 | 0.14294 | 0.16352 | 0.17546 | 0.17526 | 0.16143 | 0.13558 | 0.10247 | 0.066216 | 0.037528 | 0.017631 | 0.0072769 | 0.0025822 | 0.00078739 | 0.0001676 | 2.6917e-05 | 3.1581e-06 | 0.078196 | 0.17195 | 0.28398 | 0.41094 | 0.55221 | 0.71331 | 0.88542 | 1.0562 | 1.2118 | 1.3404 | 1.4346 | 1.4915 | 1.5189 | 1.5257 | 1.5218 | 1.5137 | 1.5044 | 1.4952 | 1.4865 | 1.4785 | 18.4346 | 22.2445 | 26.7514 | 30.5187 | 34.2103 | 39.3064 | 42.3762 | 42.5439 | 39.4013 | 33.2848 | 25.3131 | 16.4639 | 9.3949 | 4.4455 | 1.8483 | 0.66054 | 0.20276 | 0.043432 | 0.0070159 | 0.00082762 | 18.4346 | 40.679 | 67.4304 | 97.9491 | 132.1594 | 171.4658 | 213.842 | 256.386 | 295.7873 | 329.0721 | 354.3852 | 370.8491 | 380.244 | 384.6894 | 386.5378 | 387.1983 | 387.4011 | 387.4445 | 387.4515 | 387.4524 | 0.078196 | 0.094026 | 0.11266 | 0.12804 | 0.14294 | 0.16352 | 0.17546 | 0.17526 | 0.16143 | 0.13558 | 0.10247 | 0.066216 | 0.037528 | 0.017631 | 0.0072769 | 0.0025822 | 0.00078739 | 0.0001676 | 2.6917e-05 | 3.1581e-06 | 0.078196 | 0.17195 | 0.28398 | 0.41094 | 0.55221 | 0.71331 | 0.88542 | 1.0562 | 1.2118 | 1.3404 | 1.4346 | 1.4915 | 1.5189 | 1.5257 | 1.5218 | 1.5137 | 1.5044 | 1.4952 | 1.4865 | 1.4785 | 18.4346 | 22.2445 | 26.7514 | 30.5187 | 34.2103 | 39.3064 | 42.3762 | 42.5439 | 39.4013 | 33.2848 | 25.3131 | 16.4639 | 9.3949 | 4.4455 | 1.8483 | 0.66054 | 0.20276 | 0.043432 | 0.0070159 | 0.00082762 | 18.4346 | 40.679 | 67.4304 | 97.9491 | 132.1594 | 171.4658 | 213.842 | 256.386 | 295.7873 | 329.0721 | 354.3852 | 370.8491 | 380.244 | 384.6894 | 386.5378 | 387.1983 | 387.4011 | 387.4445 | 387.4515 | 387.4524 | 0.078196 | 0.094026 | 0.11266 | 0.12804 | 0.14294 | 0.16352 | 0.17546 | 0.17526 | 0.16143 | 0.13558 | 0.10247 | 0.066216 | 0.037528 | 0.017631 | 0.0072769 | 0.0025822 | 0.00078739 | 0.0001676 | 2.6917e-05 | 3.1581e-06 | 0.078196 | 0.17195 | 0.28398 | 0.41094 | 0.55221 | 0.71331 | 0.88542 | 1.0562 | 1.2118 | 1.3404 | 1.4346 | 1.4915 | 1.5189 | 1.5257 | 1.5218 | 1.5137 | 1.5044 | 1.4952 | 1.4865 | 1.4785 | 18.4346 | 22.2445 | 26.7514 | 30.5187 | 34.2103 | 39.3064 | 42.3762 | 42.5439 | 39.4013 | 33.2848 | 25.3131 | 16.4639 | 9.3949 | 4.4455 | 1.8483 | 0.66054 | 0.20276 | 0.043432 | 0.0070159 | 0.00082762 | 18.4346 | 40.679 | 67.4304 | 97.9491 | 132.1594 | 171.4658 | 213.842 | 256.386 | 295.7873 | 329.0721 | 354.3852 | 370.8491 | 380.244 | 384.6894 | 386.5378 | 387.1983 | 387.4011 | 387.4445 | 387.4515 | 387.4524 | 0.078196 | 0.094026 | 0.11266 | 0.12804 | 0.14294 | 0.16352 | 0.17546 | 0.17526 | 0.16143 | 0.13558 | 0.10247 | 0.066216 | 0.037528 | 0.017631 | 0.0072769 | 0.0025822 | 0.00078739 | 0.0001676 | 2.6917e-05 | 3.1581e-06 | 0.078196 | 0.17195 | 0.28398 | 0.41094 | 0.55221 | 0.71331 | 0.88542 | 1.0562 | 1.2118 | 1.3404 | 1.4346 | 1.4915 | 1.5189 | 1.5257 | 1.5218 | 1.5137 | 1.5044 | 1.4952 | 1.4865 | 1.4785 | 18.4346 | 22.2445 | 26.7514 | 30.5187 | 34.2103 | 39.3064 | 42.3762 | 42.5439 | 39.4013 | 33.2848 | 25.3131 | 16.4639 | 9.3949 | 4.4455 | 1.8483 | 0.66054 | 0.20276 | 0.043432 | 0.0070159 | 0.00082762 | 18.4346 | 40.679 | 67.4304 | 97.9491 | 132.1594 | 171.4658 | 213.842 | 256.386 | 295.7873 | 329.0721 | 354.3852 | 370.8491 | 380.244 | 384.6894 | 386.5378 | 387.1983 | 387.4011 | 387.4445 | 387.4515 | 387.4524 | 207.9601 | 208.2739 | 208.5821 | 208.884 | 209.1788 | 209.466 | 209.7448 | 210.0149 | 210.2755 | 210.5263 | 210.7667 | 210.9965 | 211.2151 | 211.4223 | 211.6177 | 211.8011 | 211.9721 | 212.1304 | 212.276 | 212.4085 | 136.5543 | 136.7603 | 136.9627 | 137.1609 | 137.3545 | 137.5431 | 137.7262 | 137.9035 | 138.0747 | 138.2393 | 138.3972 | 138.5481 | 138.6917 | 138.8277 | 138.956 | 139.0764 | 139.1887 | 139.2927 | 139.3883 | 139.4752
WA_Industrial_Agriculture_Existing_Process_Natural Gas_Gas Boiler - Hot Water Reset_A | WA | Industrial | Agriculture | Existing | Process | Natural Gas | Gas Boiler - Hot Water Reset | A | IM90 | No control | Reset control installed | 16 | 2.8289 | 0 | 0 | 14.15 | 0 | 0 | 0 | 7.0771 |  | sqft | 20% | 45% | Retrofit | Retro5Med | 81.71% | TBD | 0.2% | 192.0821 |  | 126.1282 |  | 0.43124 | IL TRM - 4.4.4 - CI-HVC-BLRC-V04-210101 | IL TRM - 4.4.4 - CI-HVC-BLRC-V04-210101 | XCEL CO 2019-2020 DSM Plan | No control | No control | No control | No control | No control | No control | No control | No control | No control | No control | No control | No control | No control | No control | No control | No control | No control | No control | No control | No control | No control | No control | Reset control installed | Reset control installed | Reset control installed | Reset control installed | Reset control installed | Reset control installed | Reset control installed | Reset control installed | Reset control installed | Reset control installed | Reset control installed | Reset control installed | Reset control installed | Reset control installed | Reset control installed | Reset control installed | Reset control installed | Reset control installed | Reset control installed | Reset control installed | Reset control installed | Reset control installed | 14.15 | 14.15 | 14.15 | 14.15 | 14.15 | 14.15 | 14.15 | 14.15 | 14.15 | 14.15 | 14.15 | 14.15 | 14.15 | 14.15 | 14.15 | 14.15 | 14.15 | 14.15 | 14.15 | 14.15 | 14.15 | 14.15 | 0 | 0 | 2.8279 | 2.8271 | 2.8264 | 2.8258 | 2.8253 | 2.8247 | 2.8242 | 2.8237 | 2.8232 | 2.8228 | 2.8223 | 2.8219 | 2.8214 | 2.821 | 2.8206 | 2.8201 | 2.8197 | 2.8193 | 2.8188 | 2.8184 | 0.50732 | 0.61199 | 0.73582 | 0.83927 | 0.9406 | 1.0805 | 1.1647 | 1.1691 | 1.0826 | 0.91435 | 0.69525 | 0.45213 | 0.25796 | 0.12204 | 0.050735 | 0.018128 | 0.005564 | 0.0011916 | 0.00019246 | 2.27e-05 | 0.50732 | 1.1192 | 1.8547 | 2.6936 | 3.6337 | 4.7135 | 5.8773 | 7.0454 | 8.1268 | 9.0398 | 9.7336 | 10.1841 | 10.4405 | 10.561 | 10.6101 | 10.6266 | 10.6305 | 10.63 | 10.6286 | 10.6269 | 179.4 | 216.4768 | 260.3369 | 296.9996 | 332.9249 | 382.5183 | 412.3936 | 414.0256 | 383.4423 | 323.9184 | 246.34 | 160.2221 | 91.4282 | 43.262 | 17.9876 | 6.4282 | 1.9733 | 0.42266 | 0.068276 | 0.0080542 | 179.4 | 395.8768 | 656.2137 | 953.2133 | 1286.1381 | 1668.6565 | 2081.05 | 2495.0756 | 2878.5179 | 3202.4363 | 3448.7763 | 3608.9984 | 3700.4266 | 3743.6886 | 3761.6762 | 3768.1044 | 3770.0776 | 3770.5003 | 3770.5686 | 3770.5766 | 0.43124 | 0.52024 | 0.62553 | 0.71349 | 0.79966 | 0.91864 | 0.99023 | 0.994 | 0.92044 | 0.77745 | 0.59117 | 0.38445 | 0.21935 | 0.10378 | 0.043144 | 0.015416 | 0.0047317 | 0.0010134 | 0.00016368 | 1.9305e-05 | 0.43124 | 0.95138 | 1.5767 | 2.2899 | 3.0892 | 4.0074 | 4.997 | 5.9902 | 6.9098 | 7.6863 | 8.2764 | 8.6597 | 8.878 | 8.9806 | 9.0226 | 9.0368 | 9.0403 | 9.0401 | 9.0391 | 9.0379 | 152.49 | 184.0052 | 221.2864 | 252.4497 | 282.9861 | 325.1406 | 350.5345 | 351.9217 | 325.926 | 275.3306 | 209.389 | 136.1888 | 77.714 | 36.7727 | 15.2894 | 5.4639 | 1.6773 | 0.35926 | 0.058035 | 0.0068461 | 152.49 | 336.4953 | 557.7816 | 810.2313 | 1093.2174 | 1418.358 | 1768.8925 | 2120.8143 | 2446.7403 | 2722.0709 | 2931.4599 | 3067.6487 | 3145.3626 | 3182.1353 | 3197.4248 | 3202.8887 | 3204.566 | 3204.9252 | 3204.9833 | 3204.9901 | 0.43124 | 0.52024 | 0.62553 | 0.71349 | 0.79966 | 0.91864 | 0.99023 | 0.994 | 0.92044 | 0.77745 | 0.59117 | 0.38445 | 0.21935 | 0.10378 | 0.043144 | 0.015416 | 0.0047317 | 0.0010134 | 0.00016368 | 1.9305e-05 | 0.43124 | 0.95138 | 1.5767 | 2.2899 | 3.0892 | 4.0074 | 4.997 | 5.9902 | 6.9098 | 7.6863 | 8.2764 | 8.6597 | 8.878 | 8.9806 | 9.0226 | 9.0368 | 9.0403 | 9.0401 | 9.0391 | 9.0379 | 152.49 | 184.0052 | 221.2864 | 252.4497 | 282.9861 | 325.1406 | 350.5345 | 351.9217 | 325.926 | 275.3306 | 209.389 | 136.1888 | 77.714 | 36.7727 | 15.2894 | 5.4639 | 1.6773 | 0.35926 | 0.058035 | 0.0068461 | 152.49 | 336.4953 | 557.7816 | 810.2313 | 1093.2174 | 1418.358 | 1768.8925 | 2120.8143 | 2446.7403 | 2722.0709 | 2931.4599 | 3067.6487 | 3145.3626 | 3182.1353 | 3197.4248 | 3202.8887 | 3204.566 | 3204.9252 | 3204.9833 | 3204.9901 | 0.43124 | 0.52024 | 0.62553 | 0.71349 | 0.79966 | 0.91864 | 0.99023 | 0.994 | 0.92044 | 0.77745 | 0.59117 | 0.38445 | 0.21935 | 0.10378 | 0.043144 | 0.015416 | 0.0047317 | 0.0010134 | 0.00016368 | 1.9305e-05 | 0.43124 | 0.95138 | 1.5767 | 2.2899 | 3.0892 | 4.0074 | 4.997 | 5.9902 | 6.9098 | 7.6863 | 8.2764 | 8.6597 | 8.878 | 8.9806 | 9.0226 | 9.0368 | 9.0403 | 9.0401 | 9.0391 | 9.0379 | 152.49 | 184.0052 | 221.2864 | 252.4497 | 282.9861 | 325.1406 | 350.5345 | 351.9217 | 325.926 | 275.3306 | 209.389 | 136.1888 | 77.714 | 36.7727 | 15.2894 | 5.4639 | 1.6773 | 0.35926 | 0.058035 | 0.0068461 | 152.49 | 336.4953 | 557.7816 | 810.2313 | 1093.2174 | 1418.358 | 1768.8925 | 2120.8143 | 2446.7403 | 2722.0709 | 2931.4599 | 3067.6487 | 3145.3626 | 3182.1353 | 3197.4248 | 3202.8887 | 3204.566 | 3204.9252 | 3204.9833 | 3204.9901 | 0.43124 | 0.52024 | 0.62553 | 0.71349 | 0.79966 | 0.91864 | 0.99023 | 0.994 | 0.92044 | 0.77745 | 0.59117 | 0.38445 | 0.21935 | 0.10378 | 0.043144 | 0.015416 | 0.0047317 | 0.0010134 | 0.00016368 | 1.9305e-05 | 0.43124 | 0.95138 | 1.5767 | 2.2899 | 3.0892 | 4.0074 | 4.997 | 5.9902 | 6.9098 | 7.6863 | 8.2764 | 8.6597 | 8.878 | 8.9806 | 9.0226 | 9.0368 | 9.0403 | 9.0401 | 9.0391 | 9.0379 | 152.49 | 184.0052 | 221.2864 | 252.4497 | 282.9861 | 325.1406 | 350.5345 | 351.9217 | 325.926 | 275.3306 | 209.389 | 136.1888 | 77.714 | 36.7727 | 15.2894 | 5.4639 | 1.6773 | 0.35926 | 0.058035 | 0.0068461 | 152.49 | 336.4953 | 557.7816 | 810.2313 | 1093.2174 | 1418.358 | 1768.8925 | 2120.8143 | 2446.7403 | 2722.0709 | 2931.4599 | 3067.6487 | 3145.3626 | 3182.1353 | 3197.4248 | 3202.8887 | 3204.566 | 3204.9252 | 3204.9833 | 3204.9901 | 207.9601 | 208.2739 | 208.5821 | 208.884 | 209.1788 | 209.466 | 209.7448 | 210.0149 | 210.2755 | 210.5263 | 210.7667 | 210.9965 | 211.2151 | 211.4223 | 211.6177 | 211.8011 | 211.9721 | 212.1304 | 212.276 | 212.4085 | 136.5543 | 136.7603 | 136.9627 | 137.1609 | 137.3545 | 137.5431 | 137.7262 | 137.9035 | 138.0747 | 138.2393 | 138.3972 | 138.5481 | 138.6917 | 138.8277 | 138.956 | 139.0764 | 139.1887 | 139.2927 | 139.3883 | 139.4752
WA_Industrial_Agriculture_Existing_Space Heating_Natural Gas_Steam Trap Maintenance_A | WA | Industrial | Agriculture | Existing | Space Heating | Natural Gas | Steam Trap Maintenance | A | IM91 | Degrade performance | Cleaning and maintenance | 6 | 1.5075 | 0 | 0 | 1.93 | 0 | 0 | 0 | 0.96445 |  | employee | 73% | 85% | Retrofit | RetroEven20 | 80.75% | TBD | 0.2% | 164.4082 |  | 124.5883 |  | 0.015425 | IL TRM - 4.4.16 - CI-HVC-STRE-V07-210101 | IL TRM - 4.4.16 - CI-HVC-STRE-V07-210101 | IL TRM - 4.4.16 - CI-HVC-STRE-V07-210101 | Degrade performance | Degrade performance | Degrade performance | Degrade performance | Degrade performance | Degrade performance | Degrade performance | Degrade performance | Degrade performance | Degrade performance | Degrade performance | Degrade performance | Degrade performance | Degrade performance | Degrade performance | Degrade performance | Degrade performance | Degrade performance | Degrade performance | Degrade performance | Degrade performance | Degrade performance | Cleaning and maintenance | Cleaning and maintenance | Cleaning and maintenance | Cleaning and maintenance | Cleaning and maintenance | Cleaning and maintenance | Cleaning and maintenance | Cleaning and maintenance | Cleaning and maintenance | Cleaning and maintenance | Cleaning and maintenance | Cleaning and maintenance | Cleaning and maintenance | Cleaning and maintenance | Cleaning and maintenance | Cleaning and maintenance | Cleaning and maintenance | Cleaning and maintenance | Cleaning and maintenance | Cleaning and maintenance | Cleaning and maintenance | Cleaning and maintenance | 1.93 | 1.93 | 1.93 | 1.93 | 1.93 | 1.93 | 1.93 | 1.93 | 1.93 | 1.93 | 1.93 | 1.93 | 1.93 | 1.93 | 1.93 | 1.93 | 1.93 | 1.93 | 1.93 | 1.93 | 1.93 | 1.93 | 0 | 0 | 1.4966 | 1.4893 | 1.4817 | 1.4736 | 1.465 | 1.456 | 1.4463 | 1.436 | 1.4252 | 1.4138 | 1.4021 | 1.3899 | 1.3777 | 1.3654 | 1.353 | 1.3415 | 1.3307 | 1.3207 | 1.3113 | 1.3025 | 0.018116 | 0.017717 | 0.017322 | 0.016931 | 0.016542 | 0.016156 | 0.015772 | 0.01539 | 0.015011 | 0.014635 | 0.014263 | 0.013895 | 0.013536 | 0.013183 | 0.012839 | 0.01251 | 0.012195 | 0.011895 | 0.011606 | 0.01133 | 0.018116 | 0.035745 | 0.052883 | 0.069526 | 0.085664 | 0.10129 | 0.11639 | 0.13095 | 0.14498 | 0.15846 | 0.1714 | 0.18381 | 0.19573 | 0.20716 | 0.21813 | 0.22878 | 0.23914 | 0.24922 | 0.25906 | 0.26866 | 12.1048 | 11.8961 | 11.691 | 11.4894 | 11.2913 | 11.0966 | 10.9053 | 10.7173 | 10.5325 | 10.3509 | 10.1724 | 9.9971 | 9.8247 | 9.6553 | 9.4888 | 9.3252 | 9.1645 | 9.0064 | 8.8512 | 8.6986 | 12.1048 | 24.0009 | 35.6918 | 47.1812 | 58.4725 | 69.5692 | 80.4745 | 91.1918 | 101.7243 | 112.0752 | 122.2476 | 132.2447 | 142.0694 | 151.7247 | 161.2135 | 170.5388 | 179.7032 | 188.7097 | 197.5608 | 206.2594 | 0.015425 | 0.015113 | 0.014805 | 0.014501 | 0.014199 | 0.0139 | 0.013603 | 0.013306 | 0.013012 | 0.01272 | 0.01243 | 0.012142 | 0.011858 | 0.011577 | 0.011299 | 0.011032 | 0.010776 | 0.01053 | 0.010294 | 0.010068 | 0.015425 | 0.030491 | 0.045199 | 0.059547 | 0.073531 | 0.087145 | 0.10038 | 0.11322 | 0.12567 | 0.13772 | 0.14937 | 0.16062 | 0.17147 | 0.18192 | 0.19197 | 0.20176 | 0.2113 | 0.22063 | 0.22977 | 0.23873 | 10.2891 | 10.1117 | 9.9373 | 9.766 | 9.5976 | 9.4321 | 9.2695 | 9.1097 | 8.9526 | 8.7983 | 8.6466 | 8.4975 | 8.351 | 8.207 | 8.0655 | 7.9265 | 7.7898 | 7.6555 | 7.5235 | 7.3938 | 10.2891 | 20.4007 | 30.3381 | 40.104 | 49.7017 | 59.1338 | 68.4033 | 77.513 | 86.4656 | 95.2639 | 103.9105 | 112.408 | 120.759 | 128.966 | 137.0315 | 144.958 | 152.7477 | 160.4032 | 167.9267 | 175.3205 | 0.015425 | 0.015113 | 0.014805 | 0.014501 | 0.014199 | 0.0139 | 0.013603 | 0.013306 | 0.013012 | 0.01272 | 0.01243 | 0.012142 | 0.011858 | 0.011577 | 0.011299 | 0.011032 | 0.010776 | 0.01053 | 0.010294 | 0.010068 | 0.015425 | 0.030491 | 0.045199 | 0.059547 | 0.073531 | 0.087145 | 0.10038 | 0.11322 | 0.12567 | 0.13772 | 0.14937 | 0.16062 | 0.17147 | 0.18192 | 0.19197 | 0.20176 | 0.2113 | 0.22063 | 0.22977 | 0.23873 | 10.2891 | 10.1117 | 9.9373 | 9.766 | 9.5976 | 9.4321 | 9.2695 | 9.1097 | 8.9526 | 8.7983 | 8.6466 | 8.4975 | 8.351 | 8.207 | 8.0655 | 7.9265 | 7.7898 | 7.6555 | 7.5235 | 7.3938 | 10.2891 | 20.4007 | 30.3381 | 40.104 | 49.7017 | 59.1338 | 68.4033 | 77.513 | 86.4656 | 95.2639 | 103.9105 | 112.408 | 120.759 | 128.966 | 137.0315 | 144.958 | 152.7477 | 160.4032 | 167.9267 | 175.3205 | 0.015425 | 0.015113 | 0.014805 | 0.014501 | 0.014199 | 0.0139 | 0.013603 | 0.013306 | 0.013012 | 0.01272 | 0.01243 | 0.012142 | 0.011858 | 0.011577 | 0.011299 | 0.011032 | 0.010776 | 0.01053 | 0.010294 | 0.010068 | 0.015425 | 0.030491 | 0.045199 | 0.059547 | 0.073531 | 0.087145 | 0.10038 | 0.11322 | 0.12567 | 0.13772 | 0.14937 | 0.16062 | 0.17147 | 0.18192 | 0.19197 | 0.20176 | 0.2113 | 0.22063 | 0.22977 | 0.23873 | 10.2891 | 10.1117 | 9.9373 | 9.766 | 9.5976 | 9.4321 | 9.2695 | 9.1097 | 8.9526 | 8.7983 | 8.6466 | 8.4975 | 8.351 | 8.207 | 8.0655 | 7.9265 | 7.7898 | 7.6555 | 7.5235 | 7.3938 | 10.2891 | 20.4007 | 30.3381 | 40.104 | 49.7017 | 59.1338 | 68.4033 | 77.513 | 86.4656 | 95.2639 | 103.9105 | 112.408 | 120.759 | 128.966 | 137.0315 | 144.958 | 152.7477 | 160.4032 | 167.9267 | 175.3205 | 0.015425 | 0.015113 | 0.014805 | 0.014501 | 0.014199 | 0.0139 | 0.013603 | 0.013306 | 0.013012 | 0.01272 | 0.01243 | 0.012142 | 0.011858 | 0.011577 | 0.011299 | 0.011032 | 0.010776 | 0.01053 | 0.010294 | 0.010068 | 0.015425 | 0.030491 | 0.045199 | 0.059547 | 0.073531 | 0.087145 | 0.10038 | 0.11322 | 0.12567 | 0.13772 | 0.14937 | 0.16062 | 0.17147 | 0.18192 | 0.19197 | 0.20176 | 0.2113 | 0.22063 | 0.22977 | 0.23873 | 10.2891 | 10.1117 | 9.9373 | 9.766 | 9.5976 | 9.4321 | 9.2695 | 9.1097 | 8.9526 | 8.7983 | 8.6466 | 8.4975 | 8.351 | 8.207 | 8.0655 | 7.9265 | 7.7898 | 7.6555 | 7.5235 | 7.3938 | 10.2891 | 20.4007 | 30.3381 | 40.104 | 49.7017 | 59.1338 | 68.4033 | 77.513 | 86.4656 | 95.2639 | 103.9105 | 112.408 | 120.759 | 128.966 | 137.0315 | 144.958 | 152.7477 | 160.4032 | 167.9267 | 175.3205 | 113.2783 | 113.4004 | 113.5201 | 113.6373 | 113.7517 | 113.8631 | 113.9711 | 114.0756 | 114.1764 | 114.2733 | 114.3662 | 114.4549 | 114.5392 | 114.6191 | 114.6944 | 114.765 | 114.8309 | 114.8918 | 114.9478 | 114.9987 | 85.8422 | 85.9346 | 86.0254 | 86.1142 | 86.2009 | 86.2853 | 86.3671 | 86.4463 | 86.5227 | 86.5962 | 86.6666 | 86.7338 | 86.7977 | 86.8582 | 86.9153 | 86.9688 | 87.0187 | 87.0649 | 87.1073 | 87.1459
WA_Industrial_Agriculture_Existing_Process_Natural Gas_Steam Trap Maintenance_A | WA | Industrial | Agriculture | Existing | Process | Natural Gas | Steam Trap Maintenance | A | IM92 | Degrade performance | Cleaning and maintenance | 6 | 1.9988 | 0 | 0 | 1.93 | 0 | 0 | 0 | 0.96445 |  | sqft | 73% | 85% | Retrofit | RetroEven20 | 80.75% | TBD | 0.2% | 164.4082 |  | 124.5883 |  | 0.17008 | IL TRM - 4.4.16 - CI-HVC-STRE-V07-210101 | IL TRM - 4.4.16 - CI-HVC-STRE-V07-210101 | IL TRM - 4.4.16 - CI-HVC-STRE-V07-210101 | Degrade performance | Degrade performance | Degrade performance | Degrade performance | Degrade performance | Degrade performance | Degrade performance | Degrade performance | Degrade performance | Degrade performance | Degrade performance | Degrade performance | Degrade performance | Degrade performance | Degrade performance | Degrade performance | Degrade performance | Degrade performance | Degrade performance | Degrade performance | Degrade performance | Degrade performance | Cleaning and maintenance | Cleaning and maintenance | Cleaning and maintenance | Cleaning and maintenance | Cleaning and maintenance | Cleaning and maintenance | Cleaning and maintenance | Cleaning and maintenance | Cleaning and maintenance | Cleaning and maintenance | Cleaning and maintenance | Cleaning and maintenance | Cleaning and maintenance | Cleaning and maintenance | Cleaning and maintenance | Cleaning and maintenance | Cleaning and maintenance | Cleaning and maintenance | Cleaning and maintenance | Cleaning and maintenance | Cleaning and maintenance | Cleaning and maintenance | 1.93 | 1.93 | 1.93 | 1.93 | 1.93 | 1.93 | 1.93 | 1.93 | 1.93 | 1.93 | 1.93 | 1.93 | 1.93 | 1.93 | 1.93 | 1.93 | 1.93 | 1.93 | 1.93 | 1.93 | 1.93 | 1.93 | 0 | 0 | 1.9982 | 1.9979 | 1.9976 | 1.9974 | 1.9972 | 1.997 | 1.9968 | 1.9967 | 1.9966 | 1.9964 | 1.9963 | 1.9962 | 1.9962 | 1.9961 | 1.996 | 1.9959 | 1.9959 | 1.9958 | 1.9957 | 1.9957 | 0.20008 | 0.1966 | 0.19318 | 0.18983 | 0.18654 | 0.18331 | 0.18013 | 0.17701 | 0.17395 | 0.17094 | 0.16798 | 0.16508 | 0.16223 | 0.15942 | 0.15667 | 0.15396 | 0.1513 | 0.14869 | 0.14612 | 0.1436 | 0.20008 | 0.39664 | 0.58977 | 0.77953 | 0.96599 | 1.1492 | 1.3293 | 1.5062 | 1.68 | 1.8509 | 2.0187 | 2.1837 | 2.3459 | 2.5052 | 2.6618 | 2.8157 | 2.9669 | 3.1155 | 3.2615 | 3.405 | 100.1302 | 98.4039 | 96.7072 | 95.0399 | 93.4013 | 91.7909 | 90.2083 | 88.653 | 87.1245 | 85.6223 | 84.1461 | 82.6953 | 81.2695 | 79.8683 | 78.4913 | 77.138 | 75.808 | 74.501 | 73.2165 | 71.9541 | 100.1302 | 198.5341 | 295.2413 | 390.2812 | 483.6825 | 575.4733 | 665.6816 | 754.3346 | 841.4591 | 927.0814 | 1011.2275 | 1093.9227 | 1175.1922 | 1255.0605 | 1333.5518 | 1410.6898 | 1486.4978 | 1560.9987 | 1634.2152 | 1706.1693 | 0.17008 | 0.16712 | 0.16422 | 0.16137 | 0.15858 | 0.15583 | 0.15313 | 0.15048 | 0.14788 | 0.14532 | 0.14281 | 0.14034 | 0.13792 | 0.13554 | 0.1332 | 0.1309 | 0.12864 | 0.12641 | 0.12423 | 0.12209 | 0.17008 | 0.33717 | 0.50135 | 0.66267 | 0.82119 | 0.97696 | 1.13 | 1.2804 | 1.4283 | 1.5735 | 1.7162 | 1.8565 | 1.9944 | 2.1298 | 2.263 | 2.3938 | 2.5224 | 2.6487 | 2.7729 | 2.8949 | 85.1107 | 83.6433 | 82.2012 | 80.7839 | 79.3911 | 78.0223 | 76.677 | 75.355 | 74.0558 | 72.779 | 71.5242 | 70.291 | 69.0791 | 67.8881 | 66.7176 | 65.5673 | 64.4368 | 63.3258 | 62.234 | 61.161 | 85.1107 | 168.754 | 250.9551 | 331.739 | 411.1301 | 489.1523 | 565.8294 | 641.1844 | 715.2402 | 788.0192 | 859.5433 | 929.8343 | 998.9134 | 1066.8015 | 1133.519 | 1199.0863 | 1263.5231 | 1326.8489 | 1389.0829 | 1450.2439 | 0.17008 | 0.16712 | 0.16422 | 0.16137 | 0.15858 | 0.15583 | 0.15313 | 0.15048 | 0.14788 | 0.14532 | 0.14281 | 0.14034 | 0.13792 | 0.13554 | 0.1332 | 0.1309 | 0.12864 | 0.12641 | 0.12423 | 0.12209 | 0.17008 | 0.33717 | 0.50135 | 0.66267 | 0.82119 | 0.97696 | 1.13 | 1.2804 | 1.4283 | 1.5735 | 1.7162 | 1.8565 | 1.9944 | 2.1298 | 2.263 | 2.3938 | 2.5224 | 2.6487 | 2.7729 | 2.8949 | 85.1107 | 83.6433 | 82.2012 | 80.7839 | 79.3911 | 78.0223 | 76.677 | 75.355 | 74.0558 | 72.779 | 71.5242 | 70.291 | 69.0791 | 67.8881 | 66.7176 | 65.5673 | 64.4368 | 63.3258 | 62.234 | 61.161 | 85.1107 | 168.754 | 250.9551 | 331.739 | 411.1301 | 489.1523 | 565.8294 | 641.1844 | 715.2402 | 788.0192 | 859.5433 | 929.8343 | 998.9134 | 1066.8015 | 1133.519 | 1199.0863 | 1263.5231 | 1326.8489 | 1389.0829 | 1450.2439 | 0.17008 | 0.16712 | 0.16422 | 0.16137 | 0.15858 | 0.15583 | 0.15313 | 0.15048 | 0.14788 | 0.14532 | 0.14281 | 0.14034 | 0.13792 | 0.13554 | 0.1332 | 0.1309 | 0.12864 | 0.12641 | 0.12423 | 0.12209 | 0.17008 | 0.33717 | 0.50135 | 0.66267 | 0.82119 | 0.97696 | 1.13 | 1.2804 | 1.4283 | 1.5735 | 1.7162 | 1.8565 | 1.9944 | 2.1298 | 2.263 | 2.3938 | 2.5224 | 2.6487 | 2.7729 | 2.8949 | 85.1107 | 83.6433 | 82.2012 | 80.7839 | 79.3911 | 78.0223 | 76.677 | 75.355 | 74.0558 | 72.779 | 71.5242 | 70.291 | 69.0791 | 67.8881 | 66.7176 | 65.5673 | 64.4368 | 63.3258 | 62.234 | 61.161 | 85.1107 | 168.754 | 250.9551 | 331.739 | 411.1301 | 489.1523 | 565.8294 | 641.1844 | 715.2402 | 788.0192 | 859.5433 | 929.8343 | 998.9134 | 1066.8015 | 1133.519 | 1199.0863 | 1263.5231 | 1326.8489 | 1389.0829 | 1450.2439 | 0.17008 | 0.16712 | 0.16422 | 0.16137 | 0.15858 | 0.15583 | 0.15313 | 0.15048 | 0.14788 | 0.14532 | 0.14281 | 0.14034 | 0.13792 | 0.13554 | 0.1332 | 0.1309 | 0.12864 | 0.12641 | 0.12423 | 0.12209 | 0.17008 | 0.33717 | 0.50135 | 0.66267 | 0.82119 | 0.97696 | 1.13 | 1.2804 | 1.4283 | 1.5735 | 1.7162 | 1.8565 | 1.9944 | 2.1298 | 2.263 | 2.3938 | 2.5224 | 2.6487 | 2.7729 | 2.8949 | 85.1107 | 83.6433 | 82.2012 | 80.7839 | 79.3911 | 78.0223 | 76.677 | 75.355 | 74.0558 | 72.779 | 71.5242 | 70.291 | 69.0791 | 67.8881 | 66.7176 | 65.5673 | 64.4368 | 63.3258 | 62.234 | 61.161 | 85.1107 | 168.754 | 250.9551 | 331.739 | 411.1301 | 489.1523 | 565.8294 | 641.1844 | 715.2402 | 788.0192 | 859.5433 | 929.8343 | 998.9134 | 1066.8015 | 1133.519 | 1199.0863 | 1263.5231 | 1326.8489 | 1389.0829 | 1450.2439 | 113.2783 | 113.4004 | 113.5201 | 113.6373 | 113.7517 | 113.8631 | 113.9711 | 114.0756 | 114.1764 | 114.2733 | 114.3662 | 114.4549 | 114.5392 | 114.6191 | 114.6944 | 114.765 | 114.8309 | 114.8918 | 114.9478 | 114.9987 | 85.8422 | 85.9346 | 86.0254 | 86.1142 | 86.2009 | 86.2853 | 86.3671 | 86.4463 | 86.5227 | 86.5962 | 86.6666 | 86.7338 | 86.7977 | 86.8582 | 86.9153 | 86.9688 | 87.0187 | 87.0649 | 87.1073 | 87.1459
WA_Industrial_Agriculture_Existing_Space Heating_Natural Gas_Gas Boiler - High Turndown_A | WA | Industrial | Agriculture | Existing | Space Heating | Natural Gas | Gas Boiler - High Turndown | A | IM93 | No control | Turndown control installed | 15 | 1.6002 | 0 | 0 | 27.59 | 0 | 0 | 0 | 13.7972 |  | employee | 35% | 50% | Retrofit | Retro12Med | 75.44% | TBD | 0.2% | 571.9223 |  | 379.416 |  | 0.044555 | MN TRM 3.1 - Boiler Modifications, Space Heating Only v4.0 | MN TRM 3.1 - Boiler Modifications, Space Heating Only v4.0 | MN TRM 3.1 - Boiler Modifications, Space Heating Only v4.0 | No control | No control | No control | No control | No control | No control | No control | No control | No control | No control | No control | No control | No control | No control | No control | No control | No control | No control | No control | No control | No control | No control | Turndown control installed | Turndown control installed | Turndown control installed | Turndown control installed | Turndown control installed | Turndown control installed | Turndown control installed | Turndown control installed | Turndown control installed | Turndown control installed | Turndown control installed | Turndown control installed | Turndown control installed | Turndown control installed | Turndown control installed | Turndown control installed | Turndown control installed | Turndown control installed | Turndown control installed | Turndown control installed | Turndown control installed | Turndown control installed | 27.59 | 27.59 | 27.59 | 27.59 | 27.59 | 27.59 | 27.59 | 27.59 | 27.59 | 27.59 | 27.59 | 27.59 | 27.59 | 27.59 | 27.59 | 27.59 | 27.59 | 27.59 | 27.59 | 27.59 | 27.59 | 27.59 | 0 | 0 | 1.5796 | 1.5581 | 1.5301 | 1.495 | 1.4527 | 1.4045 | 1.3526 | 1.2992 | 1.2469 | 1.1975 | 1.1521 | 1.1112 | 1.075 | 1.0428 | 1.0144 | 0.98961 | 0.96784 | 0.94828 | 0.93137 | 0.91542 | 0.052282 | 0.050681 | 0.048915 | 0.046966 | 0.044851 | 0.038355 | 0.029039 | 0.021931 | 0.016548 | 0.012494 | 0.0094511 | 0.0071667 | 0.0054505 | 0.0041572 | 0.0031793 | 0.0024385 | 1.5986e-05 | 5.4975e-06 | 1.809e-06 | 5.6979e-07 | 0.052282 | 0.10225 | 0.14933 | 0.19287 | 0.23226 | 0.26292 | 0.28223 | 0.29303 | 0.29778 | 0.29848 | 0.29662 | 0.29326 | 0.28913 | 0.28465 | 0.28007 | 0.27566 | 0.26961 | 0.26417 | 0.25946 | 0.25502 | 33.0989 | 32.5282 | 31.9674 | 31.4162 | 30.8746 | 27.308 | 21.4698 | 16.8797 | 13.2709 | 10.4337 | 8.203 | 6.4493 | 5.0705 | 3.9864 | 3.1342 | 2.4641 | 0.016517 | 0.0057973 | 0.0019423 | 0.00062243 | 33.0989 | 65.6271 | 97.5945 | 129.0107 | 159.8853 | 187.1933 | 208.663 | 225.5427 | 238.8136 | 249.2473 | 257.4503 | 263.8996 | 268.9701 | 272.9565 | 276.0907 | 278.5548 | 278.5713 | 278.5771 | 278.579 | 278.5796 | 0.044555 | 0.043327 | 0.041981 | 0.040503 | 0.038902 | 0.033489 | 0.025543 | 0.019444 | 0.014791 | 0.011259 | 0.0085836 | 0.0065572 | 0.0050205 | 0.0038525 | 0.0029623 | 0.0022831 | 1.5033e-05 | 5.1911e-06 | 1.7146e-06 | 5.4208e-07 | 0.044555 | 0.087414 | 0.12816 | 0.16632 | 0.20145 | 0.22956 | 0.24825 | 0.2598 | 0.26617 | 0.26897 | 0.26939 | 0.26832 | 0.26632 | 0.26378 | 0.26095 | 0.25809 | 0.25354 | 0.24945 | 0.24592 | 0.24262 | 28.1341 | 27.649 | 27.1723 | 26.7038 | 26.2434 | 23.2118 | 18.2493 | 14.3477 | 11.2803 | 8.8686 | 6.9726 | 5.4819 | 4.3099 | 3.3885 | 2.664 | 2.0945 | 0.01404 | 0.0049277 | 0.0016509 | 0.00052907 | 28.1341 | 55.783 | 82.9553 | 109.6591 | 135.9025 | 159.1143 | 177.3636 | 191.7113 | 202.9916 | 211.8602 | 218.8328 | 224.3147 | 228.6246 | 232.013 | 234.6771 | 236.7716 | 236.7856 | 236.7905 | 236.7922 | 236.7927 | 0 | 0 | 0 | 0 | 0 | 0 | 0 | 0 | 0 | 0 | 0 | 0 | 0 | 0 | 0 | 0 | 0 | 0 | 0 | 0 | 0 | 0 | 0 | 0 | 0 | 0 | 0 | 0 | 0 | 0 | 0 | 0 | 0 | 0 | 0 | 0 | 0 | 0 | 0 | 0 | 0 | 0 | 0 | 0 | 0 | 0 | 0 | 0 | 0 | 0 | 0 | 0 | 0 | 0 | 0 | 0 | 0 | 0 | 0 | 0 | 0 | 0 | 0 | 0 | 0 | 0 | 0 | 0 | 0 | 0 | 0 | 0 | 0 | 0 | 0 | 0 | 0 | 0 | 0 | 0 | 0.044695 | 0.043707 | 0.042724 | 0.041742 | 0.040754 | 0.03578 | 0.027895 | 0.021723 | 0.016898 | 0.01313 | 0.010193 | 0.0079064 | 0.0061302 | 0.0047524 | 0.0036851 | 0.0028602 | 1.8949e-05 | 6.5808e-06 | 2.1839e-06 | 6.9377e-07 | 0.044695 | 0.088181 | 0.13044 | 0.17141 | 0.21105 | 0.24527 | 0.27111 | 0.29026 | 0.30408 | 0.31366 | 0.31989 | 0.32353 | 0.32519 | 0.32541 | 0.32462 | 0.32333 | 0.31958 | 0.31622 | 0.31323 | 0.31051 | 28.1341 | 27.649 | 27.1723 | 26.7038 | 26.2434 | 23.2118 | 18.2493 | 14.3477 | 11.2803 | 8.8686 | 6.9726 | 5.4819 | 4.3099 | 3.3885 | 2.664 | 2.0945 | 0.01404 | 0.0049277 | 0.0016509 | 0.00052907 | 28.1341 | 55.783 | 82.9553 | 109.6591 | 135.9025 | 159.1143 | 177.3636 | 191.7113 | 202.9916 | 211.8602 | 218.8328 | 224.3147 | 228.6246 | 232.013 | 234.6771 | 236.7716 | 236.7856 | 236.7905 | 236.7922 | 236.7927 | 0 | 0 | 0 | 0 | 0 | 0 | 0 | 0 | 0 | 0 | 0 | 0 | 0 | 0 | 0 | 0 | 0 | 0 | 0 | 0 | 0 | 0 | 0 | 0 | 0 | 0 | 0 | 0 | 0 | 0 | 0 | 0 | 0 | 0 | 0 | 0 | 0 | 0 | 0 | 0 | 0 | 0 | 0 | 0 | 0 | 0 | 0 | 0 | 0 | 0 | 0 | 0 | 0 | 0 | 0 | 0 | 0 | 0 | 0 | 0 | 0 | 0 | 0 | 0 | 0 | 0 | 0 | 0 | 0 | 0 | 0 | 0 | 0 | 0 | 0 | 0 | 0 | 0 | 0 | 0 | 803.1404 | 804.0056 | 804.8547 | 805.6858 | 806.4968 | 807.2861 | 808.0519 | 808.7929 | 809.5077 | 810.1949 | 810.8534 | 811.4822 | 812.0802 | 812.6466 | 813.1805 | 813.6811 | 814.1478 | 814.5798 | 814.9767 | 815.3378 | 532.8072 | 533.3812 | 533.9445 | 534.4959 | 535.0339 | 535.5575 | 536.0656 | 536.5572 | 537.0313 | 537.4872 | 537.9241 | 538.3412 | 538.7379 | 539.1137 | 539.4679 | 539.8 | 540.1096 | 540.3962 | 540.6595 | 540.8991
WA_Industrial_Agriculture_Existing_Process_Natural Gas_Gas Boiler - High Turndown_A | WA | Industrial | Agriculture | Existing | Process | Natural Gas | Gas Boiler - High Turndown | A | IM94 | No control | Turndown control installed | 15 | 2.1216 | 0 | 0 | 27.59 | 0 | 0 | 0 | 13.7972 |  | sqft | 35% | 50% | Retrofit | Retro12Med | 75.44% | TBD | 0.2% | 571.9223 |  | 379.416 |  | 0.49214 | MN TRM 3.1 - Boiler Modifications, Space Heating Only v4.0 | MN TRM 3.1 - Boiler Modifications, Space Heating Only v4.0 | MN TRM 3.1 - Boiler Modifications, Space Heating Only v4.0 | No control | No control | No control | No control | No control | No control | No control | No control | No control | No control | No control | No control | No control | No control | No control | No control | No control | No control | No control | No control | No control | No control | Turndown control installed | Turndown control installed | Turndown control installed | Turndown control installed | Turndown control installed | Turndown control installed | Turndown control installed | Turndown control installed | Turndown control installed | Turndown control installed | Turndown control installed | Turndown control installed | Turndown control installed | Turndown control installed | Turndown control installed | Turndown control installed | Turndown control installed | Turndown control installed | Turndown control installed | Turndown control installed | Turndown control installed | Turndown control installed | 27.59 | 27.59 | 27.59 | 27.59 | 27.59 | 27.59 | 27.59 | 27.59 | 27.59 | 27.59 | 27.59 | 27.59 | 27.59 | 27.59 | 27.59 | 27.59 | 27.59 | 27.59 | 27.59 | 27.59 | 27.59 | 27.59 | 0 | 0 | 2.1135 | 2.1053 | 2.0969 | 2.0884 | 2.0796 | 2.0709 | 2.0624 | 2.0541 | 2.0462 | 2.0385 | 2.0311 | 2.0241 | 2.0173 | 2.0106 | 2.0041 | 1.9975 | 1.9911 | 1.9846 | 1.978 | 1.9713 | 0.57866 | 0.56647 | 0.55449 | 0.54271 | 0.53112 | 0.46779 | 0.36627 | 0.28681 | 0.22462 | 0.17594 | 0.13782 | 0.10798 | 0.08461 | 0.066302 | 0.051957 | 0.040715 | 0.00027204 | 9.5171e-05 | 3.1779e-05 | 1.015e-05 | 0.57866 | 1.1429 | 1.6928 | 2.2286 | 2.7504 | 3.2066 | 3.5598 | 3.8324 | 4.0421 | 4.2029 | 4.3255 | 4.4185 | 4.4883 | 4.5398 | 4.5769 | 4.6026 | 4.5881 | 4.5732 | 4.558 | 4.5426 | 273.7926 | 269.072 | 264.4329 | 259.8737 | 255.3931 | 225.8908 | 177.5969 | 139.6279 | 109.7764 | 86.307 | 67.8551 | 53.3482 | 41.9427 | 32.9756 | 25.9257 | 20.3829 | 0.13663 | 0.047955 | 0.016067 | 0.0051487 | 273.7926 | 542.8646 | 807.2975 | 1067.1712 | 1322.5643 | 1548.4551 | 1726.052 | 1865.6799 | 1975.4563 | 2061.7633 | 2129.6185 | 2182.9666 | 2224.9094 | 2257.885 | 2283.8107 | 2304.1936 | 2304.3303 | 2304.3782 | 2304.3943 | 2304.3994 | 0.49214 | 0.48206 | 0.47215 | 0.4624 | 0.45281 | 0.39907 | 0.31266 | 0.24498 | 0.19197 | 0.15045 | 0.11792 | 0.092437 | 0.072467 | 0.056815 | 0.044544 | 0.034923 | 0.00023346 | 8.1714e-05 | 2.73e-05 | 8.7234e-06 | 0.49214 | 0.97257 | 1.4414 | 1.8989 | 2.3449 | 2.7356 | 3.0387 | 3.2734 | 3.4545 | 3.594 | 3.7009 | 3.7824 | 3.8441 | 3.8902 | 3.9239 | 3.9479 | 3.9374 | 3.9266 | 3.9155 | 3.9043 | 232.7237 | 228.7112 | 224.7679 | 220.8926 | 217.0841 | 192.0072 | 150.9574 | 118.6837 | 93.31 | 73.3609 | 57.6769 | 45.346 | 35.6513 | 28.0293 | 22.0368 | 17.3255 | 0.11614 | 0.040762 | 0.013657 | 0.0043764 | 232.7237 | 461.435 | 686.2029 | 907.0955 | 1124.1797 | 1316.1868 | 1467.1442 | 1585.8279 | 1679.1379 | 1752.4988 | 1810.1757 | 1855.5216 | 1891.173 | 1919.2023 | 1941.2391 | 1958.5646 | 1958.6807 | 1958.7215 | 1958.7351 | 1958.7395 | 0 | 0 | 0 | 0 | 0 | 0 | 0 | 0 | 0 | 0 | 0 | 0 | 0 | 0 | 0 | 0 | 0 | 0 | 0 | 0 | 0 | 0 | 0 | 0 | 0 | 0 | 0 | 0 | 0 | 0 | 0 | 0 | 0 | 0 | 0 | 0 | 0 | 0 | 0 | 0 | 0 | 0 | 0 | 0 | 0 | 0 | 0 | 0 | 0 | 0 | 0 | 0 | 0 | 0 | 0 | 0 | 0 | 0 | 0 | 0 | 0 | 0 | 0 | 0 | 0 | 0 | 0 | 0 | 0 | 0 | 0 | 0 | 0 | 0 | 0 | 0 | 0 | 0 | 0 | 0 | 0.49214 | 0.48206 | 0.47215 | 0.4624 | 0.45281 | 0.39907 | 0.31266 | 0.24498 | 0.19197 | 0.15045 | 0.11792 | 0.092437 | 0.072467 | 0.056815 | 0.044544 | 0.034923 | 0.00023346 | 8.1714e-05 | 2.73e-05 | 8.7234e-06 | 0.49214 | 0.97257 | 1.4414 | 1.8989 | 2.3449 | 2.7356 | 3.0387 | 3.2734 | 3.4545 | 3.594 | 3.7009 | 3.7824 | 3.8441 | 3.8902 | 3.9239 | 3.9479 | 3.9374 | 3.9266 | 3.9155 | 3.9043 | 232.7237 | 228.7112 | 224.7679 | 220.8926 | 217.0841 | 192.0072 | 150.9574 | 118.6837 | 93.31 | 73.3609 | 57.6769 | 45.346 | 35.6513 | 28.0293 | 22.0368 | 17.3255 | 0.11614 | 0.040762 | 0.013657 | 0.0043764 | 232.7237 | 461.435 | 686.2029 | 907.0955 | 1124.1797 | 1316.1868 | 1467.1442 | 1585.8279 | 1679.1379 | 1752.4988 | 1810.1757 | 1855.5216 | 1891.173 | 1919.2023 | 1941.2391 | 1958.5646 | 1958.6807 | 1958.7215 | 1958.7351 | 1958.7395 | 0 | 0 | 0 | 0 | 0 | 0 | 0 | 0 | 0 | 0 | 0 | 0 | 0 | 0 | 0 | 0 | 0 | 0 | 0 | 0 | 0 | 0 | 0 | 0 | 0 | 0 | 0 | 0 | 0 | 0 | 0 | 0 | 0 | 0 | 0 | 0 | 0 | 0 | 0 | 0 | 0 | 0 | 0 | 0 | 0 | 0 | 0 | 0 | 0 | 0 | 0 | 0 | 0 | 0 | 0 | 0 | 0 | 0 | 0 | 0 | 0 | 0 | 0 | 0 | 0 | 0 | 0 | 0 | 0 | 0 | 0 | 0 | 0 | 0 | 0 | 0 | 0 | 0 | 0 | 0 | 803.1404 | 804.0056 | 804.8547 | 805.6858 | 806.4968 | 807.2861 | 808.0519 | 808.7929 | 809.5077 | 810.1949 | 810.8534 | 811.4822 | 812.0802 | 812.6466 | 813.1805 | 813.6811 | 814.1478 | 814.5798 | 814.9767 | 815.3378 | 532.8072 | 533.3812 | 533.9445 | 534.4959 | 535.0339 | 535.5575 | 536.0656 | 536.5572 | 537.0313 | 537.4872 | 537.9241 | 538.3412 | 538.7379 | 539.1137 | 539.4679 | 539.8 | 540.1096 | 540.3962 | 540.6595 | 540.8991
WA_Industrial_Agriculture_Existing_Space Heating_Natural Gas_Gas Boiler - Burner Control Optimization_A | WA | Industrial | Agriculture | Existing | Space Heating | Natural Gas | Gas Boiler - Burner Control Optimization | A | IM95 | Average performance | Optimized burner controls | 18 | 0.46406 | 0 | 0 | 9.27 | 0 | 0 | 0 | 4.6354 |  | employee | 5% | 85% | Retrofit | Retro3Slow | 84.16% | TBD | 0.2% | 371.2686 |  | 239.1473 |  | 0.0034852 | IL TRM - 4.4.22 - CI-HVC-O2TC-V01-140601 | GBLR_O2TRM-Heating-MEMD-2018-1 | IL TRM - 4.4.22 - CI-HVC-O2TC-V01-140601 | Average performance | Average performance | Average performance | Average performance | Average performance | Average performance | Average performance | Average performance | Average performance | Average performance | Average performance | Average performance | Average performance | Average performance | Average performance | Average performance | Average performance | Average performance | Average performance | Average performance | Average performance | Average performance | Optimized burner controls | Optimized burner controls | Optimized burner controls | Optimized burner controls | Optimized burner controls | Optimized burner controls | Optimized burner controls | Optimized burner controls | Optimized burner controls | Optimized burner controls | Optimized burner controls | Optimized burner controls | Optimized burner controls | Optimized burner controls | Optimized burner controls | Optimized burner controls | Optimized burner controls | Optimized burner controls | Optimized burner controls | Optimized burner controls | Optimized burner controls | Optimized burner controls | 9.27 | 9.27 | 9.27 | 9.27 | 9.27 | 9.27 | 9.27 | 9.27 | 9.27 | 9.27 | 9.27 | 9.27 | 9.27 | 9.27 | 9.27 | 9.27 | 9.27 | 9.27 | 9.27 | 9.27 | 9.27 | 9.27 | 0 | 0 | 0.45803 | 0.45175 | 0.44361 | 0.43337 | 0.42107 | 0.40707 | 0.39197 | 0.37649 | 0.3613 | 0.34696 | 0.33379 | 0.32191 | 0.31138 | 0.30206 | 0.2938 | 0.2866 | 0.28027 | 0.27459 | 0.26967 | 0.26504 | 0.0040895 | 0.006231 | 0.012026 | 0.020206 | 0.030013 | 0.03992 | 0.04808 | 0.052948 | 0.053778 | 0.050752 | 0.044785 | 0.037141 | 0.029076 | 0.021559 | 0.015185 | 0.01019 | 0.006529 | 0.0040004 | 0.0023502 | 0.001537 | 0.0040895 | 0.010264 | 0.022106 | 0.041801 | 0.070627 | 0.1082 | 0.15227 | 0.1992 | 0.24494 | 0.28597 | 0.3199 | 0.34566 | 0.36343 | 0.3741 | 0.37906 | 0.37996 | 0.3781 | 0.37444 | 0.37008 | 0.36526 | 8.9286 | 13.7929 | 27.1102 | 46.6248 | 71.277 | 98.0674 | 122.6611 | 140.6372 | 148.8442 | 146.2779 | 134.1722 | 115.3765 | 93.3777 | 71.3749 | 51.6853 | 35.5559 | 23.2953 | 14.5687 | 8.715 | 5.799 | 8.9286 | 22.7215 | 49.8316 | 96.4565 | 167.7335 | 265.8009 | 388.4619 | 529.0992 | 677.9434 | 824.2213 | 958.3934 | 1073.7699 | 1167.1477 | 1238.5226 | 1290.2079 | 1325.7638 | 1349.0591 | 1363.6277 | 1372.3427 | 1378.1417 | 0.0034852 | 0.005327 | 0.010322 | 0.017426 | 0.026033 | 0.034859 | 0.042296 | 0.046949 | 0.048075 | 0.045741 | 0.04068 | 0.033988 | 0.026787 | 0.019982 | 0.014151 | 0.0095427 | 0.0061411 | 0.0037783 | 0.0022281 | 0.0014626 | 0.0034852 | 0.0087753 | 0.018973 | 0.036051 | 0.061264 | 0.094481 | 0.13395 | 0.17663 | 0.21897 | 0.25773 | 0.29058 | 0.31631 | 0.33481 | 0.34674 | 0.35326 | 0.35582 | 0.35564 | 0.35365 | 0.35086 | 0.34758 | 7.5893 | 11.724 | 23.0436 | 39.6311 | 60.5855 | 83.3573 | 104.2619 | 119.5417 | 126.5176 | 124.3362 | 114.0463 | 98.07 | 79.3711 | 60.6687 | 43.9325 | 30.2225 | 19.801 | 12.3834 | 7.4077 | 4.9292 | 7.5893 | 19.3132 | 42.3569 | 81.988 | 142.5735 | 225.9307 | 330.1926 | 449.7343 | 576.2519 | 700.5881 | 814.6344 | 912.7044 | 992.0755 | 1052.7442 | 1096.6767 | 1126.8992 | 1146.7002 | 1159.0836 | 1166.4913 | 1171.4205 | 0 | 0 | 0 | 0 | 0 | 0 | 0 | 0 | 0 | 0 | 0 | 0 | 0 | 0 | 0 | 0 | 0 | 0 | 0 | 0 | 0 | 0 | 0 | 0 | 0 | 0 | 0 | 0 | 0 | 0 | 0 | 0 | 0 | 0 | 0 | 0 | 0 | 0 | 0 | 0 | 0 | 0 | 0 | 0 | 0 | 0 | 0 | 0 | 0 | 0 | 0 | 0 | 0 | 0 | 0 | 0 | 0 | 0 | 0 | 0 | 0 | 0 | 0 | 0 | 0 | 0 | 0 | 0 | 0 | 0 | 0 | 0 | 0 | 0 | 0 | 0 | 0 | 0 | 0 | 0 | 0.0034963 | 0.0053741 | 0.010506 | 0.017962 | 0.027279 | 0.037253 | 0.046203 | 0.05247 | 0.054942 | 0.053363 | 0.048328 | 0.041002 | 0.032725 | 0.024665 | 0.017616 | 0.011963 | 0.0077464 | 0.0047936 | 0.0028403 | 0.0018735 | 0.0034963 | 0.008853 | 0.019312 | 0.03716 | 0.064194 | 0.10097 | 0.14632 | 0.1974 | 0.25025 | 0.30068 | 0.34521 | 0.38159 | 0.40904 | 0.428 | 0.43973 | 0.44607 | 0.4486 | 0.44868 | 0.44726 | 0.44525 | 7.5893 | 11.724 | 23.0436 | 39.6311 | 60.5855 | 83.3573 | 104.2619 | 119.5417 | 126.5176 | 124.3362 | 114.0463 | 98.07 | 79.3711 | 60.6687 | 43.9325 | 30.2225 | 19.801 | 12.3834 | 7.4077 | 4.9292 | 7.5893 | 19.3132 | 42.3569 | 81.988 | 142.5735 | 225.9307 | 330.1926 | 449.7343 | 576.2519 | 700.5881 | 814.6344 | 912.7044 | 992.0755 | 1052.7442 | 1096.6767 | 1126.8992 | 1146.7002 | 1159.0836 | 1166.4913 | 1171.4205 | 0 | 0 | 0 | 0 | 0 | 0 | 0 | 0 | 0 | 0 | 0 | 0 | 0 | 0 | 0 | 0 | 0 | 0 | 0 | 0 | 0 | 0 | 0 | 0 | 0 | 0 | 0 | 0 | 0 | 0 | 0 | 0 | 0 | 0 | 0 | 0 | 0 | 0 | 0 | 0 | 0 | 0 | 0 | 0 | 0 | 0 | 0 | 0 | 0 | 0 | 0 | 0 | 0 | 0 | 0 | 0 | 0 | 0 | 0 | 0 | 0 | 0 | 0 | 0 | 0 | 0 | 0 | 0 | 0 | 0 | 0 | 0 | 0 | 0 | 0 | 0 | 0 | 0 | 0 | 0 | 835.8532 | 836.7537 | 837.6374 | 838.5023 | 839.3464 | 840.1678 | 840.9649 | 841.736 | 842.4799 | 843.1951 | 843.8804 | 844.5348 | 845.1572 | 845.7466 | 846.3023 | 846.8233 | 847.309 | 847.7586 | 848.1717 | 848.5475 | 538.4027 | 538.9827 | 539.5519 | 540.1091 | 540.6527 | 541.1818 | 541.6953 | 542.192 | 542.6711 | 543.1318 | 543.5733 | 543.9948 | 544.3957 | 544.7754 | 545.1333 | 545.4689 | 545.7817 | 546.0714 | 546.3374 | 546.5795
WA_Industrial_Agriculture_Existing_Process_Natural Gas_Gas Boiler - Burner Control Optimization_A | WA | Industrial | Agriculture | Existing | Process | Natural Gas | Gas Boiler - Burner Control Optimization | A | IM96 | Average performance | Optimized burner controls | 18 | 0.61528 | 0 | 0 | 9.27 | 0 | 0 | 0 | 4.6354 |  | sqft | 5% | 85% | Retrofit | Retro3Slow | 84.16% | TBD | 0.2% | 371.2686 |  | 239.1473 |  | 0.038491 | IL TRM - 4.4.22 - CI-HVC-O2TC-V01-140601 | GBLR_O2TRM-Heating-MEMD-2018-1 | IL TRM - 4.4.22 - CI-HVC-O2TC-V01-140601 | Average performance | Average performance | Average performance | Average performance | Average performance | Average performance | Average performance | Average performance | Average performance | Average performance | Average performance | Average performance | Average performance | Average performance | Average performance | Average performance | Average performance | Average performance | Average performance | Average performance | Average performance | Average performance | Optimized burner controls | Optimized burner controls | Optimized burner controls | Optimized burner controls | Optimized burner controls | Optimized burner controls | Optimized burner controls | Optimized burner controls | Optimized burner controls | Optimized burner controls | Optimized burner controls | Optimized burner controls | Optimized burner controls | Optimized burner controls | Optimized burner controls | Optimized burner controls | Optimized burner controls | Optimized burner controls | Optimized burner controls | Optimized burner controls | Optimized burner controls | Optimized burner controls | 9.27 | 9.27 | 9.27 | 9.27 | 9.27 | 9.27 | 9.27 | 9.27 | 9.27 | 9.27 | 9.27 | 9.27 | 9.27 | 9.27 | 9.27 | 9.27 | 9.27 | 9.27 | 9.27 | 9.27 | 9.27 | 9.27 | 0 | 0 | 0.61275 | 0.6102 | 0.60761 | 0.60496 | 0.60226 | 0.59957 | 0.59698 | 0.59448 | 0.59208 | 0.58977 | 0.58757 | 0.58548 | 0.58345 | 0.58148 | 0.57953 | 0.57759 | 0.5757 | 0.57379 | 0.57186 | 0.56989 | 0.045256 | 0.06962 | 0.13626 | 0.23332 | 0.35509 | 0.48637 | 0.60572 | 0.69158 | 0.72898 | 0.71363 | 0.65213 | 0.55877 | 0.45067 | 0.34331 | 0.24777 | 0.16988 | 0.11094 | 0.069149 | 0.041225 | 0.027337 | 0.045256 | 0.11469 | 0.25046 | 0.48269 | 0.83562 | 1.3183 | 1.9183 | 2.6018 | 3.3203 | 4.021 | 4.6582 | 5.2003 | 5.633 | 5.9573 | 6.1851 | 6.3342 | 6.4245 | 6.4723 | 6.4917 | 6.4967 | 73.8567 | 114.0943 | 224.2542 | 385.6786 | 589.6007 | 811.2092 | 1014.6473 | 1163.3456 | 1231.2331 | 1210.0049 | 1109.8666 | 954.3896 | 772.4167 | 590.4105 | 427.5386 | 294.1171 | 192.6974 | 120.5114 | 72.09 | 47.9694 | 73.8567 | 187.951 | 412.2052 | 797.8839 | 1387.4846 | 2198.6938 | 3213.341 | 4376.6866 | 5607.9197 | 6817.9247 | 7927.7913 | 8882.1809 | 9654.5976 | 10245.0081 | 10672.5467 | 10966.6638 | 11159.3612 | 11279.8726 | 11351.9626 | 11399.9321 | 0.038491 | 0.059251 | 0.11604 | 0.19883 | 0.3028 | 0.41503 | 0.5172 | 0.59089 | 0.62323 | 0.61046 | 0.55817 | 0.47852 | 0.38614 | 0.29431 | 0.21251 | 0.14578 | 0.095246 | 0.059398 | 0.03543 | 0.023507 | 0.038491 | 0.097606 | 0.21329 | 0.41133 | 0.71257 | 1.1249 | 1.638 | 2.223 | 2.8386 | 3.4397 | 3.987 | 4.4534 | 4.8265 | 5.107 | 5.3049 | 5.4356 | 5.5158 | 5.5597 | 5.5792 | 5.5864 | 62.7782 | 96.9801 | 190.6161 | 327.8268 | 501.1606 | 689.5278 | 862.4502 | 988.8437 | 1046.5481 | 1028.5042 | 943.3866 | 811.2312 | 656.5542 | 501.8489 | 363.4078 | 249.9995 | 163.7928 | 102.4347 | 61.2765 | 40.774 | 62.7782 | 159.7583 | 350.3745 | 678.2013 | 1179.3619 | 1868.8897 | 2731.3399 | 3720.1836 | 4766.7318 | 5795.236 | 6738.6226 | 7549.8537 | 8206.408 | 8708.2569 | 9071.6647 | 9321.6643 | 9485.4571 | 9587.8917 | 9649.1683 | 9689.9422 | 0 | 0 | 0 | 0 | 0 | 0 | 0 | 0 | 0 | 0 | 0 | 0 | 0 | 0 | 0 | 0 | 0 | 0 | 0 | 0 | 0 | 0 | 0 | 0 | 0 | 0 | 0 | 0 | 0 | 0 | 0 | 0 | 0 | 0 | 0 | 0 | 0 | 0 | 0 | 0 | 0 | 0 | 0 | 0 | 0 | 0 | 0 | 0 | 0 | 0 | 0 | 0 | 0 | 0 | 0 | 0 | 0 | 0 | 0 | 0 | 0 | 0 | 0 | 0 | 0 | 0 | 0 | 0 | 0 | 0 | 0 | 0 | 0 | 0 | 0 | 0 | 0 | 0 | 0 | 0 | 0.038491 | 0.059251 | 0.11604 | 0.19883 | 0.3028 | 0.41503 | 0.5172 | 0.59089 | 0.62323 | 0.61046 | 0.55817 | 0.47852 | 0.38614 | 0.29431 | 0.21251 | 0.14578 | 0.095246 | 0.059398 | 0.03543 | 0.023507 | 0.038491 | 0.097606 | 0.21329 | 0.41133 | 0.71257 | 1.1249 | 1.638 | 2.223 | 2.8386 | 3.4397 | 3.987 | 4.4534 | 4.8265 | 5.107 | 5.3049 | 5.4356 | 5.5158 | 5.5597 | 5.5792 | 5.5864 | 62.7782 | 96.9801 | 190.6161 | 327.8268 | 501.1606 | 689.5278 | 862.4502 | 988.8437 | 1046.5481 | 1028.5042 | 943.3866 | 811.2312 | 656.5542 | 501.8489 | 363.4078 | 249.9995 | 163.7928 | 102.4347 | 61.2765 | 40.774 | 62.7782 | 159.7583 | 350.3745 | 678.2013 | 1179.3619 | 1868.8897 | 2731.3399 | 3720.1836 | 4766.7318 | 5795.236 | 6738.6226 | 7549.8537 | 8206.408 | 8708.2569 | 9071.6647 | 9321.6643 | 9485.4571 | 9587.8917 | 9649.1683 | 9689.9422 | 0 | 0 | 0 | 0 | 0 | 0 | 0 | 0 | 0 | 0 | 0 | 0 | 0 | 0 | 0 | 0 | 0 | 0 | 0 | 0 | 0 | 0 | 0 | 0 | 0 | 0 | 0 | 0 | 0 | 0 | 0 | 0 | 0 | 0 | 0 | 0 | 0 | 0 | 0 | 0 | 0 | 0 | 0 | 0 | 0 | 0 | 0 | 0 | 0 | 0 | 0 | 0 | 0 | 0 | 0 | 0 | 0 | 0 | 0 | 0 | 0 | 0 | 0 | 0 | 0 | 0 | 0 | 0 | 0 | 0 | 0 | 0 | 0 | 0 | 0 | 0 | 0 | 0 | 0 | 0 | 835.8532 | 836.7537 | 837.6374 | 838.5023 | 839.3464 | 840.1678 | 840.9649 | 841.736 | 842.4799 | 843.1951 | 843.8804 | 844.5348 | 845.1572 | 845.7466 | 846.3023 | 846.8233 | 847.309 | 847.7586 | 848.1717 | 848.5475 | 538.4027 | 538.9827 | 539.5519 | 540.1091 | 540.6527 | 541.1818 | 541.6953 | 542.192 | 542.6711 | 543.1318 | 543.5733 | 543.9948 | 544.3957 | 544.7754 | 545.1333 | 545.4689 | 545.7817 | 546.0714 | 546.3374 | 546.5795
WA_Industrial_Agriculture_Existing_Space Heating_Natural Gas_HVAC - Demand Controlled Ventilation_A | WA | Industrial | Agriculture | Existing | Space Heating | Natural Gas | HVAC - Demand Controlled Ventilation | A | IM97 | Constant ventilation | DCV enabled | 15 | 0.077467 | 0 | 0 | 0.27 | 0.02 | 0 | 0 | 0.13735 |  | sqft | 55% | 75% | Retrofit | RetroEven20 | 80.75% | TBD | 0.2% | 151.1512 |  | 94.0644 |  | 0.45 | VENT_DCV-Heating-7PLN-v5-8 | VENT_DCV-Heating-7PLN-v5-8 | VENT_DCV-Heating-7PLN-v5-8 | Constant ventilation | Constant ventilation | Constant ventilation | Constant ventilation | Constant ventilation | Constant ventilation | Constant ventilation | Constant ventilation | Constant ventilation | Constant ventilation | Constant ventilation | Constant ventilation | Constant ventilation | Constant ventilation | Constant ventilation | Constant ventilation | Constant ventilation | Constant ventilation | Constant ventilation | Constant ventilation | Constant ventilation | Constant ventilation | DCV enabled | DCV enabled | DCV enabled | DCV enabled | DCV enabled | DCV enabled | DCV enabled | DCV enabled | DCV enabled | DCV enabled | DCV enabled | DCV enabled | DCV enabled | DCV enabled | DCV enabled | DCV enabled | DCV enabled | DCV enabled | DCV enabled | DCV enabled | DCV enabled | DCV enabled | 0.27 | 0.27 | 0.27 | 0.27 | 0.27 | 0.27 | 0.27 | 0.27 | 0.27 | 0.27 | 0.27 | 0.27 | 0.27 | 0.27 | 0.27 | 0.27 | 0.27 | 0.27 | 0.27 | 0.27 | 0.27 | 0.27 | 0 | 0 | 0.076467 | 0.075863 | 0.075238 | 0.074593 | 0.073928 | 0.073243 | 0.072539 | 0.071816 | 0.071079 | 0.070333 | 0.069582 | 0.068824 | 0.068075 | 0.067332 | 0.066596 | 0.06591 | 0.06527 | 0.06467 | 0.064108 | 0.063583 | 0.52849 | 0.51527 | 0.50222 | 0.48933 | 0.47661 | 0.46405 | 0.45167 | 0.43945 | 0.42745 | 0.41567 | 0.40414 | 0.39284 | 0.38187 | 0.37119 | 0.3608 | 0.35093 | 0.34153 | 0.33256 | 0.32398 | 0.31579 | 0.52849 | 1.0396 | 1.5332 | 2.0094 | 2.4681 | 2.9093 | 3.333 | 3.7393 | 4.1283 | 4.5007 | 4.8567 | 5.1967 | 5.522 | 5.8329 | 6.1299 | 6.4177 | 6.6969 | 6.9679 | 7.2314 | 7.4879 | 6911.3657 | 6792.2042 | 6675.0972 | 6560.0093 | 6446.9057 | 6335.7522 | 6226.5151 | 6119.1614 | 6013.6586 | 5909.9748 | 5808.0787 | 5707.9394 | 5609.5267 | 5512.8107 | 5417.7622 | 5324.3525 | 5232.5534 | 5142.3369 | 5053.6759 | 4966.5436 | 6911.3657 | 13703.5699 | 20378.6671 | 26938.6765 | 33385.5822 | 39721.3344 | 45947.8495 | 52067.0108 | 58080.6694 | 63990.6443 | 69798.723 | 75506.6624 | 81116.1891 | 86628.9997 | 92046.762 | 97371.1145 | 102603.6679 | 107746.0048 | 112799.6807 | 117766.2243 | 0.45 | 0.43955 | 0.42925 | 0.41911 | 0.40911 | 0.39925 | 0.38954 | 0.37996 | 0.37054 | 0.36129 | 0.35221 | 0.34329 | 0.33454 | 0.32596 | 0.31756 | 0.3095 | 0.30179 | 0.29442 | 0.28737 | 0.28063 | 0.45 | 0.8868 | 1.3105 | 1.7211 | 2.1186 | 2.5031 | 2.8746 | 3.233 | 3.5787 | 3.9119 | 4.2327 | 4.5412 | 4.8376 | 5.1222 | 5.3952 | 5.6601 | 5.9177 | 6.1689 | 6.4141 | 6.6542 | 5874.6608 | 5773.3736 | 5673.8326 | 5576.0079 | 5479.8699 | 5385.3894 | 5292.5378 | 5201.2872 | 5111.6098 | 5023.4786 | 4936.8669 | 4851.7485 | 4768.0977 | 4685.8891 | 4605.0979 | 4525.6997 | 4447.6704 | 4370.9864 | 4295.6245 | 4221.5621 | 5874.6608 | 11648.0344 | 17321.867 | 22897.875 | 28377.7449 | 33763.1342 | 39055.672 | 44256.9592 | 49368.569 | 54392.0476 | 59328.9145 | 64180.663 | 68948.7607 | 73634.6498 | 78239.7477 | 82765.4473 | 87213.1177 | 91584.1041 | 95879.7286 | 100101.2907 | 0.45 | 0.43955 | 0.42925 | 0.41911 | 0.40911 | 0.39925 | 0.38954 | 0.37996 | 0.37054 | 0.36129 | 0.35221 | 0.34329 | 0.33454 | 0.32596 | 0.31756 | 0.3095 | 0.30179 | 0.29442 | 0.28737 | 0.28063 | 0.45 | 0.8868 | 1.3105 | 1.7211 | 2.1186 | 2.5031 | 2.8746 | 3.233 | 3.5787 | 3.9119 | 4.2327 | 4.5412 | 4.8376 | 5.1222 | 5.3952 | 5.6601 | 5.9177 | 6.1689 | 6.4141 | 6.6542 | 5874.6608 | 5773.3736 | 5673.8326 | 5576.0079 | 5479.8699 | 5385.3894 | 5292.5378 | 5201.2872 | 5111.6098 | 5023.4786 | 4936.8669 | 4851.7485 | 4768.0977 | 4685.8891 | 4605.0979 | 4525.6997 | 4447.6704 | 4370.9864 | 4295.6245 | 4221.5621 | 5874.6608 | 11648.0344 | 17321.867 | 22897.875 | 28377.7449 | 33763.1342 | 39055.672 | 44256.9592 | 49368.569 | 54392.0476 | 59328.9145 | 64180.663 | 68948.7607 | 73634.6498 | 78239.7477 | 82765.4473 | 87213.1177 | 91584.1041 | 95879.7286 | 100101.2907 | 0.45 | 0.43955 | 0.42925 | 0.41911 | 0.40911 | 0.39925 | 0.38954 | 0.37996 | 0.37054 | 0.36129 | 0.35221 | 0.34329 | 0.33454 | 0.32596 | 0.31756 | 0.3095 | 0.30179 | 0.29442 | 0.28737 | 0.28063 | 0.45 | 0.8868 | 1.3105 | 1.7211 | 2.1186 | 2.5031 | 2.8746 | 3.233 | 3.5787 | 3.9119 | 4.2327 | 4.5412 | 4.8376 | 5.1222 | 5.3952 | 5.6601 | 5.9177 | 6.1689 | 6.4141 | 6.6542 | 5874.6608 | 5773.3736 | 5673.8326 | 5576.0079 | 5479.8699 | 5385.3894 | 5292.5378 | 5201.2872 | 5111.6098 | 5023.4786 | 4936.8669 | 4851.7485 | 4768.0977 | 4685.8891 | 4605.0979 | 4525.6997 | 4447.6704 | 4370.9864 | 4295.6245 | 4221.5621 | 5874.6608 | 11648.0344 | 17321.867 | 22897.875 | 28377.7449 | 33763.1342 | 39055.672 | 44256.9592 | 49368.569 | 54392.0476 | 59328.9145 | 64180.663 | 68948.7607 | 73634.6498 | 78239.7477 | 82765.4473 | 87213.1177 | 91584.1041 | 95879.7286 | 100101.2907 | 0.45 | 0.43955 | 0.42925 | 0.41911 | 0.40911 | 0.39925 | 0.38954 | 0.37996 | 0.37054 | 0.36129 | 0.35221 | 0.34329 | 0.33454 | 0.32596 | 0.31756 | 0.3095 | 0.30179 | 0.29442 | 0.28737 | 0.28063 | 0.45 | 0.8868 | 1.3105 | 1.7211 | 2.1186 | 2.5031 | 2.8746 | 3.233 | 3.5787 | 3.9119 | 4.2327 | 4.5412 | 4.8376 | 5.1222 | 5.3952 | 5.6601 | 5.9177 | 6.1689 | 6.4141 | 6.6542 | 5874.6608 | 5773.3736 | 5673.8326 | 5576.0079 | 5479.8699 | 5385.3894 | 5292.5378 | 5201.2872 | 5111.6098 | 5023.4786 | 4936.8669 | 4851.7485 | 4768.0977 | 4685.8891 | 4605.0979 | 4525.6997 | 4447.6704 | 4370.9864 | 4295.6245 | 4221.5621 | 5874.6608 | 11648.0344 | 17321.867 | 22897.875 | 28377.7449 | 33763.1342 | 39055.672 | 44256.9592 | 49368.569 | 54392.0476 | 59328.9145 | 64180.663 | 68948.7607 | 73634.6498 | 78239.7477 | 82765.4473 | 87213.1177 | 91584.1041 | 95879.7286 | 100101.2907 | 621.0761 | 624.5304 | 628.017 | 631.5078 | 634.9751 | 638.3916 | 641.7306 | 644.9655 | 648.0705 | 651.0203 | 653.8213 | 656.4796 | 659.0013 | 661.3925 | 663.6589 | 665.8062 | 667.8399 | 669.7654 | 671.5878 | 673.3121 | 252.6829 | 254.0882 | 255.5068 | 256.927 | 258.3376 | 259.7276 | 261.0861 | 262.4022 | 263.6655 | 264.8656 | 266.0051 | 267.0867 | 268.1126 | 269.0854 | 270.0075 | 270.8812 | 271.7086 | 272.492 | 273.2334 | 273.9349
WA_Industrial_Agriculture_Existing_Space Heating_Natural Gas_Gas Boiler - Stack Economizer_A | WA | Industrial | Agriculture | Existing | Space Heating | Natural Gas | Gas Boiler - Stack Economizer | A | IM98 | None | Economizer installed | 15 | 1.1681 | 0 | 0 | 19.08 | 0 | 0 | 0 | 9.5395 |  | employee | 15% | 55% | Retrofit | Retro12Med | 75.44% | TBD | 0.2% | 449.9577 |  | 298.5041 |  | 0.087013 | IL TRM - 4.4.28 - CI-HVC-BECO-V02-210101 | XCEL CO 2019-2020 DSM Plan | IL TRM - 4.4.28 - CI-HVC-BECO-V02-210101 | None | None | None | None | None | None | None | None | None | None | None | None | None | None | None | None | None | None | None | None | None | None | Economizer installed | Economizer installed | Economizer installed | Economizer installed | Economizer installed | Economizer installed | Economizer installed | Economizer installed | Economizer installed | Economizer installed | Economizer installed | Economizer installed | Economizer installed | Economizer installed | Economizer installed | Economizer installed | Economizer installed | Economizer installed | Economizer installed | Economizer installed | Economizer installed | Economizer installed | 19.08 | 19.08 | 19.08 | 19.08 | 19.08 | 19.08 | 19.08 | 19.08 | 19.08 | 19.08 | 19.08 | 19.08 | 19.08 | 19.08 | 19.08 | 19.08 | 19.08 | 19.08 | 19.08 | 19.08 | 19.08 | 19.08 | 0 | 0 | 1.1575 | 1.1494 | 1.1407 | 1.1313 | 1.1209 | 1.1095 | 1.0968 | 1.0828 | 1.0675 | 1.0511 | 1.0338 | 1.0159 | 0.99803 | 0.98048 | 0.96363 | 0.94828 | 0.93445 | 0.92208 | 0.91093 | 0.9007 | 0.10216 | 0.099699 | 0.09724 | 0.094774 | 0.092288 | 0.080795 | 0.062796 | 0.048741 | 0.03778 | 0.029246 | 0.022615 | 0.017472 | 0.013495 | 0.010423 | 0.0080538 | 0.0062311 | 4.1159e-05 | 1.4255e-05 | 4.7181e-06 | 1.495e-06 | 0.10216 | 0.20115 | 0.29687 | 0.38919 | 0.47792 | 0.55384 | 0.61031 | 0.65126 | 0.67985 | 0.69864 | 0.70975 | 0.71494 | 0.71584 | 0.71367 | 0.70947 | 0.70439 | 0.69417 | 0.68499 | 0.67671 | 0.66911 | 88.2637 | 86.7419 | 85.2464 | 83.7766 | 82.3322 | 72.8214 | 57.2527 | 45.0124 | 35.3891 | 27.8231 | 21.8748 | 17.1981 | 13.5212 | 10.6305 | 8.3578 | 6.5709 | 0.044046 | 0.01546 | 0.0051794 | 0.0016598 | 88.2637 | 175.0056 | 260.2519 | 344.0285 | 426.3607 | 499.1821 | 556.4347 | 601.4472 | 636.8363 | 664.6594 | 686.5342 | 703.7323 | 717.2535 | 727.884 | 736.2418 | 742.8127 | 742.8568 | 742.8722 | 742.8774 | 742.8791 | 0.087013 | 0.085097 | 0.083191 | 0.081285 | 0.079368 | 0.069687 | 0.054333 | 0.042314 | 0.032917 | 0.025578 | 0.019857 | 0.015403 | 0.011943 | 0.0092593 | 0.00718 | 0.0055729 | 3.692e-05 | 1.2823e-05 | 4.2553e-06 | 1.3518e-06 | 0.087013 | 0.17169 | 0.25398 | 0.3338 | 0.41101 | 0.47769 | 0.52806 | 0.5654 | 0.59234 | 0.61103 | 0.6232 | 0.6303 | 0.63355 | 0.634 | 0.63249 | 0.62998 | 0.62268 | 0.61616 | 0.61033 | 0.60504 | 75.0241 | 73.7306 | 72.4594 | 71.2101 | 69.9823 | 61.8982 | 48.6648 | 38.2606 | 30.0807 | 23.6497 | 18.5935 | 14.6184 | 11.4931 | 9.0359 | 7.1041 | 5.5853 | 0.037439 | 0.013141 | 0.0044025 | 0.0014109 | 75.0241 | 148.7548 | 221.2141 | 292.4242 | 362.4066 | 424.3048 | 472.9695 | 511.2301 | 541.3108 | 564.9605 | 583.554 | 598.1724 | 609.6655 | 618.7014 | 625.8055 | 631.3908 | 631.4282 | 631.4414 | 631.4458 | 631.4472 | 0 | 0 | 0 | 0 | 0 | 0 | 0 | 0 | 0 | 0 | 0 | 0 | 0 | 0 | 0 | 0 | 0 | 0 | 0 | 0 | 0 | 0 | 0 | 0 | 0 | 0 | 0 | 0 | 0 | 0 | 0 | 0 | 0 | 0 | 0 | 0 | 0 | 0 | 0 | 0 | 0 | 0 | 0 | 0 | 0 | 0 | 0 | 0 | 0 | 0 | 0 | 0 | 0 | 0 | 0 | 0 | 0 | 0 | 0 | 0 | 0 | 0 | 0 | 0 | 0 | 0 | 0 | 0 | 0 | 0 | 0 | 0 | 0 | 0 | 0 | 0 | 0 | 0 | 0 | 0 | 0.087013 | 0.085097 | 0.083191 | 0.081285 | 0.079368 | 0.069687 | 0.054333 | 0.042314 | 0.032917 | 0.025578 | 0.019857 | 0.015403 | 0.011943 | 0.0092593 | 0.00718 | 0.0055729 | 3.692e-05 | 1.2823e-05 | 4.2553e-06 | 1.3518e-06 | 0.087013 | 0.17169 | 0.25398 | 0.3338 | 0.41101 | 0.47769 | 0.52806 | 0.5654 | 0.59234 | 0.61103 | 0.6232 | 0.6303 | 0.63355 | 0.634 | 0.63249 | 0.62998 | 0.62268 | 0.61616 | 0.61033 | 0.60504 | 75.0241 | 73.7306 | 72.4594 | 71.2101 | 69.9823 | 61.8982 | 48.6648 | 38.2606 | 30.0807 | 23.6497 | 18.5935 | 14.6184 | 11.4931 | 9.0359 | 7.1041 | 5.5853 | 0.037439 | 0.013141 | 0.0044025 | 0.0014109 | 75.0241 | 148.7548 | 221.2141 | 292.4242 | 362.4066 | 424.3048 | 472.9695 | 511.2301 | 541.3108 | 564.9605 | 583.554 | 598.1724 | 609.6655 | 618.7014 | 625.8055 | 631.3908 | 631.4282 | 631.4414 | 631.4458 | 631.4472 | 0.087013 | 0.085097 | 0.083191 | 0.081285 | 0.079368 | 0.069687 | 0.054333 | 0.042314 | 0.032917 | 0.025578 | 0.019857 | 0.015403 | 0.011943 | 0.0092593 | 0.00718 | 0.0055729 | 3.692e-05 | 1.2823e-05 | 4.2553e-06 | 1.3518e-06 | 0.087013 | 0.17169 | 0.25398 | 0.3338 | 0.41101 | 0.47769 | 0.52806 | 0.5654 | 0.59234 | 0.61103 | 0.6232 | 0.6303 | 0.63355 | 0.634 | 0.63249 | 0.62998 | 0.62268 | 0.61616 | 0.61033 | 0.60504 | 75.0241 | 73.7306 | 72.4594 | 71.2101 | 69.9823 | 61.8982 | 48.6648 | 38.2606 | 30.0807 | 23.6497 | 18.5935 | 14.6184 | 11.4931 | 9.0359 | 7.1041 | 5.5853 | 0.037439 | 0.013141 | 0.0044025 | 0.0014109 | 75.0241 | 148.7548 | 221.2141 | 292.4242 | 362.4066 | 424.3048 | 472.9695 | 511.2301 | 541.3108 | 564.9605 | 583.554 | 598.1724 | 609.6655 | 618.7014 | 625.8055 | 631.3908 | 631.4282 | 631.4414 | 631.4458 | 631.4472 | 644.7815 | 645.37 | 645.9475 | 646.5125 | 647.0636 | 647.5998 | 648.12 | 648.6231 | 649.1083 | 649.5747 | 650.0215 | 650.4479 | 650.8535 | 651.2375 | 651.5994 | 651.9387 | 652.2549 | 652.5476 | 652.8164 | 653.061 | 427.7512 | 428.1416 | 428.5247 | 428.8995 | 429.2652 | 429.6209 | 429.966 | 430.2997 | 430.6216 | 430.931 | 431.2274 | 431.5103 | 431.7794 | 432.0341 | 432.2742 | 432.4993 | 432.709 | 432.9032 | 433.0816 | 433.2438
WA_Industrial_Agriculture_Existing_Process_Natural Gas_Gas Boiler - Stack Economizer_A | WA | Industrial | Agriculture | Existing | Process | Natural Gas | Gas Boiler - Stack Economizer | A | IM99 | None | Economizer installed | 15 | 2.0368 | 0 | 0 | 19.08 | 0 | 0 | 0 | 9.5395 |  | sqft | 15% | 55% | Retrofit | Retro12Med | 75.44% | TBD | 0.2% | 449.9577 |  | 298.5041 |  | 1.2606 | IL TRM - 4.4.28 - CI-HVC-BECO-V02-210101 | XCEL CO 2019-2020 DSM Plan | IL TRM - 4.4.29 - CI-HVC-PECO-V01-150601 | None | None | None | None | None | None | None | None | None | None | None | None | None | None | None | None | None | None | None | None | None | None | Economizer installed | Economizer installed | Economizer installed | Economizer installed | Economizer installed | Economizer installed | Economizer installed | Economizer installed | Economizer installed | Economizer installed | Economizer installed | Economizer installed | Economizer installed | Economizer installed | Economizer installed | Economizer installed | Economizer installed | Economizer installed | Economizer installed | Economizer installed | Economizer installed | Economizer installed | 19.08 | 19.08 | 19.08 | 19.08 | 19.08 | 19.08 | 19.08 | 19.08 | 19.08 | 19.08 | 19.08 | 19.08 | 19.08 | 19.08 | 19.08 | 19.08 | 19.08 | 19.08 | 19.08 | 19.08 | 19.08 | 19.08 | 0 | 0 | 2.0303 | 2.0238 | 2.0172 | 2.0105 | 2.0035 | 1.9964 | 1.9894 | 1.9824 | 1.9755 | 1.9687 | 1.9622 | 1.956 | 1.9499 | 1.9439 | 1.9379 | 1.932 | 1.926 | 1.92 | 1.9139 | 1.9076 | 1.4824 | 1.4521 | 1.4225 | 1.3932 | 1.3645 | 1.2026 | 0.94215 | 0.73811 | 0.57829 | 0.45311 | 0.35506 | 0.27826 | 0.21809 | 0.17094 | 0.13398 | 0.10501 | 0.00070174 | 0.00024553 | 8.1997e-05 | 2.6192e-05 | 1.4824 | 2.9298 | 4.3427 | 5.7213 | 7.066 | 8.2437 | 9.1566 | 9.8625 | 10.4065 | 10.8242 | 11.1436 | 11.3862 | 11.5689 | 11.7043 | 11.8024 | 11.871 | 11.8351 | 11.7983 | 11.7608 | 11.7226 | 730.1136 | 717.5254 | 705.1543 | 692.9965 | 681.0483 | 602.3755 | 473.5917 | 372.3411 | 292.7371 | 230.152 | 180.9471 | 142.2618 | 111.8472 | 87.9351 | 69.1352 | 54.3545 | 0.36435 | 0.12788 | 0.042844 | 0.01373 | 730.1136 | 1447.6391 | 2152.7934 | 2845.7899 | 3526.8381 | 4129.2136 | 4602.8053 | 4975.1464 | 5267.8836 | 5498.0355 | 5678.9826 | 5821.2444 | 5933.0916 | 6021.0267 | 6090.1618 | 6144.5164 | 6144.8807 | 6145.0086 | 6145.0514 | 6145.0652 | 1.2606 | 1.2355 | 1.2108 | 1.1866 | 1.1627 | 1.0253 | 0.80366 | 0.62996 | 0.49381 | 0.38712 | 0.3035 | 0.23797 | 0.1866 | 0.14632 | 0.11474 | 0.089973 | 0.00060153 | 0.00021057 | 7.0356e-05 | 2.2484e-05 | 1.2606 | 2.4927 | 3.6966 | 4.8726 | 6.021 | 7.0282 | 7.8108 | 8.4173 | 8.8863 | 9.2478 | 9.5253 | 9.7375 | 9.8983 | 10.0188 | 10.1075 | 10.171 | 10.145 | 10.1183 | 10.091 | 10.0632 | 620.5966 | 609.8966 | 599.3812 | 589.047 | 578.891 | 512.0191 | 402.553 | 316.4899 | 248.8266 | 195.6292 | 153.805 | 120.9225 | 95.0701 | 74.7448 | 58.7649 | 46.2014 | 0.3097 | 0.1087 | 0.036417 | 0.01167 | 620.5966 | 1230.4932 | 1829.8744 | 2418.9214 | 2997.8124 | 3509.8316 | 3912.3845 | 4228.8745 | 4477.701 | 4673.3302 | 4827.1352 | 4948.0577 | 5043.1279 | 5117.8727 | 5176.6376 | 5222.8389 | 5223.1486 | 5223.2573 | 5223.2937 | 5223.3054 | 0 | 0 | 0 | 0 | 0 | 0 | 0 | 0 | 0 | 0 | 0 | 0 | 0 | 0 | 0 | 0 | 0 | 0 | 0 | 0 | 0 | 0 | 0 | 0 | 0 | 0 | 0 | 0 | 0 | 0 | 0 | 0 | 0 | 0 | 0 | 0 | 0 | 0 | 0 | 0 | 0 | 0 | 0 | 0 | 0 | 0 | 0 | 0 | 0 | 0 | 0 | 0 | 0 | 0 | 0 | 0 | 0 | 0 | 0 | 0 | 0 | 0 | 0 | 0 | 0 | 0 | 0 | 0 | 0 | 0 | 0 | 0 | 0 | 0 | 0 | 0 | 0 | 0 | 0 | 0 | 1.2606 | 1.2355 | 1.2108 | 1.1866 | 1.1627 | 1.0253 | 0.80366 | 0.62996 | 0.49381 | 0.38712 | 0.3035 | 0.23797 | 0.1866 | 0.14632 | 0.11474 | 0.089973 | 0.00060153 | 0.00021057 | 7.0356e-05 | 2.2484e-05 | 1.2606 | 2.4927 | 3.6966 | 4.8726 | 6.021 | 7.0282 | 7.8108 | 8.4173 | 8.8863 | 9.2478 | 9.5253 | 9.7375 | 9.8983 | 10.0188 | 10.1075 | 10.171 | 10.145 | 10.1183 | 10.091 | 10.0632 | 620.5966 | 609.8966 | 599.3812 | 589.047 | 578.891 | 512.0191 | 402.553 | 316.4899 | 248.8266 | 195.6292 | 153.805 | 120.9225 | 95.0701 | 74.7448 | 58.7649 | 46.2014 | 0.3097 | 0.1087 | 0.036417 | 0.01167 | 620.5966 | 1230.4932 | 1829.8744 | 2418.9214 | 2997.8124 | 3509.8316 | 3912.3845 | 4228.8745 | 4477.701 | 4673.3302 | 4827.1352 | 4948.0577 | 5043.1279 | 5117.8727 | 5176.6376 | 5222.8389 | 5223.1486 | 5223.2573 | 5223.2937 | 5223.3054 | 1.2606 | 1.2355 | 1.2108 | 1.1866 | 1.1627 | 1.0253 | 0.80366 | 0.62996 | 0.49381 | 0.38712 | 0.3035 | 0.23797 | 0.1866 | 0.14632 | 0.11474 | 0.089973 | 0.00060153 | 0.00021057 | 7.0356e-05 | 2.2484e-05 | 1.2606 | 2.4927 | 3.6966 | 4.8726 | 6.021 | 7.0282 | 7.8108 | 8.4173 | 8.8863 | 9.2478 | 9.5253 | 9.7375 | 9.8983 | 10.0188 | 10.1075 | 10.171 | 10.145 | 10.1183 | 10.091 | 10.0632 | 620.5966 | 609.8966 | 599.3812 | 589.047 | 578.891 | 512.0191 | 402.553 | 316.4899 | 248.8266 | 195.6292 | 153.805 | 120.9225 | 95.0701 | 74.7448 | 58.7649 | 46.2014 | 0.3097 | 0.1087 | 0.036417 | 0.01167 | 620.5966 | 1230.4932 | 1829.8744 | 2418.9214 | 2997.8124 | 3509.8316 | 3912.3845 | 4228.8745 | 4477.701 | 4673.3302 | 4827.1352 | 4948.0577 | 5043.1279 | 5117.8727 | 5176.6376 | 5222.8389 | 5223.1486 | 5223.2573 | 5223.2937 | 5223.3054 | 644.7815 | 645.37 | 645.9475 | 646.5125 | 647.0636 | 647.5998 | 648.12 | 648.6231 | 649.1083 | 649.5747 | 650.0215 | 650.4479 | 650.8535 | 651.2375 | 651.5994 | 651.9387 | 652.2549 | 652.5476 | 652.8164 | 653.061 | 427.7512 | 428.1416 | 428.5247 | 428.8995 | 429.2652 | 429.6209 | 429.966 | 430.2997 | 430.6216 | 430.931 | 431.2274 | 431.5103 | 431.7794 | 432.0341 | 432.2742 | 432.4993 | 432.709 | 432.9032 | 433.0816 | 433.2438
WA_Industrial_Agriculture_Existing_Space Heating_Natural Gas_Gas Furnace Tube Inserts_A | WA | Industrial | Agriculture | Existing | Space Heating | Natural Gas | Gas Furnace Tube Inserts | A | IM100 | None | Tube inserts installed | 5 | 0.089062 | 0 | 0 | 0.02 | 0 | 0 | 0 | 0.0086 |  | sqft | 0% | 0% | Retrofit | Retro3Slow | 84.16% | TBD | 0.2% | 281.3603 |  | 217.6381 |  | 0 | WI TRM - Radiant Tube Inserts, 2507 | WI TRM - Radiant Tube Inserts, 2507 | WI TRM - Radiant Tube Inserts, 2507 | None | None | None | None | None | None | None | None | None | None | None | None | None | None | None | None | None | None | None | None | None | None | Tube inserts installed | Tube inserts installed | Tube inserts installed | Tube inserts installed | Tube inserts installed | Tube inserts installed | Tube inserts installed | Tube inserts installed | Tube inserts installed | Tube inserts installed | Tube inserts installed | Tube inserts installed | Tube inserts installed | Tube inserts installed | Tube inserts installed | Tube inserts installed | Tube inserts installed | Tube inserts installed | Tube inserts installed | Tube inserts installed | Tube inserts installed | Tube inserts installed | 0.02 | 0.02 | 0.02 | 0.02 | 0.02 | 0.02 | 0.02 | 0.02 | 0.02 | 0.02 | 0.02 | 0.02 | 0.02 | 0.02 | 0.02 | 0.02 | 0.02 | 0.02 | 0.02 | 0.02 | 0.02 | 0.02 | 0 | 0 | 0.087928 | 0.087247 | 0.086543 | 0.085816 | 0.085066 | 0.084293 | 0.083498 | 0.082681 | 0.081848 | 0.081004 | 0.080154 | 0.079297 | 0.07845 | 0.077609 | 0.076777 | 0.076002 | 0.07528 | 0.074605 | 0.073973 | 0.073384 | 0 | 0 | 0 | 0 | 0 | 0 | 0 | 0 | 0 | 0 | 0 | 0 | 0 | 0 | 0 | 0 | 0 | 0 | 0 | 0 | 0 | 0 | 0 | 0 | 0 | 0 | 0 | 0 | 0 | 0 | 0 | 0 | 0 | 0 | 0 | 0 | 0 | 0 | 0 | 0 | 0 | 0 | 0 | 0 | 0 | 0 | 0 | 0 | 0 | 0 | 0 | 0 | 0 | 0 | 0 | 0 | 0 | 0 | 0 | 0 | 0 | 0 | 0 | 0 | 0 | 0 | 0 | 0 | 0 | 0 | 0 | 0 | 0 | 0 | 0 | 0 | 0 | 0 | 0 | 0 | 0 | 0 | 0 | 0 | 0 | 0 | 0 | 0 | 0 | 0 | 0 | 0 | 0 | 0 | 0 | 0 | 0 | 0 | 0 | 0 | 0 | 0 | 0 | 0 | 0 | 0 | 0 | 0 | 0 | 0 | 0 | 0 | 0 | 0 | 0 | 0 | 0 | 0 | 0 | 0 | 0 | 0 | 0 | 0 | 0 | 0 | 0 | 0 | 0 | 0 | 0 | 0 | 0 | 0 | 0 | 0 | 0 | 0 | 0 | 0 | 0 | 0 | 0 | 0 | 0 | 0 | 0 | 0 | 0 | 0 | 0 | 0 | 0 | 0 | 0 | 0 | 0 | 0 | 0 | 0 | 0 | 0 | 0 | 0 | 0 | 0 | 0 | 0 | 0 | 0 | 0 | 0 | 0 | 0 | 0 | 0 | 0 | 0 | 0 | 0 | 0 | 0 | 0 | 0 | 0 | 0 | 0 | 0 | 0 | 0 | 0 | 0 | 0 | 0 | 0 | 0 | 0 | 0 | 0 | 0 | 0 | 0 | 0 | 0 | 0 | 0 | 0 | 0 | 0 | 0 | 0 | 0 | 0 | 0 | 0 | 0 | 0 | 0 | 0 | 0 | 0 | 0 | 0 | 0 | 0 | 0 | 0 | 0 | 0 | 0 | 0 | 0 | 0 | 0 | 0 | 0 | 0 | 0 | 0 | 0 | 0 | 0 | 0 | 0 | 0 | 0 | 0 | 0 | 0 | 0 | 0 | 0 | 0 | 0 | 0 | 0 | 0 | 0 | 0 | 0 | 0 | 0 | 0 | 0 | 0 | 0 | 0 | 0 | 0 | 0 | 0 | 0 | 0 | 0 | 0 | 0 | 0 | 0 | 0 | 0 | 0 | 0 | 0 | 0 | 0 | 0 | 0 | 0 | 0 | 0 | 0 | 0 | 0 | 0 | 0 | 0 | 0 | 0 | 0 | 0 | 0 | 0 | 0 | 0 | 0 | 0 | 0 | 0 | 0 | 0 | 0 | 0 | 0 | 0 | 0 | 0 | 0 | 0 | 0 | 0 | 0 | 0 | 0 | 0 | 0 | 0 | 0 | 0 | 0 | 0 | 0 | 0 | 0 | 0 | 0 | 0 | 0 | 0 | 0 | 0 | 0 | 0 | 0 | 0 | 0 | 0 | 0 | 0 | 0 | 0 | 0 | 0 | 0 | 0 | 0 | 0 | 0 | 0 | 0 | 0 | 0 | 0 | 0 | 0 | 0 | 0 | 0 | 0 | 0 | 0 | 0 | 0 | 0 | 0 | 0 | 0 | 0 | 0 | 0 | 0 | 0 | 0 | 0 | 0 | 0 | 0 | 0 | 0 | 0 | 0 | 0 | 0 | 0 | 0 | 0 | 0 | 0 | 0 | 0 | 0 | 53.9197 | 54.2196 | 54.5223 | 54.8253 | 55.1263 | 55.4229 | 55.7128 | 55.9937 | 56.2632 | 56.5193 | 56.7625 | 56.9933 | 57.2122 | 57.4198 | 57.6166 | 57.803 | 57.9795 | 58.1467 | 58.3049 | 58.4546 | 41.708 | 41.94 | 42.1741 | 42.4085 | 42.6414 | 42.8708 | 43.095 | 43.3123 | 43.5208 | 43.7189 | 43.907 | 44.0855 | 44.2548 | 44.4154 | 44.5676 | 44.7118 | 44.8484 | 44.9777 | 45.1001 | 45.2159
WA_Industrial_Agriculture_Existing_Space Heating_Natural Gas_Space Heating - Heat Recovery Ventilator_A | WA | Industrial | Agriculture | Existing | Space Heating | Natural Gas | Space Heating - Heat Recovery Ventilator | A | IM101 | None | HRV installed | 15 | 0.013423 | 0 | 0 | 0.28 | 0 | 0 | 0 | 0.139 |  | sqft | 5% | 10% | Retrofit | RetroEven20 | 80.75% | TBD | 0.2% | 146.5581 |  | 97.2274 |  | 0.19096 | IL TRM - 4.4.27 - CI-HVC-ERVE-V04-200101 | IL TRM - 4.4.27 - CI-HVC-ERVE-V04-200101 | IL TRM - 4.4.27 - CI-HVC-ERVE-V04-200101 | None | None | None | None | None | None | None | None | None | None | None | None | None | None | None | None | None | None | None | None | None | None | HRV installed | HRV installed | HRV installed | HRV installed | HRV installed | HRV installed | HRV installed | HRV installed | HRV installed | HRV installed | HRV installed | HRV installed | HRV installed | HRV installed | HRV installed | HRV installed | HRV installed | HRV installed | HRV installed | HRV installed | HRV installed | HRV installed | 0.28 | 0.28 | 0.28 | 0.28 | 0.28 | 0.28 | 0.28 | 0.28 | 0.28 | 0.28 | 0.28 | 0.28 | 0.28 | 0.28 | 0.28 | 0.28 | 0.28 | 0.28 | 0.28 | 0.28 | 0.28 | 0.28 | 0 | 0 | 0.013244 | 0.013045 | 0.012783 | 0.012448 | 0.012046 | 0.011589 | 0.011099 | 0.010603 | 0.010122 | 0.0096741 | 0.009269 | 0.0089093 | 0.0085944 | 0.008319 | 0.0080775 | 0.0078682 | 0.0076849 | 0.0075203 | 0.0073783 | 0.007244 | 0.22405 | 0.21689 | 0.20885 | 0.19988 | 0.19008 | 0.17972 | 0.16916 | 0.15881 | 0.14899 | 0.13994 | 0.13177 | 0.12448 | 0.11801 | 0.11226 | 0.10712 | 0.10254 | 0.098428 | 0.094658 | 0.09127 | 0.088063 | 0.22405 | 0.43758 | 0.63761 | 0.82082 | 0.98435 | 1.1267 | 1.2483 | 1.3513 | 1.439 | 1.5153 | 1.5836 | 1.6466 | 1.7064 | 1.764 | 1.8199 | 1.8753 | 1.93 | 1.9833 | 2.0372 | 2.0881 | 16917.1333 | 16625.4586 | 16338.8127 | 16057.1091 | 15780.2624 | 15508.1889 | 15240.8063 | 14978.0338 | 14719.7918 | 14466.0023 | 14216.5885 | 13971.4749 | 13730.5874 | 13493.8531 | 13261.2005 | 13032.5591 | 12807.8598 | 12587.0346 | 12370.0168 | 12156.7406 | 16917.1333 | 33542.5919 | 49881.4046 | 65938.5137 | 81718.776 | 97226.9649 | 112467.7712 | 127445.805 | 142165.5968 | 156631.5991 | 170848.1876 | 184819.6625 | 198550.2499 | 212044.103 | 225305.3035 | 238337.8625 | 251145.7223 | 263732.757 | 276102.7738 | 288259.5144 | 0.19096 | 0.18548 | 0.17938 | 0.17259 | 0.16518 | 0.15733 | 0.14931 | 0.14141 | 0.13386 | 0.12685 | 0.12047 | 0.1147 | 0.10952 | 0.10486 | 0.10063 | 0.096827 | 0.093371 | 0.090184 | 0.0873 | 0.084562 | 0.19096 | 0.37422 | 0.54762 | 0.70873 | 0.85537 | 0.98636 | 1.1018 | 1.2032 | 1.2929 | 1.3735 | 1.4477 | 1.5173 | 1.5837 | 1.6477 | 1.7097 | 1.7708 | 1.8309 | 1.8896 | 1.9486 | 2.0051 | 14379.5633 | 14131.6398 | 13887.9908 | 13648.5427 | 13413.223 | 13181.9605 | 12954.6854 | 12731.3287 | 12511.823 | 12296.102 | 12084.1002 | 11875.7536 | 11670.9993 | 11469.7751 | 11272.0204 | 11077.6752 | 10886.6808 | 10698.9794 | 10514.5143 | 10333.2295 | 14379.5633 | 28511.2031 | 42399.1939 | 56047.7366 | 69460.9596 | 82642.9202 | 95597.6055 | 108328.9342 | 120840.7573 | 133136.8593 | 145220.9595 | 157096.7131 | 168767.7124 | 180237.4875 | 191509.5079 | 202587.1832 | 213473.864 | 224172.8434 | 234687.3577 | 245020.5872 | 0 | 0 | 0 | 0 | 0 | 0 | 0 | 0 | 0 | 0 | 0 | 0 | 0 | 0 | 0 | 0 | 0 | 0 | 0 | 0 | 0 | 0 | 0 | 0 | 0 | 0 | 0 | 0 | 0 | 0 | 0 | 0 | 0 | 0 | 0 | 0 | 0 | 0 | 0 | 0 | 0 | 0 | 0 | 0 | 0 | 0 | 0 | 0 | 0 | 0 | 0 | 0 | 0 | 0 | 0 | 0 | 0 | 0 | 0 | 0 | 0 | 0 | 0 | 0 | 0 | 0 | 0 | 0 | 0 | 0 | 0 | 0 | 0 | 0 | 0 | 0 | 0 | 0 | 0 | 0 | 0 | 0 | 0 | 0 | 0 | 0 | 0 | 0 | 0 | 0 | 0 | 0 | 0 | 0 | 0 | 0 | 0 | 0 | 0 | 0 | 0 | 0 | 0 | 0 | 0 | 0 | 0 | 0 | 0 | 0 | 0 | 0 | 0 | 0 | 0 | 0 | 0 | 0 | 0 | 0 | 0 | 0 | 0 | 0 | 0 | 0 | 0 | 0 | 0 | 0 | 0 | 0 | 0 | 0 | 0 | 0 | 0 | 0 | 0 | 0 | 0 | 0 | 0 | 0 | 0 | 0 | 0 | 0 | 0 | 0 | 0 | 0 | 0 | 0 | 0 | 0 | 0 | 0 | 0 | 0 | 0 | 0 | 0 | 0 | 0 | 0 | 0 | 0 | 0 | 0 | 0 | 0 | 0 | 0 | 0 | 0 | 0 | 0 | 0 | 0 | 0 | 0 | 0 | 0 | 0 | 0 | 0 | 0 | 0 | 0 | 0 | 0 | 0 | 0 | 0 | 0 | 0 | 0 | 0 | 0 | 0 | 0 | 0 | 0 | 0 | 0 | 0 | 0 | 0 | 0 | 0 | 0 | 0 | 0 | 0 | 0 | 0 | 0 | 0 | 0 | 0 | 0 | 0 | 0 | 0 | 0 | 0 | 0 | 0 | 0 | 0 | 0 | 0 | 0 | 0 | 0 | 0 | 0 | 0 | 0 | 2265.5724 | 2270.9724 | 2276.3774 | 2281.7467 | 2287.0415 | 2292.2243 | 2297.2592 | 2302.1118 | 2306.7494 | 2311.1404 | 2315.2957 | 2319.2256 | 2322.9403 | 2326.4493 | 2329.7615 | 2332.8859 | 2335.8307 | 2338.6037 | 2341.2126 | 2343.6645 | 1502.9917 | 1506.5741 | 1510.1598 | 1513.7219 | 1517.2344 | 1520.6727 | 1524.0129 | 1527.2322 | 1530.3087 | 1533.2217 | 1535.9784 | 1538.5855 | 1541.0499 | 1543.3777 | 1545.5751 | 1547.6478 | 1549.6014 | 1551.441 | 1553.1718 | 1554.7984
WA_Industrial_Agriculture_Existing_Space Heating_Natural Gas_Thermostat - Programmable_A | WA | Industrial | Agriculture | Existing | Space Heating | Natural Gas | Thermostat - Programmable | A | IM102 | Manual control | Programmable thermostat installed | 11 | 0.0064938 | 0 | 0 | 0.17 | 0.01 | 0 | 0 | 0.0859 |  | sqft | 25% | 40% | Retrofit | RetroEven20 | 80.75% | TBD | 0.2% | 175.7939 |  | 119.9801 |  | 0.27709 | IL TRM - 4.4.48 - CI-HVC-THST-V02-210101 | IL TRM - 4.4.48 - CI-HVC-THST-V02-210101 | BEST | Manual control | Manual control | Manual control | Manual control | Manual control | Manual control | Manual control | Manual control | Manual control | Manual control | Manual control | Manual control | Manual control | Manual control | Manual control | Manual control | Manual control | Manual control | Manual control | Manual control | Manual control | Manual control | Programmable thermostat installed | Programmable thermostat installed | Programmable thermostat installed | Programmable thermostat installed | Programmable thermostat installed | Programmable thermostat installed | Programmable thermostat installed | Programmable thermostat installed | Programmable thermostat installed | Programmable thermostat installed | Programmable thermostat installed | Programmable thermostat installed | Programmable thermostat installed | Programmable thermostat installed | Programmable thermostat installed | Programmable thermostat installed | Programmable thermostat installed | Programmable thermostat installed | Programmable thermostat installed | Programmable thermostat installed | Programmable thermostat installed | Programmable thermostat installed | 0.17 | 0.17 | 0.17 | 0.17 | 0.17 | 0.17 | 0.17 | 0.17 | 0.17 | 0.17 | 0.17 | 0.17 | 0.17 | 0.17 | 0.17 | 0.17 | 0.17 | 0.17 | 0.17 | 0.17 | 0.17 | 0.17 | 0 | 0 | 0.0064056 | 0.0063081 | 0.0061794 | 0.0060161 | 0.0058196 | 0.0055968 | 0.0053583 | 0.0051162 | 0.0048816 | 0.0046629 | 0.0044649 | 0.0042887 | 0.0041343 | 0.0039992 | 0.0038806 | 0.0037778 | 0.0036878 | 0.003607 | 0.0035373 | 0.0034714 | 0.32509 | 0.31462 | 0.30289 | 0.2898 | 0.27551 | 0.26039 | 0.245 | 0.22989 | 0.21557 | 0.20236 | 0.19043 | 0.17976 | 0.1703 | 0.16189 | 0.15439 | 0.1477 | 0.1417 | 0.13621 | 0.13127 | 0.1266 | 0.32509 | 0.63477 | 0.92471 | 1.1901 | 1.4267 | 1.6325 | 1.8079 | 1.9561 | 2.082 | 2.1911 | 2.2885 | 2.3779 | 2.4626 | 2.544 | 2.623 | 2.7012 | 2.7785 | 2.8539 | 2.93 | 3.002 | 50751.3999 | 49876.3757 | 49016.4382 | 48171.3272 | 47340.7871 | 46524.5666 | 45722.4189 | 44934.1014 | 44159.3755 | 43398.0069 | 42649.7654 | 41914.4246 | 41191.7621 | 40481.5594 | 39783.6014 | 39097.6773 | 38423.5794 | 37761.1039 | 37110.0504 | 36470.2219 | 50751.3999 | 100627.7756 | 149644.2138 | 197815.541 | 245156.3281 | 291680.8947 | 337403.3136 | 382337.415 | 426496.7904 | 469894.7974 | 512544.5628 | 554458.9874 | 595650.7496 | 636132.3089 | 675915.9104 | 715013.5876 | 753437.167 | 791198.2709 | 828308.3213 | 864778.5432 | 0.27709 | 0.26909 | 0.26017 | 0.25026 | 0.23945 | 0.22801 | 0.21631 | 0.20478 | 0.19377 | 0.18353 | 0.1742 | 0.16577 | 0.15819 | 0.15137 | 0.14519 | 0.13963 | 0.13458 | 0.12994 | 0.12573 | 0.12174 | 0.27709 | 0.5429 | 0.79429 | 1.0277 | 1.24 | 1.4295 | 1.5963 | 1.7424 | 1.8714 | 1.9872 | 2.0934 | 2.1929 | 2.2875 | 2.3786 | 2.4668 | 2.5535 | 2.639 | 2.7225 | 2.8064 | 2.8868 | 43138.6899 | 42394.9194 | 41663.9725 | 40945.6281 | 40239.669 | 39545.8816 | 38864.0561 | 38193.9861 | 37535.4691 | 36888.3059 | 36252.3006 | 35627.2609 | 35012.9978 | 34409.3254 | 33816.0612 | 33233.0257 | 32660.0425 | 32096.9383 | 31543.5428 | 30999.6886 | 43138.6899 | 85533.6092 | 127197.5817 | 168143.2099 | 208382.8789 | 247928.7605 | 286792.8166 | 324986.8027 | 362522.2719 | 399410.5778 | 435662.8784 | 471290.1393 | 506303.1371 | 540712.4626 | 574528.5238 | 607761.5495 | 640421.592 | 672518.5303 | 704062.0731 | 735061.7617 | 0 | 0 | 0 | 0 | 0 | 0 | 0 | 0 | 0 | 0 | 0 | 0 | 0 | 0 | 0 | 0 | 0 | 0 | 0 | 0 | 0 | 0 | 0 | 0 | 0 | 0 | 0 | 0 | 0 | 0 | 0 | 0 | 0 | 0 | 0 | 0 | 0 | 0 | 0 | 0 | 0 | 0 | 0 | 0 | 0 | 0 | 0 | 0 | 0 | 0 | 0 | 0 | 0 | 0 | 0 | 0 | 0 | 0 | 0 | 0 | 0 | 0 | 0 | 0 | 0 | 0 | 0 | 0 | 0 | 0 | 0 | 0 | 0 | 0 | 0 | 0 | 0 | 0 | 0 | 0 | 0 | 0 | 0 | 0 | 0 | 0 | 0 | 0 | 0 | 0 | 0 | 0 | 0 | 0 | 0 | 0 | 0 | 0 | 0 | 0 | 0 | 0 | 0 | 0 | 0 | 0 | 0 | 0 | 0 | 0 | 0 | 0 | 0 | 0 | 0 | 0 | 0 | 0 | 0 | 0 | 0 | 0 | 0 | 0 | 0 | 0 | 0 | 0 | 0 | 0 | 0 | 0 | 0 | 0 | 0 | 0 | 0 | 0 | 0 | 0 | 0 | 0 | 0 | 0 | 0 | 0 | 0 | 0 | 0 | 0 | 0 | 0 | 0 | 0 | 0 | 0 | 0 | 0 | 0 | 0 | 0 | 0 | 0 | 0 | 0 | 0 | 0 | 0 | 0 | 0 | 0 | 0 | 0 | 0 | 0 | 0 | 0 | 0 | 0 | 0 | 0 | 0 | 0 | 0 | 0 | 0 | 0 | 0 | 0 | 0 | 0 | 0 | 0 | 0 | 0 | 0 | 0 | 0 | 0 | 0 | 0 | 0 | 0 | 0 | 0 | 0 | 0 | 0 | 0 | 0 | 0 | 0 | 0 | 0 | 0 | 0 | 0 | 0 | 0 | 0 | 0 | 0 | 0 | 0 | 0 | 0 | 0 | 0 | 0 | 0 | 0 | 0 | 0 | 0 | 0 | 0 | 0 | 0 | 0 | 0 | 4378.759 | 4389.1957 | 4399.6422 | 4410.0198 | 4420.2532 | 4430.2701 | 4440.0012 | 4449.3802 | 4458.3434 | 4466.83 | 4474.8611 | 4482.4567 | 4489.6362 | 4496.4181 | 4502.8198 | 4508.8584 | 4514.5498 | 4519.9094 | 4524.9517 | 4529.6906 | 2417.4779 | 2423.2399 | 2429.0073 | 2434.7367 | 2440.3865 | 2445.9167 | 2451.2892 | 2456.4673 | 2461.4158 | 2466.1012 | 2470.5351 | 2474.7286 | 2478.6923 | 2482.4365 | 2485.9709 | 2489.3047 | 2492.4469 | 2495.4059 | 2498.1897 | 2500.806
WA_Industrial_Agriculture_Existing_Space Heating_Natural Gas_ENERGY STAR Connected Thermostat_A | WA | Industrial | Agriculture | Existing | Space Heating | Natural Gas | ENERGY STAR Connected Thermostat | A | IM103 | Manual control | Wi-Fi/interactive thermostat installed | 5 | 0.015698 | 0 | 0 | 0.39 | 0.01 | 0 | 0 | 0.1927 |  | sqft | 5% | 20% | Retrofit | RetroEven20 | 80.75% | TBD | 0.2% | 340.5517 |  | 258.8526 |  | 0.66965 | ComConnectedThermostats_v1_1 | ComConnectedThermostats_v1_1 | ComConnectedThermostats_v1_1 | Manual control | Manual control | Manual control | Manual control | Manual control | Manual control | Manual control | Manual control | Manual control | Manual control | Manual control | Manual control | Manual control | Manual control | Manual control | Manual control | Manual control | Manual control | Manual control | Manual control | Manual control | Manual control | Wi-Fi/interactive thermostat installed | Wi-Fi/interactive thermostat installed | Wi-Fi/interactive thermostat installed | Wi-Fi/interactive thermostat installed | Wi-Fi/interactive thermostat installed | Wi-Fi/interactive thermostat installed | Wi-Fi/interactive thermostat installed | Wi-Fi/interactive thermostat installed | Wi-Fi/interactive thermostat installed | Wi-Fi/interactive thermostat installed | Wi-Fi/interactive thermostat installed | Wi-Fi/interactive thermostat installed | Wi-Fi/interactive thermostat installed | Wi-Fi/interactive thermostat installed | Wi-Fi/interactive thermostat installed | Wi-Fi/interactive thermostat installed | Wi-Fi/interactive thermostat installed | Wi-Fi/interactive thermostat installed | Wi-Fi/interactive thermostat installed | Wi-Fi/interactive thermostat installed | Wi-Fi/interactive thermostat installed | Wi-Fi/interactive thermostat installed | 0.39 | 0.39 | 0.39 | 0.39 | 0.39 | 0.39 | 0.39 | 0.39 | 0.39 | 0.39 | 0.39 | 0.39 | 0.39 | 0.39 | 0.39 | 0.39 | 0.39 | 0.39 | 0.39 | 0.39 | 0.39 | 0.39 | 0 | 0 | 0.01548 | 0.015239 | 0.014924 | 0.014524 | 0.014046 | 0.013503 | 0.012923 | 0.012335 | 0.011765 | 0.011234 | 0.010753 | 0.010325 | 0.0099493 | 0.0096204 | 0.0093314 | 0.0090805 | 0.0088605 | 0.0086628 | 0.0084918 | 0.0083299 | 0.78562 | 0.76008 | 0.7315 | 0.69966 | 0.66493 | 0.62823 | 0.59088 | 0.55426 | 0.51954 | 0.48754 | 0.45861 | 0.43276 | 0.40983 | 0.38945 | 0.37124 | 0.35503 | 0.34045 | 0.32712 | 0.31513 | 0.30379 | 0.78562 | 1.5335 | 2.2332 | 2.8732 | 3.4433 | 3.9386 | 4.3604 | 4.7161 | 5.0178 | 5.2788 | 5.5114 | 5.7247 | 5.9263 | 6.1198 | 6.3072 | 6.4927 | 6.6759 | 6.854 | 7.0338 | 7.2035 | 50751.3999 | 49876.3757 | 49016.4382 | 48171.3272 | 47340.7871 | 46524.5666 | 45722.4189 | 44934.1014 | 44159.3755 | 43398.0069 | 42649.7654 | 41914.4246 | 41191.7621 | 40481.5594 | 39783.6014 | 39097.6773 | 38423.5794 | 37761.1039 | 37110.0504 | 36470.2219 | 50751.3999 | 100627.7756 | 149644.2138 | 197815.541 | 245156.3281 | 291680.8947 | 337403.3136 | 382337.415 | 426496.7904 | 469894.7974 | 512544.5628 | 554458.9874 | 595650.7496 | 636132.3089 | 675915.9104 | 715013.5876 | 753437.167 | 791198.2709 | 828308.3213 | 864778.5432 | 0.66965 | 0.65013 | 0.62842 | 0.60432 | 0.57805 | 0.55026 | 0.52189 | 0.49391 | 0.46721 | 0.4424 | 0.41976 | 0.39932 | 0.38094 | 0.36439 | 0.34941 | 0.33591 | 0.32365 | 0.31236 | 0.30215 | 0.29246 | 0.66965 | 1.3117 | 1.9185 | 2.4816 | 2.9935 | 3.4498 | 3.8512 | 4.2026 | 4.5124 | 4.7901 | 5.0445 | 5.2824 | 5.5086 | 5.726 | 5.9363 | 6.143 | 6.3464 | 6.5449 | 6.744 | 6.9347 | 43138.6899 | 42394.9194 | 41663.9725 | 40945.6281 | 40239.669 | 39545.8816 | 38864.0561 | 38193.9861 | 37535.4691 | 36888.3059 | 36252.3006 | 35627.2609 | 35012.9978 | 34409.3254 | 33816.0612 | 33233.0257 | 32660.0425 | 32096.9383 | 31543.5428 | 30999.6886 | 43138.6899 | 85533.6092 | 127197.5817 | 168143.2099 | 208382.8789 | 247928.7605 | 286792.8166 | 324986.8027 | 362522.2719 | 399410.5778 | 435662.8784 | 471290.1393 | 506303.1371 | 540712.4626 | 574528.5238 | 607761.5495 | 640421.592 | 672518.5303 | 704062.0731 | 735061.7617 | 0 | 0 | 0 | 0 | 0 | 0 | 0 | 0 | 0 | 0 | 0 | 0 | 0 | 0 | 0 | 0 | 0 | 0 | 0 | 0 | 0 | 0 | 0 | 0 | 0 | 0 | 0 | 0 | 0 | 0 | 0 | 0 | 0 | 0 | 0 | 0 | 0 | 0 | 0 | 0 | 0 | 0 | 0 | 0 | 0 | 0 | 0 | 0 | 0 | 0 | 0 | 0 | 0 | 0 | 0 | 0 | 0 | 0 | 0 | 0 | 0 | 0 | 0 | 0 | 0 | 0 | 0 | 0 | 0 | 0 | 0 | 0 | 0 | 0 | 0 | 0 | 0 | 0 | 0 | 0 | 0 | 0 | 0 | 0 | 0 | 0 | 0 | 0 | 0 | 0 | 0 | 0 | 0 | 0 | 0 | 0 | 0 | 0 | 0 | 0 | 0 | 0 | 0 | 0 | 0 | 0 | 0 | 0 | 0 | 0 | 0 | 0 | 0 | 0 | 0 | 0 | 0 | 0 | 0 | 0 | 0 | 0 | 0 | 0 | 0 | 0 | 0 | 0 | 0 | 0 | 0 | 0 | 0 | 0 | 0 | 0 | 0 | 0 | 0 | 0 | 0 | 0 | 0 | 0 | 0 | 0 | 0 | 0 | 0 | 0 | 0 | 0 | 0 | 0 | 0 | 0 | 0 | 0 | 0 | 0 | 0 | 0 | 0 | 0 | 0 | 0 | 0 | 0 | 0 | 0 | 0 | 0 | 0 | 0 | 0 | 0 | 0 | 0 | 0 | 0 | 0 | 0 | 0 | 0 | 0 | 0 | 0 | 0 | 0 | 0 | 0 | 0 | 0 | 0 | 0 | 0 | 0 | 0 | 0 | 0 | 0 | 0 | 0 | 0 | 0 | 0 | 0 | 0 | 0 | 0 | 0 | 0 | 0 | 0 | 0 | 0 | 0 | 0 | 0 | 0 | 0 | 0 | 0 | 0 | 0 | 0 | 0 | 0 | 0 | 0 | 0 | 0 | 0 | 0 | 0 | 0 | 0 | 0 | 0 | 0 | 6651.7848 | 6667.6392 | 6683.5085 | 6699.2731 | 6714.8187 | 6730.0354 | 6744.8181 | 6759.0657 | 6772.6817 | 6785.5737 | 6797.7737 | 6809.3123 | 6820.2187 | 6830.521 | 6840.246 | 6849.4192 | 6858.065 | 6866.2068 | 6873.8665 | 6881.0655 | 4586.0498 | 4596.9806 | 4607.9216 | 4618.7905 | 4629.5083 | 4639.9994 | 4650.1913 | 4660.0142 | 4669.4017 | 4678.2901 | 4686.7014 | 4694.6566 | 4702.176 | 4709.2789 | 4715.9837 | 4722.3081 | 4728.269 | 4733.8823 | 4739.1633 | 4744.1266
WA_Industrial_Agriculture_Existing_Space Heating_Natural Gas_Destratification Fans (HVLS)_A | WA | Industrial | Agriculture | Existing | Space Heating | Natural Gas | Destratification Fans (HVLS) | A | IM104 | None/Standard ventilation | Fans installed | 10 | 0.015698 | 0 | 0 | 0.6 | 0.01 | 0 | 0 | 0.2991 |  | sqft | 15% | 30% | Retrofit | RetroEven20 | 80.75% | TBD | 0.2% | 218.9363 |  | 150.6071 |  | 0.66918 | IL TRM - 4.4.34 - CI-HVC-DSFN-V05-210101 | IL TRM - 4.4.34 - CI-HVC-DSFN-V05-210101 | IL TRM - 4.4.34 - CI-HVC-DSFN-V05-210101 | None/Standard ventilation | None/Standard ventilation | None/Standard ventilation | None/Standard ventilation | None/Standard ventilation | None/Standard ventilation | None/Standard ventilation | None/Standard ventilation | None/Standard ventilation | None/Standard ventilation | None/Standard ventilation | None/Standard ventilation | None/Standard ventilation | None/Standard ventilation | None/Standard ventilation | None/Standard ventilation | None/Standard ventilation | None/Standard ventilation | None/Standard ventilation | None/Standard ventilation | None/Standard ventilation | None/Standard ventilation | Fans installed | Fans installed | Fans installed | Fans installed | Fans installed | Fans installed | Fans installed | Fans installed | Fans installed | Fans installed | Fans installed | Fans installed | Fans installed | Fans installed | Fans installed | Fans installed | Fans installed | Fans installed | Fans installed | Fans installed | Fans installed | Fans installed | 0.6 | 0.6 | 0.6 | 0.6 | 0.6 | 0.6 | 0.6 | 0.6 | 0.6 | 0.6 | 0.6 | 0.6 | 0.6 | 0.6 | 0.6 | 0.6 | 0.6 | 0.6 | 0.6 | 0.6 | 0.6 | 0.6 | 0 | 0 | 0.015467 | 0.015213 | 0.014882 | 0.014466 | 0.013969 | 0.013406 | 0.012804 | 0.01219 | 0.011593 | 0.011033 | 0.010522 | 0.010064 | 0.0096596 | 0.0093039 | 0.0089916 | 0.0087208 | 0.0084845 | 0.0082741 | 0.0080927 | 0.0079223 | 0.78497 | 0.75876 | 0.72947 | 0.69687 | 0.6613 | 0.62372 | 0.58541 | 0.54775 | 0.51195 | 0.47882 | 0.44877 | 0.42183 | 0.3979 | 0.37664 | 0.35772 | 0.34096 | 0.32601 | 0.31244 | 0.30032 | 0.28893 | 0.78497 | 1.5308 | 2.227 | 2.8617 | 3.4246 | 3.9103 | 4.3199 | 4.6607 | 4.9445 | 5.1845 | 5.3931 | 5.5801 | 5.7537 | 5.9185 | 6.0776 | 6.2355 | 6.3926 | 6.5464 | 6.7033 | 6.851 | 50751.3999 | 49876.3757 | 49016.4382 | 48171.3272 | 47340.7871 | 46524.5666 | 45722.4189 | 44934.1014 | 44159.3755 | 43398.0069 | 42649.7654 | 41914.4246 | 41191.7621 | 40481.5594 | 39783.6014 | 39097.6773 | 38423.5794 | 37761.1039 | 37110.0504 | 36470.2219 | 50751.3999 | 100627.7756 | 149644.2138 | 197815.541 | 245156.3281 | 291680.8947 | 337403.3136 | 382337.415 | 426496.7904 | 469894.7974 | 512544.5628 | 554458.9874 | 595650.7496 | 636132.3089 | 675915.9104 | 715013.5876 | 753437.167 | 791198.2709 | 828308.3213 | 864778.5432 | 0.66918 | 0.64917 | 0.62693 | 0.60227 | 0.57538 | 0.5469 | 0.51777 | 0.48898 | 0.46141 | 0.43567 | 0.4121 | 0.39074 | 0.3715 | 0.35419 | 0.33858 | 0.32458 | 0.31196 | 0.30043 | 0.29006 | 0.28027 | 0.66918 | 1.3097 | 1.914 | 2.4732 | 2.9796 | 3.4288 | 3.8208 | 4.1607 | 4.4563 | 4.7173 | 4.9524 | 5.1689 | 5.3721 | 5.5658 | 5.7524 | 5.9359 | 6.1171 | 6.2949 | 6.4742 | 6.6457 | 43138.6899 | 42394.9194 | 41663.9725 | 40945.6281 | 40239.669 | 39545.8816 | 38864.0561 | 38193.9861 | 37535.4691 | 36888.3059 | 36252.3006 | 35627.2609 | 35012.9978 | 34409.3254 | 33816.0612 | 33233.0257 | 32660.0425 | 32096.9383 | 31543.5428 | 30999.6886 | 43138.6899 | 85533.6092 | 127197.5817 | 168143.2099 | 208382.8789 | 247928.7605 | 286792.8166 | 324986.8027 | 362522.2719 | 399410.5778 | 435662.8784 | 471290.1393 | 506303.1371 | 540712.4626 | 574528.5238 | 607761.5495 | 640421.592 | 672518.5303 | 704062.0731 | 735061.7617 | 0 | 0 | 0 | 0 | 0 | 0 | 0 | 0 | 0 | 0 | 0 | 0 | 0 | 0 | 0 | 0 | 0 | 0 | 0 | 0 | 0 | 0 | 0 | 0 | 0 | 0 | 0 | 0 | 0 | 0 | 0 | 0 | 0 | 0 | 0 | 0 | 0 | 0 | 0 | 0 | 0 | 0 | 0 | 0 | 0 | 0 | 0 | 0 | 0 | 0 | 0 | 0 | 0 | 0 | 0 | 0 | 0 | 0 | 0 | 0 | 0 | 0 | 0 | 0 | 0 | 0 | 0 | 0 | 0 | 0 | 0 | 0 | 0 | 0 | 0 | 0 | 0 | 0 | 0 | 0 | 0 | 0 | 0 | 0 | 0 | 0 | 0 | 0 | 0 | 0 | 0 | 0 | 0 | 0 | 0 | 0 | 0 | 0 | 0 | 0 | 0 | 0 | 0 | 0 | 0 | 0 | 0 | 0 | 0 | 0 | 0 | 0 | 0 | 0 | 0 | 0 | 0 | 0 | 0 | 0 | 0 | 0 | 0 | 0 | 0 | 0 | 0 | 0 | 0 | 0 | 0 | 0 | 0 | 0 | 0 | 0 | 0 | 0 | 0 | 0 | 0 | 0 | 0 | 0 | 0 | 0 | 0 | 0 | 0 | 0 | 0 | 0 | 0 | 0 | 0 | 0 | 0 | 0 | 0 | 0 | 0 | 0 | 0 | 0 | 0 | 0 | 0 | 0 | 0 | 0 | 0 | 0 | 0 | 0 | 0 | 0 | 0 | 0 | 0 | 0 | 0 | 0 | 0 | 0 | 0 | 0 | 0 | 0 | 0 | 0 | 0 | 0 | 0 | 0 | 0 | 0 | 0 | 0 | 0 | 0 | 0 | 0 | 0 | 0 | 0 | 0 | 0 | 0 | 0 | 0 | 0 | 0 | 0 | 0 | 0 | 0 | 0 | 0 | 0 | 0 | 0 | 0 | 0 | 0 | 0 | 0 | 0 | 0 | 0 | 0 | 0 | 0 | 0 | 0 | 0 | 0 | 0 | 0 | 0 | 0 | 6267.7416 | 6282.6807 | 6297.6338 | 6312.4882 | 6327.1363 | 6341.4745 | 6355.4036 | 6368.8286 | 6381.6585 | 6393.8062 | 6405.3019 | 6416.1742 | 6426.451 | 6436.1585 | 6445.322 | 6453.9656 | 6462.1122 | 6469.7839 | 6477.0015 | 6483.7847 | 3821.918 | 3831.0275 | 3840.1455 | 3849.2034 | 3858.1354 | 3866.8785 | 3875.3722 | 3883.5584 | 3891.3818 | 3898.7891 | 3905.7989 | 3912.4286 | 3918.6951 | 3924.6145 | 3930.2022 | 3935.4729 | 3940.4405 | 3945.1185 | 3949.5196 | 3953.6559
WA_Industrial_Agriculture_Existing_Space Heating_Natural Gas_Gas Boiler - Insulate Steam Lines/Condensate Tank_A | WA | Industrial | Agriculture | Existing | Space Heating | Natural Gas | Gas Boiler - Insulate Steam Lines/Condensate Tank | A | IM105 | No insulation | Lines and condenstate tank insulated | 20 | 12.7087 | 0 | 0 | 110.26 | 0 | 0 | 0 | 55.1296 |  | employee | 30% | 35% | Retrofit | RetroEven20 | 80.75% | TBD | 0.2% | 330.8082 |  | 209.3572 |  | 0.054142 | PGE Workpaper - SWWH017-01 | PGE Workpaper - SWWH017-01 | PGE Workpaper - SWWH017-01 | No insulation | No insulation | No insulation | No insulation | No insulation | No insulation | No insulation | No insulation | No insulation | No insulation | No insulation | No insulation | No insulation | No insulation | No insulation | No insulation | No insulation | No insulation | No insulation | No insulation | No insulation | No insulation | Lines and condenstate tank insulated | Lines and condenstate tank insulated | Lines and condenstate tank insulated | Lines and condenstate tank insulated | Lines and condenstate tank insulated | Lines and condenstate tank insulated | Lines and condenstate tank insulated | Lines and condenstate tank insulated | Lines and condenstate tank insulated | Lines and condenstate tank insulated | Lines and condenstate tank insulated | Lines and condenstate tank insulated | Lines and condenstate tank insulated | Lines and condenstate tank insulated | Lines and condenstate tank insulated | Lines and condenstate tank insulated | Lines and condenstate tank insulated | Lines and condenstate tank insulated | Lines and condenstate tank insulated | Lines and condenstate tank insulated | Lines and condenstate tank insulated | Lines and condenstate tank insulated | 110.26 | 110.26 | 110.26 | 110.26 | 110.26 | 110.26 | 110.26 | 110.26 | 110.26 | 110.26 | 110.26 | 110.26 | 110.26 | 110.26 | 110.26 | 110.26 | 110.26 | 110.26 | 110.26 | 110.26 | 110.26 | 110.26 | 0 | 0 | 12.6054 | 12.5303 | 12.449 | 12.3596 | 12.2602 | 12.1488 | 12.0238 | 11.8843 | 11.7306 | 11.5641 | 11.3878 | 11.2048 | 11.0216 | 10.8418 | 10.6698 | 10.514 | 10.3751 | 10.2521 | 10.1427 | 10.0434 | 0.063577 | 0.062109 | 0.060642 | 0.059168 | 0.057681 | 0.056171 | 0.054635 | 0.05307 | 0.05148 | 0.049875 | 0.048267 | 0.046673 | 0.045118 | 0.043617 | 0.042185 | 0.040852 | 0.039617 | 0.038473 | 0.037406 | 0.036401 | 0.063577 | 0.12531 | 0.18514 | 0.24298 | 0.2987 | 0.35216 | 0.40317 | 0.45156 | 0.4972 | 0.54002 | 0.58006 | 0.61741 | 0.65243 | 0.68541 | 0.71671 | 0.7471 | 0.77685 | 0.80611 | 0.83492 | 0.86314 | 5.0437 | 4.9567 | 4.8712 | 4.7873 | 4.7047 | 4.6236 | 4.5439 | 4.4655 | 4.3885 | 4.3129 | 4.2385 | 4.1654 | 4.0936 | 4.023 | 3.9537 | 3.8855 | 3.8185 | 3.7527 | 3.688 | 3.6244 | 5.0437 | 10.0004 | 14.8716 | 19.6588 | 24.3636 | 28.9872 | 33.531 | 37.9966 | 42.3851 | 46.698 | 50.9365 | 55.102 | 59.1956 | 63.2186 | 67.1723 | 71.0578 | 74.8763 | 78.629 | 82.317 | 85.9414 | 0.054142 | 0.052997 | 0.051856 | 0.050715 | 0.049566 | 0.048401 | 0.047218 | 0.046012 | 0.044786 | 0.043547 | 0.042302 | 0.041062 | 0.039841 | 0.038653 | 0.037508 | 0.036432 | 0.035428 | 0.034493 | 0.033619 | 0.032793 | 0.054142 | 0.10692 | 0.15831 | 0.20826 | 0.25668 | 0.30345 | 0.34844 | 0.39151 | 0.43255 | 0.47151 | 0.50836 | 0.54319 | 0.57612 | 0.60739 | 0.63725 | 0.66627 | 0.69471 | 0.72273 | 0.75038 | 0.77759 | 4.2871 | 4.2132 | 4.1406 | 4.0692 | 3.999 | 3.9301 | 3.8623 | 3.7957 | 3.7303 | 3.6659 | 3.6027 | 3.5406 | 3.4796 | 3.4196 | 3.3606 | 3.3027 | 3.2457 | 3.1898 | 3.1348 | 3.0807 | 4.2871 | 8.5003 | 12.6409 | 16.71 | 20.709 | 24.6391 | 28.5014 | 32.2971 | 36.0273 | 39.6933 | 43.296 | 46.8367 | 50.3162 | 53.7358 | 57.0965 | 60.3992 | 63.6449 | 66.8347 | 69.9695 | 73.0502 | 0.054142 | 0.052997 | 0.051856 | 0.050715 | 0.049566 | 0.048401 | 0.047218 | 0.046012 | 0.044786 | 0.043547 | 0.042302 | 0.041062 | 0.039841 | 0.038653 | 0.037508 | 0.036432 | 0.035428 | 0.034493 | 0.033619 | 0.032793 | 0.054142 | 0.10692 | 0.15831 | 0.20826 | 0.25668 | 0.30345 | 0.34844 | 0.39151 | 0.43255 | 0.47151 | 0.50836 | 0.54319 | 0.57612 | 0.60739 | 0.63725 | 0.66627 | 0.69471 | 0.72273 | 0.75038 | 0.77759 | 4.2871 | 4.2132 | 4.1406 | 4.0692 | 3.999 | 3.9301 | 3.8623 | 3.7957 | 3.7303 | 3.6659 | 3.6027 | 3.5406 | 3.4796 | 3.4196 | 3.3606 | 3.3027 | 3.2457 | 3.1898 | 3.1348 | 3.0807 | 4.2871 | 8.5003 | 12.6409 | 16.71 | 20.709 | 24.6391 | 28.5014 | 32.2971 | 36.0273 | 39.6933 | 43.296 | 46.8367 | 50.3162 | 53.7358 | 57.0965 | 60.3992 | 63.6449 | 66.8347 | 69.9695 | 73.0502 | 0.054142 | 0.052997 | 0.051856 | 0.050715 | 0.049566 | 0.048401 | 0.047218 | 0.046012 | 0.044786 | 0.043547 | 0.042302 | 0.041062 | 0.039841 | 0.038653 | 0.037508 | 0.036432 | 0.035428 | 0.034493 | 0.033619 | 0.032793 | 0.054142 | 0.10692 | 0.15831 | 0.20826 | 0.25668 | 0.30345 | 0.34844 | 0.39151 | 0.43255 | 0.47151 | 0.50836 | 0.54319 | 0.57612 | 0.60739 | 0.63725 | 0.66627 | 0.69471 | 0.72273 | 0.75038 | 0.77759 | 4.2871 | 4.2132 | 4.1406 | 4.0692 | 3.999 | 3.9301 | 3.8623 | 3.7957 | 3.7303 | 3.6659 | 3.6027 | 3.5406 | 3.4796 | 3.4196 | 3.3606 | 3.3027 | 3.2457 | 3.1898 | 3.1348 | 3.0807 | 4.2871 | 8.5003 | 12.6409 | 16.71 | 20.709 | 24.6391 | 28.5014 | 32.2971 | 36.0273 | 39.6933 | 43.296 | 46.8367 | 50.3162 | 53.7358 | 57.0965 | 60.3992 | 63.6449 | 66.8347 | 69.9695 | 73.0502 | 0.054142 | 0.052997 | 0.051856 | 0.050715 | 0.049566 | 0.048401 | 0.047218 | 0.046012 | 0.044786 | 0.043547 | 0.042302 | 0.041062 | 0.039841 | 0.038653 | 0.037508 | 0.036432 | 0.035428 | 0.034493 | 0.033619 | 0.032793 | 0.054142 | 0.10692 | 0.15831 | 0.20826 | 0.25668 | 0.30345 | 0.34844 | 0.39151 | 0.43255 | 0.47151 | 0.50836 | 0.54319 | 0.57612 | 0.60739 | 0.63725 | 0.66627 | 0.69471 | 0.72273 | 0.75038 | 0.77759 | 4.2871 | 4.2132 | 4.1406 | 4.0692 | 3.999 | 3.9301 | 3.8623 | 3.7957 | 3.7303 | 3.6659 | 3.6027 | 3.5406 | 3.4796 | 3.4196 | 3.3606 | 3.3027 | 3.2457 | 3.1898 | 3.1348 | 3.0807 | 4.2871 | 8.5003 | 12.6409 | 16.71 | 20.709 | 24.6391 | 28.5014 | 32.2971 | 36.0273 | 39.6933 | 43.296 | 46.8367 | 50.3162 | 53.7358 | 57.0965 | 60.3992 | 63.6449 | 66.8347 | 69.9695 | 73.0502 | 342.6444 | 343.0135 | 343.3758 | 343.7303 | 344.0763 | 344.4131 | 344.7398 | 345.0559 | 345.3609 | 345.654 | 345.935 | 346.2032 | 346.4584 | 346.7 | 346.9278 | 347.1414 | 347.3405 | 347.5248 | 347.6941 | 347.8482 | 216.8479 | 217.0815 | 217.3108 | 217.5352 | 217.7542 | 217.9673 | 218.174 | 218.3741 | 218.5671 | 218.7526 | 218.9304 | 219.1002 | 219.2617 | 219.4146 | 219.5587 | 219.6939 | 219.8199 | 219.9366 | 220.0437 | 220.1412
WA_Industrial_Agriculture_Existing_Process_Natural Gas_Gas Boiler - Insulate Steam Lines/Condensate Tank_A | WA | Industrial | Agriculture | Existing | Process | Natural Gas | Gas Boiler - Insulate Steam Lines/Condensate Tank | A | IM106 | No insulation | Lines and condenstate tank insulated | 20 | 16.8499 | 0 | 0 | 110.26 | 0 | 0 | 0 | 55.1296 |  | sqft | 30% | 35% | Retrofit | RetroEven20 | 80.75% | TBD | 0.2% | 330.8082 |  | 209.3572 |  | 0.59688 | PGE Workpaper - SWWH017-01 | PGE Workpaper - SWWH017-01 | PGE Workpaper - SWWH017-01 | No insulation | No insulation | No insulation | No insulation | No insulation | No insulation | No insulation | No insulation | No insulation | No insulation | No insulation | No insulation | No insulation | No insulation | No insulation | No insulation | No insulation | No insulation | No insulation | No insulation | No insulation | No insulation | Lines and condenstate tank insulated | Lines and condenstate tank insulated | Lines and condenstate tank insulated | Lines and condenstate tank insulated | Lines and condenstate tank insulated | Lines and condenstate tank insulated | Lines and condenstate tank insulated | Lines and condenstate tank insulated | Lines and condenstate tank insulated | Lines and condenstate tank insulated | Lines and condenstate tank insulated | Lines and condenstate tank insulated | Lines and condenstate tank insulated | Lines and condenstate tank insulated | Lines and condenstate tank insulated | Lines and condenstate tank insulated | Lines and condenstate tank insulated | Lines and condenstate tank insulated | Lines and condenstate tank insulated | Lines and condenstate tank insulated | Lines and condenstate tank insulated | Lines and condenstate tank insulated | 110.26 | 110.26 | 110.26 | 110.26 | 110.26 | 110.26 | 110.26 | 110.26 | 110.26 | 110.26 | 110.26 | 110.26 | 110.26 | 110.26 | 110.26 | 110.26 | 110.26 | 110.26 | 110.26 | 110.26 | 110.26 | 110.26 | 0 | 0 | 16.8278 | 16.8057 | 16.7831 | 16.7597 | 16.7351 | 16.709 | 16.6818 | 16.6541 | 16.6267 | 16.6002 | 16.5753 | 16.5522 | 16.5306 | 16.5099 | 16.4896 | 16.4693 | 16.4489 | 16.4281 | 16.407 | 16.3855 | 0.70207 | 0.68906 | 0.67627 | 0.66368 | 0.65128 | 0.63906 | 0.62702 | 0.61518 | 0.60358 | 0.59223 | 0.58114 | 0.57033 | 0.55976 | 0.54943 | 0.53929 | 0.52934 | 0.51956 | 0.50996 | 0.50053 | 0.49125 | 0.70207 | 1.3902 | 2.0646 | 2.7254 | 3.3727 | 4.0065 | 4.627 | 5.2345 | 5.8294 | 6.4124 | 6.9839 | 7.5445 | 8.0944 | 8.6337 | 9.1624 | 9.6805 | 10.188 | 10.6851 | 11.1719 | 11.6486 | 41.7209 | 41.0016 | 40.2947 | 39.5999 | 38.9172 | 38.2462 | 37.5868 | 36.9387 | 36.3019 | 35.676 | 35.0609 | 34.4564 | 33.8623 | 33.2785 | 32.7047 | 32.1408 | 31.5867 | 31.0421 | 30.5069 | 29.9809 | 41.7209 | 82.7225 | 123.0172 | 162.6172 | 201.5344 | 239.7806 | 277.3673 | 314.3061 | 350.6079 | 386.2839 | 421.3448 | 455.8011 | 489.6634 | 522.9419 | 555.6466 | 587.7874 | 619.3741 | 650.4161 | 680.923 | 710.9039 | 0.59688 | 0.58593 | 0.57517 | 0.56459 | 0.55416 | 0.54388 | 0.53377 | 0.52382 | 0.51407 | 0.50453 | 0.4952 | 0.48608 | 0.47717 | 0.46845 | 0.45989 | 0.45149 | 0.44324 | 0.43513 | 0.42716 | 0.41933 | 0.59688 | 1.1821 | 1.756 | 2.3185 | 2.8697 | 3.4098 | 3.9389 | 4.4571 | 4.965 | 5.4628 | 5.951 | 6.4301 | 6.9001 | 7.3612 | 7.8134 | 8.2568 | 8.6913 | 9.1171 | 9.5343 | 9.9431 | 35.4628 | 34.8514 | 34.2505 | 33.66 | 33.0796 | 32.5093 | 31.9488 | 31.3979 | 30.8566 | 30.3246 | 29.8017 | 29.2879 | 28.7829 | 28.2867 | 27.799 | 27.3197 | 26.8487 | 26.3858 | 25.9308 | 25.4837 | 35.4628 | 70.3142 | 104.5646 | 138.2246 | 171.3042 | 203.8135 | 235.7622 | 267.1602 | 298.0168 | 328.3413 | 358.1431 | 387.431 | 416.2139 | 444.5006 | 472.2996 | 499.6193 | 526.468 | 552.8537 | 578.7846 | 604.2683 | 0.59688 | 0.58593 | 0.57517 | 0.56459 | 0.55416 | 0.54388 | 0.53377 | 0.52382 | 0.51407 | 0.50453 | 0.4952 | 0.48608 | 0.47717 | 0.46845 | 0.45989 | 0.45149 | 0.44324 | 0.43513 | 0.42716 | 0.41933 | 0.59688 | 1.1821 | 1.756 | 2.3185 | 2.8697 | 3.4098 | 3.9389 | 4.4571 | 4.965 | 5.4628 | 5.951 | 6.4301 | 6.9001 | 7.3612 | 7.8134 | 8.2568 | 8.6913 | 9.1171 | 9.5343 | 9.9431 | 35.4628 | 34.8514 | 34.2505 | 33.66 | 33.0796 | 32.5093 | 31.9488 | 31.3979 | 30.8566 | 30.3246 | 29.8017 | 29.2879 | 28.7829 | 28.2867 | 27.799 | 27.3197 | 26.8487 | 26.3858 | 25.9308 | 25.4837 | 35.4628 | 70.3142 | 104.5646 | 138.2246 | 171.3042 | 203.8135 | 235.7622 | 267.1602 | 298.0168 | 328.3413 | 358.1431 | 387.431 | 416.2139 | 444.5006 | 472.2996 | 499.6193 | 526.468 | 552.8537 | 578.7846 | 604.2683 | 0.59688 | 0.58593 | 0.57517 | 0.56459 | 0.55416 | 0.54388 | 0.53377 | 0.52382 | 0.51407 | 0.50453 | 0.4952 | 0.48608 | 0.47717 | 0.46845 | 0.45989 | 0.45149 | 0.44324 | 0.43513 | 0.42716 | 0.41933 | 0.59688 | 1.1821 | 1.756 | 2.3185 | 2.8697 | 3.4098 | 3.9389 | 4.4571 | 4.965 | 5.4628 | 5.951 | 6.4301 | 6.9001 | 7.3612 | 7.8134 | 8.2568 | 8.6913 | 9.1171 | 9.5343 | 9.9431 | 35.4628 | 34.8514 | 34.2505 | 33.66 | 33.0796 | 32.5093 | 31.9488 | 31.3979 | 30.8566 | 30.3246 | 29.8017 | 29.2879 | 28.7829 | 28.2867 | 27.799 | 27.3197 | 26.8487 | 26.3858 | 25.9308 | 25.4837 | 35.4628 | 70.3142 | 104.5646 | 138.2246 | 171.3042 | 203.8135 | 235.7622 | 267.1602 | 298.0168 | 328.3413 | 358.1431 | 387.431 | 416.2139 | 444.5006 | 472.2996 | 499.6193 | 526.468 | 552.8537 | 578.7846 | 604.2683 | 0.59688 | 0.58593 | 0.57517 | 0.56459 | 0.55416 | 0.54388 | 0.53377 | 0.52382 | 0.51407 | 0.50453 | 0.4952 | 0.48608 | 0.47717 | 0.46845 | 0.45989 | 0.45149 | 0.44324 | 0.43513 | 0.42716 | 0.41933 | 0.59688 | 1.1821 | 1.756 | 2.3185 | 2.8697 | 3.4098 | 3.9389 | 4.4571 | 4.965 | 5.4628 | 5.951 | 6.4301 | 6.9001 | 7.3612 | 7.8134 | 8.2568 | 8.6913 | 9.1171 | 9.5343 | 9.9431 | 35.4628 | 34.8514 | 34.2505 | 33.66 | 33.0796 | 32.5093 | 31.9488 | 31.3979 | 30.8566 | 30.3246 | 29.8017 | 29.2879 | 28.7829 | 28.2867 | 27.799 | 27.3197 | 26.8487 | 26.3858 | 25.9308 | 25.4837 | 35.4628 | 70.3142 | 104.5646 | 138.2246 | 171.3042 | 203.8135 | 235.7622 | 267.1602 | 298.0168 | 328.3413 | 358.1431 | 387.431 | 416.2139 | 444.5006 | 472.2996 | 499.6193 | 526.468 | 552.8537 | 578.7846 | 604.2683 | 342.6444 | 343.0135 | 343.3758 | 343.7303 | 344.0763 | 344.4131 | 344.7398 | 345.0559 | 345.3609 | 345.654 | 345.935 | 346.2032 | 346.4584 | 346.7 | 346.9278 | 347.1414 | 347.3405 | 347.5248 | 347.6941 | 347.8482 | 216.8479 | 217.0815 | 217.3108 | 217.5352 | 217.7542 | 217.9673 | 218.174 | 218.3741 | 218.5671 | 218.7526 | 218.9304 | 219.1002 | 219.2617 | 219.4146 | 219.5587 | 219.6939 | 219.8199 | 219.9366 | 220.0437 | 220.1412
WA_Industrial_Agriculture_Existing_Space Heating_Natural Gas_Gas Boiler - Insulate Hot Water Lines_A | WA | Industrial | Agriculture | Existing | Space Heating | Natural Gas | Gas Boiler - Insulate Hot Water Lines | A | IM107 | No insulation | Insulated water lines | 20 | 14.3648 | 0 | 0 | 78.28 | 0 | 0 | 0 | 39.1415 |  | employee | 40% | 50% | Retrofit | RetroEven20 | 80.75% | TBD | 0.2% | 211.1811 |  | 133.6493 |  | 0.12242 | PGE Workpaper - SWWH017-01 | PGE Workpaper - SWWH017-01 | PGE Workpaper - SWWH017-01 | No insulation | No insulation | No insulation | No insulation | No insulation | No insulation | No insulation | No insulation | No insulation | No insulation | No insulation | No insulation | No insulation | No insulation | No insulation | No insulation | No insulation | No insulation | No insulation | No insulation | No insulation | No insulation | Insulated water lines | Insulated water lines | Insulated water lines | Insulated water lines | Insulated water lines | Insulated water lines | Insulated water lines | Insulated water lines | Insulated water lines | Insulated water lines | Insulated water lines | Insulated water lines | Insulated water lines | Insulated water lines | Insulated water lines | Insulated water lines | Insulated water lines | Insulated water lines | Insulated water lines | Insulated water lines | Insulated water lines | Insulated water lines | 78.28 | 78.28 | 78.28 | 78.28 | 78.28 | 78.28 | 78.28 | 78.28 | 78.28 | 78.28 | 78.28 | 78.28 | 78.28 | 78.28 | 78.28 | 78.28 | 78.28 | 78.28 | 78.28 | 78.28 | 78.28 | 78.28 | 0 | 0 | 14.2522 | 14.1737 | 14.0915 | 14.005 | 13.9136 | 13.8168 | 13.7143 | 13.6059 | 13.4923 | 13.3742 | 13.253 | 13.1286 | 13.004 | 12.8789 | 12.7536 | 12.6362 | 12.5263 | 12.4229 | 12.3257 | 12.2346 | 0.14377 | 0.14051 | 0.13729 | 0.13409 | 0.13092 | 0.12777 | 0.12463 | 0.12151 | 0.11842 | 0.11536 | 0.11235 | 0.10937 | 0.10647 | 0.10362 | 0.10085 | 0.098197 | 0.095664 | 0.093238 | 0.090914 | 0.088686 | 0.14377 | 0.28348 | 0.41913 | 0.55064 | 0.67797 | 0.80102 | 0.91971 | 1.034 | 1.1437 | 1.2491 | 1.3501 | 1.4468 | 1.5396 | 1.6284 | 1.7134 | 1.7958 | 1.8758 | 1.9536 | 2.0292 | 2.1029 | 10.0873 | 9.9134 | 9.7425 | 9.5745 | 9.4094 | 9.2472 | 9.0878 | 8.9311 | 8.7771 | 8.6258 | 8.477 | 8.3309 | 8.1872 | 8.0461 | 7.9074 | 7.771 | 7.637 | 7.5054 | 7.376 | 7.2488 | 10.0873 | 20.0007 | 29.7432 | 39.3177 | 48.7271 | 57.9743 | 67.0621 | 75.9931 | 84.7702 | 93.396 | 101.873 | 110.2039 | 118.3912 | 126.4373 | 134.3446 | 142.1156 | 149.7527 | 157.2581 | 164.634 | 171.8828 | 0.12242 | 0.11988 | 0.11737 | 0.11489 | 0.11243 | 0.10999 | 0.10757 | 0.10515 | 0.10275 | 0.10038 | 0.098026 | 0.0957 | 0.093402 | 0.091135 | 0.088901 | 0.086751 | 0.084685 | 0.082702 | 0.0808 | 0.078977 | 0.12242 | 0.24186 | 0.35833 | 0.4718 | 0.58224 | 0.68958 | 0.79377 | 0.89472 | 0.99241 | 1.0868 | 1.178 | 1.266 | 1.3506 | 1.4321 | 1.5104 | 1.5865 | 1.6606 | 1.7328 | 1.8035 | 1.8727 | 8.5742 | 8.4264 | 8.2811 | 8.1383 | 7.998 | 7.8601 | 7.7246 | 7.5914 | 7.4605 | 7.3319 | 7.2055 | 7.0813 | 6.9592 | 6.8392 | 6.7213 | 6.6054 | 6.4915 | 6.3796 | 6.2696 | 6.1615 | 8.5742 | 17.0006 | 25.2817 | 33.42 | 41.418 | 49.2782 | 57.0028 | 64.5942 | 72.0547 | 79.3866 | 86.5921 | 93.6733 | 100.6325 | 107.4717 | 114.1929 | 120.7983 | 127.2898 | 133.6694 | 139.9389 | 146.1004 | 0.12242 | 0.11988 | 0.11737 | 0.11489 | 0.11243 | 0.10999 | 0.10757 | 0.10515 | 0.10275 | 0.10038 | 0.098026 | 0.0957 | 0.093402 | 0.091135 | 0.088901 | 0.086751 | 0.084685 | 0.082702 | 0.0808 | 0.078977 | 0.12242 | 0.24186 | 0.35833 | 0.4718 | 0.58224 | 0.68958 | 0.79377 | 0.89472 | 0.99241 | 1.0868 | 1.178 | 1.266 | 1.3506 | 1.4321 | 1.5104 | 1.5865 | 1.6606 | 1.7328 | 1.8035 | 1.8727 | 8.5742 | 8.4264 | 8.2811 | 8.1383 | 7.998 | 7.8601 | 7.7246 | 7.5914 | 7.4605 | 7.3319 | 7.2055 | 7.0813 | 6.9592 | 6.8392 | 6.7213 | 6.6054 | 6.4915 | 6.3796 | 6.2696 | 6.1615 | 8.5742 | 17.0006 | 25.2817 | 33.42 | 41.418 | 49.2782 | 57.0028 | 64.5942 | 72.0547 | 79.3866 | 86.5921 | 93.6733 | 100.6325 | 107.4717 | 114.1929 | 120.7983 | 127.2898 | 133.6694 | 139.9389 | 146.1004 | 0.12242 | 0.11988 | 0.11737 | 0.11489 | 0.11243 | 0.10999 | 0.10757 | 0.10515 | 0.10275 | 0.10038 | 0.098026 | 0.0957 | 0.093402 | 0.091135 | 0.088901 | 0.086751 | 0.084685 | 0.082702 | 0.0808 | 0.078977 | 0.12242 | 0.24186 | 0.35833 | 0.4718 | 0.58224 | 0.68958 | 0.79377 | 0.89472 | 0.99241 | 1.0868 | 1.178 | 1.266 | 1.3506 | 1.4321 | 1.5104 | 1.5865 | 1.6606 | 1.7328 | 1.8035 | 1.8727 | 8.5742 | 8.4264 | 8.2811 | 8.1383 | 7.998 | 7.8601 | 7.7246 | 7.5914 | 7.4605 | 7.3319 | 7.2055 | 7.0813 | 6.9592 | 6.8392 | 6.7213 | 6.6054 | 6.4915 | 6.3796 | 6.2696 | 6.1615 | 8.5742 | 17.0006 | 25.2817 | 33.42 | 41.418 | 49.2782 | 57.0028 | 64.5942 | 72.0547 | 79.3866 | 86.5921 | 93.6733 | 100.6325 | 107.4717 | 114.1929 | 120.7983 | 127.2898 | 133.6694 | 139.9389 | 146.1004 | 0.12242 | 0.11988 | 0.11737 | 0.11489 | 0.11243 | 0.10999 | 0.10757 | 0.10515 | 0.10275 | 0.10038 | 0.098026 | 0.0957 | 0.093402 | 0.091135 | 0.088901 | 0.086751 | 0.084685 | 0.082702 | 0.0808 | 0.078977 | 0.12242 | 0.24186 | 0.35833 | 0.4718 | 0.58224 | 0.68958 | 0.79377 | 0.89472 | 0.99241 | 1.0868 | 1.178 | 1.266 | 1.3506 | 1.4321 | 1.5104 | 1.5865 | 1.6606 | 1.7328 | 1.8035 | 1.8727 | 8.5742 | 8.4264 | 8.2811 | 8.1383 | 7.998 | 7.8601 | 7.7246 | 7.5914 | 7.4605 | 7.3319 | 7.2055 | 7.0813 | 6.9592 | 6.8392 | 6.7213 | 6.6054 | 6.4915 | 6.3796 | 6.2696 | 6.1615 | 8.5742 | 17.0006 | 25.2817 | 33.42 | 41.418 | 49.2782 | 57.0028 | 64.5942 | 72.0547 | 79.3866 | 86.5921 | 93.6733 | 100.6325 | 107.4717 | 114.1929 | 120.7983 | 127.2898 | 133.6694 | 139.9389 | 146.1004 | 215.2173 | 215.4491 | 215.6767 | 215.8994 | 216.1167 | 216.3282 | 216.5334 | 216.732 | 216.9235 | 217.1077 | 217.2841 | 217.4526 | 217.6129 | 217.7647 | 217.9077 | 218.0419 | 218.1669 | 218.2827 | 218.389 | 218.4858 | 136.2037 | 136.3504 | 136.4944 | 136.6353 | 136.7729 | 136.9067 | 137.0366 | 137.1623 | 137.2835 | 137.4 | 137.5117 | 137.6183 | 137.7198 | 137.8158 | 137.9064 | 137.9913 | 138.0704 | 138.1437 | 138.211 | 138.2722
WA_Industrial_Agriculture_Existing_Process_Natural Gas_Gas Boiler - Insulate Hot Water Lines_A | WA | Industrial | Agriculture | Existing | Process | Natural Gas | Gas Boiler - Insulate Hot Water Lines | A | IM108 | No insulation | Insulated water lines | 20 | 19.0457 | 0 | 0 | 78.28 | 0 | 0 | 0 | 39.1415 |  | sqft | 40% | 50% | Retrofit | RetroEven20 | 80.75% | TBD | 0.2% | 211.1811 |  | 133.6493 |  | 1.3502 | PGE Workpaper - SWWH017-01 | PGE Workpaper - SWWH017-01 | PGE Workpaper - SWWH017-01 | No insulation | No insulation | No insulation | No insulation | No insulation | No insulation | No insulation | No insulation | No insulation | No insulation | No insulation | No insulation | No insulation | No insulation | No insulation | No insulation | No insulation | No insulation | No insulation | No insulation | No insulation | No insulation | Insulated water lines | Insulated water lines | Insulated water lines | Insulated water lines | Insulated water lines | Insulated water lines | Insulated water lines | Insulated water lines | Insulated water lines | Insulated water lines | Insulated water lines | Insulated water lines | Insulated water lines | Insulated water lines | Insulated water lines | Insulated water lines | Insulated water lines | Insulated water lines | Insulated water lines | Insulated water lines | Insulated water lines | Insulated water lines | 78.28 | 78.28 | 78.28 | 78.28 | 78.28 | 78.28 | 78.28 | 78.28 | 78.28 | 78.28 | 78.28 | 78.28 | 78.28 | 78.28 | 78.28 | 78.28 | 78.28 | 78.28 | 78.28 | 78.28 | 78.28 | 78.28 | 0 | 0 | 19.0345 | 19.0236 | 19.0124 | 19.0005 | 18.9875 | 18.973 | 18.9575 | 18.9417 | 18.9264 | 18.9125 | 18.9006 | 18.8911 | 18.8835 | 18.8773 | 18.8718 | 18.8667 | 18.8616 | 18.8565 | 18.8513 | 18.8461 | 1.5883 | 1.56 | 1.5322 | 1.5048 | 1.4779 | 1.4513 | 1.4251 | 1.3994 | 1.3741 | 1.3494 | 1.3253 | 1.3018 | 1.2789 | 1.2564 | 1.2344 | 1.2128 | 1.1915 | 1.1707 | 1.1502 | 1.13 | 1.5883 | 3.1474 | 4.6777 | 6.1796 | 7.6533 | 9.0987 | 10.5164 | 11.907 | 13.2715 | 14.6112 | 15.9274 | 17.2212 | 18.4931 | 19.7435 | 20.9721 | 22.1792 | 23.3647 | 24.5291 | 25.6726 | 26.7955 | 83.4419 | 82.0032 | 80.5894 | 79.1999 | 77.8344 | 76.4924 | 75.1736 | 73.8775 | 72.6037 | 71.3519 | 70.1217 | 68.9127 | 67.7246 | 66.5569 | 65.4094 | 64.2816 | 63.1733 | 62.0841 | 61.0137 | 59.9618 | 83.4419 | 165.4451 | 246.0344 | 325.2343 | 403.0687 | 479.5611 | 554.7347 | 628.6122 | 701.2159 | 772.5678 | 842.6896 | 911.6023 | 979.3269 | 1045.8838 | 1111.2932 | 1175.5748 | 1238.7481 | 1300.8323 | 1361.846 | 1421.8078 | 1.3502 | 1.3262 | 1.3027 | 1.2796 | 1.2568 | 1.2343 | 1.2122 | 1.1904 | 1.1691 | 1.1482 | 1.1278 | 1.1079 | 1.0884 | 1.0694 | 1.0507 | 1.0323 | 1.0143 | 0.99658 | 0.97917 | 0.96206 | 1.3502 | 2.6757 | 3.9771 | 5.2545 | 6.5083 | 7.7384 | 8.9452 | 10.1293 | 11.2914 | 12.4326 | 13.5538 | 14.6559 | 15.7394 | 16.8044 | 17.8509 | 18.8791 | 19.889 | 20.881 | 21.8554 | 22.8123 | 70.9256 | 69.7027 | 68.501 | 67.3199 | 66.1592 | 65.0185 | 63.8975 | 62.7959 | 61.7132 | 60.6491 | 59.6035 | 58.5758 | 57.5659 | 56.5734 | 55.598 | 54.6394 | 53.6973 | 52.7715 | 51.8617 | 50.9675 | 70.9256 | 140.6283 | 209.1293 | 276.4492 | 342.6084 | 407.6269 | 471.5245 | 534.3203 | 596.0335 | 656.6826 | 716.2861 | 774.8619 | 832.4278 | 889.0012 | 944.5992 | 999.2386 | 1052.9359 | 1105.7074 | 1157.5691 | 1208.5366 | 1.3502 | 1.3262 | 1.3027 | 1.2796 | 1.2568 | 1.2343 | 1.2122 | 1.1904 | 1.1691 | 1.1482 | 1.1278 | 1.1079 | 1.0884 | 1.0694 | 1.0507 | 1.0323 | 1.0143 | 0.99658 | 0.97917 | 0.96206 | 1.3502 | 2.6757 | 3.9771 | 5.2545 | 6.5083 | 7.7384 | 8.9452 | 10.1293 | 11.2914 | 12.4326 | 13.5538 | 14.6559 | 15.7394 | 16.8044 | 17.8509 | 18.8791 | 19.889 | 20.881 | 21.8554 | 22.8123 | 70.9256 | 69.7027 | 68.501 | 67.3199 | 66.1592 | 65.0185 | 63.8975 | 62.7959 | 61.7132 | 60.6491 | 59.6035 | 58.5758 | 57.5659 | 56.5734 | 55.598 | 54.6394 | 53.6973 | 52.7715 | 51.8617 | 50.9675 | 70.9256 | 140.6283 | 209.1293 | 276.4492 | 342.6084 | 407.6269 | 471.5245 | 534.3203 | 596.0335 | 656.6826 | 716.2861 | 774.8619 | 832.4278 | 889.0012 | 944.5992 | 999.2386 | 1052.9359 | 1105.7074 | 1157.5691 | 1208.5366 | 1.3502 | 1.3262 | 1.3027 | 1.2796 | 1.2568 | 1.2343 | 1.2122 | 1.1904 | 1.1691 | 1.1482 | 1.1278 | 1.1079 | 1.0884 | 1.0694 | 1.0507 | 1.0323 | 1.0143 | 0.99658 | 0.97917 | 0.96206 | 1.3502 | 2.6757 | 3.9771 | 5.2545 | 6.5083 | 7.7384 | 8.9452 | 10.1293 | 11.2914 | 12.4326 | 13.5538 | 14.6559 | 15.7394 | 16.8044 | 17.8509 | 18.8791 | 19.889 | 20.881 | 21.8554 | 22.8123 | 70.9256 | 69.7027 | 68.501 | 67.3199 | 66.1592 | 65.0185 | 63.8975 | 62.7959 | 61.7132 | 60.6491 | 59.6035 | 58.5758 | 57.5659 | 56.5734 | 55.598 | 54.6394 | 53.6973 | 52.7715 | 51.8617 | 50.9675 | 70.9256 | 140.6283 | 209.1293 | 276.4492 | 342.6084 | 407.6269 | 471.5245 | 534.3203 | 596.0335 | 656.6826 | 716.2861 | 774.8619 | 832.4278 | 889.0012 | 944.5992 | 999.2386 | 1052.9359 | 1105.7074 | 1157.5691 | 1208.5366 | 1.3502 | 1.3262 | 1.3027 | 1.2796 | 1.2568 | 1.2343 | 1.2122 | 1.1904 | 1.1691 | 1.1482 | 1.1278 | 1.1079 | 1.0884 | 1.0694 | 1.0507 | 1.0323 | 1.0143 | 0.99658 | 0.97917 | 0.96206 | 1.3502 | 2.6757 | 3.9771 | 5.2545 | 6.5083 | 7.7384 | 8.9452 | 10.1293 | 11.2914 | 12.4326 | 13.5538 | 14.6559 | 15.7394 | 16.8044 | 17.8509 | 18.8791 | 19.889 | 20.881 | 21.8554 | 22.8123 | 70.9256 | 69.7027 | 68.501 | 67.3199 | 66.1592 | 65.0185 | 63.8975 | 62.7959 | 61.7132 | 60.6491 | 59.6035 | 58.5758 | 57.5659 | 56.5734 | 55.598 | 54.6394 | 53.6973 | 52.7715 | 51.8617 | 50.9675 | 70.9256 | 140.6283 | 209.1293 | 276.4492 | 342.6084 | 407.6269 | 471.5245 | 534.3203 | 596.0335 | 656.6826 | 716.2861 | 774.8619 | 832.4278 | 889.0012 | 944.5992 | 999.2386 | 1052.9359 | 1105.7074 | 1157.5691 | 1208.5366 | 215.2173 | 215.4491 | 215.6767 | 215.8994 | 216.1167 | 216.3282 | 216.5334 | 216.732 | 216.9235 | 217.1077 | 217.2841 | 217.4526 | 217.6129 | 217.7647 | 217.9077 | 218.0419 | 218.1669 | 218.2827 | 218.389 | 218.4858 | 136.2037 | 136.3504 | 136.4944 | 136.6353 | 136.7729 | 136.9067 | 137.0366 | 137.1623 | 137.2835 | 137.4 | 137.5117 | 137.6183 | 137.7198 | 137.8158 | 137.9064 | 137.9913 | 138.0704 | 138.1437 | 138.211 | 138.2722
WA_Industrial_Agriculture_Existing_Process_Natural Gas_Process - Insulate Heated Process Fluids_A | WA | Industrial | Agriculture | Existing | Process | Natural Gas | Process - Insulate Heated Process Fluids | A | IM109 | No insulation | Insulated process fluid lines | 20 | 13.6092 | 0 | 0 | 110.26 | 0 | 0 | 0 | 55.1296 |  | employee | 5% | 10% | Retrofit | Retro12Med | 75.44% | TBD | 0.2% | 661.9173 |  | 418.9049 |  | 1.0543 | PGE Workpaper - SWWH017-01 | PGE Workpaper - SWWH017-01 | PGE Workpaper - SWWH017-01 | No insulation | No insulation | No insulation | No insulation | No insulation | No insulation | No insulation | No insulation | No insulation | No insulation | No insulation | No insulation | No insulation | No insulation | No insulation | No insulation | No insulation | No insulation | No insulation | No insulation | No insulation | No insulation | Insulated process fluid lines | Insulated process fluid lines | Insulated process fluid lines | Insulated process fluid lines | Insulated process fluid lines | Insulated process fluid lines | Insulated process fluid lines | Insulated process fluid lines | Insulated process fluid lines | Insulated process fluid lines | Insulated process fluid lines | Insulated process fluid lines | Insulated process fluid lines | Insulated process fluid lines | Insulated process fluid lines | Insulated process fluid lines | Insulated process fluid lines | Insulated process fluid lines | Insulated process fluid lines | Insulated process fluid lines | Insulated process fluid lines | Insulated process fluid lines | 110.26 | 110.26 | 110.26 | 110.26 | 110.26 | 110.26 | 110.26 | 110.26 | 110.26 | 110.26 | 110.26 | 110.26 | 110.26 | 110.26 | 110.26 | 110.26 | 110.26 | 110.26 | 110.26 | 110.26 | 110.26 | 110.26 | 0 | 0 | 13.5869 | 13.5647 | 13.5419 | 13.5184 | 13.494 | 13.4682 | 13.4414 | 13.4142 | 13.3871 | 13.3608 | 13.3356 | 13.3118 | 13.2891 | 13.2671 | 13.2454 | 13.2235 | 13.2014 | 13.179 | 13.1562 | 13.1331 | 1.24 | 1.2166 | 1.1936 | 1.171 | 1.1488 | 1.0141 | 0.79572 | 0.62433 | 0.48986 | 0.38438 | 0.30163 | 0.23672 | 0.18579 | 0.14583 | 0.11447 | 0.089845 | 0.00060124 | 0.00021067 | 7.0458e-05 | 2.254e-05 | 1.24 | 2.4546 | 3.6441 | 4.8088 | 5.9489 | 6.9516 | 7.7335 | 8.3422 | 8.8152 | 9.1823 | 9.4666 | 9.6864 | 9.8557 | 9.9852 | 10.0833 | 10.1565 | 10.1401 | 10.1231 | 10.1057 | 10.088 | 91.2642 | 89.6907 | 88.1443 | 86.6246 | 85.131 | 75.2969 | 59.199 | 46.5426 | 36.5921 | 28.769 | 22.6184 | 17.7827 | 13.9809 | 10.9919 | 8.6419 | 6.7943 | 0.045543 | 0.015985 | 0.0053555 | 0.0017162 | 91.2642 | 180.9549 | 269.0992 | 355.7237 | 440.8548 | 516.1517 | 575.3507 | 621.8933 | 658.4854 | 687.2544 | 709.8728 | 727.6555 | 741.6365 | 752.6283 | 761.2702 | 768.0645 | 768.1101 | 768.1261 | 768.1314 | 768.1331 | 1.0543 | 1.0346 | 1.0154 | 0.99638 | 0.97769 | 0.86335 | 0.67762 | 0.53184 | 0.41742 | 0.32763 | 0.25717 | 0.20188 | 0.15849 | 0.12443 | 0.097693 | 0.076699 | 0.0005134 | 0.00017994 | 6.0196e-05 | 1.9262e-05 | 1.0543 | 2.0874 | 3.0998 | 4.0916 | 5.063 | 5.9181 | 6.5858 | 7.1063 | 7.5115 | 7.8266 | 8.0712 | 8.2609 | 8.4074 | 8.52 | 8.6058 | 8.6705 | 8.6587 | 8.6464 | 8.6338 | 8.6209 | 77.5746 | 76.2371 | 74.9226 | 73.6309 | 72.3614 | 64.0024 | 50.3191 | 39.5612 | 31.1033 | 24.4536 | 19.2256 | 15.1153 | 11.8838 | 9.3431 | 7.3456 | 5.7752 | 0.038712 | 0.013587 | 0.0045522 | 0.0014588 | 77.5746 | 153.8117 | 228.7343 | 302.3652 | 374.7266 | 438.7289 | 489.0481 | 528.6093 | 559.7126 | 584.1663 | 603.3919 | 618.5072 | 630.391 | 639.7341 | 647.0797 | 652.8549 | 652.8936 | 652.9072 | 652.9117 | 652.9132 | 0 | 0 | 0 | 0 | 0 | 0 | 0 | 0 | 0 | 0 | 0 | 0 | 0 | 0 | 0 | 0 | 0 | 0 | 0 | 0 | 0 | 0 | 0 | 0 | 0 | 0 | 0 | 0 | 0 | 0 | 0 | 0 | 0 | 0 | 0 | 0 | 0 | 0 | 0 | 0 | 0 | 0 | 0 | 0 | 0 | 0 | 0 | 0 | 0 | 0 | 0 | 0 | 0 | 0 | 0 | 0 | 0 | 0 | 0 | 0 | 0 | 0 | 0 | 0 | 0 | 0 | 0 | 0 | 0 | 0 | 0 | 0 | 0 | 0 | 0 | 0 | 0 | 0 | 0 | 0 | 1.0543 | 1.0346 | 1.0154 | 0.99638 | 0.97769 | 0.86335 | 0.67762 | 0.53184 | 0.41742 | 0.32763 | 0.25717 | 0.20188 | 0.15849 | 0.12443 | 0.097693 | 0.076699 | 0.0005134 | 0.00017994 | 6.0196e-05 | 1.9262e-05 | 1.0543 | 2.0874 | 3.0998 | 4.0916 | 5.063 | 5.9181 | 6.5858 | 7.1063 | 7.5115 | 7.8266 | 8.0712 | 8.2609 | 8.4074 | 8.52 | 8.6058 | 8.6705 | 8.6587 | 8.6464 | 8.6338 | 8.6209 | 77.5746 | 76.2371 | 74.9226 | 73.6309 | 72.3614 | 64.0024 | 50.3191 | 39.5612 | 31.1033 | 24.4536 | 19.2256 | 15.1153 | 11.8838 | 9.3431 | 7.3456 | 5.7752 | 0.038712 | 0.013587 | 0.0045522 | 0.0014588 | 77.5746 | 153.8117 | 228.7343 | 302.3652 | 374.7266 | 438.7289 | 489.0481 | 528.6093 | 559.7126 | 584.1663 | 603.3919 | 618.5072 | 630.391 | 639.7341 | 647.0797 | 652.8549 | 652.8936 | 652.9072 | 652.9117 | 652.9132 | 0 | 0 | 0 | 0 | 0 | 0 | 0 | 0 | 0 | 0 | 0 | 0 | 0 | 0 | 0 | 0 | 0 | 0 | 0 | 0 | 0 | 0 | 0 | 0 | 0 | 0 | 0 | 0 | 0 | 0 | 0 | 0 | 0 | 0 | 0 | 0 | 0 | 0 | 0 | 0 | 0 | 0 | 0 | 0 | 0 | 0 | 0 | 0 | 0 | 0 | 0 | 0 | 0 | 0 | 0 | 0 | 0 | 0 | 0 | 0 | 0 | 0 | 0 | 0 | 0 | 0 | 0 | 0 | 0 | 0 | 0 | 0 | 0 | 0 | 0 | 0 | 0 | 0 | 0 | 0 | 742.5682 | 742.5682 | 742.5682 | 742.5682 | 742.5682 | 742.5682 | 742.5682 | 742.5682 | 742.5682 | 742.5682 | 742.5682 | 742.5682 | 742.5682 | 742.5682 | 742.5682 | 742.5682 | 742.5682 | 742.5682 | 742.5682 | 742.5682 | 469.9461 | 469.9461 | 469.9461 | 469.9461 | 469.9461 | 469.9461 | 469.9461 | 469.9461 | 469.9461 | 469.9461 | 469.9461 | 469.9461 | 469.9461 | 469.9461 | 469.9461 | 469.9461 | 469.9461 | 469.9461 | 469.9461 | 469.9461
WA_Industrial_Agriculture_Existing_Process_Natural Gas_Process Heat Recovery_A | WA | Industrial | Agriculture | Existing | Process | Natural Gas | Process Heat Recovery | A | IM110 | No HR system | HR system installed | 15 | 0.13629 | 0 | 0 | 89.47 | 0 | 0 | 0 | 44.7358 |  | cfm | 5% | 50% | Retrofit | Retro12Med | 75.44% | TBD | 0.2% | 4658.3509 |  | 3090.3726 |  | 0.37929 | MN TRM v3.1 - Exhaust Energy Recovery | IL TRM - 4.1.10 - CI-AGE-DRHR-V01-200101 | U.S. Department of Agriculture, Natural Resources Conservation Service. “Energy Self-Assessment: Refrigeration Heat Recovery.” | No HR system | No HR system | No HR system | No HR system | No HR system | No HR system | No HR system | No HR system | No HR system | No HR system | No HR system | No HR system | No HR system | No HR system | No HR system | No HR system | No HR system | No HR system | No HR system | No HR system | No HR system | No HR system | HR system installed | HR system installed | HR system installed | HR system installed | HR system installed | HR system installed | HR system installed | HR system installed | HR system installed | HR system installed | HR system installed | HR system installed | HR system installed | HR system installed | HR system installed | HR system installed | HR system installed | HR system installed | HR system installed | HR system installed | HR system installed | HR system installed | 89.47 | 89.47 | 89.47 | 89.47 | 89.47 | 89.47 | 89.47 | 89.47 | 89.47 | 89.47 | 89.47 | 89.47 | 89.47 | 89.47 | 89.47 | 89.47 | 89.47 | 89.47 | 89.47 | 89.47 | 89.47 | 89.47 | 0 | 0 | 0.13573 | 0.13516 | 0.13458 | 0.13398 | 0.13335 | 0.13272 | 0.1321 | 0.13149 | 0.1309 | 0.13033 | 0.12979 | 0.12927 | 0.12877 | 0.1283 | 0.12784 | 0.12738 | 0.12694 | 0.1265 | 0.12606 | 0.12561 | 0.44595 | 0.43642 | 0.42704 | 0.4178 | 0.40868 | 0.35976 | 0.28153 | 0.22032 | 0.17244 | 0.13498 | 0.10568 | 0.082755 | 0.064814 | 0.050769 | 0.039771 | 0.031157 | 0.00020813 | 7.2798e-05 | 2.4304e-05 | 7.7611e-06 | 0.44595 | 0.88049 | 1.3037 | 1.7157 | 2.1164 | 2.4661 | 2.7361 | 2.9439 | 3.1031 | 3.2246 | 3.3168 | 3.3863 | 3.4381 | 3.4762 | 3.5034 | 3.5221 | 3.5102 | 3.4982 | 3.4859 | 3.4736 | 3285.5113 | 3228.8645 | 3173.1944 | 3118.4842 | 3064.7172 | 2710.6895 | 2131.1628 | 1675.5349 | 1317.3171 | 1035.6838 | 814.2617 | 640.1782 | 503.3125 | 395.7078 | 311.1082 | 244.5954 | 1.6396 | 0.57546 | 0.1928 | 0.061785 | 3285.5113 | 6514.3758 | 9687.5702 | 12806.0544 | 15870.7717 | 18581.4612 | 20712.624 | 22388.1589 | 23705.476 | 24741.1598 | 25555.4216 | 26195.5998 | 26698.9123 | 27094.62 | 27405.7282 | 27650.3236 | 27651.9632 | 27652.5386 | 27652.7314 | 27652.7932 | 0.37929 | 0.37142 | 0.36368 | 0.35605 | 0.34852 | 0.30702 | 0.24042 | 0.18828 | 0.14747 | 0.11551 | 0.090492 | 0.070904 | 0.055565 | 0.043548 | 0.034133 | 0.026754 | 0.00017882 | 6.2578e-05 | 2.0903e-05 | 6.6786e-06 | 0.37929 | 0.74936 | 1.1103 | 1.4621 | 1.8048 | 2.1046 | 2.3367 | 2.5158 | 2.6537 | 2.7594 | 2.8401 | 2.9013 | 2.9475 | 2.9818 | 3.0068 | 3.0245 | 3.0158 | 3.007 | 2.9981 | 2.9891 | 2792.6846 | 2744.5348 | 2697.2153 | 2650.7116 | 2605.0096 | 2304.0861 | 1811.4884 | 1424.2047 | 1119.7195 | 880.3312 | 692.1225 | 544.1515 | 427.8156 | 336.3516 | 264.4419 | 207.9061 | 1.3936 | 0.48914 | 0.16388 | 0.052517 | 2792.6846 | 5537.2194 | 8234.4347 | 10885.1463 | 13490.1559 | 15794.242 | 17605.7304 | 19029.9351 | 20149.6546 | 21029.9859 | 21722.1083 | 22266.2598 | 22694.0754 | 23030.427 | 23294.869 | 23502.7751 | 23504.1687 | 23504.6578 | 23504.8217 | 23504.8742 | 0 | 0 | 0 | 0 | 0 | 0 | 0 | 0 | 0 | 0 | 0 | 0 | 0 | 0 | 0 | 0 | 0 | 0 | 0 | 0 | 0 | 0 | 0 | 0 | 0 | 0 | 0 | 0 | 0 | 0 | 0 | 0 | 0 | 0 | 0 | 0 | 0 | 0 | 0 | 0 | 0 | 0 | 0 | 0 | 0 | 0 | 0 | 0 | 0 | 0 | 0 | 0 | 0 | 0 | 0 | 0 | 0 | 0 | 0 | 0 | 0 | 0 | 0 | 0 | 0 | 0 | 0 | 0 | 0 | 0 | 0 | 0 | 0 | 0 | 0 | 0 | 0 | 0 | 0 | 0 | 0 | 0 | 0 | 0 | 0 | 0 | 0 | 0 | 0 | 0 | 0 | 0 | 0 | 0 | 0 | 0 | 0 | 0 | 0 | 0 | 0 | 0 | 0 | 0 | 0 | 0 | 0 | 0 | 0 | 0 | 0 | 0 | 0 | 0 | 0 | 0 | 0 | 0 | 0 | 0 | 0 | 0 | 0 | 0 | 0 | 0 | 0 | 0 | 0 | 0 | 0 | 0 | 0 | 0 | 0 | 0 | 0 | 0 | 0 | 0 | 0 | 0 | 0 | 0 | 0 | 0 | 0 | 0 | 0 | 0 | 0 | 0 | 0 | 0 | 0 | 0 | 0 | 0 | 0 | 0 | 0 | 0 | 0 | 0 | 0 | 0 | 0 | 0 | 0 | 0 | 0 | 0 | 0 | 0 | 0 | 0 | 0 | 0 | 0 | 0 | 0 | 0 | 0 | 0 | 0 | 0 | 0 | 0 | 0 | 0 | 0 | 0 | 0 | 0 | 0 | 0 | 0 | 0 | 0 | 0 | 0 | 0 | 0 | 0 | 0 | 0 | 0 | 0 | 0 | 0 | 0 | 0 | 0 | 0 | 0 | 0 | 0 | 0 | 0 | 0 | 0 | 0 | 0 | 0 | 0 | 0 | 0 | 0 | 0 | 0 | 0 | 0 | 0 | 0 | 0 | 0 | 0 | 0 | 0 | 0 | 70964.417 | 70964.417 | 70964.417 | 70964.417 | 70964.417 | 70964.417 | 70964.417 | 70964.417 | 70964.417 | 70964.417 | 70964.417 | 70964.417 | 70964.417 | 70964.417 | 70964.417 | 70964.417 | 70964.417 | 70964.417 | 70964.417 | 70964.417 | 47078.1384 | 47078.1384 | 47078.1384 | 47078.1384 | 47078.1384 | 47078.1384 | 47078.1384 | 47078.1384 | 47078.1384 | 47078.1384 | 47078.1384 | 47078.1384 | 47078.1384 | 47078.1384 | 47078.1384 | 47078.1384 | 47078.1384 | 47078.1384 | 47078.1384 | 47078.1384
WA_Industrial_Agriculture_Existing_Space Heating_Natural Gas_Building Automation System_A | WA | Industrial | Agriculture | Existing | Space Heating | Natural Gas | Building Automation System | A | IM111 | No control system | Automation system installed and programmed | 15 | 0.015698 | 0 | 0 | 0.1 | 0.03 | 0 | 0 | 0.05225 |  | sqft | 5% | 65% | Retrofit | Retro1Slow | 84.81% | TBD | 0.2% | 154.5381 |  | 90.7043 |  | 0.13813 | COM_EMS-All-XCELCO-2017-18-3 | BEHAV_EIS-All-CPUC-2018_PG-10 | COM_EMS-All-XCELCO-2017-18-3 | No control system | No control system | No control system | No control system | No control system | No control system | No control system | No control system | No control system | No control system | No control system | No control system | No control system | No control system | No control system | No control system | No control system | No control system | No control system | No control system | No control system | No control system | Automation system installed and programmed | Automation system installed and programmed | Automation system installed and programmed | Automation system installed and programmed | Automation system installed and programmed | Automation system installed and programmed | Automation system installed and programmed | Automation system installed and programmed | Automation system installed and programmed | Automation system installed and programmed | Automation system installed and programmed | Automation system installed and programmed | Automation system installed and programmed | Automation system installed and programmed | Automation system installed and programmed | Automation system installed and programmed | Automation system installed and programmed | Automation system installed and programmed | Automation system installed and programmed | Automation system installed and programmed | Automation system installed and programmed | Automation system installed and programmed | 0.1 | 0.1 | 0.1 | 0.1 | 0.1 | 0.1 | 0.1 | 0.1 | 0.1 | 0.1 | 0.1 | 0.1 | 0.1 | 0.1 | 0.1 | 0.1 | 0.1 | 0.1 | 0.1 | 0.1 | 0.1 | 0.1 | 0 | 0 | 0.01558 | 0.015494 | 0.015403 | 0.015307 | 0.015206 | 0.015098 | 0.014984 | 0.014864 | 0.014739 | 0.014609 | 0.014476 | 0.01434 | 0.014203 | 0.014066 | 0.013929 | 0.0138 | 0.013679 | 0.013564 | 0.013456 | 0.013354 | 0.16221 | 0.3169 | 0.54973 | 0.87333 | 1.2941 | 1.8086 | 2.3996 | 3.0326 | 3.655 | 4.1985 | 4.5871 | 4.7505 | 4.6435 | 4.2603 | 3.6452 | 2.9351 | 2.1864 | 1.4752 | 0.91884 | 0.58445 | 0.16221 | 0.47822 | 1.0252 | 1.8921 | 3.1737 | 4.9598 | 7.322 | 10.2959 | 13.864 | 17.9404 | 22.3641 | 26.904 | 31.2917 | 35.25 | 38.5509 | 41.129 | 42.9543 | 44.0703 | 44.6381 | 44.8845 | 10411.7393 | 20453.5498 | 35690.0624 | 57053.8337 | 85106.6516 | 119789.3431 | 160136.9826 | 204016.1364 | 247982.2334 | 287388.0659 | 316871.5826 | 331279.778 | 326927.2613 | 302870.5603 | 261699.738 | 212691.3643 | 159842.0902 | 108751.9792 | 68282.4927 | 43764.2663 | 10411.7393 | 30865.2891 | 66555.3515 | 123609.1852 | 208715.8368 | 328505.1799 | 488642.1625 | 692658.2989 | 940640.5323 | 1228028.5982 | 1544900.1808 | 1876179.9588 | 2203107.2201 | 2505977.7805 | 2767677.5185 | 2980368.8829 | 3140210.9731 | 3248962.9523 | 3317245.4449 | 3361009.7112 | 0.13813 | 0.27039 | 0.47002 | 0.74834 | 1.1115 | 1.5572 | 2.0713 | 2.6247 | 3.172 | 3.6539 | 4.0034 | 4.1578 | 4.0749 | 3.748 | 3.2145 | 2.594 | 1.9363 | 1.309 | 0.81699 | 0.52072 | 0.13813 | 0.40802 | 0.8765 | 1.6213 | 2.7258 | 4.2704 | 6.3203 | 8.911 | 12.0321 | 15.6135 | 19.5183 | 23.5472 | 27.4599 | 31.0113 | 33.9961 | 36.3485 | 38.0399 | 39.1071 | 39.6905 | 39.99 | 8849.9784 | 17385.5173 | 30336.553 | 48495.7587 | 72340.6539 | 101820.9416 | 136116.4352 | 173413.7159 | 210784.8984 | 244279.856 | 269340.8452 | 281587.8113 | 277888.1721 | 257439.9763 | 222444.7773 | 180787.6597 | 135865.7767 | 92439.1823 | 58040.1188 | 37199.6263 | 8849.9784 | 26235.4957 | 56572.0487 | 105067.8074 | 177408.4613 | 279229.4029 | 415345.8381 | 588759.554 | 799544.4525 | 1043824.3084 | 1313165.1537 | 1594752.965 | 1872641.1371 | 2130081.1134 | 2352525.8907 | 2533313.5504 | 2669179.3271 | 2761618.5094 | 2819658.6282 | 2856858.2545 | 0.13813 | 0.27039 | 0.47002 | 0.74834 | 1.1115 | 1.5572 | 2.0713 | 2.6247 | 3.172 | 3.6539 | 4.0034 | 4.1578 | 4.0749 | 3.748 | 3.2145 | 2.594 | 1.9363 | 1.309 | 0.81699 | 0.52072 | 0.13813 | 0.40802 | 0.8765 | 1.6213 | 2.7258 | 4.2704 | 6.3203 | 8.911 | 12.0321 | 15.6135 | 19.5183 | 23.5472 | 27.4599 | 31.0113 | 33.9961 | 36.3485 | 38.0399 | 39.1071 | 39.6905 | 39.99 | 8849.9784 | 17385.5173 | 30336.553 | 48495.7587 | 72340.6539 | 101820.9416 | 136116.4352 | 173413.7159 | 210784.8984 | 244279.856 | 269340.8452 | 281587.8113 | 277888.1721 | 257439.9763 | 222444.7773 | 180787.6597 | 135865.7767 | 92439.1823 | 58040.1188 | 37199.6263 | 8849.9784 | 26235.4957 | 56572.0487 | 105067.8074 | 177408.4613 | 279229.4029 | 415345.8381 | 588759.554 | 799544.4525 | 1043824.3084 | 1313165.1537 | 1594752.965 | 1872641.1371 | 2130081.1134 | 2352525.8907 | 2533313.5504 | 2669179.3271 | 2761618.5094 | 2819658.6282 | 2856858.2545 | 0.13813 | 0.27039 | 0.47002 | 0.74834 | 1.1115 | 1.5572 | 2.0713 | 2.6247 | 3.172 | 3.6539 | 4.0034 | 4.1578 | 4.0749 | 3.748 | 3.2145 | 2.594 | 1.9363 | 1.309 | 0.81699 | 0.52072 | 0.13813 | 0.40802 | 0.8765 | 1.6213 | 2.7258 | 4.2704 | 6.3203 | 8.911 | 12.0321 | 15.6135 | 19.5183 | 23.5472 | 27.4599 | 31.0113 | 33.9961 | 36.3485 | 38.0399 | 39.1071 | 39.6905 | 39.99 | 8849.9784 | 17385.5173 | 30336.553 | 48495.7587 | 72340.6539 | 101820.9416 | 136116.4352 | 173413.7159 | 210784.8984 | 244279.856 | 269340.8452 | 281587.8113 | 277888.1721 | 257439.9763 | 222444.7773 | 180787.6597 | 135865.7767 | 92439.1823 | 58040.1188 | 37199.6263 | 8849.9784 | 26235.4957 | 56572.0487 | 105067.8074 | 177408.4613 | 279229.4029 | 415345.8381 | 588759.554 | 799544.4525 | 1043824.3084 | 1313165.1537 | 1594752.965 | 1872641.1371 | 2130081.1134 | 2352525.8907 | 2533313.5504 | 2669179.3271 | 2761618.5094 | 2819658.6282 | 2856858.2545 | 0.13813 | 0.27039 | 0.47002 | 0.74834 | 1.1115 | 1.5572 | 2.0713 | 2.6247 | 3.172 | 3.6539 | 4.0034 | 4.1578 | 4.0749 | 3.748 | 3.2145 | 2.594 | 1.9363 | 1.309 | 0.81699 | 0.52072 | 0.13813 | 0.40802 | 0.8765 | 1.6213 | 2.7258 | 4.2704 | 6.3203 | 8.911 | 12.0321 | 15.6135 | 19.5183 | 23.5472 | 27.4599 | 31.0113 | 33.9961 | 36.3485 | 38.0399 | 39.1071 | 39.6905 | 39.99 | 8849.9784 | 17385.5173 | 30336.553 | 48495.7587 | 72340.6539 | 101820.9416 | 136116.4352 | 173413.7159 | 210784.8984 | 244279.856 | 269340.8452 | 281587.8113 | 277888.1721 | 257439.9763 | 222444.7773 | 180787.6597 | 135865.7767 | 92439.1823 | 58040.1188 | 37199.6263 | 8849.9784 | 26235.4957 | 56572.0487 | 105067.8074 | 177408.4613 | 279229.4029 | 415345.8381 | 588759.554 | 799544.4525 | 1043824.3084 | 1313165.1537 | 1594752.965 | 1872641.1371 | 2130081.1134 | 2352525.8907 | 2533313.5504 | 2669179.3271 | 2761618.5094 | 2819658.6282 | 2856858.2545 | 2871.0518 | 2877.8949 | 2884.7444 | 2891.5488 | 2898.2586 | 2904.8265 | 2911.207 | 2917.3565 | 2923.2335 | 2928.798 | 2934.0638 | 2939.044 | 2943.7515 | 2948.1982 | 2952.3957 | 2956.355 | 2960.0868 | 2963.6009 | 2966.907 | 2970.0142 | 459.0069 | 460.1009 | 461.196 | 462.2838 | 463.3566 | 464.4066 | 465.4267 | 466.4098 | 467.3494 | 468.239 | 469.0809 | 469.8771 | 470.6297 | 471.3406 | 472.0117 | 472.6447 | 473.2413 | 473.8031 | 474.3317 | 474.8284
WA_Industrial_Agriculture_Existing_Space Heating_Natural Gas_Steam System Efficiency Improvements_A | WA | Industrial | Agriculture | Existing | Space Heating | Natural Gas | Steam System Efficiency Improvements | A | IM112 | Average system efficiency | Optimized system | 5 | 0.14024 | 0 | 0 | 0.12 | 0 | 0 | 0 | 0.0594 |  | sqft | 30% | 60% | Retrofit | Retro1Slow | 84.81% | TBD | 0.2% | 828.997 |  | 641.2467 |  | 0.0086969 | AEG Research | DOE - Improving Steam System Performance: A Sourcebook for Industry, Second Edition. October 2012. | DOE - Improving Steam System Performance: A Sourcebook for Industry, Second Edition. October 2012. | Average system efficiency | Average system efficiency | Average system efficiency | Average system efficiency | Average system efficiency | Average system efficiency | Average system efficiency | Average system efficiency | Average system efficiency | Average system efficiency | Average system efficiency | Average system efficiency | Average system efficiency | Average system efficiency | Average system efficiency | Average system efficiency | Average system efficiency | Average system efficiency | Average system efficiency | Average system efficiency | Average system efficiency | Average system efficiency | Optimized system | Optimized system | Optimized system | Optimized system | Optimized system | Optimized system | Optimized system | Optimized system | Optimized system | Optimized system | Optimized system | Optimized system | Optimized system | Optimized system | Optimized system | Optimized system | Optimized system | Optimized system | Optimized system | Optimized system | Optimized system | Optimized system | 0.12 | 0.12 | 0.12 | 0.12 | 0.12 | 0.12 | 0.12 | 0.12 | 0.12 | 0.12 | 0.12 | 0.12 | 0.12 | 0.12 | 0.12 | 0.12 | 0.12 | 0.12 | 0.12 | 0.12 | 0.12 | 0.12 | 0 | 0 | 0.13828 | 0.13616 | 0.13337 | 0.12985 | 0.12561 | 0.12082 | 0.11568 | 0.11047 | 0.10543 | 0.10073 | 0.096479 | 0.092697 | 0.089385 | 0.086485 | 0.08394 | 0.081733 | 0.079798 | 0.07806 | 0.076561 | 0.075144 | 0.010203 | 0.019737 | 0.033735 | 0.052504 | 0.075765 | 0.10257 | 0.13129 | 0.15973 | 0.1853 | 0.20517 | 0.21666 | 0.21764 | 0.2071 | 0.18564 | 0.15568 | 0.1232 | 0.090397 | 0.060164 | 0.03705 | 0.023307 | 0.010203 | 0.029784 | 0.06291 | 0.11375 | 0.18581 | 0.28128 | 0.40062 | 0.54232 | 0.70286 | 0.87669 | 1.0563 | 1.2326 | 1.3956 | 1.536 | 1.6465 | 1.7264 | 1.7759 | 1.7974 | 1.7999 | 1.7899 | 73.7893 | 144.9568 | 252.9398 | 404.3475 | 603.1613 | 848.9617 | 1134.9104 | 1445.8873 | 1757.4804 | 2036.7544 | 2245.7077 | 2347.8203 | 2316.9735 | 2146.4807 | 1854.6981 | 1507.3697 | 1132.8204 | 770.7386 | 483.9264 | 310.1627 | 73.7893 | 218.7461 | 471.6859 | 876.0334 | 1479.1947 | 2328.1564 | 3463.0668 | 4908.9541 | 6666.4345 | 8703.1889 | 10948.8966 | 13296.7169 | 15613.6904 | 17760.1711 | 19614.8691 | 21122.2388 | 22255.0593 | 23025.7979 | 23509.7242 | 23819.8869 | 0.0086969 | 0.01688 | 0.028977 | 0.04534 | 0.065849 | 0.089808 | 0.11591 | 0.14227 | 0.16653 | 0.18604 | 0.19815 | 0.20063 | 0.1923 | 0.17349 | 0.14634 | 0.1164 | 0.085807 | 0.057359 | 0.035464 | 0.022397 | 0.0086969 | 0.025473 | 0.054037 | 0.09823 | 0.16149 | 0.24629 | 0.35369 | 0.48302 | 0.63168 | 0.79497 | 0.96606 | 1.1363 | 1.2959 | 1.4355 | 1.5477 | 1.6311 | 1.6857 | 1.7136 | 1.7229 | 1.7201 | 62.7209 | 123.2133 | 214.9989 | 343.6954 | 512.6871 | 721.6175 | 964.6738 | 1229.0042 | 1493.8584 | 1731.2412 | 1908.8515 | 1995.6473 | 1969.4275 | 1824.5086 | 1576.4933 | 1281.2643 | 962.8974 | 655.1278 | 411.3374 | 263.6383 | 62.7209 | 185.9342 | 400.933 | 744.6284 | 1257.3155 | 1978.9329 | 2943.6068 | 4172.611 | 5666.4693 | 7397.7106 | 9306.5621 | 11302.2093 | 13271.6368 | 15096.1454 | 16672.6387 | 17953.903 | 18916.8004 | 19571.9282 | 19983.2656 | 20246.9039 | 0.0087 | 0.016892 | 0.029008 | 0.045406 | 0.065971 | 0.090012 | 0.11622 | 0.14271 | 0.16711 | 0.18676 | 0.19899 | 0.20156 | 0.19326 | 0.17442 | 0.14717 | 0.11711 | 0.086355 | 0.057745 | 0.035714 | 0.022563 | 0.0087 | 0.025491 | 0.054095 | 0.098373 | 0.16179 | 0.24684 | 0.35463 | 0.4845 | 0.63387 | 0.79803 | 0.97015 | 1.1415 | 1.3023 | 1.4431 | 1.5565 | 1.641 | 1.6965 | 1.7251 | 1.735 | 1.7328 | 62.7209 | 123.2133 | 214.9989 | 343.6954 | 512.6871 | 721.6175 | 964.6738 | 1229.0042 | 1493.8584 | 1731.2412 | 1908.8515 | 1995.6473 | 1969.4275 | 1824.5086 | 1576.4933 | 1281.2643 | 962.8974 | 655.1278 | 411.3374 | 263.6383 | 62.7209 | 185.9342 | 400.933 | 744.6284 | 1257.3155 | 1978.9329 | 2943.6068 | 4172.611 | 5666.4693 | 7397.7106 | 9306.5621 | 11302.2093 | 13271.6368 | 15096.1454 | 16672.6387 | 17953.903 | 18916.8004 | 19571.9282 | 19983.2656 | 20246.9039 | 0.0087323 | 0.017069 | 0.029623 | 0.047075 | 0.069757 | 0.09745 | 0.12917 | 0.16299 | 0.196 | 0.22447 | 0.24435 | 0.25203 | 0.24527 | 0.22404 | 0.19092 | 0.15317 | 0.11377 | 0.076588 | 0.04763 | 0.030262 | 0.0087323 | 0.025757 | 0.055241 | 0.10199 | 0.17107 | 0.26724 | 0.39415 | 0.55337 | 0.74345 | 0.95917 | 1.1913 | 1.4274 | 1.6528 | 1.8537 | 2.0191 | 2.1464 | 2.235 | 2.2881 | 2.3139 | 2.3241 | 62.7209 | 123.2133 | 214.9989 | 343.6954 | 512.6871 | 721.6175 | 964.6738 | 1229.0042 | 1493.8584 | 1731.2412 | 1908.8515 | 1995.6473 | 1969.4275 | 1824.5086 | 1576.4933 | 1281.2643 | 962.8974 | 655.1278 | 411.3374 | 263.6383 | 62.7209 | 185.9342 | 400.933 | 744.6284 | 1257.3155 | 1978.9329 | 2943.6068 | 4172.611 | 5666.4693 | 7397.7106 | 9306.5621 | 11302.2093 | 13271.6368 | 15096.1454 | 16672.6387 | 17953.903 | 18916.8004 | 19571.9282 | 19983.2656 | 20246.9039 | 0.0087323 | 0.017069 | 0.029623 | 0.047075 | 0.069757 | 0.09745 | 0.12917 | 0.16299 | 0.196 | 0.22447 | 0.24435 | 0.25203 | 0.24527 | 0.22404 | 0.19092 | 0.15317 | 0.11377 | 0.076588 | 0.04763 | 0.030262 | 0.0087323 | 0.025757 | 0.055241 | 0.10199 | 0.17107 | 0.26724 | 0.39415 | 0.55337 | 0.74345 | 0.95917 | 1.1913 | 1.4274 | 1.6528 | 1.8537 | 2.0191 | 2.1464 | 2.235 | 2.2881 | 2.3139 | 2.3241 | 62.7209 | 123.2133 | 214.9989 | 343.6954 | 512.6871 | 721.6175 | 964.6738 | 1229.0042 | 1493.8584 | 1731.2412 | 1908.8515 | 1995.6473 | 1969.4275 | 1824.5086 | 1576.4933 | 1281.2643 | 962.8974 | 655.1278 | 411.3374 | 263.6383 | 62.7209 | 185.9342 | 400.933 | 744.6284 | 1257.3155 | 1978.9329 | 2943.6068 | 4172.611 | 5666.4693 | 7397.7106 | 9306.5621 | 11302.2093 | 13271.6368 | 15096.1454 | 16672.6387 | 17953.903 | 18916.8004 | 19571.9282 | 19983.2656 | 20246.9039 | 4123.2716 | 4127.7135 | 4132.073 | 4136.3396 | 4140.5034 | 4144.5554 | 4148.4873 | 4152.2915 | 4155.9609 | 4159.489 | 4162.8698 | 4166.0979 | 4169.1681 | 4172.0759 | 4174.8168 | 4177.387 | 4179.7829 | 4182.0011 | 4184.0385 | 4185.8925 | 3189.4374 | 3192.8733 | 3196.2455 | 3199.5458 | 3202.7666 | 3205.9009 | 3208.9423 | 3211.8849 | 3214.7232 | 3217.4523 | 3220.0675 | 3222.5644 | 3224.9393 | 3227.1885 | 3229.3087 | 3231.2968 | 3233.1501 | 3234.8659 | 3236.4419 | 3237.876
WA_Industrial_Agriculture_Existing_Process_Natural Gas_Steam System Efficiency Improvements_A | WA | Industrial | Agriculture | Existing | Process | Natural Gas | Steam System Efficiency Improvements | A | IM113 | Average system efficiency | Optimized system | 5 | 0.18594 | 0 | 0 | 5.65 | 0 | 0 | 0 | 2.8251 |  | sqft | 30% | 60% | Retrofit | Retro1Slow | 84.81% | TBD | 0.2% | 828.997 |  | 641.2467 |  | 0.002022 | AEG Research | DOE - Improving Steam System Performance: A Sourcebook for Industry, Second Edition. October 2012. | DOE - Improving Steam System Performance: A Sourcebook for Industry, Second Edition. October 2012. | Average system efficiency | Average system efficiency | Average system efficiency | Average system efficiency | Average system efficiency | Average system efficiency | Average system efficiency | Average system efficiency | Average system efficiency | Average system efficiency | Average system efficiency | Average system efficiency | Average system efficiency | Average system efficiency | Average system efficiency | Average system efficiency | Average system efficiency | Average system efficiency | Average system efficiency | Average system efficiency | Average system efficiency | Average system efficiency | Optimized system | Optimized system | Optimized system | Optimized system | Optimized system | Optimized system | Optimized system | Optimized system | Optimized system | Optimized system | Optimized system | Optimized system | Optimized system | Optimized system | Optimized system | Optimized system | Optimized system | Optimized system | Optimized system | Optimized system | Optimized system | Optimized system | 5.65 | 5.65 | 5.65 | 5.65 | 5.65 | 5.65 | 5.65 | 5.65 | 5.65 | 5.65 | 5.65 | 5.65 | 5.65 | 5.65 | 5.65 | 5.65 | 5.65 | 5.65 | 5.65 | 5.65 | 5.65 | 5.65 | 0 | 0 | 0.18517 | 0.1844 | 0.1836 | 0.18278 | 0.18193 | 0.18107 | 0.18023 | 0.17941 | 0.17861 | 0.17784 | 0.1771 | 0.1764 | 0.17573 | 0.17509 | 0.17447 | 0.17385 | 0.17326 | 0.17267 | 0.17206 | 0.17146 | 0.0023774 | 0.0046507 | 0.0080803 | 0.012859 | 0.019093 | 0.026747 | 0.035589 | 0.045134 | 0.054615 | 0.063021 | 0.069199 | 0.07206 | 0.070845 | 0.065392 | 0.056301 | 0.045596 | 0.03415 | 0.023155 | 0.014488 | 0.0092528 | 0.0023774 | 0.0070182 | 0.015068 | 0.02786 | 0.046823 | 0.073349 | 0.1086 | 0.15323 | 0.20717 | 0.26929 | 0.33738 | 0.40811 | 0.47741 | 0.54106 | 0.59543 | 0.63892 | 0.6709 | 0.69175 | 0.70383 | 0.71059 | 12.8387 | 25.2212 | 44.0093 | 70.3529 | 104.9448 | 147.7119 | 197.4644 | 251.5717 | 305.7861 | 354.3774 | 390.7334 | 408.5001 | 403.133 | 373.4688 | 322.7012 | 262.2691 | 197.1008 | 134.1017 | 84.1989 | 53.9656 | 12.8387 | 38.0599 | 82.0692 | 152.4221 | 257.3669 | 405.0788 | 602.5432 | 854.1149 | 1159.901 | 1514.2784 | 1905.0118 | 2313.5119 | 2716.6449 | 3090.1137 | 3412.8148 | 3675.0839 | 3872.1847 | 4006.2865 | 4090.4854 | 4144.451 | 0.002022 | 0.0039581 | 0.0068813 | 0.010959 | 0.016282 | 0.022825 | 0.030393 | 0.038571 | 0.046705 | 0.053928 | 0.059252 | 0.061738 | 0.060732 | 0.056089 | 0.048318 | 0.039151 | 0.029338 | 0.019903 | 0.012459 | 0.0079617 | 0.002022 | 0.0059729 | 0.012832 | 0.023742 | 0.03993 | 0.062596 | 0.092741 | 0.13095 | 0.17716 | 0.23044 | 0.28888 | 0.34965 | 0.40926 | 0.46408 | 0.511 | 0.54862 | 0.57637 | 0.59459 | 0.60529 | 0.61144 | 10.9129 | 21.438 | 37.4079 | 59.8 | 89.203 | 125.5551 | 167.8448 | 213.8359 | 259.9182 | 301.2208 | 332.1234 | 347.2251 | 342.6631 | 317.4485 | 274.296 | 222.9287 | 167.5357 | 113.9865 | 71.5691 | 45.8707 | 10.9129 | 32.3509 | 69.7588 | 129.5588 | 218.7618 | 344.3169 | 512.1617 | 725.9976 | 985.9159 | 1287.1366 | 1619.26 | 1966.4851 | 2309.1482 | 2626.5966 | 2900.8926 | 3123.8213 | 3291.357 | 3405.3435 | 3476.9126 | 3522.7833 | 0 | 0 | 0 | 0 | 0 | 0 | 0 | 0 | 0 | 0 | 0 | 0 | 0 | 0 | 0 | 0 | 0 | 0 | 0 | 0 | 0 | 0 | 0 | 0 | 0 | 0 | 0 | 0 | 0 | 0 | 0 | 0 | 0 | 0 | 0 | 0 | 0 | 0 | 0 | 0 | 0 | 0 | 0 | 0 | 0 | 0 | 0 | 0 | 0 | 0 | 0 | 0 | 0 | 0 | 0 | 0 | 0 | 0 | 0 | 0 | 0 | 0 | 0 | 0 | 0 | 0 | 0 | 0 | 0 | 0 | 0 | 0 | 0 | 0 | 0 | 0 | 0 | 0 | 0 | 0 | 0 | 0 | 0 | 0 | 0 | 0 | 0 | 0 | 0 | 0 | 0 | 0 | 0 | 0 | 0 | 0 | 0 | 0 | 0 | 0 | 0 | 0 | 0 | 0 | 0 | 0 | 0 | 0 | 0 | 0 | 0 | 0 | 0 | 0 | 0 | 0 | 0 | 0 | 0 | 0 | 0 | 0 | 0 | 0 | 0 | 0 | 0 | 0 | 0 | 0 | 0 | 0 | 0 | 0 | 0 | 0 | 0 | 0 | 0 | 0 | 0 | 0 | 0 | 0 | 0 | 0 | 0 | 0 | 0 | 0 | 0 | 0 | 0 | 0 | 0 | 0 | 0 | 0 | 0 | 0 | 0 | 0 | 0 | 0 | 0 | 0 | 0 | 0 | 0 | 0 | 0 | 0 | 0 | 0 | 0 | 0 | 0 | 0 | 0 | 0 | 0 | 0 | 0 | 0 | 0 | 0 | 0 | 0 | 0 | 0 | 0 | 0 | 0 | 0 | 0 | 0 | 0 | 0 | 0 | 0 | 0 | 0 | 0 | 0 | 0 | 0 | 0 | 0 | 0 | 0 | 0 | 0 | 0 | 0 | 0 | 0 | 0 | 0 | 0 | 0 | 0 | 0 | 0 | 0 | 0 | 0 | 0 | 0 | 0 | 0 | 0 | 0 | 0 | 0 | 0 | 0 | 0 | 0 | 0 | 0 | 4123.2716 | 4127.7135 | 4132.073 | 4136.3396 | 4140.5034 | 4144.5554 | 4148.4873 | 4152.2915 | 4155.9609 | 4159.489 | 4162.8698 | 4166.0979 | 4169.1681 | 4172.0759 | 4174.8168 | 4177.387 | 4179.7829 | 4182.0011 | 4184.0385 | 4185.8925 | 3189.4374 | 3192.8733 | 3196.2455 | 3199.5458 | 3202.7666 | 3205.9009 | 3208.9423 | 3211.8849 | 3214.7232 | 3217.4523 | 3220.0675 | 3222.5644 | 3224.9393 | 3227.1885 | 3229.3087 | 3231.2968 | 3233.1501 | 3234.8659 | 3236.4419 | 3237.876
WA_Industrial_Agriculture_Existing_Space Heating_Natural Gas_Strategic Energy Management_A | WA | Industrial | Agriculture | Existing | Space Heating | Natural Gas | Strategic Energy Management | A | IM114 | No energy management system | Energy management system installed and programmed | 5 | 4.1394 | 0 | 0 | 9.04 | 0 | 0.22 | 0 | 4.5224 |  | employee | 5% | 50% | Retrofit | RetroEven20 | 80.75% | TBD | 0.2% | 300.0085 |  | 253.0523 |  | 0.86843 | BEHAV_SEM-All-CPUC-2018_PG-26 | BEHAV_SEM-All-CPUC-2018_PG-26 | AEG Research | No energy management system | No energy management system | No energy management system | No energy management system | No energy management system | No energy management system | No energy management system | No energy management system | No energy management system | No energy management system | No energy management system | No energy management system | No energy management system | No energy management system | No energy management system | No energy management system | No energy management system | No energy management system | No energy management system | No energy management system | No energy management system | No energy management system | Energy management system installed and programmed | Energy management system installed and programmed | Energy management system installed and programmed | Energy management system installed and programmed | Energy management system installed and programmed | Energy management system installed and programmed | Energy management system installed and programmed | Energy management system installed and programmed | Energy management system installed and programmed | Energy management system installed and programmed | Energy management system installed and programmed | Energy management system installed and programmed | Energy management system installed and programmed | Energy management system installed and programmed | Energy management system installed and programmed | Energy management system installed and programmed | Energy management system installed and programmed | Energy management system installed and programmed | Energy management system installed and programmed | Energy management system installed and programmed | Energy management system installed and programmed | Energy management system installed and programmed | 9.04 | 9.04 | 9.04 | 9.04 | 9.04 | 9.04 | 9.04 | 9.04 | 9.04 | 9.04 | 9.04 | 9.04 | 9.04 | 9.04 | 9.04 | 9.04 | 9.04 | 9.04 | 9.04 | 9.04 | 9.04 | 9.04 | 0 | 0 | 4.1073 | 4.0831 | 4.0567 | 4.0276 | 3.9951 | 3.9587 | 3.9178 | 3.8723 | 3.8222 | 3.7681 | 3.7108 | 3.6514 | 3.5919 | 3.5336 | 3.4777 | 3.4271 | 3.3819 | 3.3418 | 3.306 | 3.2734 | 1.0198 | 0.99629 | 0.97278 | 0.94914 | 0.92525 | 0.901 | 0.87634 | 0.85121 | 0.82572 | 0.79999 | 0.77425 | 0.74872 | 0.72383 | 0.69979 | 0.67685 | 0.6555 | 0.6357 | 0.61733 | 0.60019 | 0.58402 | 1.0198 | 2.0101 | 2.9698 | 3.8976 | 4.7914 | 5.6488 | 6.4668 | 7.2428 | 7.9749 | 8.6619 | 9.3046 | 9.9043 | 10.4668 | 10.9967 | 11.4996 | 11.9877 | 12.4652 | 12.9347 | 13.3964 | 13.8482 | 248.2808 | 244.0001 | 239.7932 | 235.6588 | 231.5958 | 227.6027 | 223.6785 | 219.822 | 216.032 | 212.3073 | 208.6468 | 205.0495 | 201.5141 | 198.0397 | 194.6253 | 191.2697 | 187.9719 | 184.731 | 181.546 | 178.4159 | 248.2808 | 492.2809 | 732.0741 | 967.733 | 1199.3287 | 1426.9315 | 1650.61 | 1870.432 | 2086.464 | 2298.7713 | 2507.4181 | 2712.4676 | 2913.9817 | 3112.0215 | 3306.6467 | 3497.9164 | 3685.8883 | 3870.6193 | 4052.1653 | 4230.5812 | 0.86843 | 0.85013 | 0.83187 | 0.81357 | 0.79512 | 0.77642 | 0.75741 | 0.73806 | 0.71842 | 0.69856 | 0.67863 | 0.6588 | 0.63926 | 0.62023 | 0.6019 | 0.58468 | 0.56858 | 0.55358 | 0.53953 | 0.52624 | 0.86843 | 1.7152 | 2.5396 | 3.3409 | 4.1175 | 4.8677 | 5.5892 | 6.2801 | 6.9385 | 7.5637 | 8.1555 | 8.7148 | 9.2439 | 9.7464 | 10.2263 | 10.6925 | 11.1492 | 11.599 | 12.0424 | 12.4783 | 211.0387 | 207.4001 | 203.8242 | 200.31 | 196.8564 | 193.4623 | 190.1268 | 186.8487 | 183.6272 | 180.4612 | 177.3498 | 174.292 | 171.287 | 168.3338 | 165.4315 | 162.5792 | 159.7761 | 157.0214 | 154.3141 | 151.6535 | 211.0387 | 418.4388 | 622.263 | 822.573 | 1019.4294 | 1212.8917 | 1403.0185 | 1589.8672 | 1773.4944 | 1953.9556 | 2131.3054 | 2305.5975 | 2476.8845 | 2645.2183 | 2810.6497 | 2973.2289 | 3133.0051 | 3290.0264 | 3444.3405 | 3595.994 | 0.86843 | 0.85013 | 0.83187 | 0.81357 | 0.79512 | 0.77642 | 0.75741 | 0.73806 | 0.71842 | 0.69856 | 0.67863 | 0.6588 | 0.63926 | 0.62023 | 0.6019 | 0.58468 | 0.56858 | 0.55358 | 0.53953 | 0.52624 | 0.86843 | 1.7152 | 2.5396 | 3.3409 | 4.1175 | 4.8677 | 5.5892 | 6.2801 | 6.9385 | 7.5637 | 8.1555 | 8.7148 | 9.2439 | 9.7464 | 10.2263 | 10.6925 | 11.1492 | 11.599 | 12.0424 | 12.4783 | 211.0387 | 207.4001 | 203.8242 | 200.31 | 196.8564 | 193.4623 | 190.1268 | 186.8487 | 183.6272 | 180.4612 | 177.3498 | 174.292 | 171.287 | 168.3338 | 165.4315 | 162.5792 | 159.7761 | 157.0214 | 154.3141 | 151.6535 | 211.0387 | 418.4388 | 622.263 | 822.573 | 1019.4294 | 1212.8917 | 1403.0185 | 1589.8672 | 1773.4944 | 1953.9556 | 2131.3054 | 2305.5975 | 2476.8845 | 2645.2183 | 2810.6497 | 2973.2289 | 3133.0051 | 3290.0264 | 3444.3405 | 3595.994 | 0.86843 | 0.85013 | 0.83187 | 0.81357 | 0.79512 | 0.77642 | 0.75741 | 0.73806 | 0.71842 | 0.69856 | 0.67863 | 0.6588 | 0.63926 | 0.62023 | 0.6019 | 0.58468 | 0.56858 | 0.55358 | 0.53953 | 0.52624 | 0.86843 | 1.7152 | 2.5396 | 3.3409 | 4.1175 | 4.8677 | 5.5892 | 6.2801 | 6.9385 | 7.5637 | 8.1555 | 8.7148 | 9.2439 | 9.7464 | 10.2263 | 10.6925 | 11.1492 | 11.599 | 12.0424 | 12.4783 | 211.0387 | 207.4001 | 203.8242 | 200.31 | 196.8564 | 193.4623 | 190.1268 | 186.8487 | 183.6272 | 180.4612 | 177.3498 | 174.292 | 171.287 | 168.3338 | 165.4315 | 162.5792 | 159.7761 | 157.0214 | 154.3141 | 151.6535 | 211.0387 | 418.4388 | 622.263 | 822.573 | 1019.4294 | 1212.8917 | 1403.0185 | 1589.8672 | 1773.4944 | 1953.9556 | 2131.3054 | 2305.5975 | 2476.8845 | 2645.2183 | 2810.6497 | 2973.2289 | 3133.0051 | 3290.0264 | 3444.3405 | 3595.994 | 0.86843 | 0.85013 | 0.83187 | 0.81357 | 0.79512 | 0.77642 | 0.75741 | 0.73806 | 0.71842 | 0.69856 | 0.67863 | 0.6588 | 0.63926 | 0.62023 | 0.6019 | 0.58468 | 0.56858 | 0.55358 | 0.53953 | 0.52624 | 0.86843 | 1.7152 | 2.5396 | 3.3409 | 4.1175 | 4.8677 | 5.5892 | 6.2801 | 6.9385 | 7.5637 | 8.1555 | 8.7148 | 9.2439 | 9.7464 | 10.2263 | 10.6925 | 11.1492 | 11.599 | 12.0424 | 12.4783 | 211.0387 | 207.4001 | 203.8242 | 200.31 | 196.8564 | 193.4623 | 190.1268 | 186.8487 | 183.6272 | 180.4612 | 177.3498 | 174.292 | 171.287 | 168.3338 | 165.4315 | 162.5792 | 159.7761 | 157.0214 | 154.3141 | 151.6535 | 211.0387 | 418.4388 | 622.263 | 822.573 | 1019.4294 | 1212.8917 | 1403.0185 | 1589.8672 | 1773.4944 | 1953.9556 | 2131.3054 | 2305.5975 | 2476.8845 | 2645.2183 | 2810.6497 | 2973.2289 | 3133.0051 | 3290.0264 | 3444.3405 | 3595.994 | 300.7659 | 301.2252 | 301.6842 | 302.1394 | 302.5875 | 303.0254 | 303.4501 | 303.8588 | 304.2488 | 304.6176 | 304.9661 | 305.2952 | 305.606 | 305.8992 | 306.1757 | 306.4363 | 306.6816 | 306.9124 | 307.1294 | 307.3331 | 258.5294 | 258.9243 | 259.3188 | 259.71 | 260.0952 | 260.4716 | 260.8367 | 261.188 | 261.5233 | 261.8402 | 262.1398 | 262.4227 | 262.6898 | 262.9419 | 263.1795 | 263.4035 | 263.6144 | 263.8128 | 263.9993 | 264.1744
WA_Industrial_Agriculture_Existing_Process_Natural Gas_Strategic Energy Management_A | WA | Industrial | Agriculture | Existing | Process | Natural Gas | Strategic Energy Management | A | IM115 | No energy management system | Energy management system installed and programmed | 5 | 1.4066 | 0 | 0 | 9.04 | 0 | 0.22 | 0 | 4.5224 |  | employee | 5% | 50% | Retrofit | RetroEven20 | 80.75% | TBD | 0.2% | 300.0085 |  | 253.0523 |  | 1.7923 | BEHAV_SEM-All-CPUC-2018_PG-26 | BEHAV_SEM-All-CPUC-2018_PG-26 | AEG Research | No energy management system | No energy management system | No energy management system | No energy management system | No energy management system | No energy management system | No energy management system | No energy management system | No energy management system | No energy management system | No energy management system | No energy management system | No energy management system | No energy management system | No energy management system | No energy management system | No energy management system | No energy management system | No energy management system | No energy management system | No energy management system | No energy management system | Energy management system installed and programmed | Energy management system installed and programmed | Energy management system installed and programmed | Energy management system installed and programmed | Energy management system installed and programmed | Energy management system installed and programmed | Energy management system installed and programmed | Energy management system installed and programmed | Energy management system installed and programmed | Energy management system installed and programmed | Energy management system installed and programmed | Energy management system installed and programmed | Energy management system installed and programmed | Energy management system installed and programmed | Energy management system installed and programmed | Energy management system installed and programmed | Energy management system installed and programmed | Energy management system installed and programmed | Energy management system installed and programmed | Energy management system installed and programmed | Energy management system installed and programmed | Energy management system installed and programmed | 9.04 | 9.04 | 9.04 | 9.04 | 9.04 | 9.04 | 9.04 | 9.04 | 9.04 | 9.04 | 9.04 | 9.04 | 9.04 | 9.04 | 9.04 | 9.04 | 9.04 | 9.04 | 9.04 | 9.04 | 9.04 | 9.04 | 0 | 0 | 1.4035 | 1.4003 | 1.3972 | 1.3939 | 1.3905 | 1.3871 | 1.3837 | 1.3803 | 1.3771 | 1.374 | 1.371 | 1.3683 | 1.3657 | 1.3631 | 1.3607 | 1.3582 | 1.3558 | 1.3533 | 1.3508 | 1.3483 | 2.1079 | 2.067 | 2.0268 | 1.9872 | 1.9482 | 1.9098 | 1.8723 | 1.8356 | 1.7997 | 1.7646 | 1.7305 | 1.6972 | 1.6648 | 1.6331 | 1.602 | 1.5715 | 1.5417 | 1.5124 | 1.4836 | 1.4552 | 2.1079 | 4.1702 | 6.1876 | 8.1603 | 10.0887 | 11.9736 | 13.8165 | 15.6185 | 17.3814 | 19.1067 | 20.7963 | 22.4517 | 24.0736 | 25.6624 | 27.2178 | 28.74 | 30.2305 | 31.6882 | 33.1134 | 34.5067 | 1501.9536 | 1476.0578 | 1450.6086 | 1425.5981 | 1401.0188 | 1376.8633 | 1353.1243 | 1329.7945 | 1306.867 | 1284.3349 | 1262.1911 | 1240.4292 | 1219.0425 | 1198.0245 | 1177.369 | 1157.0695 | 1137.12 | 1117.5145 | 1098.247 | 1079.3117 | 1501.9536 | 2978.0114 | 4428.62 | 5854.218 | 7255.2368 | 8632.1001 | 9985.2243 | 11315.0189 | 12621.8859 | 13906.2208 | 15168.4119 | 16408.8412 | 17627.8837 | 18825.9082 | 20003.2772 | 21160.3467 | 22297.4667 | 23414.9812 | 24513.2282 | 25592.5399 | 1.7923 | 1.7581 | 1.7245 | 1.6914 | 1.6588 | 1.6268 | 1.5954 | 1.5646 | 1.5346 | 1.5052 | 1.4766 | 1.4487 | 1.4214 | 1.3947 | 1.3685 | 1.3429 | 1.3177 | 1.293 | 1.2687 | 1.2449 | 1.7923 | 3.5471 | 5.2647 | 6.9456 | 8.5902 | 10.1989 | 11.7729 | 13.3133 | 14.8213 | 16.298 | 17.745 | 19.1633 | 20.5536 | 21.9162 | 23.251 | 24.558 | 25.8386 | 27.0919 | 28.3183 | 29.5182 | 1276.6605 | 1254.6492 | 1233.0173 | 1211.7584 | 1190.866 | 1170.3338 | 1150.1556 | 1130.3254 | 1110.837 | 1091.6846 | 1072.8625 | 1054.3648 | 1036.1861 | 1018.3209 | 1000.7636 | 983.5091 | 966.552 | 949.8873 | 933.51 | 917.415 | 1276.6605 | 2531.3097 | 3764.327 | 4976.0853 | 6166.9513 | 7337.2851 | 8487.4407 | 9617.766 | 10728.603 | 11820.2877 | 12893.1501 | 13947.515 | 14983.7011 | 16002.022 | 17002.7856 | 17986.2947 | 18952.8467 | 19902.734 | 20836.2439 | 21753.6589 | 1.7932 | 1.7598 | 1.727 | 1.6947 | 1.663 | 1.6316 | 1.6008 | 1.5705 | 1.5408 | 1.5117 | 1.4832 | 1.4554 | 1.4283 | 1.4017 | 1.3756 | 1.35 | 1.3248 | 1.3001 | 1.2758 | 1.252 | 1.7932 | 3.5505 | 5.2725 | 6.9595 | 8.6117 | 10.2294 | 11.8129 | 13.3631 | 14.8809 | 16.3677 | 17.8247 | 19.2532 | 20.6536 | 22.0263 | 23.3712 | 24.6884 | 25.9782 | 27.2409 | 28.4768 | 29.6863 | 1276.6605 | 1254.6492 | 1233.0173 | 1211.7584 | 1190.866 | 1170.3338 | 1150.1556 | 1130.3254 | 1110.837 | 1091.6846 | 1072.8625 | 1054.3648 | 1036.1861 | 1018.3209 | 1000.7636 | 983.5091 | 966.552 | 949.8873 | 933.51 | 917.415 | 1276.6605 | 2531.3097 | 3764.327 | 4976.0853 | 6166.9513 | 7337.2851 | 8487.4407 | 9617.766 | 10728.603 | 11820.2877 | 12893.1501 | 13947.515 | 14983.7011 | 16002.022 | 17002.7856 | 17986.2947 | 18952.8467 | 19902.734 | 20836.2439 | 21753.6589 | 1.7923 | 1.7581 | 1.7245 | 1.6914 | 1.6588 | 1.6268 | 1.5954 | 1.5646 | 1.5346 | 1.5052 | 1.4766 | 1.4487 | 1.4214 | 1.3947 | 1.3685 | 1.3429 | 1.3177 | 1.293 | 1.2687 | 1.2449 | 1.7923 | 3.5471 | 5.2647 | 6.9456 | 8.5902 | 10.1989 | 11.7729 | 13.3133 | 14.8213 | 16.298 | 17.745 | 19.1633 | 20.5536 | 21.9162 | 23.251 | 24.558 | 25.8386 | 27.0919 | 28.3183 | 29.5182 | 1276.6605 | 1254.6492 | 1233.0173 | 1211.7584 | 1190.866 | 1170.3338 | 1150.1556 | 1130.3254 | 1110.837 | 1091.6846 | 1072.8625 | 1054.3648 | 1036.1861 | 1018.3209 | 1000.7636 | 983.5091 | 966.552 | 949.8873 | 933.51 | 917.415 | 1276.6605 | 2531.3097 | 3764.327 | 4976.0853 | 6166.9513 | 7337.2851 | 8487.4407 | 9617.766 | 10728.603 | 11820.2877 | 12893.1501 | 13947.515 | 14983.7011 | 16002.022 | 17002.7856 | 17986.2947 | 18952.8467 | 19902.734 | 20836.2439 | 21753.6589 | 1.7923 | 1.7581 | 1.7245 | 1.6914 | 1.6588 | 1.6268 | 1.5954 | 1.5646 | 1.5346 | 1.5052 | 1.4766 | 1.4487 | 1.4214 | 1.3947 | 1.3685 | 1.3429 | 1.3177 | 1.293 | 1.2687 | 1.2449 | 1.7923 | 3.5471 | 5.2647 | 6.9456 | 8.5902 | 10.1989 | 11.7729 | 13.3133 | 14.8213 | 16.298 | 17.745 | 19.1633 | 20.5536 | 21.9162 | 23.251 | 24.558 | 25.8386 | 27.0919 | 28.3183 | 29.5182 | 1276.6605 | 1254.6492 | 1233.0173 | 1211.7584 | 1190.866 | 1170.3338 | 1150.1556 | 1130.3254 | 1110.837 | 1091.6846 | 1072.8625 | 1054.3648 | 1036.1861 | 1018.3209 | 1000.7636 | 983.5091 | 966.552 | 949.8873 | 933.51 | 917.415 | 1276.6605 | 2531.3097 | 3764.327 | 4976.0853 | 6166.9513 | 7337.2851 | 8487.4407 | 9617.766 | 10728.603 | 11820.2877 | 12893.1501 | 13947.515 | 14983.7011 | 16002.022 | 17002.7856 | 17986.2947 | 18952.8467 | 19902.734 | 20836.2439 | 21753.6589 | 300.7659 | 301.2252 | 301.6842 | 302.1394 | 302.5875 | 303.0254 | 303.4501 | 303.8588 | 304.2488 | 304.6176 | 304.9661 | 305.2952 | 305.606 | 305.8992 | 306.1757 | 306.4363 | 306.6816 | 306.9124 | 307.1294 | 307.3331 | 258.5294 | 258.9243 | 259.3188 | 259.71 | 260.0952 | 260.4716 | 260.8367 | 261.188 | 261.5233 | 261.8402 | 262.1398 | 262.4227 | 262.6898 | 262.9419 | 263.1795 | 263.4035 | 263.6144 | 263.8128 | 263.9993 | 264.1744
WA_Industrial_Agriculture_Existing_Miscellaneous_Natural Gas_Strategic Energy Management_A | WA | Industrial | Agriculture | Existing | Miscellaneous | Natural Gas | Strategic Energy Management | A | IM116 | No energy management system | Energy management system installed and programmed | 5 | 0.89787 | 0 | 0 | 9.04 | 0 | 0.22 | 0 | 4.5224 |  | employee | 5% | 50% | Retrofit | RetroEven20 | 80.75% | TBD | 0.2% | 300.0085 |  | 253.0523 |  | 0.28657 | BEHAV_SEM-All-CPUC-2018_PG-26 | BEHAV_SEM-All-CPUC-2018_PG-26 | AEG Research | No energy management system | No energy management system | No energy management system | No energy management system | No energy management system | No energy management system | No energy management system | No energy management system | No energy management system | No energy management system | No energy management system | No energy management system | No energy management system | No energy management system | No energy management system | No energy management system | No energy management system | No energy management system | No energy management system | No energy management system | No energy management system | No energy management system | Energy management system installed and programmed | Energy management system installed and programmed | Energy management system installed and programmed | Energy management system installed and programmed | Energy management system installed and programmed | Energy management system installed and programmed | Energy management system installed and programmed | Energy management system installed and programmed | Energy management system installed and programmed | Energy management system installed and programmed | Energy management system installed and programmed | Energy management system installed and programmed | Energy management system installed and programmed | Energy management system installed and programmed | Energy management system installed and programmed | Energy management system installed and programmed | Energy management system installed and programmed | Energy management system installed and programmed | Energy management system installed and programmed | Energy management system installed and programmed | Energy management system installed and programmed | Energy management system installed and programmed | 9.04 | 9.04 | 9.04 | 9.04 | 9.04 | 9.04 | 9.04 | 9.04 | 9.04 | 9.04 | 9.04 | 9.04 | 9.04 | 9.04 | 9.04 | 9.04 | 9.04 | 9.04 | 9.04 | 9.04 | 9.04 | 9.04 | 0 | 0 | 0.89787 | 0.89787 | 0.89787 | 0.89787 | 0.89787 | 0.89787 | 0.89787 | 0.89787 | 0.89787 | 0.89787 | 0.89787 | 0.89787 | 0.89787 | 0.89787 | 0.89787 | 0.89787 | 0.89787 | 0.89787 | 0.89787 | 0.89787 | 0.33714 | 0.33133 | 0.32561 | 0.32 | 0.31448 | 0.30906 | 0.30373 | 0.2985 | 0.29335 | 0.28829 | 0.28332 | 0.27844 | 0.27364 | 0.26892 | 0.26428 | 0.25972 | 0.25525 | 0.25085 | 0.24652 | 0.24227 | 0.33714 | 0.66847 | 0.99408 | 1.3141 | 1.6286 | 1.9376 | 2.2414 | 2.5399 | 2.8332 | 3.1215 | 3.4048 | 3.6833 | 3.9569 | 4.2258 | 4.4901 | 4.7498 | 5.0051 | 5.2559 | 5.5024 | 5.7447 | 375.4884 | 369.0145 | 362.6521 | 356.3995 | 350.2547 | 344.2158 | 338.2811 | 332.4486 | 326.7168 | 321.0837 | 315.5478 | 310.1073 | 304.7606 | 299.5061 | 294.3422 | 289.2674 | 284.28 | 279.3786 | 274.5618 | 269.8279 | 375.4884 | 744.5028 | 1107.155 | 1463.5545 | 1813.8092 | 2158.025 | 2496.3061 | 2828.7547 | 3155.4715 | 3476.5552 | 3792.103 | 4102.2103 | 4406.9709 | 4706.4771 | 5000.8193 | 5290.0867 | 5574.3667 | 5853.7453 | 6128.307 | 6398.135 | 0.28657 | 0.28163 | 0.27677 | 0.272 | 0.26731 | 0.2627 | 0.25817 | 0.25372 | 0.24935 | 0.24505 | 0.24082 | 0.23667 | 0.23259 | 0.22858 | 0.22464 | 0.22077 | 0.21696 | 0.21322 | 0.20954 | 0.20593 | 0.28657 | 0.5682 | 0.84497 | 1.117 | 1.3843 | 1.647 | 1.9052 | 2.1589 | 2.4082 | 2.6533 | 2.8941 | 3.1308 | 3.3634 | 3.5919 | 3.8166 | 4.0373 | 4.2543 | 4.4675 | 4.6771 | 4.883 | 319.1651 | 313.6623 | 308.2543 | 302.9396 | 297.7165 | 292.5834 | 287.5389 | 282.5813 | 277.7092 | 272.9212 | 268.2156 | 263.5912 | 259.0465 | 254.5802 | 250.1909 | 245.8773 | 241.638 | 237.4718 | 233.3775 | 229.3537 | 319.1651 | 632.8274 | 941.0817 | 1244.0213 | 1541.7378 | 1834.3213 | 2121.8602 | 2404.4415 | 2682.1508 | 2955.0719 | 3223.2875 | 3486.8787 | 3745.9253 | 4000.5055 | 4250.6964 | 4496.5737 | 4738.2117 | 4975.6835 | 5209.061 | 5438.4147 | 0.28657 | 0.28163 | 0.27677 | 0.272 | 0.26731 | 0.2627 | 0.25817 | 0.25372 | 0.24935 | 0.24505 | 0.24082 | 0.23667 | 0.23259 | 0.22858 | 0.22464 | 0.22077 | 0.21696 | 0.21322 | 0.20954 | 0.20593 | 0.28657 | 0.5682 | 0.84497 | 1.117 | 1.3843 | 1.647 | 1.9052 | 2.1589 | 2.4082 | 2.6533 | 2.8941 | 3.1308 | 3.3634 | 3.5919 | 3.8166 | 4.0373 | 4.2543 | 4.4675 | 4.6771 | 4.883 | 319.1651 | 313.6623 | 308.2543 | 302.9396 | 297.7165 | 292.5834 | 287.5389 | 282.5813 | 277.7092 | 272.9212 | 268.2156 | 263.5912 | 259.0465 | 254.5802 | 250.1909 | 245.8773 | 241.638 | 237.4718 | 233.3775 | 229.3537 | 319.1651 | 632.8274 | 941.0817 | 1244.0213 | 1541.7378 | 1834.3213 | 2121.8602 | 2404.4415 | 2682.1508 | 2955.0719 | 3223.2875 | 3486.8787 | 3745.9253 | 4000.5055 | 4250.6964 | 4496.5737 | 4738.2117 | 4975.6835 | 5209.061 | 5438.4147 | 0.28657 | 0.28163 | 0.27677 | 0.272 | 0.26731 | 0.2627 | 0.25817 | 0.25372 | 0.24935 | 0.24505 | 0.24082 | 0.23667 | 0.23259 | 0.22858 | 0.22464 | 0.22077 | 0.21696 | 0.21322 | 0.20954 | 0.20593 | 0.28657 | 0.5682 | 0.84497 | 1.117 | 1.3843 | 1.647 | 1.9052 | 2.1589 | 2.4082 | 2.6533 | 2.8941 | 3.1308 | 3.3634 | 3.5919 | 3.8166 | 4.0373 | 4.2543 | 4.4675 | 4.6771 | 4.883 | 319.1651 | 313.6623 | 308.2543 | 302.9396 | 297.7165 | 292.5834 | 287.5389 | 282.5813 | 277.7092 | 272.9212 | 268.2156 | 263.5912 | 259.0465 | 254.5802 | 250.1909 | 245.8773 | 241.638 | 237.4718 | 233.3775 | 229.3537 | 319.1651 | 632.8274 | 941.0817 | 1244.0213 | 1541.7378 | 1834.3213 | 2121.8602 | 2404.4415 | 2682.1508 | 2955.0719 | 3223.2875 | 3486.8787 | 3745.9253 | 4000.5055 | 4250.6964 | 4496.5737 | 4738.2117 | 4975.6835 | 5209.061 | 5438.4147 | 0.28657 | 0.28163 | 0.27677 | 0.272 | 0.26731 | 0.2627 | 0.25817 | 0.25372 | 0.24935 | 0.24505 | 0.24082 | 0.23667 | 0.23259 | 0.22858 | 0.22464 | 0.22077 | 0.21696 | 0.21322 | 0.20954 | 0.20593 | 0.28657 | 0.5682 | 0.84497 | 1.117 | 1.3843 | 1.647 | 1.9052 | 2.1589 | 2.4082 | 2.6533 | 2.8941 | 3.1308 | 3.3634 | 3.5919 | 3.8166 | 4.0373 | 4.2543 | 4.4675 | 4.6771 | 4.883 | 319.1651 | 313.6623 | 308.2543 | 302.9396 | 297.7165 | 292.5834 | 287.5389 | 282.5813 | 277.7092 | 272.9212 | 268.2156 | 263.5912 | 259.0465 | 254.5802 | 250.1909 | 245.8773 | 241.638 | 237.4718 | 233.3775 | 229.3537 | 319.1651 | 632.8274 | 941.0817 | 1244.0213 | 1541.7378 | 1834.3213 | 2121.8602 | 2404.4415 | 2682.1508 | 2955.0719 | 3223.2875 | 3486.8787 | 3745.9253 | 4000.5055 | 4250.6964 | 4496.5737 | 4738.2117 | 4975.6835 | 5209.061 | 5438.4147 | 300.7659 | 301.2252 | 301.6842 | 302.1394 | 302.5875 | 303.0254 | 303.4501 | 303.8588 | 304.2488 | 304.6176 | 304.9661 | 305.2952 | 305.606 | 305.8992 | 306.1757 | 306.4363 | 306.6816 | 306.9124 | 307.1294 | 307.3331 | 258.5294 | 258.9243 | 259.3188 | 259.71 | 260.0952 | 260.4716 | 260.8367 | 261.188 | 261.5233 | 261.8402 | 262.1398 | 262.4227 | 262.6898 | 262.9419 | 263.1795 | 263.4035 | 263.6144 | 263.8128 | 263.9993 | 264.1744
WA_Industrial_Agriculture_Existing_Space Heating_Natural Gas_Commissioning_A | WA | Industrial | Agriculture | Existing | Space Heating | Natural Gas | Commissioning | A | IM117 | New construction code | Optimized HVAC design and controls | 10 | 3.8191 | 0 | 0 | 0.27 | 0 | 0 | 0 | 0.1336 |  | employee | 0% | 0% | Retrofit | Retro12Med | 75.44% | TBD | 0.2% | 27.9683 |  | 19.9071 |  | 0 | DL20_COM_CX-Refrig-2021PLN-V11-3 | 2018 AMIL BUS Retro-Commissioning Initiative | U.S. Department of Energy. Lawrence Berkeley National Labs and Building Commissioning Association. https://www.bcxa.org/wp-content/uploads/2020/09/1-s2.0- S0378778819319553-main.pdf | New construction code | New construction code | New construction code | New construction code | New construction code | New construction code | New construction code | New construction code | New construction code | New construction code | New construction code | New construction code | New construction code | New construction code | New construction code | New construction code | New construction code | New construction code | New construction code | New construction code | New construction code | New construction code | Optimized HVAC design and controls | Optimized HVAC design and controls | Optimized HVAC design and controls | Optimized HVAC design and controls | Optimized HVAC design and controls | Optimized HVAC design and controls | Optimized HVAC design and controls | Optimized HVAC design and controls | Optimized HVAC design and controls | Optimized HVAC design and controls | Optimized HVAC design and controls | Optimized HVAC design and controls | Optimized HVAC design and controls | Optimized HVAC design and controls | Optimized HVAC design and controls | Optimized HVAC design and controls | Optimized HVAC design and controls | Optimized HVAC design and controls | Optimized HVAC design and controls | Optimized HVAC design and controls | Optimized HVAC design and controls | Optimized HVAC design and controls | 0.27 | 0.27 | 0.27 | 0.27 | 0.27 | 0.27 | 0.27 | 0.27 | 0.27 | 0.27 | 0.27 | 0.27 | 0.27 | 0.27 | 0.27 | 0.27 | 0.27 | 0.27 | 0.27 | 0.27 | 0.27 | 0.27 | 0 | 0 | 3.7937 | 3.7763 | 3.7578 | 3.7381 | 3.7172 | 3.6948 | 3.671 | 3.6457 | 3.6191 | 3.5913 | 3.5625 | 3.5327 | 3.5028 | 3.4726 | 3.4422 | 3.4139 | 3.3875 | 3.3628 | 3.3397 | 3.3181 | 0 | 0 | 0 | 0 | 0 | 0 | 0 | 0 | 0 | 0 | 0 | 0 | 0 | 0 | 0 | 0 | 0 | 0 | 0 | 0 | 0 | 0 | 0 | 0 | 0 | 0 | 0 | 0 | 0 | 0 | 0 | 0 | 0 | 0 | 0 | 0 | 0 | 0 | 0 | 0 | 0 | 0 | 0 | 0 | 0 | 0 | 0 | 0 | 0 | 0 | 0 | 0 | 0 | 0 | 0 | 0 | 0 | 0 | 0 | 0 | 0 | 0 | 0 | 0 | 0 | 0 | 0 | 0 | 0 | 0 | 0 | 0 | 0 | 0 | 0 | 0 | 0 | 0 | 0 | 0 | 0 | 0 | 0 | 0 | 0 | 0 | 0 | 0 | 0 | 0 | 0 | 0 | 0 | 0 | 0 | 0 | 0 | 0 | 0 | 0 | 0 | 0 | 0 | 0 | 0 | 0 | 0 | 0 | 0 | 0 | 0 | 0 | 0 | 0 | 0 | 0 | 0 | 0 | 0 | 0 | 0 | 0 | 0 | 0 | 0 | 0 | 0 | 0 | 0 | 0 | 0 | 0 | 0 | 0 | 0 | 0 | 0 | 0 | 0 | 0 | 0 | 0 | 0 | 0 | 0 | 0 | 0 | 0 | 0 | 0 | 0 | 0 | 0 | 0 | 0 | 0 | 0 | 0 | 0 | 0 | 0 | 0 | 0 | 0 | 0 | 0 | 0 | 0 | 0 | 0 | 0 | 0 | 0 | 0 | 0 | 0 | 0 | 0 | 0 | 0 | 0 | 0 | 0 | 0 | 0 | 0 | 0 | 0 | 0 | 0 | 0 | 0 | 0 | 0 | 0 | 0 | 0 | 0 | 0 | 0 | 0 | 0 | 0 | 0 | 0 | 0 | 0 | 0 | 0 | 0 | 0 | 0 | 0 | 0 | 0 | 0 | 0 | 0 | 0 | 0 | 0 | 0 | 0 | 0 | 0 | 0 | 0 | 0 | 0 | 0 | 0 | 0 | 0 | 0 | 0 | 0 | 0 | 0 | 0 | 0 | 0 | 0 | 0 | 0 | 0 | 0 | 0 | 0 | 0 | 0 | 0 | 0 | 0 | 0 | 0 | 0 | 0 | 0 | 0 | 0 | 0 | 0 | 0 | 0 | 0 | 0 | 0 | 0 | 0 | 0 | 0 | 0 | 0 | 0 | 0 | 0 | 0 | 0 | 0 | 0 | 0 | 0 | 0 | 0 | 0 | 0 | 0 | 0 | 0 | 0 | 0 | 0 | 0 | 0 | 0 | 0 | 0 | 0 | 0 | 0 | 0 | 0 | 0 | 0 | 0 | 0 | 0 | 0 | 0 | 0 | 0 | 0 | 0 | 0 | 0 | 0 | 0 | 0 | 0 | 0 | 0 | 0 | 0 | 0 | 0 | 0 | 0 | 0 | 0 | 0 | 0 | 0 | 0 | 0 | 0 | 0 | 0 | 0 | 0 | 0 | 0 | 0 | 0 | 0 | 0 | 0 | 0 | 0 | 0 | 0 | 0 | 0 | 0 | 0 | 0 | 0 | 0 | 0 | 0 | 0 | 0 | 0 | 0 | 0 | 0 | 0 | 0 | 0 | 0 | 0 | 0 | 0 | 0 | 0 | 0 | 0 | 0 | 0 | 0 | 0 | 0 | 0 | 0 | 0 | 0 | 0 | 0 | 0 | 0 | 0 | 0 | 0 | 0 | 0 | 0 | 0 | 0 | 0 | 0 | 0 | 3.2401 | 3.2426 | 3.2451 | 3.2476 | 3.2501 | 3.2525 | 3.2548 | 3.257 | 3.2591 | 3.2611 | 3.263 | 3.2648 | 3.2664 | 3.268 | 3.2695 | 3.2709 | 3.2722 | 3.2735 | 3.2746 | 3.2757 | 2.3062 | 2.308 | 2.3098 | 2.3116 | 2.3133 | 2.315 | 2.3167 | 2.3182 | 2.3197 | 2.3212 | 2.3225 | 2.3238 | 2.325 | 2.3261 | 2.3271 | 2.3281 | 2.3291 | 2.33 | 2.3308 | 2.3316
WA_Industrial_Agriculture_Existing_Process_Natural Gas_Commissioning_A | WA | Industrial | Agriculture | Existing | Process | Natural Gas | Commissioning | A | IM118 | New construction code | Optimized process design and controls | 10 | 7.8506 | 0 | 0 | 0.27 | 0 | 0 | 0 | 0.1336 |  | employee | 0% | 0% | Retrofit | Retro12Med | 75.44% | TBD | 0.2% | 27.9683 |  | 19.9071 |  | 0 | DL20_COM_CX-Refrig-2021PLN-V11-3 | 2018 AMIL BUS Retro-Commissioning Initiative | U.S. Department of Energy. Lawrence Berkeley National Labs and Building Commissioning Association. https://www.bcxa.org/wp-content/uploads/2020/09/1-s2.0- S0378778819319553-main.pdf | New construction code | New construction code | New construction code | New construction code | New construction code | New construction code | New construction code | New construction code | New construction code | New construction code | New construction code | New construction code | New construction code | New construction code | New construction code | New construction code | New construction code | New construction code | New construction code | New construction code | New construction code | New construction code | Optimized process design and controls | Optimized process design and controls | Optimized process design and controls | Optimized process design and controls | Optimized process design and controls | Optimized process design and controls | Optimized process design and controls | Optimized process design and controls | Optimized process design and controls | Optimized process design and controls | Optimized process design and controls | Optimized process design and controls | Optimized process design and controls | Optimized process design and controls | Optimized process design and controls | Optimized process design and controls | Optimized process design and controls | Optimized process design and controls | Optimized process design and controls | Optimized process design and controls | Optimized process design and controls | Optimized process design and controls | 0.27 | 0.27 | 0.27 | 0.27 | 0.27 | 0.27 | 0.27 | 0.27 | 0.27 | 0.27 | 0.27 | 0.27 | 0.27 | 0.27 | 0.27 | 0.27 | 0.27 | 0.27 | 0.27 | 0.27 | 0.27 | 0.27 | 0 | 0 | 7.8485 | 7.847 | 7.8459 | 7.8451 | 7.8443 | 7.8436 | 7.843 | 7.8424 | 7.8419 | 7.8414 | 7.841 | 7.8407 | 7.8403 | 7.84 | 7.8398 | 7.8395 | 7.8392 | 7.839 | 7.8387 | 7.8385 | 0 | 0 | 0 | 0 | 0 | 0 | 0 | 0 | 0 | 0 | 0 | 0 | 0 | 0 | 0 | 0 | 0 | 0 | 0 | 0 | 0 | 0 | 0 | 0 | 0 | 0 | 0 | 0 | 0 | 0 | 0 | 0 | 0 | 0 | 0 | 0 | 0 | 0 | 0 | 0 | 0 | 0 | 0 | 0 | 0 | 0 | 0 | 0 | 0 | 0 | 0 | 0 | 0 | 0 | 0 | 0 | 0 | 0 | 0 | 0 | 0 | 0 | 0 | 0 | 0 | 0 | 0 | 0 | 0 | 0 | 0 | 0 | 0 | 0 | 0 | 0 | 0 | 0 | 0 | 0 | 0 | 0 | 0 | 0 | 0 | 0 | 0 | 0 | 0 | 0 | 0 | 0 | 0 | 0 | 0 | 0 | 0 | 0 | 0 | 0 | 0 | 0 | 0 | 0 | 0 | 0 | 0 | 0 | 0 | 0 | 0 | 0 | 0 | 0 | 0 | 0 | 0 | 0 | 0 | 0 | 0 | 0 | 0 | 0 | 0 | 0 | 0 | 0 | 0 | 0 | 0 | 0 | 0 | 0 | 0 | 0 | 0 | 0 | 0 | 0 | 0 | 0 | 0 | 0 | 0 | 0 | 0 | 0 | 0 | 0 | 0 | 0 | 0 | 0 | 0 | 0 | 0 | 0 | 0 | 0 | 0 | 0 | 0 | 0 | 0 | 0 | 0 | 0 | 0 | 0 | 0 | 0 | 0 | 0 | 0 | 0 | 0 | 0 | 0 | 0 | 0 | 0 | 0 | 0 | 0 | 0 | 0 | 0 | 0 | 0 | 0 | 0 | 0 | 0 | 0 | 0 | 0 | 0 | 0 | 0 | 0 | 0 | 0 | 0 | 0 | 0 | 0 | 0 | 0 | 0 | 0 | 0 | 0 | 0 | 0 | 0 | 0 | 0 | 0 | 0 | 0 | 0 | 0 | 0 | 0 | 0 | 0 | 0 | 0 | 0 | 0 | 0 | 0 | 0 | 0 | 0 | 0 | 0 | 0 | 0 | 0 | 0 | 0 | 0 | 0 | 0 | 0 | 0 | 0 | 0 | 0 | 0 | 0 | 0 | 0 | 0 | 0 | 0 | 0 | 0 | 0 | 0 | 0 | 0 | 0 | 0 | 0 | 0 | 0 | 0 | 0 | 0 | 0 | 0 | 0 | 0 | 0 | 0 | 0 | 0 | 0 | 0 | 0 | 0 | 0 | 0 | 0 | 0 | 0 | 0 | 0 | 0 | 0 | 0 | 0 | 0 | 0 | 0 | 0 | 0 | 0 | 0 | 0 | 0 | 0 | 0 | 0 | 0 | 0 | 0 | 0 | 0 | 0 | 0 | 0 | 0 | 0 | 0 | 0 | 0 | 0 | 0 | 0 | 0 | 0 | 0 | 0 | 0 | 0 | 0 | 0 | 0 | 0 | 0 | 0 | 0 | 0 | 0 | 0 | 0 | 0 | 0 | 0 | 0 | 0 | 0 | 0 | 0 | 0 | 0 | 0 | 0 | 0 | 0 | 0 | 0 | 0 | 0 | 0 | 0 | 0 | 0 | 0 | 0 | 0 | 0 | 0 | 0 | 0 | 0 | 0 | 0 | 0 | 0 | 0 | 0 | 0 | 0 | 0 | 0 | 0 | 0 | 0 | 0 | 0 | 0 | 0 | 0 | 0 | 0 | 0 | 0 | 0 | 0 | 0 | 0 | 0 | 0 | 0 | 0 | 3.2401 | 3.2426 | 3.2451 | 3.2476 | 3.2501 | 3.2525 | 3.2548 | 3.257 | 3.2591 | 3.2611 | 3.263 | 3.2648 | 3.2664 | 3.268 | 3.2695 | 3.2709 | 3.2722 | 3.2735 | 3.2746 | 3.2757 | 2.3062 | 2.308 | 2.3098 | 2.3116 | 2.3133 | 2.315 | 2.3167 | 2.3182 | 2.3197 | 2.3212 | 2.3225 | 2.3238 | 2.325 | 2.3261 | 2.3271 | 2.3281 | 2.3291 | 2.33 | 2.3308 | 2.3316
WA_Industrial_Agriculture_Existing_Space Heating_Natural Gas_Retrocommissioning_A | WA | Industrial | Agriculture | Existing | Space Heating | Natural Gas | Retrocommissioning | A | IM119 | Vintage/existing building | Optimized HVAC flow and controls | 5 | 0.53045 | 0 | 0 | 0.36 | 0 | 0 | 0 | 0.18015 |  | employee | 15% | 50% | Retrofit | RetroEven20 | 80.75% | TBD | 0.2% | 264.9803 |  | 204.9679 |  | 0.13103 | COM_RCX-Heating-7PLN-v5-18 | COM_RCX-All-XCELCO-2017-18-1 | COM_RCX-All-XCELCO-2017-18-1 | Vintage/existing building | Vintage/existing building | Vintage/existing building | Vintage/existing building | Vintage/existing building | Vintage/existing building | Vintage/existing building | Vintage/existing building | Vintage/existing building | Vintage/existing building | Vintage/existing building | Vintage/existing building | Vintage/existing building | Vintage/existing building | Vintage/existing building | Vintage/existing building | Vintage/existing building | Vintage/existing building | Vintage/existing building | Vintage/existing building | Vintage/existing building | Vintage/existing building | Optimized HVAC flow and controls | Optimized HVAC flow and controls | Optimized HVAC flow and controls | Optimized HVAC flow and controls | Optimized HVAC flow and controls | Optimized HVAC flow and controls | Optimized HVAC flow and controls | Optimized HVAC flow and controls | Optimized HVAC flow and controls | Optimized HVAC flow and controls | Optimized HVAC flow and controls | Optimized HVAC flow and controls | Optimized HVAC flow and controls | Optimized HVAC flow and controls | Optimized HVAC flow and controls | Optimized HVAC flow and controls | Optimized HVAC flow and controls | Optimized HVAC flow and controls | Optimized HVAC flow and controls | Optimized HVAC flow and controls | Optimized HVAC flow and controls | Optimized HVAC flow and controls | 0.36 | 0.36 | 0.36 | 0.36 | 0.36 | 0.36 | 0.36 | 0.36 | 0.36 | 0.36 | 0.36 | 0.36 | 0.36 | 0.36 | 0.36 | 0.36 | 0.36 | 0.36 | 0.36 | 0.36 | 0.36 | 0.36 | 0 | 0 | 0.52692 | 0.5245 | 0.52193 | 0.5192 | 0.51629 | 0.51319 | 0.50988 | 0.50637 | 0.50267 | 0.4988 | 0.4948 | 0.49067 | 0.48651 | 0.48231 | 0.4781 | 0.47417 | 0.4705 | 0.46707 | 0.46386 | 0.46087 | 0.15389 | 0.15054 | 0.14722 | 0.14392 | 0.14065 | 0.13739 | 0.13415 | 0.13093 | 0.12773 | 0.12457 | 0.12144 | 0.11835 | 0.11532 | 0.11235 | 0.10945 | 0.10668 | 0.10403 | 0.10149 | 0.099057 | 0.09672 | 0.15389 | 0.30371 | 0.44944 | 0.59101 | 0.72835 | 0.86136 | 0.98997 | 1.1141 | 1.2337 | 1.3487 | 1.4594 | 1.5655 | 1.6676 | 1.7656 | 1.8596 | 1.951 | 2.0399 | 2.1266 | 2.211 | 2.2934 | 292.0465 | 287.0112 | 282.0628 | 277.1996 | 272.4203 | 267.7234 | 263.1075 | 258.5712 | 254.113 | 249.7318 | 245.4261 | 241.1946 | 237.036 | 232.9492 | 228.9329 | 224.9857 | 221.1067 | 217.2945 | 213.548 | 209.8662 | 292.0465 | 579.0578 | 861.1205 | 1138.3202 | 1410.7405 | 1678.4639 | 1941.5714 | 2200.1426 | 2454.2556 | 2703.9874 | 2949.4134 | 3190.608 | 3427.644 | 3660.5933 | 3889.5261 | 4114.5119 | 4335.6185 | 4552.913 | 4766.461 | 4976.3272 | 0.13103 | 0.12841 | 0.12582 | 0.12325 | 0.12071 | 0.11819 | 0.11568 | 0.11318 | 0.1107 | 0.10824 | 0.1058 | 0.10339 | 0.10099 | 0.098628 | 0.096294 | 0.094045 | 0.091884 | 0.089808 | 0.087814 | 0.085901 | 0.13103 | 0.25907 | 0.38411 | 0.50614 | 0.62512 | 0.74097 | 0.85364 | 0.96306 | 1.0692 | 1.172 | 1.2715 | 1.3676 | 1.4604 | 1.5498 | 1.636 | 1.7199 | 1.8017 | 1.8817 | 1.96 | 2.0369 | 248.2395 | 243.9596 | 239.7534 | 235.6197 | 231.5573 | 227.5649 | 223.6414 | 219.7855 | 215.9961 | 212.272 | 208.6121 | 205.0154 | 201.4806 | 198.0068 | 194.5929 | 191.2379 | 187.9407 | 184.7003 | 181.5158 | 178.3862 | 248.2395 | 492.1991 | 731.9525 | 967.5721 | 1199.1294 | 1426.6943 | 1650.3357 | 1870.1212 | 2086.1173 | 2298.3893 | 2507.0014 | 2712.0168 | 2913.4974 | 3111.5043 | 3306.0972 | 3497.3351 | 3685.2757 | 3869.9761 | 4051.4919 | 4229.8781 | 0.13103 | 0.12841 | 0.12582 | 0.12325 | 0.12071 | 0.11819 | 0.11568 | 0.11318 | 0.1107 | 0.10824 | 0.1058 | 0.10339 | 0.10099 | 0.098628 | 0.096294 | 0.094045 | 0.091884 | 0.089808 | 0.087814 | 0.085901 | 0.13103 | 0.25907 | 0.38411 | 0.50614 | 0.62512 | 0.74097 | 0.85364 | 0.96306 | 1.0692 | 1.172 | 1.2715 | 1.3676 | 1.4604 | 1.5498 | 1.636 | 1.7199 | 1.8017 | 1.8817 | 1.96 | 2.0369 | 248.2395 | 243.9596 | 239.7534 | 235.6197 | 231.5573 | 227.5649 | 223.6414 | 219.7855 | 215.9961 | 212.272 | 208.6121 | 205.0154 | 201.4806 | 198.0068 | 194.5929 | 191.2379 | 187.9407 | 184.7003 | 181.5158 | 178.3862 | 248.2395 | 492.1991 | 731.9525 | 967.5721 | 1199.1294 | 1426.6943 | 1650.3357 | 1870.1212 | 2086.1173 | 2298.3893 | 2507.0014 | 2712.0168 | 2913.4974 | 3111.5043 | 3306.0972 | 3497.3351 | 3685.2757 | 3869.9761 | 4051.4919 | 4229.8781 | 0.13103 | 0.12841 | 0.12582 | 0.12325 | 0.12071 | 0.11819 | 0.11568 | 0.11318 | 0.1107 | 0.10824 | 0.1058 | 0.10339 | 0.10099 | 0.098628 | 0.096294 | 0.094045 | 0.091884 | 0.089808 | 0.087814 | 0.085901 | 0.13103 | 0.25907 | 0.38411 | 0.50614 | 0.62512 | 0.74097 | 0.85364 | 0.96306 | 1.0692 | 1.172 | 1.2715 | 1.3676 | 1.4604 | 1.5498 | 1.636 | 1.7199 | 1.8017 | 1.8817 | 1.96 | 2.0369 | 248.2395 | 243.9596 | 239.7534 | 235.6197 | 231.5573 | 227.5649 | 223.6414 | 219.7855 | 215.9961 | 212.272 | 208.6121 | 205.0154 | 201.4806 | 198.0068 | 194.5929 | 191.2379 | 187.9407 | 184.7003 | 181.5158 | 178.3862 | 248.2395 | 492.1991 | 731.9525 | 967.5721 | 1199.1294 | 1426.6943 | 1650.3357 | 1870.1212 | 2086.1173 | 2298.3893 | 2507.0014 | 2712.0168 | 2913.4974 | 3111.5043 | 3306.0972 | 3497.3351 | 3685.2757 | 3869.9761 | 4051.4919 | 4229.8781 | 0.13103 | 0.12841 | 0.12582 | 0.12325 | 0.12071 | 0.11819 | 0.11568 | 0.11318 | 0.1107 | 0.10824 | 0.1058 | 0.10339 | 0.10099 | 0.098628 | 0.096294 | 0.094045 | 0.091884 | 0.089808 | 0.087814 | 0.085901 | 0.13103 | 0.25907 | 0.38411 | 0.50614 | 0.62512 | 0.74097 | 0.85364 | 0.96306 | 1.0692 | 1.172 | 1.2715 | 1.3676 | 1.4604 | 1.5498 | 1.636 | 1.7199 | 1.8017 | 1.8817 | 1.96 | 2.0369 | 248.2395 | 243.9596 | 239.7534 | 235.6197 | 231.5573 | 227.5649 | 223.6414 | 219.7855 | 215.9961 | 212.272 | 208.6121 | 205.0154 | 201.4806 | 198.0068 | 194.5929 | 191.2379 | 187.9407 | 184.7003 | 181.5158 | 178.3862 | 248.2395 | 492.1991 | 731.9525 | 967.5721 | 1199.1294 | 1426.6943 | 1650.3357 | 1870.1212 | 2086.1173 | 2298.3893 | 2507.0014 | 2712.0168 | 2913.4974 | 3111.5043 | 3306.0972 | 3497.3351 | 3685.2757 | 3869.9761 | 4051.4919 | 4229.8781 | 161.9572 | 162.3432 | 162.7296 | 163.1134 | 163.4919 | 163.8624 | 164.2223 | 164.5692 | 164.9007 | 165.2146 | 165.5117 | 165.7926 | 166.0582 | 166.309 | 166.5458 | 166.7691 | 166.9797 | 167.1779 | 167.3644 | 167.5397 | 125.2773 | 125.5759 | 125.8747 | 126.1717 | 126.4644 | 126.751 | 127.0294 | 127.2978 | 127.5542 | 127.797 | 128.0268 | 128.2441 | 128.4495 | 128.6435 | 128.8267 | 128.9994 | 129.1623 | 129.3156 | 129.4599 | 129.5955
WA_Industrial_Agriculture_Existing_Process_Natural Gas_Retrocommissioning_A | WA | Industrial | Agriculture | Existing | Process | Natural Gas | Retrocommissioning | A | IM120 | Vintage/existing building | Optimized process design and controls | 5 | 0 | 0 | 0 | 0.36 | 0 | 0 | 0 | 0.18015 |  | employee | 15% | 50% | Retrofit | RetroEven20 | 80.75% | TBD | 0.2% | 264.9803 |  | 204.9679 |  | 0 | COM_RCX-Heating-7PLN-v5-18 | COM_RCX-All-XCELCO-2017-18-1 | n/a | Vintage/existing building | Vintage/existing building | Vintage/existing building | Vintage/existing building | Vintage/existing building | Vintage/existing building | Vintage/existing building | Vintage/existing building | Vintage/existing building | Vintage/existing building | Vintage/existing building | Vintage/existing building | Vintage/existing building | Vintage/existing building | Vintage/existing building | Vintage/existing building | Vintage/existing building | Vintage/existing building | Vintage/existing building | Vintage/existing building | Vintage/existing building | Vintage/existing building | Optimized process design and controls | Optimized process design and controls | Optimized process design and controls | Optimized process design and controls | Optimized process design and controls | Optimized process design and controls | Optimized process design and controls | Optimized process design and controls | Optimized process design and controls | Optimized process design and controls | Optimized process design and controls | Optimized process design and controls | Optimized process design and controls | Optimized process design and controls | Optimized process design and controls | Optimized process design and controls | Optimized process design and controls | Optimized process design and controls | Optimized process design and controls | Optimized process design and controls | Optimized process design and controls | Optimized process design and controls | 0.36 | 0.36 | 0.36 | 0.36 | 0.36 | 0.36 | 0.36 | 0.36 | 0.36 | 0.36 | 0.36 | 0.36 | 0.36 | 0.36 | 0.36 | 0.36 | 0.36 | 0.36 | 0.36 | 0.36 | 0.36 | 0.36 | 0 | 0 | 0 | 0 | 0 | 0 | 0 | 0 | 0 | 0 | 0 | 0 | 0 | 0 | 0 | 0 | 0 | 0 | 0 | 0 | 0 | 0 | 0 | 0 | 0 | 0 | 0 | 0 | 0 | 0 | 0 | 0 | 0 | 0 | 0 | 0 | 0 | 0 | 0 | 0 | 0 | 0 | 0 | 0 | 0 | 0 | 0 | 0 | 0 | 0 | 0 | 0 | 0 | 0 | 0 | 0 | 0 | 0 | 0 | 0 | 0 | 0 | 292.0465 | 287.0112 | 282.0628 | 277.1996 | 272.4203 | 267.7234 | 263.1075 | 258.5712 | 254.113 | 249.7318 | 245.4261 | 241.1946 | 237.036 | 232.9492 | 228.9329 | 224.9857 | 221.1067 | 217.2945 | 213.548 | 209.8662 | 292.0465 | 579.0578 | 861.1205 | 1138.3202 | 1410.7405 | 1678.4639 | 1941.5714 | 2200.1426 | 2454.2556 | 2703.9874 | 2949.4134 | 3190.608 | 3427.644 | 3660.5933 | 3889.5261 | 4114.5119 | 4335.6185 | 4552.913 | 4766.461 | 4976.3272 | 0 | 0 | 0 | 0 | 0 | 0 | 0 | 0 | 0 | 0 | 0 | 0 | 0 | 0 | 0 | 0 | 0 | 0 | 0 | 0 | 0 | 0 | 0 | 0 | 0 | 0 | 0 | 0 | 0 | 0 | 0 | 0 | 0 | 0 | 0 | 0 | 0 | 0 | 0 | 0 | 248.2395 | 243.9596 | 239.7534 | 235.6197 | 231.5573 | 227.5649 | 223.6414 | 219.7855 | 215.9961 | 212.272 | 208.6121 | 205.0154 | 201.4806 | 198.0068 | 194.5929 | 191.2379 | 187.9407 | 184.7003 | 181.5158 | 178.3862 | 248.2395 | 492.1991 | 731.9525 | 967.5721 | 1199.1294 | 1426.6943 | 1650.3357 | 1870.1212 | 2086.1173 | 2298.3893 | 2507.0014 | 2712.0168 | 2913.4974 | 3111.5043 | 3306.0972 | 3497.3351 | 3685.2757 | 3869.9761 | 4051.4919 | 4229.8781 | 0 | 0 | 0 | 0 | 0 | 0 | 0 | 0 | 0 | 0 | 0 | 0 | 0 | 0 | 0 | 0 | 0 | 0 | 0 | 0 | 0 | 0 | 0 | 0 | 0 | 0 | 0 | 0 | 0 | 0 | 0 | 0 | 0 | 0 | 0 | 0 | 0 | 0 | 0 | 0 | 248.2395 | 243.9596 | 239.7534 | 235.6197 | 231.5573 | 227.5649 | 223.6414 | 219.7855 | 215.9961 | 212.272 | 208.6121 | 205.0154 | 201.4806 | 198.0068 | 194.5929 | 191.2379 | 187.9407 | 184.7003 | 181.5158 | 178.3862 | 248.2395 | 492.1991 | 731.9525 | 967.5721 | 1199.1294 | 1426.6943 | 1650.3357 | 1870.1212 | 2086.1173 | 2298.3893 | 2507.0014 | 2712.0168 | 2913.4974 | 3111.5043 | 3306.0972 | 3497.3351 | 3685.2757 | 3869.9761 | 4051.4919 | 4229.8781 | 0 | 0 | 0 | 0 | 0 | 0 | 0 | 0 | 0 | 0 | 0 | 0 | 0 | 0 | 0 | 0 | 0 | 0 | 0 | 0 | 0 | 0 | 0 | 0 | 0 | 0 | 0 | 0 | 0 | 0 | 0 | 0 | 0 | 0 | 0 | 0 | 0 | 0 | 0 | 0 | 248.2395 | 243.9596 | 239.7534 | 235.6197 | 231.5573 | 227.5649 | 223.6414 | 219.7855 | 215.9961 | 212.272 | 208.6121 | 205.0154 | 201.4806 | 198.0068 | 194.5929 | 191.2379 | 187.9407 | 184.7003 | 181.5158 | 178.3862 | 248.2395 | 492.1991 | 731.9525 | 967.5721 | 1199.1294 | 1426.6943 | 1650.3357 | 1870.1212 | 2086.1173 | 2298.3893 | 2507.0014 | 2712.0168 | 2913.4974 | 3111.5043 | 3306.0972 | 3497.3351 | 3685.2757 | 3869.9761 | 4051.4919 | 4229.8781 | 0 | 0 | 0 | 0 | 0 | 0 | 0 | 0 | 0 | 0 | 0 | 0 | 0 | 0 | 0 | 0 | 0 | 0 | 0 | 0 | 0 | 0 | 0 | 0 | 0 | 0 | 0 | 0 | 0 | 0 | 0 | 0 | 0 | 0 | 0 | 0 | 0 | 0 | 0 | 0 | 248.2395 | 243.9596 | 239.7534 | 235.6197 | 231.5573 | 227.5649 | 223.6414 | 219.7855 | 215.9961 | 212.272 | 208.6121 | 205.0154 | 201.4806 | 198.0068 | 194.5929 | 191.2379 | 187.9407 | 184.7003 | 181.5158 | 178.3862 | 248.2395 | 492.1991 | 731.9525 | 967.5721 | 1199.1294 | 1426.6943 | 1650.3357 | 1870.1212 | 2086.1173 | 2298.3893 | 2507.0014 | 2712.0168 | 2913.4974 | 3111.5043 | 3306.0972 | 3497.3351 | 3685.2757 | 3869.9761 | 4051.4919 | 4229.8781 | 161.9572 | 162.3432 | 162.7296 | 163.1134 | 163.4919 | 163.8624 | 164.2223 | 164.5692 | 164.9007 | 165.2146 | 165.5117 | 165.7926 | 166.0582 | 166.309 | 166.5458 | 166.7691 | 166.9797 | 167.1779 | 167.3644 | 167.5397 | 125.2773 | 125.5759 | 125.8747 | 126.1717 | 126.4644 | 126.751 | 127.0294 | 127.2978 | 127.5542 | 127.797 | 128.0268 | 128.2441 | 128.4495 | 128.6435 | 128.8267 | 128.9994 | 129.1623 | 129.3156 | 129.4599 | 129.5955
WA_Industrial_Agriculture_New_Space Heating_Natural Gas_Insulation - Roof/Ceiling_A | WA | Industrial | Agriculture | New | Space Heating | Natural Gas | Insulation - Roof/Ceiling | A | IM121 | R-13 | R-38 | 45 | 0.078976 | 0 | 0 | 1.11 | 0 | 0 | 0 | 0.55475 |  | sqft | 0% | 0% | Retrofit | Retro3Slow | 81.94% | TBD | 0.2% | 116.4128 |  | 62.2694 |  | 0 | RTF Wkbk - ComWeatherizationSchool_v3_1 | RTF Wkbk - ComWeatherizationSchool_v3_1 | Building Energy Simulation Tool | R-13 | R-13 | R-13 | R-13 | R-13 | R-13 | R-13 | R-13 | R-13 | R-13 | R-13 | R-13 | R-13 | R-13 | R-13 | R-13 | R-13 | R-13 | R-13 | R-13 | R-13 | R-13 | R-38 | R-38 | R-38 | R-38 | R-38 | R-38 | R-38 | R-38 | R-38 | R-38 | R-38 | R-38 | R-38 | R-38 | R-38 | R-38 | R-38 | R-38 | R-38 | R-38 | R-38 | R-38 | 1.11 | 1.11 | 1.11 | 1.11 | 1.11 | 1.11 | 1.11 | 1.11 | 1.11 | 1.11 | 1.11 | 1.11 | 1.11 | 1.11 | 1.11 | 1.11 | 1.11 | 1.11 | 1.11 | 1.11 | 1.11 | 1.11 | 0 | 0 | 0.078561 | 0.073867 | 0.071969 | 0.070813 | 0.070239 | 0.069714 | 0.069246 | 0.068788 | 0.068359 | 0.067916 | 0.067315 | 0.066786 | 0.066206 | 0.066125 | 0.066017 | 0.065885 | 0.065891 | 0.065858 | 0.065931 | 0.065949 | 0 | 0 | 0 | 0 | 0 | 0 | 0 | 0 | 0 | 0 | 0 | 0 | 0 | 0 | 0 | 0 | 0 | 0 | 0 | 0 | 0 | 0 | 0 | 0 | 0 | 0 | 0 | 0 | 0 | 0 | 0 | 0 | 0 | 0 | 0 | 0 | 0 | 0 | 0 | 0 | 0 | 0 | 0 | 0 | 0 | 0 | 0 | 0 | 0 | 0 | 0 | 0 | 0 | 0 | 0 | 0 | 0 | 0 | 0 | 0 | 0 | 0 | 0 | 0 | 0 | 0 | 0 | 0 | 0 | 0 | 0 | 0 | 0 | 0 | 0 | 0 | 0 | 0 | 0 | 0 | 0 | 0 | 0 | 0 | 0 | 0 | 0 | 0 | 0 | 0 | 0 | 0 | 0 | 0 | 0 | 0 | 0 | 0 | 0 | 0 | 0 | 0 | 0 | 0 | 0 | 0 | 0 | 0 | 0 | 0 | 0 | 0 | 0 | 0 | 0 | 0 | 0 | 0 | 0 | 0 | 0 | 0 | 0 | 0 | 0 | 0 | 0 | 0 | 0 | 0 | 0 | 0 | 0 | 0 | 0 | 0 | 0 | 0 | 0 | 0 | 0 | 0 | 0 | 0 | 0 | 0 | 0 | 0 | 0 | 0 | 0 | 0 | 0 | 0 | 0 | 0 | 0 | 0 | 0 | 0 | 0 | 0 | 0 | 0 | 0 | 0 | 0 | 0 | 0 | 0 | 0 | 0 | 0 | 0 | 0 | 0 | 0 | 0 | 0 | 0 | 0 | 0 | 0 | 0 | 0 | 0 | 0 | 0 | 0 | 0 | 0 | 0 | 0 | 0 | 0 | 0 | 0 | 0 | 0 | 0 | 0 | 0 | 0 | 0 | 0 | 0 | 0 | 0 | 0 | 0 | 0 | 0 | 0 | 0 | 0 | 0 | 0 | 0 | 0 | 0 | 0 | 0 | 0 | 0 | 0 | 0 | 0 | 0 | 0 | 0 | 0 | 0 | 0 | 0 | 0 | 0 | 0 | 0 | 0 | 0 | 0 | 0 | 0 | 0 | 0 | 0 | 0 | 0 | 0 | 0 | 0 | 0 | 0 | 0 | 0 | 0 | 0 | 0 | 0 | 0 | 0 | 0 | 0 | 0 | 0 | 0 | 0 | 0 | 0 | 0 | 0 | 0 | 0 | 0 | 0 | 0 | 0 | 0 | 0 | 0 | 0 | 0 | 0 | 0 | 0 | 0 | 0 | 0 | 0 | 0 | 0 | 0 | 0 | 0 | 0 | 0 | 0 | 0 | 0 | 0 | 0 | 0 | 0 | 0 | 0 | 0 | 0 | 0 | 0 | 0 | 0 | 0 | 0 | 0 | 0 | 0 | 0 | 0 | 0 | 0 | 0 | 0 | 0 | 0 | 0 | 0 | 0 | 0 | 0 | 0 | 0 | 0 | 0 | 0 | 0 | 0 | 0 | 0 | 0 | 0 | 0 | 0 | 0 | 0 | 0 | 0 | 0 | 0 | 0 | 0 | 0 | 0 | 0 | 0 | 0 | 0 | 0 | 0 | 0 | 0 | 0 | 0 | 0 | 0 | 0 | 0 | 0 | 0 | 0 | 0 | 0 | 0 | 0 | 0 | 0 | 0 | 0 | 0 | 0 | 0 | 0 | 0 | 0 | 0 | 0 | 0 | 0 | 0 | 0 | 0 | 0 | 0 | 0 | 0 | 0 | 0 | 0 | 0 | 0 | 0 | 955.4003 | 955.4003 | 955.4003 | 955.4003 | 955.4003 | 955.4003 | 955.4003 | 955.4003 | 955.4003 | 955.4003 | 955.4003 | 955.4003 | 955.4003 | 955.4003 | 955.4003 | 955.4003 | 955.4003 | 955.4003 | 955.4003 | 955.4003 | 511.0451 | 511.0451 | 511.0451 | 511.0451 | 511.0451 | 511.0451 | 511.0451 | 511.0451 | 511.0451 | 511.0451 | 511.0451 | 511.0451 | 511.0451 | 511.0451 | 511.0451 | 511.0451 | 511.0451 | 511.0451 | 511.0451 | 511.0451
WA_Industrial_Agriculture_New_Space Heating_Natural Gas_Insulation - Wall Cavity_A | WA | Industrial | Agriculture | New | Space Heating | Natural Gas | Insulation - Wall Cavity | A | IM122 | R-11 or less | R-21 | 45 | 0.017277 | 0 | 0 | 0.24 | 0 | 0 | 0 | 0.1203 |  | sqft | 0% | 0% | Retrofit | Retro3Slow | 81.94% | TBD | 0.2% | 90.615 |  | 48.4701 |  | 0 | RTF Wkbk - ComWeatherizationSchool_v3_1 | N/A | Building Energy Simulation Tool | R-11 or less | R-11 or less | R-11 or less | R-11 or less | R-11 or less | R-11 or less | R-11 or less | R-11 or less | R-11 or less | R-11 or less | R-11 or less | R-11 or less | R-11 or less | R-11 or less | R-11 or less | R-11 or less | R-11 or less | R-11 or less | R-11 or less | R-11 or less | R-11 or less | R-11 or less | R-21 | R-21 | R-21 | R-21 | R-21 | R-21 | R-21 | R-21 | R-21 | R-21 | R-21 | R-21 | R-21 | R-21 | R-21 | R-21 | R-21 | R-21 | R-21 | R-21 | R-21 | R-21 | 0.24 | 0.24 | 0.24 | 0.24 | 0.24 | 0.24 | 0.24 | 0.24 | 0.24 | 0.24 | 0.24 | 0.24 | 0.24 | 0.24 | 0.24 | 0.24 | 0.24 | 0.24 | 0.24 | 0.24 | 0.24 | 0.24 | 0 | 0 | 0.017187 | 0.01616 | 0.015744 | 0.015492 | 0.015366 | 0.015251 | 0.015149 | 0.015048 | 0.014955 | 0.014858 | 0.014726 | 0.01461 | 0.014484 | 0.014466 | 0.014442 | 0.014413 | 0.014415 | 0.014408 | 0.014424 | 0.014428 | 0 | 0 | 0 | 0 | 0 | 0 | 0 | 0 | 0 | 0 | 0 | 0 | 0 | 0 | 0 | 0 | 0 | 0 | 0 | 0 | 0 | 0 | 0 | 0 | 0 | 0 | 0 | 0 | 0 | 0 | 0 | 0 | 0 | 0 | 0 | 0 | 0 | 0 | 0 | 0 | 0 | 0 | 0 | 0 | 0 | 0 | 0 | 0 | 0 | 0 | 0 | 0 | 0 | 0 | 0 | 0 | 0 | 0 | 0 | 0 | 0 | 0 | 0 | 0 | 0 | 0 | 0 | 0 | 0 | 0 | 0 | 0 | 0 | 0 | 0 | 0 | 0 | 0 | 0 | 0 | 0 | 0 | 0 | 0 | 0 | 0 | 0 | 0 | 0 | 0 | 0 | 0 | 0 | 0 | 0 | 0 | 0 | 0 | 0 | 0 | 0 | 0 | 0 | 0 | 0 | 0 | 0 | 0 | 0 | 0 | 0 | 0 | 0 | 0 | 0 | 0 | 0 | 0 | 0 | 0 | 0 | 0 | 0 | 0 | 0 | 0 | 0 | 0 | 0 | 0 | 0 | 0 | 0 | 0 | 0 | 0 | 0 | 0 | 0 | 0 | 0 | 0 | 0 | 0 | 0 | 0 | 0 | 0 | 0 | 0 | 0 | 0 | 0 | 0 | 0 | 0 | 0 | 0 | 0 | 0 | 0 | 0 | 0 | 0 | 0 | 0 | 0 | 0 | 0 | 0 | 0 | 0 | 0 | 0 | 0 | 0 | 0 | 0 | 0 | 0 | 0 | 0 | 0 | 0 | 0 | 0 | 0 | 0 | 0 | 0 | 0 | 0 | 0 | 0 | 0 | 0 | 0 | 0 | 0 | 0 | 0 | 0 | 0 | 0 | 0 | 0 | 0 | 0 | 0 | 0 | 0 | 0 | 0 | 0 | 0 | 0 | 0 | 0 | 0 | 0 | 0 | 0 | 0 | 0 | 0 | 0 | 0 | 0 | 0 | 0 | 0 | 0 | 0 | 0 | 0 | 0 | 0 | 0 | 0 | 0 | 0 | 0 | 0 | 0 | 0 | 0 | 0 | 0 | 0 | 0 | 0 | 0 | 0 | 0 | 0 | 0 | 0 | 0 | 0 | 0 | 0 | 0 | 0 | 0 | 0 | 0 | 0 | 0 | 0 | 0 | 0 | 0 | 0 | 0 | 0 | 0 | 0 | 0 | 0 | 0 | 0 | 0 | 0 | 0 | 0 | 0 | 0 | 0 | 0 | 0 | 0 | 0 | 0 | 0 | 0 | 0 | 0 | 0 | 0 | 0 | 0 | 0 | 0 | 0 | 0 | 0 | 0 | 0 | 0 | 0 | 0 | 0 | 0 | 0 | 0 | 0 | 0 | 0 | 0 | 0 | 0 | 0 | 0 | 0 | 0 | 0 | 0 | 0 | 0 | 0 | 0 | 0 | 0 | 0 | 0 | 0 | 0 | 0 | 0 | 0 | 0 | 0 | 0 | 0 | 0 | 0 | 0 | 0 | 0 | 0 | 0 | 0 | 0 | 0 | 0 | 0 | 0 | 0 | 0 | 0 | 0 | 0 | 0 | 0 | 0 | 0 | 0 | 0 | 0 | 0 | 0 | 0 | 0 | 0 | 0 | 0 | 0 | 0 | 0 | 0 | 0 | 0 | 0 | 0 | 0 | 0 | 0 | 0 | 0 | 0 | 0 | 0 | 0 | 0 | 0 | 0 | 0 | 0 | 0 | 0 | 944.2619 | 944.2619 | 944.2619 | 944.2619 | 944.2619 | 944.2619 | 944.2619 | 944.2619 | 944.2619 | 944.2619 | 944.2619 | 944.2619 | 944.2619 | 944.2619 | 944.2619 | 944.2619 | 944.2619 | 944.2619 | 944.2619 | 944.2619 | 505.0872 | 505.0872 | 505.0872 | 505.0872 | 505.0872 | 505.0872 | 505.0872 | 505.0872 | 505.0872 | 505.0872 | 505.0872 | 505.0872 | 505.0872 | 505.0872 | 505.0872 | 505.0872 | 505.0872 | 505.0872 | 505.0872 | 505.0872
WA_Industrial_Agriculture_New_Space Heating_Natural Gas_Insulation - Ducting_A | WA | Industrial | Agriculture | New | Space Heating | Natural Gas | Insulation - Ducting | A | IM123 | ~2°F thermal losses | 50% reduction in thermal losses | 20 | 0.0012737 | 0 | 0 | 1.52 | 0 | 0 | 0 | 0.76105 |  | sqft | 0% | 0% | Retrofit | Retro5Med | 81.71% | TBD | 0.2% | 182.7943 |  | 115.102 |  | 0 | MA TRM - 2019-2021 - COM-HVAC-DI | MEMD - MMD8.25.01.FESH23.v01 | Building Energy Simulation Tool | ~2°F thermal losses | ~2°F thermal losses | ~2°F thermal losses | ~2°F thermal losses | ~2°F thermal losses | ~2°F thermal losses | ~2°F thermal losses | ~2°F thermal losses | ~2°F thermal losses | ~2°F thermal losses | ~2°F thermal losses | ~2°F thermal losses | ~2°F thermal losses | ~2°F thermal losses | ~2°F thermal losses | ~2°F thermal losses | ~2°F thermal losses | ~2°F thermal losses | ~2°F thermal losses | ~2°F thermal losses | ~2°F thermal losses | ~2°F thermal losses | 50% reduction in thermal losses | 50% reduction in thermal losses | 50% reduction in thermal losses | 50% reduction in thermal losses | 50% reduction in thermal losses | 50% reduction in thermal losses | 50% reduction in thermal losses | 50% reduction in thermal losses | 50% reduction in thermal losses | 50% reduction in thermal losses | 50% reduction in thermal losses | 50% reduction in thermal losses | 50% reduction in thermal losses | 50% reduction in thermal losses | 50% reduction in thermal losses | 50% reduction in thermal losses | 50% reduction in thermal losses | 50% reduction in thermal losses | 50% reduction in thermal losses | 50% reduction in thermal losses | 50% reduction in thermal losses | 50% reduction in thermal losses | 1.52 | 1.52 | 1.52 | 1.52 | 1.52 | 1.52 | 1.52 | 1.52 | 1.52 | 1.52 | 1.52 | 1.52 | 1.52 | 1.52 | 1.52 | 1.52 | 1.52 | 1.52 | 1.52 | 1.52 | 1.52 | 1.52 | 0 | 0 | 0.0012643 | 0.0011873 | 0.0011555 | 0.0011358 | 0.0011249 | 0.0011152 | 0.0011065 | 0.0010982 | 0.0010901 | 0.0010819 | 0.0010714 | 0.0010623 | 0.0010522 | 0.0010504 | 0.0010483 | 0.0010462 | 0.0010461 | 0.0010456 | 0.0010468 | 0.0010471 | 0 | 0 | 0 | 0 | 0 | 0 | 0 | 0 | 0 | 0 | 0 | 0 | 0 | 0 | 0 | 0 | 0 | 0 | 0 | 0 | 0 | 0 | 0 | 0 | 0 | 0 | 0 | 0 | 0 | 0 | 0 | 0 | 0 | 0 | 0 | 0 | 0 | 0 | 0 | 0 | 0 | 0 | 0 | 0 | 0 | 0 | 0 | 0 | 0 | 0 | 0 | 0 | 0 | 0 | 0 | 0 | 0 | 0 | 0 | 0 | 0 | 0 | 0 | 0 | 0 | 0 | 0 | 0 | 0 | 0 | 0 | 0 | 0 | 0 | 0 | 0 | 0 | 0 | 0 | 0 | 0 | 0 | 0 | 0 | 0 | 0 | 0 | 0 | 0 | 0 | 0 | 0 | 0 | 0 | 0 | 0 | 0 | 0 | 0 | 0 | 0 | 0 | 0 | 0 | 0 | 0 | 0 | 0 | 0 | 0 | 0 | 0 | 0 | 0 | 0 | 0 | 0 | 0 | 0 | 0 | 0 | 0 | 0 | 0 | 0 | 0 | 0 | 0 | 0 | 0 | 0 | 0 | 0 | 0 | 0 | 0 | 0 | 0 | 0 | 0 | 0 | 0 | 0 | 0 | 0 | 0 | 0 | 0 | 0 | 0 | 0 | 0 | 0 | 0 | 0 | 0 | 0 | 0 | 0 | 0 | 0 | 0 | 0 | 0 | 0 | 0 | 0 | 0 | 0 | 0 | 0 | 0 | 0 | 0 | 0 | 0 | 0 | 0 | 0 | 0 | 0 | 0 | 0 | 0 | 0 | 0 | 0 | 0 | 0 | 0 | 0 | 0 | 0 | 0 | 0 | 0 | 0 | 0 | 0 | 0 | 0 | 0 | 0 | 0 | 0 | 0 | 0 | 0 | 0 | 0 | 0 | 0 | 0 | 0 | 0 | 0 | 0 | 0 | 0 | 0 | 0 | 0 | 0 | 0 | 0 | 0 | 0 | 0 | 0 | 0 | 0 | 0 | 0 | 0 | 0 | 0 | 0 | 0 | 0 | 0 | 0 | 0 | 0 | 0 | 0 | 0 | 0 | 0 | 0 | 0 | 0 | 0 | 0 | 0 | 0 | 0 | 0 | 0 | 0 | 0 | 0 | 0 | 0 | 0 | 0 | 0 | 0 | 0 | 0 | 0 | 0 | 0 | 0 | 0 | 0 | 0 | 0 | 0 | 0 | 0 | 0 | 0 | 0 | 0 | 0 | 0 | 0 | 0 | 0 | 0 | 0 | 0 | 0 | 0 | 0 | 0 | 0 | 0 | 0 | 0 | 0 | 0 | 0 | 0 | 0 | 0 | 0 | 0 | 0 | 0 | 0 | 0 | 0 | 0 | 0 | 0 | 0 | 0 | 0 | 0 | 0 | 0 | 0 | 0 | 0 | 0 | 0 | 0 | 0 | 0 | 0 | 0 | 0 | 0 | 0 | 0 | 0 | 0 | 0 | 0 | 0 | 0 | 0 | 0 | 0 | 0 | 0 | 0 | 0 | 0 | 0 | 0 | 0 | 0 | 0 | 0 | 0 | 0 | 0 | 0 | 0 | 0 | 0 | 0 | 0 | 0 | 0 | 0 | 0 | 0 | 0 | 0 | 0 | 0 | 0 | 0 | 0 | 0 | 0 | 0 | 0 | 0 | 0 | 0 | 0 | 0 | 0 | 0 | 0 | 0 | 0 | 0 | 0 | 0 | 0 | 0 | 0 | 0 | 0 | 0 | 110751.8776 | 110751.8776 | 110751.8776 | 110751.8776 | 110751.8776 | 110751.8776 | 110751.8776 | 110751.8776 | 110751.8776 | 110751.8776 | 110751.8776 | 110751.8776 | 110751.8776 | 110751.8776 | 110751.8776 | 110751.8776 | 110751.8776 | 110751.8776 | 110751.8776 | 110751.8776 | 69223.2564 | 69223.2564 | 69223.2564 | 69223.2564 | 69223.2564 | 69223.2564 | 69223.2564 | 69223.2564 | 69223.2564 | 69223.2564 | 69223.2564 | 69223.2564 | 69223.2564 | 69223.2564 | 69223.2564 | 69223.2564 | 69223.2564 | 69223.2564 | 69223.2564 | 69223.2564
WA_Industrial_Agriculture_New_Space Heating_Natural Gas_HVAC - Duct Repair and Sealing_A | WA | Industrial | Agriculture | New | Space Heating | Natural Gas | HVAC - Duct Repair and Sealing | A | IM124 | Poorly sealed/leaky ducts | 30% reduced duct leaking | 20 | 0.0036023 | 0 | 0 | 0 | 0 | 0 | 0 | 0 |  | sqft | 0% | 0% | Retrofit | RetroEven20 | 80.75% | TBD | 0.2% | 112.0167 |  | 70.8916 |  | 0 | MA TRM - 2019-2021 - COM-HVAC-DS | N/A | Building Energy Simulation Tool | Poorly sealed/leaky ducts | Poorly sealed/leaky ducts | Poorly sealed/leaky ducts | Poorly sealed/leaky ducts | Poorly sealed/leaky ducts | Poorly sealed/leaky ducts | Poorly sealed/leaky ducts | Poorly sealed/leaky ducts | Poorly sealed/leaky ducts | Poorly sealed/leaky ducts | Poorly sealed/leaky ducts | Poorly sealed/leaky ducts | Poorly sealed/leaky ducts | Poorly sealed/leaky ducts | Poorly sealed/leaky ducts | Poorly sealed/leaky ducts | Poorly sealed/leaky ducts | Poorly sealed/leaky ducts | Poorly sealed/leaky ducts | Poorly sealed/leaky ducts | Poorly sealed/leaky ducts | Poorly sealed/leaky ducts | 30% reduced duct leaking | 30% reduced duct leaking | 30% reduced duct leaking | 30% reduced duct leaking | 30% reduced duct leaking | 30% reduced duct leaking | 30% reduced duct leaking | 30% reduced duct leaking | 30% reduced duct leaking | 30% reduced duct leaking | 30% reduced duct leaking | 30% reduced duct leaking | 30% reduced duct leaking | 30% reduced duct leaking | 30% reduced duct leaking | 30% reduced duct leaking | 30% reduced duct leaking | 30% reduced duct leaking | 30% reduced duct leaking | 30% reduced duct leaking | 30% reduced duct leaking | 30% reduced duct leaking | 0 | 0 | 0 | 0 | 0 | 0 | 0 | 0 | 0 | 0 | 0 | 0 | 0 | 0 | 0 | 0 | 0 | 0 | 0 | 0 | 0 | 0 | 0 | 0 | 0.0035759 | 0.0033582 | 0.0032681 | 0.0032123 | 0.0031815 | 0.0031541 | 0.0031296 | 0.003106 | 0.003083 | 0.0030599 | 0.0030301 | 0.0030044 | 0.002976 | 0.0029709 | 0.002965 | 0.0029591 | 0.0029587 | 0.0029573 | 0.0029606 | 0.0029614 | 0 | 0 | 0 | 0 | 0 | 0 | 0 | 0 | 0 | 0 | 0 | 0 | 0 | 0 | 0 | 0 | 0 | 0 | 0 | 0 | 0 | 0 | 0 | 0 | 0 | 0 | 0 | 0 | 0 | 0 | 0 | 0 | 0 | 0 | 0 | 0 | 0 | 0 | 0 | 0 | 0 | 0 | 0 | 0 | 0 | 0 | 0 | 0 | 0 | 0 | 0 | 0 | 0 | 0 | 0 | 0 | 0 | 0 | 0 | 0 | 0 | 0 | 0 | 0 | 0 | 0 | 0 | 0 | 0 | 0 | 0 | 0 | 0 | 0 | 0 | 0 | 0 | 0 | 0 | 0 | 0 | 0 | 0 | 0 | 0 | 0 | 0 | 0 | 0 | 0 | 0 | 0 | 0 | 0 | 0 | 0 | 0 | 0 | 0 | 0 | 0 | 0 | 0 | 0 | 0 | 0 | 0 | 0 | 0 | 0 | 0 | 0 | 0 | 0 | 0 | 0 | 0 | 0 | 0 | 0 | 0 | 0 | 0 | 0 | 0 | 0 | 0 | 0 | 0 | 0 | 0 | 0 | 0 | 0 | 0 | 0 | 0 | 0 | 0 | 0 | 0 | 0 | 0 | 0 | 0 | 0 | 0 | 0 | 0 | 0 | 0 | 0 | 0 | 0 | 0 | 0 | 0 | 0 | 0 | 0 | 0 | 0 | 0 | 0 | 0 | 0 | 0 | 0 | 0 | 0 | 0 | 0 | 0 | 0 | 0 | 0 | 0 | 0 | 0 | 0 | 0 | 0 | 0 | 0 | 0 | 0 | 0 | 0 | 0 | 0 | 0 | 0 | 0 | 0 | 0 | 0 | 0 | 0 | 0 | 0 | 0 | 0 | 0 | 0 | 0 | 0 | 0 | 0 | 0 | 0 | 0 | 0 | 0 | 0 | 0 | 0 | 0 | 0 | 0 | 0 | 0 | 0 | 0 | 0 | 0 | 0 | 0 | 0 | 0 | 0 | 0 | 0 | 0 | 0 | 0 | 0 | 0 | 0 | 0 | 0 | 0 | 0 | 0 | 0 | 0 | 0 | 0 | 0 | 0 | 0 | 0 | 0 | 0 | 0 | 0 | 0 | 0 | 0 | 0 | 0 | 0 | 0 | 0 | 0 | 0 | 0 | 0 | 0 | 0 | 0 | 0 | 0 | 0 | 0 | 0 | 0 | 0 | 0 | 0 | 0 | 0 | 0 | 0 | 0 | 0 | 0 | 0 | 0 | 0 | 0 | 0 | 0 | 0 | 0 | 0 | 0 | 0 | 0 | 0 | 0 | 0 | 0 | 0 | 0 | 0 | 0 | 0 | 0 | 0 | 0 | 0 | 0 | 0 | 0 | 0 | 0 | 0 | 0 | 0 | 0 | 0 | 0 | 0 | 0 | 0 | 0 | 0 | 0 | 0 | 0 | 0 | 0 | 0 | 0 | 0 | 0 | 0 | 0 | 0 | 0 | 0 | 0 | 0 | 0 | 0 | 0 | 0 | 0 | 0 | 0 | 0 | 0 | 0 | 0 | 0 | 0 | 0 | 0 | 0 | 0 | 0 | 0 | 0 | 0 | 0 | 0 | 0 | 0 | 0 | 0 | 0 | 0 | 0 | 0 | 0 | 0 | 0 | 0 | 0 | 0 | 0 | 0 | 0 | 0 | 0 | 0 | 0 | 0 | 0 | 0 | 0 | 0 | 0 | 0 | 0 | 0 | 0 | 0 | 0 | 0 | 0 | 0 | 0 | 0 | 0 | 0 | 0 | 0 | 0 | 0 | 0 | 0 | 0 | 0 | 0 | 0 | 0 | 0 | 0 | 0 | 0 | 0 | 0 | 0 | 0 | 0 | 0 | 0 | 0 | 0 | 0 | 0 | 0 | 0 | 0 | 0 | 0 | 0 | 0 | 0
WA_Industrial_Agriculture_New_Space Heating_Natural Gas_Windows - High Efficiency_A | WA | Industrial | Agriculture | New | Space Heating | Natural Gas | Windows - High Efficiency | A | IM125 | U-.5 or worse | U-.22 or better | 45 | 0.0073878 | 0 | 0 | 0 | 0 | 0 | 0 | 0 |  | sqft | 0% | 0% | Retrofit | Retro1Slow | 84.81% | TBD | 0.2% | 82.9217 |  | 44.355 |  | 0 | RTF Wkbk - ComWeatherizationSchool_v3_1 | N/A | Building Energy Simulation Tool | U-.5 or worse | U-.5 or worse | U-.5 or worse | U-.5 or worse | U-.5 or worse | U-.5 or worse | U-.5 or worse | U-.5 or worse | U-.5 or worse | U-.5 or worse | U-.5 or worse | U-.5 or worse | U-.5 or worse | U-.5 or worse | U-.5 or worse | U-.5 or worse | U-.5 or worse | U-.5 or worse | U-.5 or worse | U-.5 or worse | U-.5 or worse | U-.5 or worse | U-.22 or better | U-.22 or better | U-.22 or better | U-.22 or better | U-.22 or better | U-.22 or better | U-.22 or better | U-.22 or better | U-.22 or better | U-.22 or better | U-.22 or better | U-.22 or better | U-.22 or better | U-.22 or better | U-.22 or better | U-.22 or better | U-.22 or better | U-.22 or better | U-.22 or better | U-.22 or better | U-.22 or better | U-.22 or better | 0 | 0 | 0 | 0 | 0 | 0 | 0 | 0 | 0 | 0 | 0 | 0 | 0 | 0 | 0 | 0 | 0 | 0 | 0 | 0 | 0 | 0 | 0 | 0 | 0.007336 | 0.0068905 | 0.0067069 | 0.0065933 | 0.0065315 | 0.0064764 | 0.0064271 | 0.0063795 | 0.0063336 | 0.0062873 | 0.0062271 | 0.0061749 | 0.0061173 | 0.0061074 | 0.0060957 | 0.0060837 | 0.0060835 | 0.0060808 | 0.0060879 | 0.0060899 | 0 | 0 | 0 | 0 | 0 | 0 | 0 | 0 | 0 | 0 | 0 | 0 | 0 | 0 | 0 | 0 | 0 | 0 | 0 | 0 | 0 | 0 | 0 | 0 | 0 | 0 | 0 | 0 | 0 | 0 | 0 | 0 | 0 | 0 | 0 | 0 | 0 | 0 | 0 | 0 | 0 | 0 | 0 | 0 | 0 | 0 | 0 | 0 | 0 | 0 | 0 | 0 | 0 | 0 | 0 | 0 | 0 | 0 | 0 | 0 | 0 | 0 | 0 | 0 | 0 | 0 | 0 | 0 | 0 | 0 | 0 | 0 | 0 | 0 | 0 | 0 | 0 | 0 | 0 | 0 | 0 | 0 | 0 | 0 | 0 | 0 | 0 | 0 | 0 | 0 | 0 | 0 | 0 | 0 | 0 | 0 | 0 | 0 | 0 | 0 | 0 | 0 | 0 | 0 | 0 | 0 | 0 | 0 | 0 | 0 | 0 | 0 | 0 | 0 | 0 | 0 | 0 | 0 | 0 | 0 | 0 | 0 | 0 | 0 | 0 | 0 | 0 | 0 | 0 | 0 | 0 | 0 | 0 | 0 | 0 | 0 | 0 | 0 | 0 | 0 | 0 | 0 | 0 | 0 | 0 | 0 | 0 | 0 | 0 | 0 | 0 | 0 | 0 | 0 | 0 | 0 | 0 | 0 | 0 | 0 | 0 | 0 | 0 | 0 | 0 | 0 | 0 | 0 | 0 | 0 | 0 | 0 | 0 | 0 | 0 | 0 | 0 | 0 | 0 | 0 | 0 | 0 | 0 | 0 | 0 | 0 | 0 | 0 | 0 | 0 | 0 | 0 | 0 | 0 | 0 | 0 | 0 | 0 | 0 | 0 | 0 | 0 | 0 | 0 | 0 | 0 | 0 | 0 | 0 | 0 | 0 | 0 | 0 | 0 | 0 | 0 | 0 | 0 | 0 | 0 | 0 | 0 | 0 | 0 | 0 | 0 | 0 | 0 | 0 | 0 | 0 | 0 | 0 | 0 | 0 | 0 | 0 | 0 | 0 | 0 | 0 | 0 | 0 | 0 | 0 | 0 | 0 | 0 | 0 | 0 | 0 | 0 | 0 | 0 | 0 | 0 | 0 | 0 | 0 | 0 | 0 | 0 | 0 | 0 | 0 | 0 | 0 | 0 | 0 | 0 | 0 | 0 | 0 | 0 | 0 | 0 | 0 | 0 | 0 | 0 | 0 | 0 | 0 | 0 | 0 | 0 | 0 | 0 | 0 | 0 | 0 | 0 | 0 | 0 | 0 | 0 | 0 | 0 | 0 | 0 | 0 | 0 | 0 | 0 | 0 | 0 | 0 | 0 | 0 | 0 | 0 | 0 | 0 | 0 | 0 | 0 | 0 | 0 | 0 | 0 | 0 | 0 | 0 | 0 | 0 | 0 | 0 | 0 | 0 | 0 | 0 | 0 | 0 | 0 | 0 | 0 | 0 | 0 | 0 | 0 | 0 | 0 | 0 | 0 | 0 | 0 | 0 | 0 | 0 | 0 | 0 | 0 | 0 | 0 | 0 | 0 | 0 | 0 | 0 | 0 | 0 | 0 | 0 | 0 | 0 | 0 | 0 | 0 | 0 | 0 | 0 | 0 | 0 | 0 | 0 | 0 | 0 | 0 | 0 | 0 | 0 | 0 | 0 | 0 | 0 | 0 | 0 | 0 | 0 | 0 | 0 | 0 | 0 | 0 | 0 | 0 | 0 | 0 | 0 | 0 | 0 | 0 | 0 | 0 | 0 | 0 | 0 | 0 | 0 | 0 | 0 | 0 | 0 | 0 | 0 | 0 | 0 | 0 | 0 | 0 | 0 | 0 | 0 | 0 | 0 | 0 | 0 | 0 | 0 | 0 | 0 | 0 | 0 | 0 | 0 | 0 | 0 | 0 | 0 | 0
WA_Industrial_Agriculture_New_Space Heating_Natural Gas_Gas Boiler - Maintenance_A | WA | Industrial | Agriculture | New | Space Heating | Natural Gas | Gas Boiler - Maintenance | A | IM126 | Degrade performance | General cleaning and maintenance | 3 | 1.1147 | 0 | 0 | 0.01 | 0 | 0 | 0 | 0.00405 |  | sqft | 5% | 10% | Retrofit | Retro20Fast | 65.82% | TBD | 0.2% | 194.101 |  | 155.8701 |  | 0.0011691 | IL TRM - 4.3.10 - CI-HWE-DBTU-V01-180101 | IL TRM - 4.3.10 - CI-HWE-DBTU-V01-180101 | IL TRM - 4.3.10 - CI-HWE-DBTU-V01-180101 | Degrade performance | Degrade performance | Degrade performance | Degrade performance | Degrade performance | Degrade performance | Degrade performance | Degrade performance | Degrade performance | Degrade performance | Degrade performance | Degrade performance | Degrade performance | Degrade performance | Degrade performance | Degrade performance | Degrade performance | Degrade performance | Degrade performance | Degrade performance | Degrade performance | Degrade performance | General cleaning and maintenance | General cleaning and maintenance | General cleaning and maintenance | General cleaning and maintenance | General cleaning and maintenance | General cleaning and maintenance | General cleaning and maintenance | General cleaning and maintenance | General cleaning and maintenance | General cleaning and maintenance | General cleaning and maintenance | General cleaning and maintenance | General cleaning and maintenance | General cleaning and maintenance | General cleaning and maintenance | General cleaning and maintenance | General cleaning and maintenance | General cleaning and maintenance | General cleaning and maintenance | General cleaning and maintenance | General cleaning and maintenance | General cleaning and maintenance | 0.01 | 0.01 | 0.01 | 0.01 | 0.01 | 0.01 | 0.01 | 0.01 | 0.01 | 0.01 | 0.01 | 0.01 | 0.01 | 0.01 | 0.01 | 0.01 | 0.01 | 0.01 | 0.01 | 0.01 | 0.01 | 0.01 | 0 | 0 | 1.111 | 1.046 | 1.0205 | 1.0057 | 0.9999 | 0.99486 | 0.99104 | 0.98769 | 0.98566 | 0.98369 | 0.97972 | 0.97654 | 0.97315 | 0.97613 | 0.97791 | 0.97786 | 0.9797 | 0.9794 | 0.97987 | 0.97895 | 0.0013713 | 0.0015792 | 0.0015209 | 0.0015581 | 0.0015623 | 0.0015501 | 0.0015355 | 0.0015433 | 0.0015357 | 0.0027382 | 0.00301 | 0.0029769 | 0.0054177 | 0.0059979 | 0.0059622 | 0.010888 | 0.01204 | 0.011943 | 0.022129 | 0.024113 | 0.0013713 | 0.0028702 | 0.0043213 | 0.0045753 | 0.0046017 | 0.0046459 | 0.0046281 | 0.0046124 | 0.0046029 | 0.0045937 | 0.0045752 | 0.0045603 | 0.0045445 | 0.0045584 | 0.0045668 | 0.0045665 | 0.0045751 | 0.0045737 | 0.0045759 | 0.0045716 | 1.2343 | 1.5098 | 1.4904 | 1.5493 | 1.5625 | 1.5581 | 1.5493 | 1.5625 | 1.5581 | 2.7836 | 3.0723 | 3.0484 | 5.5672 | 6.1446 | 6.0969 | 11.1344 | 12.2892 | 12.1938 | 22.5838 | 24.6311 | 1.2343 | 2.7441 | 4.2344 | 4.5495 | 4.6022 | 4.6699 | 4.6699 | 4.6699 | 4.6699 | 4.6699 | 4.6699 | 4.6699 | 4.6699 | 4.6699 | 4.6699 | 4.6699 | 4.6699 | 4.6699 | 4.6699 | 4.6699 | 0.0011691 | 0.0014144 | 0.0013858 | 0.0014308 | 0.0014374 | 0.001427 | 0.0014132 | 0.0014193 | 0.0014112 | 0.0025137 | 0.002762 | 0.0027294 | 0.0049652 | 0.005462 | 0.0054027 | 0.0098261 | 0.010824 | 0.01071 | 0.019791 | 0.021555 | 0.0011691 | 0.0025707 | 0.0039373 | 0.0042015 | 0.0042337 | 0.0042769 | 0.0042595 | 0.0042418 | 0.0042298 | 0.0042171 | 0.0041983 | 0.0041812 | 0.0041649 | 0.0041511 | 0.0041382 | 0.0041212 | 0.004113 | 0.0041016 | 0.0040924 | 0.0040866 | 1.0491 | 1.2833 | 1.2668 | 1.3169 | 1.3281 | 1.3244 | 1.3169 | 1.3281 | 1.3244 | 2.3661 | 2.6115 | 2.5912 | 4.7321 | 5.2229 | 5.1824 | 9.4642 | 10.4458 | 10.3647 | 19.1962 | 20.9364 | 1.0491 | 2.3325 | 3.5993 | 3.8671 | 3.9119 | 3.9694 | 3.9694 | 3.9694 | 3.9694 | 3.9694 | 3.9694 | 3.9694 | 3.9694 | 3.9694 | 3.9694 | 3.9694 | 3.9694 | 3.9694 | 3.9694 | 3.9694 | 0.0011691 | 0.0014144 | 0.0013858 | 0.0014308 | 0.0014374 | 0.001427 | 0.0014132 | 0.0014193 | 0.0014112 | 0.0025137 | 0.002762 | 0.0027294 | 0.0049652 | 0.005462 | 0.0054027 | 0.0098261 | 0.010824 | 0.01071 | 0.019791 | 0.021555 | 0.0011691 | 0.0025707 | 0.0039373 | 0.0042015 | 0.0042337 | 0.0042769 | 0.0042595 | 0.0042418 | 0.0042298 | 0.0042171 | 0.0041983 | 0.0041812 | 0.0041649 | 0.0041511 | 0.0041382 | 0.0041212 | 0.004113 | 0.0041016 | 0.0040924 | 0.0040866 | 1.0491 | 1.2833 | 1.2668 | 1.3169 | 1.3281 | 1.3244 | 1.3169 | 1.3281 | 1.3244 | 2.3661 | 2.6115 | 2.5912 | 4.7321 | 5.2229 | 5.1824 | 9.4642 | 10.4458 | 10.3647 | 19.1962 | 20.9364 | 1.0491 | 2.3325 | 3.5993 | 3.8671 | 3.9119 | 3.9694 | 3.9694 | 3.9694 | 3.9694 | 3.9694 | 3.9694 | 3.9694 | 3.9694 | 3.9694 | 3.9694 | 3.9694 | 3.9694 | 3.9694 | 3.9694 | 3.9694 | 0.0011691 | 0.0014144 | 0.0013858 | 0.0014308 | 0.0014374 | 0.001427 | 0.0014132 | 0.0014193 | 0.0014112 | 0.0025137 | 0.002762 | 0.0027294 | 0.0049652 | 0.005462 | 0.0054027 | 0.0098261 | 0.010824 | 0.01071 | 0.019791 | 0.021555 | 0.0011691 | 0.0025707 | 0.0039373 | 0.0042015 | 0.0042337 | 0.0042769 | 0.0042595 | 0.0042418 | 0.0042298 | 0.0042171 | 0.0041983 | 0.0041812 | 0.0041649 | 0.0041511 | 0.0041382 | 0.0041212 | 0.004113 | 0.0041016 | 0.0040924 | 0.0040866 | 1.0491 | 1.2833 | 1.2668 | 1.3169 | 1.3281 | 1.3244 | 1.3169 | 1.3281 | 1.3244 | 2.3661 | 2.6115 | 2.5912 | 4.7321 | 5.2229 | 5.1824 | 9.4642 | 10.4458 | 10.3647 | 19.1962 | 20.9364 | 1.0491 | 2.3325 | 3.5993 | 3.8671 | 3.9119 | 3.9694 | 3.9694 | 3.9694 | 3.9694 | 3.9694 | 3.9694 | 3.9694 | 3.9694 | 3.9694 | 3.9694 | 3.9694 | 3.9694 | 3.9694 | 3.9694 | 3.9694 | 0.0011691 | 0.0014144 | 0.0013858 | 0.0014308 | 0.0014374 | 0.001427 | 0.0014132 | 0.0014193 | 0.0014112 | 0.0025137 | 0.002762 | 0.0027294 | 0.0049652 | 0.005462 | 0.0054027 | 0.0098261 | 0.010824 | 0.01071 | 0.019791 | 0.021555 | 0.0011691 | 0.0025707 | 0.0039373 | 0.0042015 | 0.0042337 | 0.0042769 | 0.0042595 | 0.0042418 | 0.0042298 | 0.0042171 | 0.0041983 | 0.0041812 | 0.0041649 | 0.0041511 | 0.0041382 | 0.0041212 | 0.004113 | 0.0041016 | 0.0040924 | 0.0040866 | 1.0491 | 1.2833 | 1.2668 | 1.3169 | 1.3281 | 1.3244 | 1.3169 | 1.3281 | 1.3244 | 2.3661 | 2.6115 | 2.5912 | 4.7321 | 5.2229 | 5.1824 | 9.4642 | 10.4458 | 10.3647 | 19.1962 | 20.9364 | 1.0491 | 2.3325 | 3.5993 | 3.8671 | 3.9119 | 3.9694 | 3.9694 | 3.9694 | 3.9694 | 3.9694 | 3.9694 | 3.9694 | 3.9694 | 3.9694 | 3.9694 | 3.9694 | 3.9694 | 3.9694 | 3.9694 | 3.9694 | 1.3819 | 1.3819 | 1.3819 | 1.3819 | 1.3819 | 1.3819 | 1.3819 | 1.3819 | 1.3819 | 1.3819 | 1.3819 | 1.3819 | 1.3819 | 1.3819 | 1.3819 | 1.3819 | 1.3819 | 1.3819 | 1.3819 | 1.3819 | 1.1097 | 1.1097 | 1.1097 | 1.1097 | 1.1097 | 1.1097 | 1.1097 | 1.1097 | 1.1097 | 1.1097 | 1.1097 | 1.1097 | 1.1097 | 1.1097 | 1.1097 | 1.1097 | 1.1097 | 1.1097 | 1.1097 | 1.1097
WA_Industrial_Agriculture_New_Process_Natural Gas_Gas Boiler - Maintenance_A | WA | Industrial | Agriculture | New | Process | Natural Gas | Gas Boiler - Maintenance | A | IM127 | Degrade performance | General cleaning and maintenance | 3 | 1.5559 | 0 | 0 | 0.01 | 0 | 0 | 0 | 0.00405 |  | sqft | 5% | 10% | Retrofit | Retro20Fast | 65.82% | TBD | 0.2% | 194.101 |  | 155.8701 |  | 0.013502 | IL TRM - 4.3.10 - CI-HWE-DBTU-V01-180101 | IL TRM - 4.3.10 - CI-HWE-DBTU-V01-180101 | IL TRM - 4.3.10 - CI-HWE-DBTU-V01-180101 | Degrade performance | Degrade performance | Degrade performance | Degrade performance | Degrade performance | Degrade performance | Degrade performance | Degrade performance | Degrade performance | Degrade performance | Degrade performance | Degrade performance | Degrade performance | Degrade performance | Degrade performance | Degrade performance | Degrade performance | Degrade performance | Degrade performance | Degrade performance | Degrade performance | Degrade performance | General cleaning and maintenance | General cleaning and maintenance | General cleaning and maintenance | General cleaning and maintenance | General cleaning and maintenance | General cleaning and maintenance | General cleaning and maintenance | General cleaning and maintenance | General cleaning and maintenance | General cleaning and maintenance | General cleaning and maintenance | General cleaning and maintenance | General cleaning and maintenance | General cleaning and maintenance | General cleaning and maintenance | General cleaning and maintenance | General cleaning and maintenance | General cleaning and maintenance | General cleaning and maintenance | General cleaning and maintenance | General cleaning and maintenance | General cleaning and maintenance | 0.01 | 0.01 | 0.01 | 0.01 | 0.01 | 0.01 | 0.01 | 0.01 | 0.01 | 0.01 | 0.01 | 0.01 | 0.01 | 0.01 | 0.01 | 0.01 | 0.01 | 0.01 | 0.01 | 0.01 | 0.01 | 0.01 | 0 | 0 | 1.5559 | 1.5559 | 1.5559 | 1.5559 | 1.5559 | 1.5559 | 1.5559 | 1.5559 | 1.5559 | 1.5559 | 1.5559 | 1.5559 | 1.5559 | 1.5559 | 1.5559 | 1.5559 | 1.5559 | 1.5559 | 1.5559 | 1.5559 | 0.015885 | 0.019431 | 0.019181 | 0.01994 | 0.02011 | 0.020053 | 0.01994 | 0.02011 | 0.020053 | 0.035825 | 0.039541 | 0.039234 | 0.07165 | 0.079082 | 0.078468 | 0.1433 | 0.15816 | 0.15694 | 0.29066 | 0.31701 | 0.015885 | 0.035317 | 0.054498 | 0.058553 | 0.059231 | 0.060102 | 0.060102 | 0.060102 | 0.060102 | 0.060102 | 0.060102 | 0.060102 | 0.060102 | 0.060102 | 0.060102 | 0.060102 | 0.060102 | 0.060102 | 0.060102 | 0.060102 | 10.2098 | 12.489 | 12.3284 | 12.816 | 12.9249 | 12.8883 | 12.816 | 12.9249 | 12.8883 | 23.0257 | 25.4139 | 25.2166 | 46.0515 | 50.8279 | 50.4333 | 92.103 | 101.6557 | 100.8666 | 186.8121 | 203.7473 | 10.2098 | 22.6988 | 35.0272 | 37.6333 | 38.0692 | 38.6292 | 38.6292 | 38.6292 | 38.6292 | 38.6292 | 38.6292 | 38.6292 | 38.6292 | 38.6292 | 38.6292 | 38.6292 | 38.6292 | 38.6292 | 38.6292 | 38.6292 | 0.013502 | 0.016517 | 0.016304 | 0.016949 | 0.017093 | 0.017045 | 0.016949 | 0.017093 | 0.017045 | 0.030451 | 0.03361 | 0.033349 | 0.060903 | 0.06722 | 0.066698 | 0.12181 | 0.13444 | 0.1334 | 0.24706 | 0.26945 | 0.013502 | 0.030019 | 0.046323 | 0.04977 | 0.050346 | 0.051087 | 0.051087 | 0.051087 | 0.051087 | 0.051087 | 0.051087 | 0.051087 | 0.051087 | 0.051087 | 0.051087 | 0.051087 | 0.051087 | 0.051087 | 0.051087 | 0.051087 | 8.6783 | 10.6157 | 10.4791 | 10.8936 | 10.9862 | 10.955 | 10.8936 | 10.9862 | 10.955 | 19.5719 | 21.6018 | 21.4341 | 39.1438 | 43.2037 | 42.8683 | 78.2875 | 86.4074 | 85.7366 | 158.7903 | 173.1852 | 8.6783 | 19.294 | 29.7731 | 31.9883 | 32.3589 | 32.8348 | 32.8348 | 32.8348 | 32.8348 | 32.8348 | 32.8348 | 32.8348 | 32.8348 | 32.8348 | 32.8348 | 32.8348 | 32.8348 | 32.8348 | 32.8348 | 32.8348 | 0.013502 | 0.016517 | 0.016304 | 0.016949 | 0.017093 | 0.017045 | 0.016949 | 0.017093 | 0.017045 | 0.030451 | 0.03361 | 0.033349 | 0.060903 | 0.06722 | 0.066698 | 0.12181 | 0.13444 | 0.1334 | 0.24706 | 0.26945 | 0.013502 | 0.030019 | 0.046323 | 0.04977 | 0.050346 | 0.051087 | 0.051087 | 0.051087 | 0.051087 | 0.051087 | 0.051087 | 0.051087 | 0.051087 | 0.051087 | 0.051087 | 0.051087 | 0.051087 | 0.051087 | 0.051087 | 0.051087 | 8.6783 | 10.6157 | 10.4791 | 10.8936 | 10.9862 | 10.955 | 10.8936 | 10.9862 | 10.955 | 19.5719 | 21.6018 | 21.4341 | 39.1438 | 43.2037 | 42.8683 | 78.2875 | 86.4074 | 85.7366 | 158.7903 | 173.1852 | 8.6783 | 19.294 | 29.7731 | 31.9883 | 32.3589 | 32.8348 | 32.8348 | 32.8348 | 32.8348 | 32.8348 | 32.8348 | 32.8348 | 32.8348 | 32.8348 | 32.8348 | 32.8348 | 32.8348 | 32.8348 | 32.8348 | 32.8348 | 0.013502 | 0.016517 | 0.016304 | 0.016949 | 0.017093 | 0.017045 | 0.016949 | 0.017093 | 0.017045 | 0.030451 | 0.03361 | 0.033349 | 0.060903 | 0.06722 | 0.066698 | 0.12181 | 0.13444 | 0.1334 | 0.24706 | 0.26945 | 0.013502 | 0.030019 | 0.046323 | 0.04977 | 0.050346 | 0.051087 | 0.051087 | 0.051087 | 0.051087 | 0.051087 | 0.051087 | 0.051087 | 0.051087 | 0.051087 | 0.051087 | 0.051087 | 0.051087 | 0.051087 | 0.051087 | 0.051087 | 8.6783 | 10.6157 | 10.4791 | 10.8936 | 10.9862 | 10.955 | 10.8936 | 10.9862 | 10.955 | 19.5719 | 21.6018 | 21.4341 | 39.1438 | 43.2037 | 42.8683 | 78.2875 | 86.4074 | 85.7366 | 158.7903 | 173.1852 | 8.6783 | 19.294 | 29.7731 | 31.9883 | 32.3589 | 32.8348 | 32.8348 | 32.8348 | 32.8348 | 32.8348 | 32.8348 | 32.8348 | 32.8348 | 32.8348 | 32.8348 | 32.8348 | 32.8348 | 32.8348 | 32.8348 | 32.8348 | 0.013502 | 0.016517 | 0.016304 | 0.016949 | 0.017093 | 0.017045 | 0.016949 | 0.017093 | 0.017045 | 0.030451 | 0.03361 | 0.033349 | 0.060903 | 0.06722 | 0.066698 | 0.12181 | 0.13444 | 0.1334 | 0.24706 | 0.26945 | 0.013502 | 0.030019 | 0.046323 | 0.04977 | 0.050346 | 0.051087 | 0.051087 | 0.051087 | 0.051087 | 0.051087 | 0.051087 | 0.051087 | 0.051087 | 0.051087 | 0.051087 | 0.051087 | 0.051087 | 0.051087 | 0.051087 | 0.051087 | 8.6783 | 10.6157 | 10.4791 | 10.8936 | 10.9862 | 10.955 | 10.8936 | 10.9862 | 10.955 | 19.5719 | 21.6018 | 21.4341 | 39.1438 | 43.2037 | 42.8683 | 78.2875 | 86.4074 | 85.7366 | 158.7903 | 173.1852 | 8.6783 | 19.294 | 29.7731 | 31.9883 | 32.3589 | 32.8348 | 32.8348 | 32.8348 | 32.8348 | 32.8348 | 32.8348 | 32.8348 | 32.8348 | 32.8348 | 32.8348 | 32.8348 | 32.8348 | 32.8348 | 32.8348 | 32.8348 | 1.3819 | 1.3819 | 1.3819 | 1.3819 | 1.3819 | 1.3819 | 1.3819 | 1.3819 | 1.3819 | 1.3819 | 1.3819 | 1.3819 | 1.3819 | 1.3819 | 1.3819 | 1.3819 | 1.3819 | 1.3819 | 1.3819 | 1.3819 | 1.1097 | 1.1097 | 1.1097 | 1.1097 | 1.1097 | 1.1097 | 1.1097 | 1.1097 | 1.1097 | 1.1097 | 1.1097 | 1.1097 | 1.1097 | 1.1097 | 1.1097 | 1.1097 | 1.1097 | 1.1097 | 1.1097 | 1.1097
WA_Industrial_Agriculture_New_Space Heating_Natural Gas_Gas Furnace - Maintenance_A | WA | Industrial | Agriculture | New | Space Heating | Natural Gas | Gas Furnace - Maintenance | A | IM128 | Degrade performance | General cleaning and maintenance | 3 | 0.0083129 | 0 | 0 | 0.01 | 0 | 0 | 0 | 0.0044 |  | sqft | 5% | 10% | Retrofit | Retro20Fast | 65.82% | TBD | 0.2% | 451.8295 |  | 362.8354 |  | 1.7622e-05 | IL TRM - 4.4.31 - CI-HVC-FTUN-V03-200101 | MN TRM 3.1 - Forced-Air Heating Maintenance v2.0 | MN TRM v3.1 - Forced-Air Heating Maintenance | Degrade performance | Degrade performance | Degrade performance | Degrade performance | Degrade performance | Degrade performance | Degrade performance | Degrade performance | Degrade performance | Degrade performance | Degrade performance | Degrade performance | Degrade performance | Degrade performance | Degrade performance | Degrade performance | Degrade performance | Degrade performance | Degrade performance | Degrade performance | Degrade performance | Degrade performance | General cleaning and maintenance | General cleaning and maintenance | General cleaning and maintenance | General cleaning and maintenance | General cleaning and maintenance | General cleaning and maintenance | General cleaning and maintenance | General cleaning and maintenance | General cleaning and maintenance | General cleaning and maintenance | General cleaning and maintenance | General cleaning and maintenance | General cleaning and maintenance | General cleaning and maintenance | General cleaning and maintenance | General cleaning and maintenance | General cleaning and maintenance | General cleaning and maintenance | General cleaning and maintenance | General cleaning and maintenance | General cleaning and maintenance | General cleaning and maintenance | 0.01 | 0.01 | 0.01 | 0.01 | 0.01 | 0.01 | 0.01 | 0.01 | 0.01 | 0.01 | 0.01 | 0.01 | 0.01 | 0.01 | 0.01 | 0.01 | 0.01 | 0.01 | 0.01 | 0.01 | 0.01 | 0.01 | 0 | 0 | 0.008285 | 0.0077998 | 0.0076099 | 0.0074994 | 0.0074564 | 0.0074188 | 0.0073904 | 0.0073654 | 0.0073503 | 0.0073356 | 0.007306 | 0.0072822 | 0.007257 | 0.0072792 | 0.0072925 | 0.0072921 | 0.0073058 | 0.0073036 | 0.0073071 | 0.0073003 | 2.0669e-05 | 2.3803e-05 | 2.2925e-05 | 2.3485e-05 | 2.3549e-05 | 2.3364e-05 | 2.3144e-05 | 2.3262e-05 | 2.3148e-05 | 4.1273e-05 | 4.537e-05 | 4.4872e-05 | 8.1662e-05 | 9.0408e-05 | 8.987e-05 | 0.00016411 | 0.00018148 | 0.00018001 | 0.00033356 | 0.00036345 | 2.0669e-05 | 4.3262e-05 | 6.5134e-05 | 6.8964e-05 | 6.9362e-05 | 7.0027e-05 | 6.9759e-05 | 6.9523e-05 | 6.9381e-05 | 6.9242e-05 | 6.8963e-05 | 6.8738e-05 | 6.85e-05 | 6.871e-05 | 6.8835e-05 | 6.8831e-05 | 6.8961e-05 | 6.894e-05 | 6.8973e-05 | 6.8909e-05 | 2.4948 | 3.0517 | 3.0125 | 3.1316 | 3.1583 | 3.1493 | 3.1316 | 3.1583 | 3.1493 | 5.6264 | 6.21 | 6.1618 | 11.2529 | 12.42 | 12.3236 | 22.5057 | 24.84 | 24.6471 | 45.6483 | 49.7865 | 2.4948 | 5.5465 | 8.559 | 9.1959 | 9.3024 | 9.4392 | 9.4392 | 9.4392 | 9.4392 | 9.4392 | 9.4392 | 9.4392 | 9.4392 | 9.4392 | 9.4392 | 9.4392 | 9.4392 | 9.4392 | 9.4392 | 9.4392 | 1.7622e-05 | 2.1319e-05 | 2.0888e-05 | 2.1566e-05 | 2.1666e-05 | 2.1509e-05 | 2.1301e-05 | 2.1393e-05 | 2.1272e-05 | 3.7889e-05 | 4.1632e-05 | 4.1141e-05 | 7.4841e-05 | 8.233e-05 | 8.1436e-05 | 0.00014811 | 0.00016315 | 0.00016143 | 0.00029832 | 0.0003249 | 1.7622e-05 | 3.8748e-05 | 5.9346e-05 | 6.3328e-05 | 6.3814e-05 | 6.4466e-05 | 6.4204e-05 | 6.3938e-05 | 6.3757e-05 | 6.3565e-05 | 6.3281e-05 | 6.3024e-05 | 6.2778e-05 | 6.2571e-05 | 6.2375e-05 | 6.212e-05 | 6.1996e-05 | 6.1824e-05 | 6.1686e-05 | 6.1599e-05 | 2.1206 | 2.594 | 2.5606 | 2.6619 | 2.6845 | 2.6769 | 2.6619 | 2.6845 | 2.6769 | 4.7825 | 5.2785 | 5.2375 | 9.5649 | 10.557 | 10.475 | 19.1299 | 21.114 | 20.9501 | 38.801 | 42.3185 | 2.1206 | 4.7146 | 7.2752 | 7.8165 | 7.907 | 8.0233 | 8.0233 | 8.0233 | 8.0233 | 8.0233 | 8.0233 | 8.0233 | 8.0233 | 8.0233 | 8.0233 | 8.0233 | 8.0233 | 8.0233 | 8.0233 | 8.0233 | 1.7622e-05 | 2.1319e-05 | 2.0888e-05 | 2.1566e-05 | 2.1666e-05 | 2.1509e-05 | 2.1301e-05 | 2.1393e-05 | 2.1272e-05 | 3.7889e-05 | 4.1632e-05 | 4.1141e-05 | 7.4841e-05 | 8.233e-05 | 8.1436e-05 | 0.00014811 | 0.00016315 | 0.00016143 | 0.00029832 | 0.0003249 | 1.7622e-05 | 3.8748e-05 | 5.9346e-05 | 6.3328e-05 | 6.3814e-05 | 6.4466e-05 | 6.4204e-05 | 6.3938e-05 | 6.3757e-05 | 6.3565e-05 | 6.3281e-05 | 6.3024e-05 | 6.2778e-05 | 6.2571e-05 | 6.2375e-05 | 6.212e-05 | 6.1996e-05 | 6.1824e-05 | 6.1686e-05 | 6.1599e-05 | 2.1206 | 2.594 | 2.5606 | 2.6619 | 2.6845 | 2.6769 | 2.6619 | 2.6845 | 2.6769 | 4.7825 | 5.2785 | 5.2375 | 9.5649 | 10.557 | 10.475 | 19.1299 | 21.114 | 20.9501 | 38.801 | 42.3185 | 2.1206 | 4.7146 | 7.2752 | 7.8165 | 7.907 | 8.0233 | 8.0233 | 8.0233 | 8.0233 | 8.0233 | 8.0233 | 8.0233 | 8.0233 | 8.0233 | 8.0233 | 8.0233 | 8.0233 | 8.0233 | 8.0233 | 8.0233 | 1.7622e-05 | 2.1319e-05 | 2.0888e-05 | 2.1566e-05 | 2.1666e-05 | 2.1509e-05 | 2.1301e-05 | 2.1393e-05 | 2.1272e-05 | 3.7889e-05 | 4.1632e-05 | 4.1141e-05 | 7.4841e-05 | 8.233e-05 | 8.1436e-05 | 0.00014811 | 0.00016315 | 0.00016143 | 0.00029832 | 0.0003249 | 1.7622e-05 | 3.8748e-05 | 5.9346e-05 | 6.3328e-05 | 6.3814e-05 | 6.4466e-05 | 6.4204e-05 | 6.3938e-05 | 6.3757e-05 | 6.3565e-05 | 6.3281e-05 | 6.3024e-05 | 6.2778e-05 | 6.2571e-05 | 6.2375e-05 | 6.212e-05 | 6.1996e-05 | 6.1824e-05 | 6.1686e-05 | 6.1599e-05 | 2.1206 | 2.594 | 2.5606 | 2.6619 | 2.6845 | 2.6769 | 2.6619 | 2.6845 | 2.6769 | 4.7825 | 5.2785 | 5.2375 | 9.5649 | 10.557 | 10.475 | 19.1299 | 21.114 | 20.9501 | 38.801 | 42.3185 | 2.1206 | 4.7146 | 7.2752 | 7.8165 | 7.907 | 8.0233 | 8.0233 | 8.0233 | 8.0233 | 8.0233 | 8.0233 | 8.0233 | 8.0233 | 8.0233 | 8.0233 | 8.0233 | 8.0233 | 8.0233 | 8.0233 | 8.0233 | 1.7622e-05 | 2.1319e-05 | 2.0888e-05 | 2.1566e-05 | 2.1666e-05 | 2.1509e-05 | 2.1301e-05 | 2.1393e-05 | 2.1272e-05 | 3.7889e-05 | 4.1632e-05 | 4.1141e-05 | 7.4841e-05 | 8.233e-05 | 8.1436e-05 | 0.00014811 | 0.00016315 | 0.00016143 | 0.00029832 | 0.0003249 | 1.7622e-05 | 3.8748e-05 | 5.9346e-05 | 6.3328e-05 | 6.3814e-05 | 6.4466e-05 | 6.4204e-05 | 6.3938e-05 | 6.3757e-05 | 6.3565e-05 | 6.3281e-05 | 6.3024e-05 | 6.2778e-05 | 6.2571e-05 | 6.2375e-05 | 6.212e-05 | 6.1996e-05 | 6.1824e-05 | 6.1686e-05 | 6.1599e-05 | 2.1206 | 2.594 | 2.5606 | 2.6619 | 2.6845 | 2.6769 | 2.6619 | 2.6845 | 2.6769 | 4.7825 | 5.2785 | 5.2375 | 9.5649 | 10.557 | 10.475 | 19.1299 | 21.114 | 20.9501 | 38.801 | 42.3185 | 2.1206 | 4.7146 | 7.2752 | 7.8165 | 7.907 | 8.0233 | 8.0233 | 8.0233 | 8.0233 | 8.0233 | 8.0233 | 8.0233 | 8.0233 | 8.0233 | 8.0233 | 8.0233 | 8.0233 | 8.0233 | 8.0233 | 8.0233 | 443.9549 | 443.9549 | 443.9549 | 443.9549 | 443.9549 | 443.9549 | 443.9549 | 443.9549 | 443.9549 | 443.9549 | 443.9549 | 443.9549 | 443.9549 | 443.9549 | 443.9549 | 443.9549 | 443.9549 | 443.9549 | 443.9549 | 443.9549 | 356.5118 | 356.5118 | 356.5118 | 356.5118 | 356.5118 | 356.5118 | 356.5118 | 356.5118 | 356.5118 | 356.5118 | 356.5118 | 356.5118 | 356.5118 | 356.5118 | 356.5118 | 356.5118 | 356.5118 | 356.5118 | 356.5118 | 356.5118
WA_Industrial_Agriculture_New_Space Heating_Natural Gas_Gas Boiler - Hot Water Reset_A | WA | Industrial | Agriculture | New | Space Heating | Natural Gas | Gas Boiler - Hot Water Reset | A | IM129 | No control | Reset control installed | 16 | 4.0536 | 0 | 0 | 13.73 | 0 | 0 | 0 | 6.8641 |  | sqft | 20% | 45% | Retrofit | Retro5Med | 81.71% | TBD | 0.2% | 189.3943 |  | 124.3633 |  | 0.0041304 | IL TRM - 4.4.4 - CI-HVC-BLRC-V04-210101 | IL TRM - 4.4.4 - CI-HVC-BLRC-V04-210101 | IL TRM - 4.4.4 - CI-HVC-BLRC-V04-210101 | No control | No control | No control | No control | No control | No control | No control | No control | No control | No control | No control | No control | No control | No control | No control | No control | No control | No control | No control | No control | No control | No control | Reset control installed | Reset control installed | Reset control installed | Reset control installed | Reset control installed | Reset control installed | Reset control installed | Reset control installed | Reset control installed | Reset control installed | Reset control installed | Reset control installed | Reset control installed | Reset control installed | Reset control installed | Reset control installed | Reset control installed | Reset control installed | Reset control installed | Reset control installed | Reset control installed | Reset control installed | 13.73 | 13.73 | 13.73 | 13.73 | 13.73 | 13.73 | 13.73 | 13.73 | 13.73 | 13.73 | 13.73 | 13.73 | 13.73 | 13.73 | 13.73 | 13.73 | 13.73 | 13.73 | 13.73 | 13.73 | 13.73 | 13.73 | 0 | 0 | 4.0381 | 3.8006 | 3.7072 | 3.6525 | 3.6304 | 3.6112 | 3.5964 | 3.5834 | 3.575 | 3.567 | 3.5517 | 3.5394 | 3.526 | 3.5359 | 3.5415 | 3.5407 | 3.5466 | 3.545 | 3.5462 | 3.5424 | 0.0048444 | 0.0097701 | 0.016629 | 0.025387 | 0.03313 | 0.044397 | 0.054837 | 0.063067 | 0.06437 | 0.060215 | 0.050204 | 0.036024 | 0.021982 | 0.011285 | 0.0050659 | 0.001962 | 0.0042547 | 0.009113 | 0.015907 | 0.024622 | 0.0048444 | 0.01433 | 0.030606 | 0.055542 | 0.088336 | 0.13226 | 0.18656 | 0.24895 | 0.31274 | 0.37225 | 0.42086 | 0.45542 | 0.47569 | 0.48831 | 0.49415 | 0.496 | 0.49682 | 0.49659 | 0.49676 | 0.49624 | 1.1997 | 2.5707 | 4.4857 | 6.9506 | 9.1256 | 12.2943 | 15.2477 | 17.5997 | 18.0056 | 16.8812 | 14.1353 | 10.178 | 6.2341 | 3.1914 | 1.4304 | 0.55413 | 1.1997 | 2.5707 | 4.4857 | 6.9506 | 1.1997 | 3.7704 | 8.256 | 15.2066 | 24.3322 | 36.6266 | 51.8742 | 69.4739 | 87.4795 | 104.3607 | 118.496 | 128.674 | 134.9081 | 138.0995 | 139.53 | 140.0841 | 140.0841 | 140.0841 | 140.0841 | 140.0841 | 0.0041304 | 0.0087516 | 0.015154 | 0.023317 | 0.030487 | 0.040882 | 0.050485 | 0.05802 | 0.059175 | 0.055301 | 0.046089 | 0.033045 | 0.020157 | 0.010282 | 0.0045933 | 0.0017718 | 0.0038276 | 0.008178 | 0.014237 | 0.022026 | 0.0041304 | 0.012836 | 0.027891 | 0.051013 | 0.08129 | 0.12179 | 0.17176 | 0.22903 | 0.2875 | 0.34188 | 0.38637 | 0.41777 | 0.43619 | 0.44494 | 0.44805 | 0.44792 | 0.44694 | 0.44565 | 0.4446 | 0.44392 | 1.0197 | 2.1851 | 3.8128 | 5.908 | 7.7568 | 10.4502 | 12.9605 | 14.9597 | 15.3047 | 14.349 | 12.015 | 8.6513 | 5.299 | 2.7127 | 1.2159 | 0.47101 | 1.0197 | 2.1851 | 3.8128 | 5.908 | 1.0197 | 3.2048 | 7.0176 | 12.9256 | 20.6824 | 31.1326 | 44.0931 | 59.0528 | 74.3576 | 88.7066 | 100.7216 | 109.3729 | 114.6719 | 117.3846 | 118.6005 | 119.0715 | 119.0715 | 119.0715 | 119.0715 | 119.0715 | 0.0041304 | 0.0087516 | 0.015154 | 0.023317 | 0.030487 | 0.040882 | 0.050485 | 0.05802 | 0.059175 | 0.055301 | 0.046089 | 0.033045 | 0.020157 | 0.010282 | 0.0045933 | 0.0017718 | 0.0038276 | 0.008178 | 0.014237 | 0.022026 | 0.0041304 | 0.012836 | 0.027891 | 0.051013 | 0.08129 | 0.12179 | 0.17176 | 0.22903 | 0.2875 | 0.34188 | 0.38637 | 0.41777 | 0.43619 | 0.44494 | 0.44805 | 0.44792 | 0.44694 | 0.44565 | 0.4446 | 0.44392 | 1.0197 | 2.1851 | 3.8128 | 5.908 | 7.7568 | 10.4502 | 12.9605 | 14.9597 | 15.3047 | 14.349 | 12.015 | 8.6513 | 5.299 | 2.7127 | 1.2159 | 0.47101 | 1.0197 | 2.1851 | 3.8128 | 5.908 | 1.0197 | 3.2048 | 7.0176 | 12.9256 | 20.6824 | 31.1326 | 44.0931 | 59.0528 | 74.3576 | 88.7066 | 100.7216 | 109.3729 | 114.6719 | 117.3846 | 118.6005 | 119.0715 | 119.0715 | 119.0715 | 119.0715 | 119.0715 | 0.0041304 | 0.0087516 | 0.015154 | 0.023317 | 0.030487 | 0.040882 | 0.050485 | 0.05802 | 0.059175 | 0.055301 | 0.046089 | 0.033045 | 0.020157 | 0.010282 | 0.0045933 | 0.0017718 | 0.0038276 | 0.008178 | 0.014237 | 0.022026 | 0.0041304 | 0.012836 | 0.027891 | 0.051013 | 0.08129 | 0.12179 | 0.17176 | 0.22903 | 0.2875 | 0.34188 | 0.38637 | 0.41777 | 0.43619 | 0.44494 | 0.44805 | 0.44792 | 0.44694 | 0.44565 | 0.4446 | 0.44392 | 1.0197 | 2.1851 | 3.8128 | 5.908 | 7.7568 | 10.4502 | 12.9605 | 14.9597 | 15.3047 | 14.349 | 12.015 | 8.6513 | 5.299 | 2.7127 | 1.2159 | 0.47101 | 1.0197 | 2.1851 | 3.8128 | 5.908 | 1.0197 | 3.2048 | 7.0176 | 12.9256 | 20.6824 | 31.1326 | 44.0931 | 59.0528 | 74.3576 | 88.7066 | 100.7216 | 109.3729 | 114.6719 | 117.3846 | 118.6005 | 119.0715 | 119.0715 | 119.0715 | 119.0715 | 119.0715 | 0.0041304 | 0.0087516 | 0.015154 | 0.023317 | 0.030487 | 0.040882 | 0.050485 | 0.05802 | 0.059175 | 0.055301 | 0.046089 | 0.033045 | 0.020157 | 0.010282 | 0.0045933 | 0.0017718 | 0.0038276 | 0.008178 | 0.014237 | 0.022026 | 0.0041304 | 0.012836 | 0.027891 | 0.051013 | 0.08129 | 0.12179 | 0.17176 | 0.22903 | 0.2875 | 0.34188 | 0.38637 | 0.41777 | 0.43619 | 0.44494 | 0.44805 | 0.44792 | 0.44694 | 0.44565 | 0.4446 | 0.44392 | 1.0197 | 2.1851 | 3.8128 | 5.908 | 7.7568 | 10.4502 | 12.9605 | 14.9597 | 15.3047 | 14.349 | 12.015 | 8.6513 | 5.299 | 2.7127 | 1.2159 | 0.47101 | 1.0197 | 2.1851 | 3.8128 | 5.908 | 1.0197 | 3.2048 | 7.0176 | 12.9256 | 20.6824 | 31.1326 | 44.0931 | 59.0528 | 74.3576 | 88.7066 | 100.7216 | 109.3729 | 114.6719 | 117.3846 | 118.6005 | 119.0715 | 119.0715 | 119.0715 | 119.0715 | 119.0715 | 207.41 | 207.41 | 207.41 | 207.41 | 207.41 | 207.41 | 207.41 | 207.41 | 207.41 | 207.41 | 207.41 | 207.41 | 207.41 | 207.41 | 207.41 | 207.41 | 207.41 | 207.41 | 207.41 | 207.41 | 136.1931 | 136.1931 | 136.1931 | 136.1931 | 136.1931 | 136.1931 | 136.1931 | 136.1931 | 136.1931 | 136.1931 | 136.1931 | 136.1931 | 136.1931 | 136.1931 | 136.1931 | 136.1931 | 136.1931 | 136.1931 | 136.1931 | 136.1931
WA_Industrial_Agriculture_New_Process_Natural Gas_Gas Boiler - Hot Water Reset_A | WA | Industrial | Agriculture | New | Process | Natural Gas | Gas Boiler - Hot Water Reset | A | IM130 | No control | Reset control installed | 16 | 2.8289 | 0 | 0 | 13.73 | 0 | 0 | 0 | 6.8641 |  | sqft | 20% | 45% | Retrofit | Retro5Med | 81.71% | TBD | 0.2% | 189.3943 |  | 124.3633 |  | 0.023859 | IL TRM - 4.4.4 - CI-HVC-BLRC-V04-210101 | IL TRM - 4.4.4 - CI-HVC-BLRC-V04-210101 | XCEL CO 2019-2020 DSM Plan | No control | No control | No control | No control | No control | No control | No control | No control | No control | No control | No control | No control | No control | No control | No control | No control | No control | No control | No control | No control | No control | No control | Reset control installed | Reset control installed | Reset control installed | Reset control installed | Reset control installed | Reset control installed | Reset control installed | Reset control installed | Reset control installed | Reset control installed | Reset control installed | Reset control installed | Reset control installed | Reset control installed | Reset control installed | Reset control installed | Reset control installed | Reset control installed | Reset control installed | Reset control installed | Reset control installed | Reset control installed | 13.73 | 13.73 | 13.73 | 13.73 | 13.73 | 13.73 | 13.73 | 13.73 | 13.73 | 13.73 | 13.73 | 13.73 | 13.73 | 13.73 | 13.73 | 13.73 | 13.73 | 13.73 | 13.73 | 13.73 | 13.73 | 13.73 | 0 | 0 | 2.8285 | 2.8284 | 2.8284 | 2.8285 | 2.8285 | 2.8285 | 2.8286 | 2.8286 | 2.8286 | 2.8287 | 2.8287 | 2.8287 | 2.8287 | 2.8287 | 2.8287 | 2.8287 | 2.8287 | 2.8287 | 2.8287 | 2.8287 | 0.028069 | 0.060144 | 0.10495 | 0.16262 | 0.21351 | 0.28766 | 0.35676 | 0.4118 | 0.4213 | 0.39499 | 0.33075 | 0.23815 | 0.14587 | 0.074676 | 0.033471 | 0.012966 | 0.028071 | 0.060152 | 0.10496 | 0.16264 | 0.028069 | 0.088212 | 0.19316 | 0.35579 | 0.56931 | 0.85697 | 1.2137 | 1.6256 | 2.0469 | 2.4419 | 2.7726 | 3.0108 | 3.1567 | 3.2314 | 3.2649 | 3.2778 | 3.2778 | 3.2779 | 3.2779 | 3.2779 | 9.9237 | 21.2645 | 37.1054 | 57.4949 | 75.4868 | 101.6982 | 126.1281 | 145.5839 | 148.9414 | 139.6403 | 116.9267 | 84.1922 | 51.5686 | 26.3992 | 11.8326 | 4.5837 | 9.9237 | 21.2645 | 37.1054 | 57.4949 | 9.9237 | 31.1882 | 68.2936 | 125.7885 | 201.2753 | 302.9735 | 429.1016 | 574.6855 | 723.6268 | 863.2672 | 980.1939 | 1064.3861 | 1115.9546 | 1142.3538 | 1154.1864 | 1158.7701 | 1158.7701 | 1158.7701 | 1158.7701 | 1158.7701 | 0.023859 | 0.051124 | 0.089208 | 0.13823 | 0.18149 | 0.24451 | 0.30325 | 0.35004 | 0.35811 | 0.33575 | 0.28114 | 0.20243 | 0.12399 | 0.063475 | 0.028451 | 0.011021 | 0.023861 | 0.051129 | 0.089218 | 0.13824 | 0.023859 | 0.074982 | 0.16419 | 0.30243 | 0.48392 | 0.72844 | 1.0317 | 1.3817 | 1.7399 | 2.0756 | 2.3568 | 2.5592 | 2.6832 | 2.7467 | 2.7752 | 2.7862 | 2.7862 | 2.7862 | 2.7862 | 2.7862 | 8.4351 | 18.0749 | 31.5396 | 48.8707 | 64.1638 | 86.4435 | 107.2089 | 123.7463 | 126.6002 | 118.6943 | 99.3877 | 71.5633 | 43.8333 | 22.4393 | 10.0577 | 3.8961 | 8.4351 | 18.0749 | 31.5396 | 48.8707 | 8.4351 | 26.51 | 58.0496 | 106.9203 | 171.084 | 257.5275 | 364.7364 | 488.4827 | 615.0828 | 733.7771 | 833.1648 | 904.7282 | 948.5614 | 971.0007 | 981.0584 | 984.9546 | 984.9546 | 984.9546 | 984.9546 | 984.9546 | 0.023859 | 0.051124 | 0.089208 | 0.13823 | 0.18149 | 0.24451 | 0.30325 | 0.35004 | 0.35811 | 0.33575 | 0.28114 | 0.20243 | 0.12399 | 0.063475 | 0.028451 | 0.011021 | 0.023861 | 0.051129 | 0.089218 | 0.13824 | 0.023859 | 0.074982 | 0.16419 | 0.30243 | 0.48392 | 0.72844 | 1.0317 | 1.3817 | 1.7399 | 2.0756 | 2.3568 | 2.5592 | 2.6832 | 2.7467 | 2.7752 | 2.7862 | 2.7862 | 2.7862 | 2.7862 | 2.7862 | 8.4351 | 18.0749 | 31.5396 | 48.8707 | 64.1638 | 86.4435 | 107.2089 | 123.7463 | 126.6002 | 118.6943 | 99.3877 | 71.5633 | 43.8333 | 22.4393 | 10.0577 | 3.8961 | 8.4351 | 18.0749 | 31.5396 | 48.8707 | 8.4351 | 26.51 | 58.0496 | 106.9203 | 171.084 | 257.5275 | 364.7364 | 488.4827 | 615.0828 | 733.7771 | 833.1648 | 904.7282 | 948.5614 | 971.0007 | 981.0584 | 984.9546 | 984.9546 | 984.9546 | 984.9546 | 984.9546 | 0.023859 | 0.051124 | 0.089208 | 0.13823 | 0.18149 | 0.24451 | 0.30325 | 0.35004 | 0.35811 | 0.33575 | 0.28114 | 0.20243 | 0.12399 | 0.063475 | 0.028451 | 0.011021 | 0.023861 | 0.051129 | 0.089218 | 0.13824 | 0.023859 | 0.074982 | 0.16419 | 0.30243 | 0.48392 | 0.72844 | 1.0317 | 1.3817 | 1.7399 | 2.0756 | 2.3568 | 2.5592 | 2.6832 | 2.7467 | 2.7752 | 2.7862 | 2.7862 | 2.7862 | 2.7862 | 2.7862 | 8.4351 | 18.0749 | 31.5396 | 48.8707 | 64.1638 | 86.4435 | 107.2089 | 123.7463 | 126.6002 | 118.6943 | 99.3877 | 71.5633 | 43.8333 | 22.4393 | 10.0577 | 3.8961 | 8.4351 | 18.0749 | 31.5396 | 48.8707 | 8.4351 | 26.51 | 58.0496 | 106.9203 | 171.084 | 257.5275 | 364.7364 | 488.4827 | 615.0828 | 733.7771 | 833.1648 | 904.7282 | 948.5614 | 971.0007 | 981.0584 | 984.9546 | 984.9546 | 984.9546 | 984.9546 | 984.9546 | 0.023859 | 0.051124 | 0.089208 | 0.13823 | 0.18149 | 0.24451 | 0.30325 | 0.35004 | 0.35811 | 0.33575 | 0.28114 | 0.20243 | 0.12399 | 0.063475 | 0.028451 | 0.011021 | 0.023861 | 0.051129 | 0.089218 | 0.13824 | 0.023859 | 0.074982 | 0.16419 | 0.30243 | 0.48392 | 0.72844 | 1.0317 | 1.3817 | 1.7399 | 2.0756 | 2.3568 | 2.5592 | 2.6832 | 2.7467 | 2.7752 | 2.7862 | 2.7862 | 2.7862 | 2.7862 | 2.7862 | 8.4351 | 18.0749 | 31.5396 | 48.8707 | 64.1638 | 86.4435 | 107.2089 | 123.7463 | 126.6002 | 118.6943 | 99.3877 | 71.5633 | 43.8333 | 22.4393 | 10.0577 | 3.8961 | 8.4351 | 18.0749 | 31.5396 | 48.8707 | 8.4351 | 26.51 | 58.0496 | 106.9203 | 171.084 | 257.5275 | 364.7364 | 488.4827 | 615.0828 | 733.7771 | 833.1648 | 904.7282 | 948.5614 | 971.0007 | 981.0584 | 984.9546 | 984.9546 | 984.9546 | 984.9546 | 984.9546 | 207.41 | 207.41 | 207.41 | 207.41 | 207.41 | 207.41 | 207.41 | 207.41 | 207.41 | 207.41 | 207.41 | 207.41 | 207.41 | 207.41 | 207.41 | 207.41 | 207.41 | 207.41 | 207.41 | 207.41 | 136.1931 | 136.1931 | 136.1931 | 136.1931 | 136.1931 | 136.1931 | 136.1931 | 136.1931 | 136.1931 | 136.1931 | 136.1931 | 136.1931 | 136.1931 | 136.1931 | 136.1931 | 136.1931 | 136.1931 | 136.1931 | 136.1931 | 136.1931
WA_Industrial_Agriculture_New_Space Heating_Natural Gas_Steam Trap Maintenance_A | WA | Industrial | Agriculture | New | Space Heating | Natural Gas | Steam Trap Maintenance | A | IM131 | Degrade performance | Cleaning and maintenance | 6 | 1.432 | 0 | 0 | 1.89 | 0 | 0 | 0 | 0.9437 |  | sqft | 0% | 0% | Retrofit | RetroEven20 | 80.75% | TBD | 0.2% | 163.998 |  | 124.2775 |  | 0 | IL TRM - 4.4.16 - CI-HVC-STRE-V07-210101 | IL TRM - 4.4.16 - CI-HVC-STRE-V07-210101 | IL TRM - 4.4.16 - CI-HVC-STRE-V07-210101 | Degrade performance | Degrade performance | Degrade performance | Degrade performance | Degrade performance | Degrade performance | Degrade performance | Degrade performance | Degrade performance | Degrade performance | Degrade performance | Degrade performance | Degrade performance | Degrade performance | Degrade performance | Degrade performance | Degrade performance | Degrade performance | Degrade performance | Degrade performance | Degrade performance | Degrade performance | Cleaning and maintenance | Cleaning and maintenance | Cleaning and maintenance | Cleaning and maintenance | Cleaning and maintenance | Cleaning and maintenance | Cleaning and maintenance | Cleaning and maintenance | Cleaning and maintenance | Cleaning and maintenance | Cleaning and maintenance | Cleaning and maintenance | Cleaning and maintenance | Cleaning and maintenance | Cleaning and maintenance | Cleaning and maintenance | Cleaning and maintenance | Cleaning and maintenance | Cleaning and maintenance | Cleaning and maintenance | Cleaning and maintenance | Cleaning and maintenance | 1.89 | 1.89 | 1.89 | 1.89 | 1.89 | 1.89 | 1.89 | 1.89 | 1.89 | 1.89 | 1.89 | 1.89 | 1.89 | 1.89 | 1.89 | 1.89 | 1.89 | 1.89 | 1.89 | 1.89 | 1.89 | 1.89 | 0 | 0 | 1.4272 | 1.3437 | 1.3109 | 1.2919 | 1.2845 | 1.278 | 1.2731 | 1.2688 | 1.2662 | 1.2637 | 1.2586 | 1.2545 | 1.2501 | 1.254 | 1.2563 | 1.2562 | 1.2586 | 1.2582 | 1.2588 | 1.2576 | 0 | 0 | 0 | 0 | 0 | 0 | 0 | 0 | 0 | 0 | 0 | 0 | 0 | 0 | 0 | 0 | 0 | 0 | 0 | 0 | 0 | 0 | 0 | 0 | 0 | 0 | 0 | 0 | 0 | 0 | 0 | 0 | 0 | 0 | 0 | 0 | 0 | 0 | 0 | 0 | 0 | 0 | 0 | 0 | 0 | 0 | 0 | 0 | 0 | 0 | 0 | 0 | 0 | 0 | 0 | 0 | 0 | 0 | 0 | 0 | 0 | 0 | 0 | 0 | 0 | 0 | 0 | 0 | 0 | 0 | 0 | 0 | 0 | 0 | 0 | 0 | 0 | 0 | 0 | 0 | 0 | 0 | 0 | 0 | 0 | 0 | 0 | 0 | 0 | 0 | 0 | 0 | 0 | 0 | 0 | 0 | 0 | 0 | 0 | 0 | 0 | 0 | 0 | 0 | 0 | 0 | 0 | 0 | 0 | 0 | 0 | 0 | 0 | 0 | 0 | 0 | 0 | 0 | 0 | 0 | 0 | 0 | 0 | 0 | 0 | 0 | 0 | 0 | 0 | 0 | 0 | 0 | 0 | 0 | 0 | 0 | 0 | 0 | 0 | 0 | 0 | 0 | 0 | 0 | 0 | 0 | 0 | 0 | 0 | 0 | 0 | 0 | 0 | 0 | 0 | 0 | 0 | 0 | 0 | 0 | 0 | 0 | 0 | 0 | 0 | 0 | 0 | 0 | 0 | 0 | 0 | 0 | 0 | 0 | 0 | 0 | 0 | 0 | 0 | 0 | 0 | 0 | 0 | 0 | 0 | 0 | 0 | 0 | 0 | 0 | 0 | 0 | 0 | 0 | 0 | 0 | 0 | 0 | 0 | 0 | 0 | 0 | 0 | 0 | 0 | 0 | 0 | 0 | 0 | 0 | 0 | 0 | 0 | 0 | 0 | 0 | 0 | 0 | 0 | 0 | 0 | 0 | 0 | 0 | 0 | 0 | 0 | 0 | 0 | 0 | 0 | 0 | 0 | 0 | 0 | 0 | 0 | 0 | 0 | 0 | 0 | 0 | 0 | 0 | 0 | 0 | 0 | 0 | 0 | 0 | 0 | 0 | 0 | 0 | 0 | 0 | 0 | 0 | 0 | 0 | 0 | 0 | 0 | 0 | 0 | 0 | 0 | 0 | 0 | 0 | 0 | 0 | 0 | 0 | 0 | 0 | 0 | 0 | 0 | 0 | 0 | 0 | 0 | 0 | 0 | 0 | 0 | 0 | 0 | 0 | 0 | 0 | 0 | 0 | 0 | 0 | 0 | 0 | 0 | 0 | 0 | 0 | 0 | 0 | 0 | 0 | 0 | 0 | 0 | 0 | 0 | 0 | 0 | 0 | 0 | 0 | 0 | 0 | 0 | 0 | 0 | 0 | 0 | 0 | 0 | 0 | 0 | 0 | 0 | 0 | 0 | 0 | 0 | 0 | 0 | 0 | 0 | 0 | 0 | 0 | 0 | 0 | 0 | 0 | 0 | 0 | 0 | 0 | 0 | 0 | 0 | 0 | 0 | 0 | 0 | 0 | 0 | 0 | 0 | 0 | 0 | 0 | 0 | 0 | 0 | 0 | 0 | 0 | 0 | 0 | 0 | 0 | 0 | 0 | 0 | 0 | 0 | 0 | 0 | 0 | 0 | 0 | 0 | 0 | 0 | 0 | 0 | 0 | 0 | 0 | 0 | 0 | 0 | 0 | 0 | 0 | 0 | 0 | 0 | 0 | 113.1211 | 113.1211 | 113.1211 | 113.1211 | 113.1211 | 113.1211 | 113.1211 | 113.1211 | 113.1211 | 113.1211 | 113.1211 | 113.1211 | 113.1211 | 113.1211 | 113.1211 | 113.1211 | 113.1211 | 113.1211 | 113.1211 | 113.1211 | 85.723 | 85.723 | 85.723 | 85.723 | 85.723 | 85.723 | 85.723 | 85.723 | 85.723 | 85.723 | 85.723 | 85.723 | 85.723 | 85.723 | 85.723 | 85.723 | 85.723 | 85.723 | 85.723 | 85.723
WA_Industrial_Agriculture_New_Process_Natural Gas_Steam Trap Maintenance_A | WA | Industrial | Agriculture | New | Process | Natural Gas | Steam Trap Maintenance | A | IM132 | Degrade performance | Cleaning and maintenance | 6 | 1.9988 | 0 | 0 | 1.89 | 0 | 0 | 0 | 0.9437 |  | sqft | 0% | 0% | Retrofit | RetroEven20 | 80.75% | TBD | 0.2% | 163.998 |  | 124.2775 |  | 0 | IL TRM - 4.4.16 - CI-HVC-STRE-V07-210101 | IL TRM - 4.4.16 - CI-HVC-STRE-V07-210101 | IL TRM - 4.4.16 - CI-HVC-STRE-V07-210101 | Degrade performance | Degrade performance | Degrade performance | Degrade performance | Degrade performance | Degrade performance | Degrade performance | Degrade performance | Degrade performance | Degrade performance | Degrade performance | Degrade performance | Degrade performance | Degrade performance | Degrade performance | Degrade performance | Degrade performance | Degrade performance | Degrade performance | Degrade performance | Degrade performance | Degrade performance | Cleaning and maintenance | Cleaning and maintenance | Cleaning and maintenance | Cleaning and maintenance | Cleaning and maintenance | Cleaning and maintenance | Cleaning and maintenance | Cleaning and maintenance | Cleaning and maintenance | Cleaning and maintenance | Cleaning and maintenance | Cleaning and maintenance | Cleaning and maintenance | Cleaning and maintenance | Cleaning and maintenance | Cleaning and maintenance | Cleaning and maintenance | Cleaning and maintenance | Cleaning and maintenance | Cleaning and maintenance | Cleaning and maintenance | Cleaning and maintenance | 1.89 | 1.89 | 1.89 | 1.89 | 1.89 | 1.89 | 1.89 | 1.89 | 1.89 | 1.89 | 1.89 | 1.89 | 1.89 | 1.89 | 1.89 | 1.89 | 1.89 | 1.89 | 1.89 | 1.89 | 1.89 | 1.89 | 0 | 0 | 1.9985 | 1.9984 | 1.9984 | 1.9985 | 1.9985 | 1.9985 | 1.9986 | 1.9986 | 1.9986 | 1.9986 | 1.9986 | 1.9986 | 1.9986 | 1.9986 | 1.9987 | 1.9987 | 1.9987 | 1.9987 | 1.9987 | 1.9987 | 0 | 0 | 0 | 0 | 0 | 0 | 0 | 0 | 0 | 0 | 0 | 0 | 0 | 0 | 0 | 0 | 0 | 0 | 0 | 0 | 0 | 0 | 0 | 0 | 0 | 0 | 0 | 0 | 0 | 0 | 0 | 0 | 0 | 0 | 0 | 0 | 0 | 0 | 0 | 0 | 0 | 0 | 0 | 0 | 0 | 0 | 0 | 0 | 0 | 0 | 0 | 0 | 0 | 0 | 0 | 0 | 0 | 0 | 0 | 0 | 0 | 0 | 0 | 0 | 0 | 0 | 0 | 0 | 0 | 0 | 0 | 0 | 0 | 0 | 0 | 0 | 0 | 0 | 0 | 0 | 0 | 0 | 0 | 0 | 0 | 0 | 0 | 0 | 0 | 0 | 0 | 0 | 0 | 0 | 0 | 0 | 0 | 0 | 0 | 0 | 0 | 0 | 0 | 0 | 0 | 0 | 0 | 0 | 0 | 0 | 0 | 0 | 0 | 0 | 0 | 0 | 0 | 0 | 0 | 0 | 0 | 0 | 0 | 0 | 0 | 0 | 0 | 0 | 0 | 0 | 0 | 0 | 0 | 0 | 0 | 0 | 0 | 0 | 0 | 0 | 0 | 0 | 0 | 0 | 0 | 0 | 0 | 0 | 0 | 0 | 0 | 0 | 0 | 0 | 0 | 0 | 0 | 0 | 0 | 0 | 0 | 0 | 0 | 0 | 0 | 0 | 0 | 0 | 0 | 0 | 0 | 0 | 0 | 0 | 0 | 0 | 0 | 0 | 0 | 0 | 0 | 0 | 0 | 0 | 0 | 0 | 0 | 0 | 0 | 0 | 0 | 0 | 0 | 0 | 0 | 0 | 0 | 0 | 0 | 0 | 0 | 0 | 0 | 0 | 0 | 0 | 0 | 0 | 0 | 0 | 0 | 0 | 0 | 0 | 0 | 0 | 0 | 0 | 0 | 0 | 0 | 0 | 0 | 0 | 0 | 0 | 0 | 0 | 0 | 0 | 0 | 0 | 0 | 0 | 0 | 0 | 0 | 0 | 0 | 0 | 0 | 0 | 0 | 0 | 0 | 0 | 0 | 0 | 0 | 0 | 0 | 0 | 0 | 0 | 0 | 0 | 0 | 0 | 0 | 0 | 0 | 0 | 0 | 0 | 0 | 0 | 0 | 0 | 0 | 0 | 0 | 0 | 0 | 0 | 0 | 0 | 0 | 0 | 0 | 0 | 0 | 0 | 0 | 0 | 0 | 0 | 0 | 0 | 0 | 0 | 0 | 0 | 0 | 0 | 0 | 0 | 0 | 0 | 0 | 0 | 0 | 0 | 0 | 0 | 0 | 0 | 0 | 0 | 0 | 0 | 0 | 0 | 0 | 0 | 0 | 0 | 0 | 0 | 0 | 0 | 0 | 0 | 0 | 0 | 0 | 0 | 0 | 0 | 0 | 0 | 0 | 0 | 0 | 0 | 0 | 0 | 0 | 0 | 0 | 0 | 0 | 0 | 0 | 0 | 0 | 0 | 0 | 0 | 0 | 0 | 0 | 0 | 0 | 0 | 0 | 0 | 0 | 0 | 0 | 0 | 0 | 0 | 0 | 0 | 0 | 0 | 0 | 0 | 0 | 0 | 0 | 0 | 0 | 0 | 0 | 0 | 0 | 0 | 0 | 0 | 0 | 0 | 0 | 0 | 0 | 0 | 0 | 0 | 0 | 0 | 0 | 0 | 0 | 0 | 0 | 0 | 0 | 0 | 0 | 0 | 113.1211 | 113.1211 | 113.1211 | 113.1211 | 113.1211 | 113.1211 | 113.1211 | 113.1211 | 113.1211 | 113.1211 | 113.1211 | 113.1211 | 113.1211 | 113.1211 | 113.1211 | 113.1211 | 113.1211 | 113.1211 | 113.1211 | 113.1211 | 85.723 | 85.723 | 85.723 | 85.723 | 85.723 | 85.723 | 85.723 | 85.723 | 85.723 | 85.723 | 85.723 | 85.723 | 85.723 | 85.723 | 85.723 | 85.723 | 85.723 | 85.723 | 85.723 | 85.723
WA_Industrial_Agriculture_New_Space Heating_Natural Gas_Gas Boiler - High Turndown_A | WA | Industrial | Agriculture | New | Space Heating | Natural Gas | Gas Boiler - High Turndown | A | IM133 | No control | Turndown control installed | 15 | 1.5201 | 0 | 0 | 27 | 0 | 0 | 0 | 13.5002 |  | sqft | 35% | 50% | Retrofit | Retro12Med | 75.44% | TBD | 0.2% | 564.5315 |  | 374.5129 |  | 0.002361 | MN TRM 3.1 - Boiler Modifications, Space Heating Only v4.0 | MN TRM 3.1 - Boiler Modifications, Space Heating Only v4.0 | MN TRM 3.1 - Boiler Modifications, Space Heating Only v4.0 | No control | No control | No control | No control | No control | No control | No control | No control | No control | No control | No control | No control | No control | No control | No control | No control | No control | No control | No control | No control | No control | No control | Turndown control installed | Turndown control installed | Turndown control installed | Turndown control installed | Turndown control installed | Turndown control installed | Turndown control installed | Turndown control installed | Turndown control installed | Turndown control installed | Turndown control installed | Turndown control installed | Turndown control installed | Turndown control installed | Turndown control installed | Turndown control installed | Turndown control installed | Turndown control installed | Turndown control installed | Turndown control installed | Turndown control installed | Turndown control installed | 27 | 27 | 27 | 27 | 27 | 27 | 27 | 27 | 27 | 27 | 27 | 27 | 27 | 27 | 27 | 27 | 27 | 27 | 27 | 27 | 27 | 27 | 0 | 0 | 1.5121 | 1.4218 | 1.3852 | 1.363 | 1.3519 | 1.3418 | 1.3328 | 1.324 | 1.3157 | 1.3072 | 1.2956 | 1.2855 | 1.2743 | 1.2727 | 1.2707 | 1.2681 | 1.2682 | 1.2676 | 1.269 | 1.2694 | 0.0027685 | 0.0045429 | 0.0063114 | 0.0082892 | 0.009464 | 0.0097419 | 0.0087518 | 0.0078584 | 0.0067824 | 0.0058798 | 0.0050447 | 0.0043563 | 0.0036444 | 0.0030961 | 0.0026197 | 0.0023218 | 0.0040523 | 0.0057755 | 0.0077178 | 0.0088861 | 0.0027685 | 0.007146 | 0.013274 | 0.02135 | 0.030641 | 0.040154 | 0.048636 | 0.056173 | 0.062604 | 0.068079 | 0.072521 | 0.076307 | 0.079289 | 0.082288 | 0.084774 | 0.084604 | 0.084612 | 0.08457 | 0.084664 | 0.084687 | 1.8309 | 3.1953 | 4.5563 | 6.0817 | 7.0004 | 7.2602 | 6.5664 | 5.9354 | 5.1548 | 4.4979 | 3.8936 | 3.3889 | 2.8599 | 2.4326 | 2.0617 | 1.8309 | 3.1953 | 4.5563 | 6.0817 | 7.0004 | 1.8309 | 5.0261 | 9.5824 | 15.6641 | 22.6646 | 29.9248 | 36.4912 | 42.4266 | 47.5815 | 52.0794 | 55.973 | 59.3619 | 62.2218 | 64.6544 | 66.7161 | 66.7161 | 66.7161 | 66.7161 | 66.7161 | 66.7161 | 0.002361 | 0.0040708 | 0.0057545 | 0.0076189 | 0.0087182 | 0.0089831 | 0.0080717 | 0.0072457 | 0.0062527 | 0.0054188 | 0.0046506 | 0.0040155 | 0.0033606 | 0.0028387 | 0.0023914 | 0.0021115 | 0.003672 | 0.0052207 | 0.0069568 | 0.0080045 | 0.002361 | 0.0064033 | 0.012102 | 0.019623 | 0.028226 | 0.037026 | 0.044856 | 0.051793 | 0.057715 | 0.062741 | 0.066855 | 0.070338 | 0.073114 | 0.075447 | 0.077383 | 0.07694 | 0.07667 | 0.076445 | 0.076316 | 0.076285 | 1.5563 | 2.716 | 3.8728 | 5.1695 | 5.9504 | 6.1712 | 5.5814 | 5.0451 | 4.3816 | 3.8232 | 3.3096 | 2.8806 | 2.4309 | 2.0677 | 1.7525 | 1.5563 | 2.716 | 3.8728 | 5.1695 | 5.9504 | 1.5563 | 4.2722 | 8.145 | 13.3145 | 19.2649 | 25.4361 | 31.0175 | 36.0626 | 40.4442 | 44.2675 | 47.5771 | 50.4576 | 52.8886 | 54.9563 | 56.7087 | 56.7087 | 56.7087 | 56.7087 | 56.7087 | 56.7087 | 0 | 0 | 0 | 0 | 0 | 0 | 0 | 0 | 0 | 0 | 0 | 0 | 0 | 0 | 0 | 0 | 0 | 0 | 0 | 0 | 0 | 0 | 0 | 0 | 0 | 0 | 0 | 0 | 0 | 0 | 0 | 0 | 0 | 0 | 0 | 0 | 0 | 0 | 0 | 0 | 0 | 0 | 0 | 0 | 0 | 0 | 0 | 0 | 0 | 0 | 0 | 0 | 0 | 0 | 0 | 0 | 0 | 0 | 0 | 0 | 0 | 0 | 0 | 0 | 0 | 0 | 0 | 0 | 0 | 0 | 0 | 0 | 0 | 0 | 0 | 0 | 0 | 0 | 0 | 0 | 0.002361 | 0.0040708 | 0.0057545 | 0.0076189 | 0.0087182 | 0.0089831 | 0.0080717 | 0.0072457 | 0.0062527 | 0.0054188 | 0.0046506 | 0.0040155 | 0.0033606 | 0.0028387 | 0.0023914 | 0.0021115 | 0.003672 | 0.0052207 | 0.0069568 | 0.0080045 | 0.002361 | 0.0064033 | 0.012102 | 0.019623 | 0.028226 | 0.037026 | 0.044856 | 0.051793 | 0.057715 | 0.062741 | 0.066855 | 0.070338 | 0.073114 | 0.075447 | 0.077383 | 0.07694 | 0.07667 | 0.076445 | 0.076316 | 0.076285 | 1.5563 | 2.716 | 3.8728 | 5.1695 | 5.9504 | 6.1712 | 5.5814 | 5.0451 | 4.3816 | 3.8232 | 3.3096 | 2.8806 | 2.4309 | 2.0677 | 1.7525 | 1.5563 | 2.716 | 3.8728 | 5.1695 | 5.9504 | 1.5563 | 4.2722 | 8.145 | 13.3145 | 19.2649 | 25.4361 | 31.0175 | 36.0626 | 40.4442 | 44.2675 | 47.5771 | 50.4576 | 52.8886 | 54.9563 | 56.7087 | 56.7087 | 56.7087 | 56.7087 | 56.7087 | 56.7087 | 0 | 0 | 0 | 0 | 0 | 0 | 0 | 0 | 0 | 0 | 0 | 0 | 0 | 0 | 0 | 0 | 0 | 0 | 0 | 0 | 0 | 0 | 0 | 0 | 0 | 0 | 0 | 0 | 0 | 0 | 0 | 0 | 0 | 0 | 0 | 0 | 0 | 0 | 0 | 0 | 0 | 0 | 0 | 0 | 0 | 0 | 0 | 0 | 0 | 0 | 0 | 0 | 0 | 0 | 0 | 0 | 0 | 0 | 0 | 0 | 0 | 0 | 0 | 0 | 0 | 0 | 0 | 0 | 0 | 0 | 0 | 0 | 0 | 0 | 0 | 0 | 0 | 0 | 0 | 0 | 801.486 | 801.486 | 801.486 | 801.486 | 801.486 | 801.486 | 801.486 | 801.486 | 801.486 | 801.486 | 801.486 | 801.486 | 801.486 | 801.486 | 801.486 | 801.486 | 801.486 | 801.486 | 801.486 | 801.486 | 531.7097 | 531.7097 | 531.7097 | 531.7097 | 531.7097 | 531.7097 | 531.7097 | 531.7097 | 531.7097 | 531.7097 | 531.7097 | 531.7097 | 531.7097 | 531.7097 | 531.7097 | 531.7097 | 531.7097 | 531.7097 | 531.7097 | 531.7097
WA_Industrial_Agriculture_New_Process_Natural Gas_Gas Boiler - High Turndown_A | WA | Industrial | Agriculture | New | Process | Natural Gas | Gas Boiler - High Turndown | A | IM134 | No control | Turndown control installed | 15 | 2.1216 | 0 | 0 | 27 | 0 | 0 | 0 | 13.5002 |  | sqft | 35% | 50% | Retrofit | Retro12Med | 75.44% | TBD | 0.2% | 564.5315 |  | 374.5129 |  | 0.027237 | MN TRM 3.1 - Boiler Modifications, Space Heating Only v4.0 | MN TRM 3.1 - Boiler Modifications, Space Heating Only v4.0 | MN TRM 3.1 - Boiler Modifications, Space Heating Only v4.0 | No control | No control | No control | No control | No control | No control | No control | No control | No control | No control | No control | No control | No control | No control | No control | No control | No control | No control | No control | No control | No control | No control | Turndown control installed | Turndown control installed | Turndown control installed | Turndown control installed | Turndown control installed | Turndown control installed | Turndown control installed | Turndown control installed | Turndown control installed | Turndown control installed | Turndown control installed | Turndown control installed | Turndown control installed | Turndown control installed | Turndown control installed | Turndown control installed | Turndown control installed | Turndown control installed | Turndown control installed | Turndown control installed | Turndown control installed | Turndown control installed | 27 | 27 | 27 | 27 | 27 | 27 | 27 | 27 | 27 | 27 | 27 | 27 | 27 | 27 | 27 | 27 | 27 | 27 | 27 | 27 | 27 | 27 | 0 | 0 | 2.1147 | 2.1107 | 2.107 | 2.1037 | 2.0989 | 2.0954 | 2.0925 | 2.0905 | 2.0882 | 2.0866 | 2.0855 | 2.0851 | 2.0841 | 2.0837 | 2.0834 | 2.0838 | 2.0837 | 2.084 | 2.0842 | 2.0842 | 0.032028 | 0.055789 | 0.079411 | 0.10583 | 0.12154 | 0.12584 | 0.11366 | 0.10264 | 0.089041 | 0.077637 | 0.067169 | 0.058451 | 0.049303 | 0.041929 | 0.035532 | 0.03156 | 0.055075 | 0.078544 | 0.10485 | 0.12069 | 0.032028 | 0.087756 | 0.16701 | 0.27258 | 0.39351 | 0.51869 | 0.63163 | 0.73366 | 0.82189 | 0.89892 | 0.9656 | 1.0239 | 1.0727 | 1.1144 | 1.1498 | 1.15 | 1.1499 | 1.1501 | 1.1502 | 1.1502 | 15.1451 | 26.431 | 37.6892 | 50.3079 | 57.9074 | 60.0564 | 54.3169 | 49.0974 | 42.6407 | 37.2067 | 32.2078 | 28.033 | 23.6571 | 20.1223 | 17.0544 | 15.1451 | 26.431 | 37.6892 | 50.3079 | 57.9074 | 15.1451 | 41.576 | 79.2652 | 129.5731 | 187.4805 | 247.5369 | 301.8539 | 350.9512 | 393.5919 | 430.7987 | 463.0065 | 491.0395 | 514.6965 | 534.8188 | 551.8732 | 551.8732 | 551.8732 | 551.8732 | 551.8732 | 551.8732 | 0.027237 | 0.047457 | 0.067569 | 0.090071 | 0.10348 | 0.10717 | 0.096811 | 0.087436 | 0.075866 | 0.066157 | 0.057241 | 0.049813 | 0.042021 | 0.035736 | 0.030285 | 0.026898 | 0.046941 | 0.066942 | 0.089361 | 0.10286 | 0.027237 | 0.07465 | 0.14211 | 0.23199 | 0.33502 | 0.44171 | 0.538 | 0.625 | 0.70027 | 0.766 | 0.82288 | 0.87255 | 0.91422 | 0.94982 | 0.98 | 0.98016 | 0.98011 | 0.98022 | 0.98028 | 0.98032 | 12.8733 | 22.4663 | 32.0358 | 42.7617 | 49.2213 | 51.048 | 46.1694 | 41.7328 | 36.2446 | 31.6257 | 27.3767 | 23.828 | 20.1085 | 17.1039 | 14.4962 | 12.8733 | 22.4663 | 32.0358 | 42.7617 | 49.2213 | 12.8733 | 35.3396 | 67.3754 | 110.1371 | 159.3584 | 210.4064 | 256.5758 | 298.3086 | 334.5532 | 366.1789 | 393.5555 | 417.3835 | 437.4921 | 454.596 | 469.0922 | 469.0922 | 469.0922 | 469.0922 | 469.0922 | 469.0922 | 0 | 0 | 0 | 0 | 0 | 0 | 0 | 0 | 0 | 0 | 0 | 0 | 0 | 0 | 0 | 0 | 0 | 0 | 0 | 0 | 0 | 0 | 0 | 0 | 0 | 0 | 0 | 0 | 0 | 0 | 0 | 0 | 0 | 0 | 0 | 0 | 0 | 0 | 0 | 0 | 0 | 0 | 0 | 0 | 0 | 0 | 0 | 0 | 0 | 0 | 0 | 0 | 0 | 0 | 0 | 0 | 0 | 0 | 0 | 0 | 0 | 0 | 0 | 0 | 0 | 0 | 0 | 0 | 0 | 0 | 0 | 0 | 0 | 0 | 0 | 0 | 0 | 0 | 0 | 0 | 0.027237 | 0.047457 | 0.067569 | 0.090071 | 0.10348 | 0.10717 | 0.096811 | 0.087436 | 0.075866 | 0.066157 | 0.057241 | 0.049813 | 0.042021 | 0.035736 | 0.030285 | 0.026898 | 0.046941 | 0.066942 | 0.089361 | 0.10286 | 0.027237 | 0.07465 | 0.14211 | 0.23199 | 0.33502 | 0.44171 | 0.538 | 0.625 | 0.70027 | 0.766 | 0.82288 | 0.87255 | 0.91422 | 0.94982 | 0.98 | 0.98016 | 0.98011 | 0.98022 | 0.98028 | 0.98032 | 12.8733 | 22.4663 | 32.0358 | 42.7617 | 49.2213 | 51.048 | 46.1694 | 41.7328 | 36.2446 | 31.6257 | 27.3767 | 23.828 | 20.1085 | 17.1039 | 14.4962 | 12.8733 | 22.4663 | 32.0358 | 42.7617 | 49.2213 | 12.8733 | 35.3396 | 67.3754 | 110.1371 | 159.3584 | 210.4064 | 256.5758 | 298.3086 | 334.5532 | 366.1789 | 393.5555 | 417.3835 | 437.4921 | 454.596 | 469.0922 | 469.0922 | 469.0922 | 469.0922 | 469.0922 | 469.0922 | 0 | 0 | 0 | 0 | 0 | 0 | 0 | 0 | 0 | 0 | 0 | 0 | 0 | 0 | 0 | 0 | 0 | 0 | 0 | 0 | 0 | 0 | 0 | 0 | 0 | 0 | 0 | 0 | 0 | 0 | 0 | 0 | 0 | 0 | 0 | 0 | 0 | 0 | 0 | 0 | 0 | 0 | 0 | 0 | 0 | 0 | 0 | 0 | 0 | 0 | 0 | 0 | 0 | 0 | 0 | 0 | 0 | 0 | 0 | 0 | 0 | 0 | 0 | 0 | 0 | 0 | 0 | 0 | 0 | 0 | 0 | 0 | 0 | 0 | 0 | 0 | 0 | 0 | 0 | 0 | 801.486 | 801.486 | 801.486 | 801.486 | 801.486 | 801.486 | 801.486 | 801.486 | 801.486 | 801.486 | 801.486 | 801.486 | 801.486 | 801.486 | 801.486 | 801.486 | 801.486 | 801.486 | 801.486 | 801.486 | 531.7097 | 531.7097 | 531.7097 | 531.7097 | 531.7097 | 531.7097 | 531.7097 | 531.7097 | 531.7097 | 531.7097 | 531.7097 | 531.7097 | 531.7097 | 531.7097 | 531.7097 | 531.7097 | 531.7097 | 531.7097 | 531.7097 | 531.7097
WA_Industrial_Agriculture_New_Space Heating_Natural Gas_Gas Boiler - Burner Control Optimization_A | WA | Industrial | Agriculture | New | Space Heating | Natural Gas | Gas Boiler - Burner Control Optimization | A | IM135 | Average performance | Optimized burner controls | 18 | 0.44083 | 0 | 0 | 9.07 | 0 | 0 | 0 | 4.5357 |  | sqft | 5% | 85% | Retrofit | Retro3Slow | 84.16% | TBD | 0.2% | 366.2702 |  | 235.9276 |  | 0.00018469 | IL TRM - 4.4.22 - CI-HVC-O2TC-V01-140601 | GBLR_O2TRM-Heating-MEMD-2018-1 | IL TRM - 4.4.22 - CI-HVC-O2TC-V01-140601 | Average performance | Average performance | Average performance | Average performance | Average performance | Average performance | Average performance | Average performance | Average performance | Average performance | Average performance | Average performance | Average performance | Average performance | Average performance | Average performance | Average performance | Average performance | Average performance | Average performance | Average performance | Average performance | Optimized burner controls | Optimized burner controls | Optimized burner controls | Optimized burner controls | Optimized burner controls | Optimized burner controls | Optimized burner controls | Optimized burner controls | Optimized burner controls | Optimized burner controls | Optimized burner controls | Optimized burner controls | Optimized burner controls | Optimized burner controls | Optimized burner controls | Optimized burner controls | Optimized burner controls | Optimized burner controls | Optimized burner controls | Optimized burner controls | Optimized burner controls | Optimized burner controls | 9.07 | 9.07 | 9.07 | 9.07 | 9.07 | 9.07 | 9.07 | 9.07 | 9.07 | 9.07 | 9.07 | 9.07 | 9.07 | 9.07 | 9.07 | 9.07 | 9.07 | 9.07 | 9.07 | 9.07 | 9.07 | 9.07 | 0 | 0 | 0.43849 | 0.41228 | 0.40167 | 0.39521 | 0.39199 | 0.38905 | 0.38644 | 0.38388 | 0.38148 | 0.37901 | 0.37566 | 0.37271 | 0.36947 | 0.36902 | 0.36842 | 0.36769 | 0.36772 | 0.36754 | 0.36795 | 0.36806 | 0.00021657 | 0.00055859 | 0.001552 | 0.0035671 | 0.0063351 | 0.010144 | 0.014497 | 0.018984 | 0.022056 | 0.023901 | 0.023924 | 0.022596 | 0.019459 | 0.016072 | 0.012526 | 0.0093223 | 0.0064671 | 0.0043106 | 0.0027437 | 0.0019372 | 0.00021657 | 0.00076221 | 0.0022946 | 0.0058249 | 0.012113 | 0.022165 | 0.036514 | 0.055256 | 0.076966 | 0.10037 | 0.1234 | 0.14503 | 0.16323 | 0.1791 | 0.19134 | 0.20028 | 0.20677 | 0.21098 | 0.21377 | 0.21527 | 0.49389 | 1.3549 | 3.864 | 9.0259 | 16.1612 | 26.0727 | 37.5151 | 49.4523 | 57.8159 | 63.06 | 63.6856 | 60.6271 | 52.6682 | 43.5542 | 33.9996 | 25.3537 | 17.5868 | 11.7282 | 7.4566 | 5.2633 | 0.49389 | 1.8488 | 5.7127 | 14.7386 | 30.8999 | 56.9725 | 94.4877 | 143.94 | 201.7559 | 264.8159 | 328.5015 | 389.1286 | 441.7967 | 485.3509 | 519.3504 | 544.7041 | 562.2909 | 574.0191 | 580.9819 | 584.8903 | 0.00018469 | 0.00050054 | 0.0014151 | 0.0032787 | 0.005836 | 0.0093538 | 0.013371 | 0.017504 | 0.020334 | 0.022027 | 0.022056 | 0.020829 | 0.017944 | 0.014737 | 0.011434 | 0.008478 | 0.0058602 | 0.0038966 | 0.0024732 | 0.001745 | 0.00018469 | 0.000683 | 0.0020922 | 0.0053539 | 0.011158 | 0.020439 | 0.033677 | 0.050949 | 0.070957 | 0.092502 | 0.11377 | 0.13369 | 0.15052 | 0.16422 | 0.17466 | 0.18214 | 0.18737 | 0.19071 | 0.1927 | 0.19392 | 0.41981 | 1.1516 | 3.2844 | 7.672 | 13.737 | 22.1618 | 31.8879 | 42.0345 | 49.1435 | 53.601 | 54.1328 | 51.533 | 44.7679 | 37.021 | 28.8996 | 21.5506 | 14.9488 | 9.969 | 6.3381 | 4.4738 | 0.41981 | 1.5715 | 4.8558 | 12.5279 | 26.2649 | 48.4267 | 80.3145 | 122.349 | 171.4925 | 225.0935 | 279.2263 | 330.7593 | 375.5272 | 412.5483 | 441.4479 | 462.9985 | 477.9473 | 487.9163 | 493.8346 | 497.1567 | 0 | 0 | 0 | 0 | 0 | 0 | 0 | 0 | 0 | 0 | 0 | 0 | 0 | 0 | 0 | 0 | 0 | 0 | 0 | 0 | 0 | 0 | 0 | 0 | 0 | 0 | 0 | 0 | 0 | 0 | 0 | 0 | 0 | 0 | 0 | 0 | 0 | 0 | 0 | 0 | 0 | 0 | 0 | 0 | 0 | 0 | 0 | 0 | 0 | 0 | 0 | 0 | 0 | 0 | 0 | 0 | 0 | 0 | 0 | 0 | 0 | 0 | 0 | 0 | 0 | 0 | 0 | 0 | 0 | 0 | 0 | 0 | 0 | 0 | 0 | 0 | 0 | 0 | 0 | 0 | 0.00018469 | 0.00050054 | 0.0014151 | 0.0032787 | 0.005836 | 0.0093538 | 0.013371 | 0.017504 | 0.020334 | 0.022027 | 0.022056 | 0.020829 | 0.017944 | 0.014737 | 0.011434 | 0.008478 | 0.0058602 | 0.0038966 | 0.0024732 | 0.001745 | 0.00018469 | 0.000683 | 0.0020922 | 0.0053539 | 0.011158 | 0.020439 | 0.033677 | 0.050949 | 0.070957 | 0.092502 | 0.11377 | 0.13369 | 0.15052 | 0.16422 | 0.17466 | 0.18214 | 0.18737 | 0.19071 | 0.1927 | 0.19392 | 0.41981 | 1.1516 | 3.2844 | 7.672 | 13.737 | 22.1618 | 31.8879 | 42.0345 | 49.1435 | 53.601 | 54.1328 | 51.533 | 44.7679 | 37.021 | 28.8996 | 21.5506 | 14.9488 | 9.969 | 6.3381 | 4.4738 | 0.41981 | 1.5715 | 4.8558 | 12.5279 | 26.2649 | 48.4267 | 80.3145 | 122.349 | 171.4925 | 225.0935 | 279.2263 | 330.7593 | 375.5272 | 412.5483 | 441.4479 | 462.9985 | 477.9473 | 487.9163 | 493.8346 | 497.1567 | 0 | 0 | 0 | 0 | 0 | 0 | 0 | 0 | 0 | 0 | 0 | 0 | 0 | 0 | 0 | 0 | 0 | 0 | 0 | 0 | 0 | 0 | 0 | 0 | 0 | 0 | 0 | 0 | 0 | 0 | 0 | 0 | 0 | 0 | 0 | 0 | 0 | 0 | 0 | 0 | 0 | 0 | 0 | 0 | 0 | 0 | 0 | 0 | 0 | 0 | 0 | 0 | 0 | 0 | 0 | 0 | 0 | 0 | 0 | 0 | 0 | 0 | 0 | 0 | 0 | 0 | 0 | 0 | 0 | 0 | 0 | 0 | 0 | 0 | 0 | 0 | 0 | 0 | 0 | 0 | 833.9691 | 833.9691 | 833.9691 | 833.9691 | 833.9691 | 833.9691 | 833.9691 | 833.9691 | 833.9691 | 833.9691 | 833.9691 | 833.9691 | 833.9691 | 833.9691 | 833.9691 | 833.9691 | 833.9691 | 833.9691 | 833.9691 | 833.9691 | 537.1891 | 537.1891 | 537.1891 | 537.1891 | 537.1891 | 537.1891 | 537.1891 | 537.1891 | 537.1891 | 537.1891 | 537.1891 | 537.1891 | 537.1891 | 537.1891 | 537.1891 | 537.1891 | 537.1891 | 537.1891 | 537.1891 | 537.1891
WA_Industrial_Agriculture_New_Process_Natural Gas_Gas Boiler - Burner Control Optimization_A | WA | Industrial | Agriculture | New | Process | Natural Gas | Gas Boiler - Burner Control Optimization | A | IM136 | Average performance | Optimized burner controls | 18 | 0.61528 | 0 | 0 | 9.07 | 0 | 0 | 0 | 4.5357 |  | sqft | 5% | 85% | Retrofit | Retro3Slow | 84.16% | TBD | 0.2% | 366.2702 |  | 235.9276 |  | 0.0021302 | IL TRM - 4.4.22 - CI-HVC-O2TC-V01-140601 | GBLR_O2TRM-Heating-MEMD-2018-1 | IL TRM - 4.4.22 - CI-HVC-O2TC-V01-140601 | Average performance | Average performance | Average performance | Average performance | Average performance | Average performance | Average performance | Average performance | Average performance | Average performance | Average performance | Average performance | Average performance | Average performance | Average performance | Average performance | Average performance | Average performance | Average performance | Average performance | Average performance | Average performance | Optimized burner controls | Optimized burner controls | Optimized burner controls | Optimized burner controls | Optimized burner controls | Optimized burner controls | Optimized burner controls | Optimized burner controls | Optimized burner controls | Optimized burner controls | Optimized burner controls | Optimized burner controls | Optimized burner controls | Optimized burner controls | Optimized burner controls | Optimized burner controls | Optimized burner controls | Optimized burner controls | Optimized burner controls | Optimized burner controls | Optimized burner controls | Optimized burner controls | 9.07 | 9.07 | 9.07 | 9.07 | 9.07 | 9.07 | 9.07 | 9.07 | 9.07 | 9.07 | 9.07 | 9.07 | 9.07 | 9.07 | 9.07 | 9.07 | 9.07 | 9.07 | 9.07 | 9.07 | 9.07 | 9.07 | 0 | 0 | 0.61311 | 0.61186 | 0.61068 | 0.60964 | 0.60816 | 0.60706 | 0.60618 | 0.60558 | 0.60488 | 0.60444 | 0.60411 | 0.60401 | 0.60373 | 0.60363 | 0.60357 | 0.60372 | 0.60371 | 0.60382 | 0.60389 | 0.60393 | 0.0025048 | 0.0068574 | 0.019519 | 0.045517 | 0.081302 | 0.13093 | 0.18811 | 0.24772 | 0.28929 | 0.31529 | 0.31825 | 0.30291 | 0.26302 | 0.21748 | 0.16975 | 0.12662 | 0.087826 | 0.058579 | 0.037248 | 0.026294 | 0.0025048 | 0.0093571 | 0.028858 | 0.074326 | 0.15545 | 0.28609 | 0.47379 | 0.72104 | 1.0095 | 1.3241 | 1.6416 | 1.9442 | 2.2063 | 2.4235 | 2.593 | 2.7202 | 2.808 | 2.8671 | 2.9022 | 2.9219 | 4.0854 | 11.2075 | 31.9626 | 74.662 | 133.685 | 215.6721 | 310.3237 | 409.0674 | 478.2506 | 521.6298 | 526.8048 | 501.5047 | 435.6688 | 360.2783 | 281.243 | 209.7248 | 145.4772 | 97.0152 | 61.681 | 43.5375 | 4.0854 | 15.2929 | 47.2555 | 121.9175 | 255.6025 | 471.2746 | 781.5983 | 1190.6657 | 1668.9163 | 2190.5461 | 2717.3509 | 3218.8555 | 3654.5243 | 4014.8026 | 4296.0456 | 4505.7704 | 4651.2476 | 4748.2627 | 4805.8583 | 4838.1883 | 0.0021302 | 0.0058337 | 0.01661 | 0.038743 | 0.069228 | 0.11151 | 0.16025 | 0.21107 | 0.24652 | 0.26872 | 0.27126 | 0.25819 | 0.22421 | 0.18539 | 0.1447 | 0.10793 | 0.074865 | 0.049933 | 0.03175 | 0.022412 | 0.0021302 | 0.0079602 | 0.024557 | 0.063264 | 0.13236 | 0.24367 | 0.40362 | 0.61435 | 0.86027 | 1.1285 | 1.3992 | 1.6572 | 1.8807 | 2.0659 | 2.2104 | 2.3188 | 2.3936 | 2.4439 | 2.4738 | 2.4906 | 3.4726 | 9.5264 | 27.1682 | 63.4627 | 113.6323 | 183.3213 | 263.7752 | 347.7073 | 406.513 | 443.3853 | 447.784 | 426.279 | 370.3185 | 306.2366 | 239.0565 | 178.2661 | 123.6556 | 82.4629 | 52.4288 | 37.0069 | 3.4726 | 12.999 | 40.1672 | 103.6299 | 217.2621 | 400.5834 | 664.3585 | 1012.0658 | 1418.5788 | 1861.9642 | 2309.7482 | 2736.0272 | 3106.3457 | 3412.5822 | 3651.6388 | 3829.9048 | 3953.5604 | 4036.0233 | 4084.9795 | 4112.46 | 0 | 0 | 0 | 0 | 0 | 0 | 0 | 0 | 0 | 0 | 0 | 0 | 0 | 0 | 0 | 0 | 0 | 0 | 0 | 0 | 0 | 0 | 0 | 0 | 0 | 0 | 0 | 0 | 0 | 0 | 0 | 0 | 0 | 0 | 0 | 0 | 0 | 0 | 0 | 0 | 0 | 0 | 0 | 0 | 0 | 0 | 0 | 0 | 0 | 0 | 0 | 0 | 0 | 0 | 0 | 0 | 0 | 0 | 0 | 0 | 0 | 0 | 0 | 0 | 0 | 0 | 0 | 0 | 0 | 0 | 0 | 0 | 0 | 0 | 0 | 0 | 0 | 0 | 0 | 0 | 0.0021302 | 0.0058337 | 0.01661 | 0.038743 | 0.069228 | 0.11151 | 0.16025 | 0.21107 | 0.24652 | 0.26872 | 0.27126 | 0.25819 | 0.22421 | 0.18539 | 0.1447 | 0.10793 | 0.074865 | 0.049933 | 0.03175 | 0.022412 | 0.0021302 | 0.0079602 | 0.024557 | 0.063264 | 0.13236 | 0.24367 | 0.40362 | 0.61435 | 0.86027 | 1.1285 | 1.3992 | 1.6572 | 1.8807 | 2.0659 | 2.2104 | 2.3188 | 2.3936 | 2.4439 | 2.4738 | 2.4906 | 3.4726 | 9.5264 | 27.1682 | 63.4627 | 113.6323 | 183.3213 | 263.7752 | 347.7073 | 406.513 | 443.3853 | 447.784 | 426.279 | 370.3185 | 306.2366 | 239.0565 | 178.2661 | 123.6556 | 82.4629 | 52.4288 | 37.0069 | 3.4726 | 12.999 | 40.1672 | 103.6299 | 217.2621 | 400.5834 | 664.3585 | 1012.0658 | 1418.5788 | 1861.9642 | 2309.7482 | 2736.0272 | 3106.3457 | 3412.5822 | 3651.6388 | 3829.9048 | 3953.5604 | 4036.0233 | 4084.9795 | 4112.46 | 0 | 0 | 0 | 0 | 0 | 0 | 0 | 0 | 0 | 0 | 0 | 0 | 0 | 0 | 0 | 0 | 0 | 0 | 0 | 0 | 0 | 0 | 0 | 0 | 0 | 0 | 0 | 0 | 0 | 0 | 0 | 0 | 0 | 0 | 0 | 0 | 0 | 0 | 0 | 0 | 0 | 0 | 0 | 0 | 0 | 0 | 0 | 0 | 0 | 0 | 0 | 0 | 0 | 0 | 0 | 0 | 0 | 0 | 0 | 0 | 0 | 0 | 0 | 0 | 0 | 0 | 0 | 0 | 0 | 0 | 0 | 0 | 0 | 0 | 0 | 0 | 0 | 0 | 0 | 0 | 833.9691 | 833.9691 | 833.9691 | 833.9691 | 833.9691 | 833.9691 | 833.9691 | 833.9691 | 833.9691 | 833.9691 | 833.9691 | 833.9691 | 833.9691 | 833.9691 | 833.9691 | 833.9691 | 833.9691 | 833.9691 | 833.9691 | 833.9691 | 537.1891 | 537.1891 | 537.1891 | 537.1891 | 537.1891 | 537.1891 | 537.1891 | 537.1891 | 537.1891 | 537.1891 | 537.1891 | 537.1891 | 537.1891 | 537.1891 | 537.1891 | 537.1891 | 537.1891 | 537.1891 | 537.1891 | 537.1891
WA_Industrial_Agriculture_New_Space Heating_Natural Gas_HVAC - Demand Controlled Ventilation_A | WA | Industrial | Agriculture | New | Space Heating | Natural Gas | HVAC - Demand Controlled Ventilation | A | IM137 | Constant ventilation | DCV enabled | 15 | 0.067787 | 0 | 0 | 0.17 | 0.02 | 0 | 0 | 0.08455 |  | sqft | 55% | 75% | Retrofit | RetroEven20 | 80.75% | TBD | 0.2% | 147.6935 |  | 90.8304 |  | 0.02202 | VENT_DCV-Heating-7PLN-v5-8 | VENT_DCV-Heating-7PLN-v5-8 | VENT_DCV-Heating-7PLN-v5-8 | Constant ventilation | Constant ventilation | Constant ventilation | Constant ventilation | Constant ventilation | Constant ventilation | Constant ventilation | Constant ventilation | Constant ventilation | Constant ventilation | Constant ventilation | Constant ventilation | Constant ventilation | Constant ventilation | Constant ventilation | Constant ventilation | Constant ventilation | Constant ventilation | Constant ventilation | Constant ventilation | Constant ventilation | Constant ventilation | DCV enabled | DCV enabled | DCV enabled | DCV enabled | DCV enabled | DCV enabled | DCV enabled | DCV enabled | DCV enabled | DCV enabled | DCV enabled | DCV enabled | DCV enabled | DCV enabled | DCV enabled | DCV enabled | DCV enabled | DCV enabled | DCV enabled | DCV enabled | DCV enabled | DCV enabled | 0.17 | 0.17 | 0.17 | 0.17 | 0.17 | 0.17 | 0.17 | 0.17 | 0.17 | 0.17 | 0.17 | 0.17 | 0.17 | 0.17 | 0.17 | 0.17 | 0.17 | 0.17 | 0.17 | 0.17 | 0.17 | 0.17 | 0 | 0 | 0.067559 | 0.063603 | 0.062055 | 0.061154 | 0.060802 | 0.060496 | 0.060264 | 0.060061 | 0.059937 | 0.059818 | 0.059576 | 0.059382 | 0.059177 | 0.059358 | 0.059466 | 0.059463 | 0.059575 | 0.059557 | 0.059585 | 0.05953 | 0.025828 | 0.042436 | 0.059038 | 0.07766 | 0.088878 | 0.1019 | 0.11476 | 0.12923 | 0.14001 | 0.1524 | 0.16424 | 0.17811 | 0.18723 | 0.19968 | 0.21193 | 0.22576 | 0.23534 | 0.24655 | 0.25764 | 0.26834 | 0.025828 | 0.066752 | 0.12417 | 0.20002 | 0.28775 | 0.3882 | 0.50148 | 0.62902 | 0.76773 | 0.9186 | 1.0791 | 1.2537 | 1.4366 | 1.6407 | 1.8556 | 2.0586 | 2.258 | 2.4472 | 2.6304 | 2.8092 | 382.3076 | 667.1991 | 951.3909 | 1269.9255 | 1461.76 | 1684.4542 | 1904.3419 | 2151.6816 | 2335.8988 | 2547.7739 | 2756.839 | 2999.3602 | 3163.9603 | 3364.0088 | 3563.9059 | 3796.6131 | 3950.3231 | 4139.7301 | 4323.9785 | 4507.6827 | 382.3076 | 1049.5067 | 2000.8976 | 3270.8231 | 4732.583 | 6417.0372 | 8321.3791 | 10473.0607 | 12808.9596 | 15356.7335 | 18113.5725 | 21112.9327 | 24276.893 | 27640.9018 | 31204.8077 | 34619.1131 | 37902.2371 | 41090.5763 | 44144.6293 | 47190.5521 | 0.02202 | 0.038008 | 0.053792 | 0.071315 | 0.08177 | 0.093811 | 0.10563 | 0.11885 | 0.12866 | 0.13991 | 0.15071 | 0.1633 | 0.17159 | 0.18184 | 0.19204 | 0.20374 | 0.21157 | 0.2211 | 0.23043 | 0.23987 | 0.02202 | 0.059786 | 0.11313 | 0.18368 | 0.26474 | 0.35738 | 0.46155 | 0.57848 | 0.70551 | 0.84329 | 0.99024 | 1.1495 | 1.3166 | 1.4941 | 1.6815 | 1.8578 | 2.03 | 2.1946 | 2.3525 | 2.5112 | 324.9615 | 567.1192 | 808.6823 | 1079.4366 | 1242.496 | 1431.7861 | 1618.6906 | 1828.9294 | 1985.514 | 2165.6079 | 2343.3131 | 2549.4562 | 2689.3663 | 2859.4075 | 3029.32 | 3227.1211 | 3357.7746 | 3518.7706 | 3675.3818 | 3831.5303 | 324.9615 | 892.0807 | 1700.763 | 2780.1996 | 4022.6956 | 5454.4816 | 7073.1722 | 8902.1016 | 10887.6156 | 13053.2235 | 15396.5366 | 17945.9928 | 20635.359 | 23494.7665 | 26524.0865 | 29426.2462 | 32216.9016 | 34926.9898 | 37522.9349 | 40111.9693 | 0.02202 | 0.038008 | 0.053792 | 0.071315 | 0.08177 | 0.093811 | 0.10563 | 0.11885 | 0.12866 | 0.13991 | 0.15071 | 0.1633 | 0.17159 | 0.18184 | 0.19204 | 0.20374 | 0.21157 | 0.2211 | 0.23043 | 0.23987 | 0.02202 | 0.059786 | 0.11313 | 0.18368 | 0.26474 | 0.35738 | 0.46155 | 0.57848 | 0.70551 | 0.84329 | 0.99024 | 1.1495 | 1.3166 | 1.4941 | 1.6815 | 1.8578 | 2.03 | 2.1946 | 2.3525 | 2.5112 | 324.9615 | 567.1192 | 808.6823 | 1079.4366 | 1242.496 | 1431.7861 | 1618.6906 | 1828.9294 | 1985.514 | 2165.6079 | 2343.3131 | 2549.4562 | 2689.3663 | 2859.4075 | 3029.32 | 3227.1211 | 3357.7746 | 3518.7706 | 3675.3818 | 3831.5303 | 324.9615 | 892.0807 | 1700.763 | 2780.1996 | 4022.6956 | 5454.4816 | 7073.1722 | 8902.1016 | 10887.6156 | 13053.2235 | 15396.5366 | 17945.9928 | 20635.359 | 23494.7665 | 26524.0865 | 29426.2462 | 32216.9016 | 34926.9898 | 37522.9349 | 40111.9693 | 0.02202 | 0.038008 | 0.053792 | 0.071315 | 0.08177 | 0.093811 | 0.10563 | 0.11885 | 0.12866 | 0.13991 | 0.15071 | 0.1633 | 0.17159 | 0.18184 | 0.19204 | 0.20374 | 0.21157 | 0.2211 | 0.23043 | 0.23987 | 0.02202 | 0.059786 | 0.11313 | 0.18368 | 0.26474 | 0.35738 | 0.46155 | 0.57848 | 0.70551 | 0.84329 | 0.99024 | 1.1495 | 1.3166 | 1.4941 | 1.6815 | 1.8578 | 2.03 | 2.1946 | 2.3525 | 2.5112 | 324.9615 | 567.1192 | 808.6823 | 1079.4366 | 1242.496 | 1431.7861 | 1618.6906 | 1828.9294 | 1985.514 | 2165.6079 | 2343.3131 | 2549.4562 | 2689.3663 | 2859.4075 | 3029.32 | 3227.1211 | 3357.7746 | 3518.7706 | 3675.3818 | 3831.5303 | 324.9615 | 892.0807 | 1700.763 | 2780.1996 | 4022.6956 | 5454.4816 | 7073.1722 | 8902.1016 | 10887.6156 | 13053.2235 | 15396.5366 | 17945.9928 | 20635.359 | 23494.7665 | 26524.0865 | 29426.2462 | 32216.9016 | 34926.9898 | 37522.9349 | 40111.9693 | 0.02202 | 0.038008 | 0.053792 | 0.071315 | 0.08177 | 0.093811 | 0.10563 | 0.11885 | 0.12866 | 0.13991 | 0.15071 | 0.1633 | 0.17159 | 0.18184 | 0.19204 | 0.20374 | 0.21157 | 0.2211 | 0.23043 | 0.23987 | 0.02202 | 0.059786 | 0.11313 | 0.18368 | 0.26474 | 0.35738 | 0.46155 | 0.57848 | 0.70551 | 0.84329 | 0.99024 | 1.1495 | 1.3166 | 1.4941 | 1.6815 | 1.8578 | 2.03 | 2.1946 | 2.3525 | 2.5112 | 324.9615 | 567.1192 | 808.6823 | 1079.4366 | 1242.496 | 1431.7861 | 1618.6906 | 1828.9294 | 1985.514 | 2165.6079 | 2343.3131 | 2549.4562 | 2689.3663 | 2859.4075 | 3029.32 | 3227.1211 | 3357.7746 | 3518.7706 | 3675.3818 | 3831.5303 | 324.9615 | 892.0807 | 1700.763 | 2780.1996 | 4022.6956 | 5454.4816 | 7073.1722 | 8902.1016 | 10887.6156 | 13053.2235 | 15396.5366 | 17945.9928 | 20635.359 | 23494.7665 | 26524.0865 | 29426.2462 | 32216.9016 | 34926.9898 | 37522.9349 | 40111.9693 | 582.9502 | 582.9502 | 582.9502 | 582.9502 | 582.9502 | 582.9502 | 582.9502 | 582.9502 | 582.9502 | 582.9502 | 582.9502 | 582.9502 | 582.9502 | 582.9502 | 582.9502 | 582.9502 | 582.9502 | 582.9502 | 582.9502 | 582.9502 | 179.855 | 179.855 | 179.855 | 179.855 | 179.855 | 179.855 | 179.855 | 179.855 | 179.855 | 179.855 | 179.855 | 179.855 | 179.855 | 179.855 | 179.855 | 179.855 | 179.855 | 179.855 | 179.855 | 179.855
WA_Industrial_Agriculture_New_Space Heating_Natural Gas_Gas Boiler - Stack Economizer_A | WA | Industrial | Agriculture | New | Space Heating | Natural Gas | Gas Boiler - Stack Economizer | A | IM138 | None | Economizer installed | 15 | 1.1097 | 0 | 0 | 18.73 | 0 | 0 | 0 | 9.3653 |  | sqft | 15% | 55% | Retrofit | Retro12Med | 75.44% | TBD | 0.2% | 445.0699 |  | 295.2615 |  | 0.0045964 | IL TRM - 4.4.28 - CI-HVC-BECO-V02-210101 | XCEL CO 2019-2020 DSM Plan | IL TRM - 4.4.28 - CI-HVC-BECO-V02-210101 | None | None | None | None | None | None | None | None | None | None | None | None | None | None | None | None | None | None | None | None | None | None | Economizer installed | Economizer installed | Economizer installed | Economizer installed | Economizer installed | Economizer installed | Economizer installed | Economizer installed | Economizer installed | Economizer installed | Economizer installed | Economizer installed | Economizer installed | Economizer installed | Economizer installed | Economizer installed | Economizer installed | Economizer installed | Economizer installed | Economizer installed | Economizer installed | Economizer installed | 18.73 | 18.73 | 18.73 | 18.73 | 18.73 | 18.73 | 18.73 | 18.73 | 18.73 | 18.73 | 18.73 | 18.73 | 18.73 | 18.73 | 18.73 | 18.73 | 18.73 | 18.73 | 18.73 | 18.73 | 18.73 | 18.73 | 0 | 0 | 1.1039 | 1.038 | 1.0114 | 0.99522 | 0.98721 | 0.97988 | 0.97333 | 0.9669 | 0.96088 | 0.95467 | 0.94621 | 0.93876 | 0.93061 | 0.92946 | 0.92794 | 0.92606 | 0.92613 | 0.92566 | 0.92667 | 0.92691 | 0.0053899 | 0.0088448 | 0.012289 | 0.01614 | 0.018429 | 0.018971 | 0.017043 | 0.015304 | 0.013209 | 0.011451 | 0.0098245 | 0.0084837 | 0.0070973 | 0.0060293 | 0.0051017 | 0.0045214 | 0.0078912 | 0.011247 | 0.015029 | 0.017303 | 0.0053899 | 0.013913 | 0.025845 | 0.041571 | 0.059666 | 0.078194 | 0.094715 | 0.10939 | 0.12192 | 0.13258 | 0.14123 | 0.1486 | 0.15441 | 0.16025 | 0.16509 | 0.16476 | 0.16477 | 0.16468 | 0.16486 | 0.16491 | 4.8824 | 8.5207 | 12.15 | 16.218 | 18.6678 | 19.3606 | 17.5104 | 15.8277 | 13.7463 | 11.9945 | 10.383 | 9.0371 | 7.6264 | 6.4869 | 5.4979 | 4.8824 | 8.5207 | 12.15 | 16.218 | 18.6678 | 4.8824 | 13.403 | 25.5531 | 41.771 | 60.4389 | 79.7995 | 97.3099 | 113.1376 | 126.8839 | 138.8784 | 149.2614 | 158.2985 | 165.9249 | 172.4118 | 177.9097 | 177.9097 | 177.9097 | 177.9097 | 177.9097 | 177.9097 | 0.0045964 | 0.0079255 | 0.011204 | 0.014835 | 0.016976 | 0.017492 | 0.015718 | 0.01411 | 0.012176 | 0.010552 | 0.0090564 | 0.0078196 | 0.0065441 | 0.0055277 | 0.0046567 | 0.0041116 | 0.0071502 | 0.010166 | 0.013546 | 0.015586 | 0.0045964 | 0.012467 | 0.023564 | 0.038208 | 0.054962 | 0.072099 | 0.087349 | 0.10086 | 0.11239 | 0.12218 | 0.13019 | 0.13697 | 0.14238 | 0.14692 | 0.15069 | 0.14982 | 0.1493 | 0.14885 | 0.1486 | 0.14854 | 4.15 | 7.2426 | 10.3275 | 13.7853 | 15.8677 | 16.4566 | 14.8838 | 13.4536 | 11.6843 | 10.1953 | 8.8255 | 7.6815 | 6.4825 | 5.5139 | 4.6732 | 4.15 | 7.2426 | 10.3275 | 13.7853 | 15.8677 | 4.15 | 11.3926 | 21.7201 | 35.5054 | 51.3731 | 67.8296 | 82.7134 | 96.167 | 107.8513 | 118.0466 | 126.8722 | 134.5537 | 141.0362 | 146.5501 | 151.2233 | 151.2233 | 151.2233 | 151.2233 | 151.2233 | 151.2233 | 0 | 0 | 0 | 0 | 0 | 0 | 0 | 0 | 0 | 0 | 0 | 0 | 0 | 0 | 0 | 0 | 0 | 0 | 0 | 0 | 0 | 0 | 0 | 0 | 0 | 0 | 0 | 0 | 0 | 0 | 0 | 0 | 0 | 0 | 0 | 0 | 0 | 0 | 0 | 0 | 0 | 0 | 0 | 0 | 0 | 0 | 0 | 0 | 0 | 0 | 0 | 0 | 0 | 0 | 0 | 0 | 0 | 0 | 0 | 0 | 0 | 0 | 0 | 0 | 0 | 0 | 0 | 0 | 0 | 0 | 0 | 0 | 0 | 0 | 0 | 0 | 0 | 0 | 0 | 0 | 0.0045964 | 0.0079255 | 0.011204 | 0.014835 | 0.016976 | 0.017492 | 0.015718 | 0.01411 | 0.012176 | 0.010552 | 0.0090564 | 0.0078196 | 0.0065441 | 0.0055277 | 0.0046567 | 0.0041116 | 0.0071502 | 0.010166 | 0.013546 | 0.015586 | 0.0045964 | 0.012467 | 0.023564 | 0.038208 | 0.054962 | 0.072099 | 0.087349 | 0.10086 | 0.11239 | 0.12218 | 0.13019 | 0.13697 | 0.14238 | 0.14692 | 0.15069 | 0.14982 | 0.1493 | 0.14885 | 0.1486 | 0.14854 | 4.15 | 7.2426 | 10.3275 | 13.7853 | 15.8677 | 16.4566 | 14.8838 | 13.4536 | 11.6843 | 10.1953 | 8.8255 | 7.6815 | 6.4825 | 5.5139 | 4.6732 | 4.15 | 7.2426 | 10.3275 | 13.7853 | 15.8677 | 4.15 | 11.3926 | 21.7201 | 35.5054 | 51.3731 | 67.8296 | 82.7134 | 96.167 | 107.8513 | 118.0466 | 126.8722 | 134.5537 | 141.0362 | 146.5501 | 151.2233 | 151.2233 | 151.2233 | 151.2233 | 151.2233 | 151.2233 | 0.0045964 | 0.0079255 | 0.011204 | 0.014835 | 0.016976 | 0.017492 | 0.015718 | 0.01411 | 0.012176 | 0.010552 | 0.0090564 | 0.0078196 | 0.0065441 | 0.0055277 | 0.0046567 | 0.0041116 | 0.0071502 | 0.010166 | 0.013546 | 0.015586 | 0.0045964 | 0.012467 | 0.023564 | 0.038208 | 0.054962 | 0.072099 | 0.087349 | 0.10086 | 0.11239 | 0.12218 | 0.13019 | 0.13697 | 0.14238 | 0.14692 | 0.15069 | 0.14982 | 0.1493 | 0.14885 | 0.1486 | 0.14854 | 4.15 | 7.2426 | 10.3275 | 13.7853 | 15.8677 | 16.4566 | 14.8838 | 13.4536 | 11.6843 | 10.1953 | 8.8255 | 7.6815 | 6.4825 | 5.5139 | 4.6732 | 4.15 | 7.2426 | 10.3275 | 13.7853 | 15.8677 | 4.15 | 11.3926 | 21.7201 | 35.5054 | 51.3731 | 67.8296 | 82.7134 | 96.167 | 107.8513 | 118.0466 | 126.8722 | 134.5537 | 141.0362 | 146.5501 | 151.2233 | 151.2233 | 151.2233 | 151.2233 | 151.2233 | 151.2233 | 643.5142 | 643.5142 | 643.5142 | 643.5142 | 643.5142 | 643.5142 | 643.5142 | 643.5142 | 643.5142 | 643.5142 | 643.5142 | 643.5142 | 643.5142 | 643.5142 | 643.5142 | 643.5142 | 643.5142 | 643.5142 | 643.5142 | 643.5142 | 426.9104 | 426.9104 | 426.9104 | 426.9104 | 426.9104 | 426.9104 | 426.9104 | 426.9104 | 426.9104 | 426.9104 | 426.9104 | 426.9104 | 426.9104 | 426.9104 | 426.9104 | 426.9104 | 426.9104 | 426.9104 | 426.9104 | 426.9104
WA_Industrial_Agriculture_New_Process_Natural Gas_Gas Boiler - Stack Economizer_A | WA | Industrial | Agriculture | New | Process | Natural Gas | Gas Boiler - Stack Economizer | A | IM139 | None | Economizer installed | 15 | 2.0368 | 0 | 0 | 18.73 | 0 | 0 | 0 | 9.3653 |  | sqft | 15% | 55% | Retrofit | Retro12Med | 75.44% | TBD | 0.2% | 445.0699 |  | 295.2615 |  | 0.069767 | IL TRM - 4.4.28 - CI-HVC-BECO-V02-210101 | XCEL CO 2019-2020 DSM Plan | IL TRM - 4.4.29 - CI-HVC-PECO-V01-150601 | None | None | None | None | None | None | None | None | None | None | None | None | None | None | None | None | None | None | None | None | None | None | Economizer installed | Economizer installed | Economizer installed | Economizer installed | Economizer installed | Economizer installed | Economizer installed | Economizer installed | Economizer installed | Economizer installed | Economizer installed | Economizer installed | Economizer installed | Economizer installed | Economizer installed | Economizer installed | Economizer installed | Economizer installed | Economizer installed | Economizer installed | Economizer installed | Economizer installed | 18.73 | 18.73 | 18.73 | 18.73 | 18.73 | 18.73 | 18.73 | 18.73 | 18.73 | 18.73 | 18.73 | 18.73 | 18.73 | 18.73 | 18.73 | 18.73 | 18.73 | 18.73 | 18.73 | 18.73 | 18.73 | 18.73 | 0 | 0 | 2.0315 | 2.0285 | 2.0256 | 2.0231 | 2.0194 | 2.0167 | 2.0143 | 2.0125 | 2.0105 | 2.009 | 2.0079 | 2.0073 | 2.0063 | 2.0058 | 2.0054 | 2.0055 | 2.0052 | 2.0052 | 2.0052 | 2.0051 | 0.082047 | 0.14297 | 0.20358 | 0.2714 | 0.31184 | 0.32297 | 0.29176 | 0.26349 | 0.22861 | 0.19933 | 0.17245 | 0.15006 | 0.12657 | 0.10763 | 0.091204 | 0.080996 | 0.14133 | 0.20153 | 0.269 | 0.30962 | 0.082047 | 0.2249 | 0.42816 | 0.69902 | 1.0096 | 1.3312 | 1.6214 | 1.8835 | 2.1101 | 2.308 | 2.4791 | 2.6285 | 2.7537 | 2.8607 | 2.9513 | 2.9514 | 2.951 | 2.951 | 2.951 | 2.9508 | 40.3868 | 70.4826 | 100.5045 | 134.1544 | 154.4197 | 160.1505 | 144.8452 | 130.9264 | 113.7085 | 99.2179 | 85.8876 | 74.7546 | 63.0856 | 53.6594 | 45.4784 | 40.3868 | 70.4826 | 100.5045 | 134.1544 | 154.4197 | 40.3868 | 110.8694 | 211.3739 | 345.5283 | 499.948 | 660.0985 | 804.9436 | 935.87 | 1049.5785 | 1148.7964 | 1234.684 | 1309.4385 | 1372.5241 | 1426.1835 | 1471.662 | 1471.662 | 1471.662 | 1471.662 | 1471.662 | 1471.662 | 0.069767 | 0.1216 | 0.17319 | 0.23093 | 0.2654 | 0.27493 | 0.24841 | 0.22437 | 0.1947 | 0.16978 | 0.1469 | 0.12783 | 0.10783 | 0.091698 | 0.077704 | 0.069007 | 0.12041 | 0.17171 | 0.22919 | 0.2638 | 0.069767 | 0.19128 | 0.36424 | 0.59477 | 0.85927 | 1.1332 | 1.3805 | 1.6038 | 1.7971 | 1.9658 | 2.1118 | 2.2391 | 2.346 | 2.4372 | 2.5145 | 2.5145 | 2.5142 | 2.5143 | 2.5142 | 2.5141 | 34.3288 | 59.9102 | 85.4288 | 114.0312 | 131.2567 | 136.1279 | 123.1184 | 111.2874 | 96.6523 | 84.3352 | 73.0045 | 63.5414 | 53.6227 | 45.6105 | 38.6566 | 34.3288 | 59.9102 | 85.4288 | 114.0312 | 131.2567 | 34.3288 | 94.239 | 179.6678 | 293.6991 | 424.9558 | 561.0837 | 684.2021 | 795.4895 | 892.1417 | 976.4769 | 1049.4814 | 1113.0228 | 1166.6455 | 1212.256 | 1250.9127 | 1250.9127 | 1250.9127 | 1250.9127 | 1250.9127 | 1250.9127 | 0 | 0 | 0 | 0 | 0 | 0 | 0 | 0 | 0 | 0 | 0 | 0 | 0 | 0 | 0 | 0 | 0 | 0 | 0 | 0 | 0 | 0 | 0 | 0 | 0 | 0 | 0 | 0 | 0 | 0 | 0 | 0 | 0 | 0 | 0 | 0 | 0 | 0 | 0 | 0 | 0 | 0 | 0 | 0 | 0 | 0 | 0 | 0 | 0 | 0 | 0 | 0 | 0 | 0 | 0 | 0 | 0 | 0 | 0 | 0 | 0 | 0 | 0 | 0 | 0 | 0 | 0 | 0 | 0 | 0 | 0 | 0 | 0 | 0 | 0 | 0 | 0 | 0 | 0 | 0 | 0.069767 | 0.1216 | 0.17319 | 0.23093 | 0.2654 | 0.27493 | 0.24841 | 0.22437 | 0.1947 | 0.16978 | 0.1469 | 0.12783 | 0.10783 | 0.091698 | 0.077704 | 0.069007 | 0.12041 | 0.17171 | 0.22919 | 0.2638 | 0.069767 | 0.19128 | 0.36424 | 0.59477 | 0.85927 | 1.1332 | 1.3805 | 1.6038 | 1.7971 | 1.9658 | 2.1118 | 2.2391 | 2.346 | 2.4372 | 2.5145 | 2.5145 | 2.5142 | 2.5143 | 2.5142 | 2.5141 | 34.3288 | 59.9102 | 85.4288 | 114.0312 | 131.2567 | 136.1279 | 123.1184 | 111.2874 | 96.6523 | 84.3352 | 73.0045 | 63.5414 | 53.6227 | 45.6105 | 38.6566 | 34.3288 | 59.9102 | 85.4288 | 114.0312 | 131.2567 | 34.3288 | 94.239 | 179.6678 | 293.6991 | 424.9558 | 561.0837 | 684.2021 | 795.4895 | 892.1417 | 976.4769 | 1049.4814 | 1113.0228 | 1166.6455 | 1212.256 | 1250.9127 | 1250.9127 | 1250.9127 | 1250.9127 | 1250.9127 | 1250.9127 | 0.069767 | 0.1216 | 0.17319 | 0.23093 | 0.2654 | 0.27493 | 0.24841 | 0.22437 | 0.1947 | 0.16978 | 0.1469 | 0.12783 | 0.10783 | 0.091698 | 0.077704 | 0.069007 | 0.12041 | 0.17171 | 0.22919 | 0.2638 | 0.069767 | 0.19128 | 0.36424 | 0.59477 | 0.85927 | 1.1332 | 1.3805 | 1.6038 | 1.7971 | 1.9658 | 2.1118 | 2.2391 | 2.346 | 2.4372 | 2.5145 | 2.5145 | 2.5142 | 2.5143 | 2.5142 | 2.5141 | 34.3288 | 59.9102 | 85.4288 | 114.0312 | 131.2567 | 136.1279 | 123.1184 | 111.2874 | 96.6523 | 84.3352 | 73.0045 | 63.5414 | 53.6227 | 45.6105 | 38.6566 | 34.3288 | 59.9102 | 85.4288 | 114.0312 | 131.2567 | 34.3288 | 94.239 | 179.6678 | 293.6991 | 424.9558 | 561.0837 | 684.2021 | 795.4895 | 892.1417 | 976.4769 | 1049.4814 | 1113.0228 | 1166.6455 | 1212.256 | 1250.9127 | 1250.9127 | 1250.9127 | 1250.9127 | 1250.9127 | 1250.9127 | 643.5142 | 643.5142 | 643.5142 | 643.5142 | 643.5142 | 643.5142 | 643.5142 | 643.5142 | 643.5142 | 643.5142 | 643.5142 | 643.5142 | 643.5142 | 643.5142 | 643.5142 | 643.5142 | 643.5142 | 643.5142 | 643.5142 | 643.5142 | 426.9104 | 426.9104 | 426.9104 | 426.9104 | 426.9104 | 426.9104 | 426.9104 | 426.9104 | 426.9104 | 426.9104 | 426.9104 | 426.9104 | 426.9104 | 426.9104 | 426.9104 | 426.9104 | 426.9104 | 426.9104 | 426.9104 | 426.9104
WA_Industrial_Agriculture_New_Space Heating_Natural Gas_Gas Furnace Tube Inserts_A | WA | Industrial | Agriculture | New | Space Heating | Natural Gas | Gas Furnace Tube Inserts | A | IM140 | None | Tube inserts installed | 5 | 0.077933 | 0 | 0 | 0.02 | 0 | 0 | 0 | 0.0086 |  | sqft | 0% | 0% | Retrofit | Retro3Slow | 84.16% | TBD | 0.2% | 282.1807 |  | 218.2727 |  | 0 | WI TRM - Radiant Tube Inserts, 2507 | WI TRM - Radiant Tube Inserts, 2507 | WI TRM - Radiant Tube Inserts, 2507 | None | None | None | None | None | None | None | None | None | None | None | None | None | None | None | None | None | None | None | None | None | None | Tube inserts installed | Tube inserts installed | Tube inserts installed | Tube inserts installed | Tube inserts installed | Tube inserts installed | Tube inserts installed | Tube inserts installed | Tube inserts installed | Tube inserts installed | Tube inserts installed | Tube inserts installed | Tube inserts installed | Tube inserts installed | Tube inserts installed | Tube inserts installed | Tube inserts installed | Tube inserts installed | Tube inserts installed | Tube inserts installed | Tube inserts installed | Tube inserts installed | 0.02 | 0.02 | 0.02 | 0.02 | 0.02 | 0.02 | 0.02 | 0.02 | 0.02 | 0.02 | 0.02 | 0.02 | 0.02 | 0.02 | 0.02 | 0.02 | 0.02 | 0.02 | 0.02 | 0.02 | 0.02 | 0.02 | 0 | 0 | 0.077672 | 0.073123 | 0.071343 | 0.070307 | 0.069903 | 0.069551 | 0.069285 | 0.069051 | 0.068909 | 0.068771 | 0.068494 | 0.068271 | 0.068034 | 0.068243 | 0.068367 | 0.068363 | 0.068492 | 0.068472 | 0.068504 | 0.06844 | 0 | 0 | 0 | 0 | 0 | 0 | 0 | 0 | 0 | 0 | 0 | 0 | 0 | 0 | 0 | 0 | 0 | 0 | 0 | 0 | 0 | 0 | 0 | 0 | 0 | 0 | 0 | 0 | 0 | 0 | 0 | 0 | 0 | 0 | 0 | 0 | 0 | 0 | 0 | 0 | 0 | 0 | 0 | 0 | 0 | 0 | 0 | 0 | 0 | 0 | 0 | 0 | 0 | 0 | 0 | 0 | 0 | 0 | 0 | 0 | 0 | 0 | 0 | 0 | 0 | 0 | 0 | 0 | 0 | 0 | 0 | 0 | 0 | 0 | 0 | 0 | 0 | 0 | 0 | 0 | 0 | 0 | 0 | 0 | 0 | 0 | 0 | 0 | 0 | 0 | 0 | 0 | 0 | 0 | 0 | 0 | 0 | 0 | 0 | 0 | 0 | 0 | 0 | 0 | 0 | 0 | 0 | 0 | 0 | 0 | 0 | 0 | 0 | 0 | 0 | 0 | 0 | 0 | 0 | 0 | 0 | 0 | 0 | 0 | 0 | 0 | 0 | 0 | 0 | 0 | 0 | 0 | 0 | 0 | 0 | 0 | 0 | 0 | 0 | 0 | 0 | 0 | 0 | 0 | 0 | 0 | 0 | 0 | 0 | 0 | 0 | 0 | 0 | 0 | 0 | 0 | 0 | 0 | 0 | 0 | 0 | 0 | 0 | 0 | 0 | 0 | 0 | 0 | 0 | 0 | 0 | 0 | 0 | 0 | 0 | 0 | 0 | 0 | 0 | 0 | 0 | 0 | 0 | 0 | 0 | 0 | 0 | 0 | 0 | 0 | 0 | 0 | 0 | 0 | 0 | 0 | 0 | 0 | 0 | 0 | 0 | 0 | 0 | 0 | 0 | 0 | 0 | 0 | 0 | 0 | 0 | 0 | 0 | 0 | 0 | 0 | 0 | 0 | 0 | 0 | 0 | 0 | 0 | 0 | 0 | 0 | 0 | 0 | 0 | 0 | 0 | 0 | 0 | 0 | 0 | 0 | 0 | 0 | 0 | 0 | 0 | 0 | 0 | 0 | 0 | 0 | 0 | 0 | 0 | 0 | 0 | 0 | 0 | 0 | 0 | 0 | 0 | 0 | 0 | 0 | 0 | 0 | 0 | 0 | 0 | 0 | 0 | 0 | 0 | 0 | 0 | 0 | 0 | 0 | 0 | 0 | 0 | 0 | 0 | 0 | 0 | 0 | 0 | 0 | 0 | 0 | 0 | 0 | 0 | 0 | 0 | 0 | 0 | 0 | 0 | 0 | 0 | 0 | 0 | 0 | 0 | 0 | 0 | 0 | 0 | 0 | 0 | 0 | 0 | 0 | 0 | 0 | 0 | 0 | 0 | 0 | 0 | 0 | 0 | 0 | 0 | 0 | 0 | 0 | 0 | 0 | 0 | 0 | 0 | 0 | 0 | 0 | 0 | 0 | 0 | 0 | 0 | 0 | 0 | 0 | 0 | 0 | 0 | 0 | 0 | 0 | 0 | 0 | 0 | 0 | 0 | 0 | 0 | 0 | 0 | 0 | 0 | 0 | 0 | 0 | 0 | 0 | 0 | 0 | 0 | 0 | 0 | 0 | 0 | 0 | 0 | 0 | 0 | 0 | 0 | 0 | 0 | 0 | 0 | 0 | 0 | 0 | 0 | 0 | 0 | 0 | 0 | 0 | 0 | 0 | 0 | 0 | 0 | 0 | 0 | 0 | 0 | 0 | 0 | 0 | 60.9549 | 60.9549 | 60.9549 | 60.9549 | 60.9549 | 60.9549 | 60.9549 | 60.9549 | 60.9549 | 60.9549 | 60.9549 | 60.9549 | 60.9549 | 60.9549 | 60.9549 | 60.9549 | 60.9549 | 60.9549 | 60.9549 | 60.9549 | 47.1499 | 47.1499 | 47.1499 | 47.1499 | 47.1499 | 47.1499 | 47.1499 | 47.1499 | 47.1499 | 47.1499 | 47.1499 | 47.1499 | 47.1499 | 47.1499 | 47.1499 | 47.1499 | 47.1499 | 47.1499 | 47.1499 | 47.1499
WA_Industrial_Agriculture_New_Space Heating_Natural Gas_Space Heating - Heat Recovery Ventilator_A | WA | Industrial | Agriculture | New | Space Heating | Natural Gas | Space Heating - Heat Recovery Ventilator | A | IM141 | None | HRV installed | 15 | 0.012707 | 0 | 0 | 0.28 | 0 | 0 | 0 | 0.139 |  | sqft | 5% | 10% | Retrofit | RetroEven20 | 80.75% | TBD | 0.2% | 146.5862 |  | 97.246 |  | 0.010087 | IL TRM - 4.4.27 - CI-HVC-ERVE-V04-200101 | IL TRM - 4.4.27 - CI-HVC-ERVE-V04-200101 | IL TRM - 4.4.27 - CI-HVC-ERVE-V04-200101 | None | None | None | None | None | None | None | None | None | None | None | None | None | None | None | None | None | None | None | None | None | None | HRV installed | HRV installed | HRV installed | HRV installed | HRV installed | HRV installed | HRV installed | HRV installed | HRV installed | HRV installed | HRV installed | HRV installed | HRV installed | HRV installed | HRV installed | HRV installed | HRV installed | HRV installed | HRV installed | HRV installed | HRV installed | HRV installed | 0.28 | 0.28 | 0.28 | 0.28 | 0.28 | 0.28 | 0.28 | 0.28 | 0.28 | 0.28 | 0.28 | 0.28 | 0.28 | 0.28 | 0.28 | 0.28 | 0.28 | 0.28 | 0.28 | 0.28 | 0.28 | 0.28 | 0 | 0 | 0.01264 | 0.011884 | 0.011578 | 0.011391 | 0.011297 | 0.011211 | 0.011133 | 0.011057 | 0.010986 | 0.010912 | 0.010812 | 0.010725 | 0.01063 | 0.010616 | 0.010599 | 0.010579 | 0.01058 | 0.010576 | 0.010589 | 0.010592 | 0.011828 | 0.019408 | 0.026962 | 0.035408 | 0.04042 | 0.046223 | 0.051896 | 0.058236 | 0.062811 | 0.068048 | 0.072961 | 0.078739 | 0.082324 | 0.087414 | 0.092457 | 0.098309 | 0.1023 | 0.10717 | 0.11207 | 0.11687 | 0.011828 | 0.030529 | 0.056704 | 0.091196 | 0.13087 | 0.17609 | 0.22677 | 0.28346 | 0.34443 | 0.41016 | 0.47939 | 0.55426 | 0.63167 | 0.71825 | 0.80953 | 0.89642 | 0.98159 | 1.0637 | 1.1441 | 1.2235 | 935.7845 | 1633.1209 | 2328.7448 | 3108.4303 | 3577.9887 | 4123.0832 | 4661.3082 | 5266.7282 | 5717.6416 | 6236.2539 | 6747.9879 | 7341.6136 | 7744.5096 | 8234.1737 | 8723.467 | 9293.0707 | 9669.3106 | 10132.9272 | 10583.9171 | 11033.5747 | 935.7845 | 2568.9053 | 4897.6502 | 8006.0805 | 11584.0691 | 15707.1524 | 20368.4606 | 25635.1888 | 31352.8304 | 37589.0844 | 44337.0723 | 51678.6859 | 59423.1955 | 67657.3693 | 76380.8363 | 84738.1225 | 92774.3123 | 100578.4946 | 108053.9814 | 115509.5675 | 0.010087 | 0.017391 | 0.024583 | 0.032546 | 0.037237 | 0.042626 | 0.047869 | 0.053703 | 0.057916 | 0.062726 | 0.067278 | 0.072601 | 0.075937 | 0.080173 | 0.084425 | 0.089431 | 0.092731 | 0.096899 | 0.10105 | 0.1053 | 0.010087 | 0.027357 | 0.051702 | 0.083825 | 0.12056 | 0.16239 | 0.20917 | 0.26139 | 0.31758 | 0.37808 | 0.44205 | 0.51105 | 0.58266 | 0.65875 | 0.73921 | 0.81547 | 0.88973 | 0.96181 | 1.0316 | 1.1024 | 795.4168 | 1388.1527 | 1979.4331 | 2642.1657 | 3041.2904 | 3504.6208 | 3962.112 | 4476.719 | 4859.9954 | 5300.8158 | 5735.7897 | 6240.3716 | 6582.8332 | 6999.0477 | 7414.9469 | 7899.1101 | 8218.914 | 8612.9881 | 8996.3295 | 9378.5385 | 795.4168 | 2183.5695 | 4163.0026 | 6805.1684 | 9846.4588 | 13351.0795 | 17313.1915 | 21789.9105 | 26649.9059 | 31950.7217 | 37686.5114 | 43926.883 | 50509.7162 | 57508.7639 | 64923.7108 | 72027.4041 | 78858.1654 | 85491.7204 | 91845.8842 | 98183.1324 | 0 | 0 | 0 | 0 | 0 | 0 | 0 | 0 | 0 | 0 | 0 | 0 | 0 | 0 | 0 | 0 | 0 | 0 | 0 | 0 | 0 | 0 | 0 | 0 | 0 | 0 | 0 | 0 | 0 | 0 | 0 | 0 | 0 | 0 | 0 | 0 | 0 | 0 | 0 | 0 | 0 | 0 | 0 | 0 | 0 | 0 | 0 | 0 | 0 | 0 | 0 | 0 | 0 | 0 | 0 | 0 | 0 | 0 | 0 | 0 | 0 | 0 | 0 | 0 | 0 | 0 | 0 | 0 | 0 | 0 | 0 | 0 | 0 | 0 | 0 | 0 | 0 | 0 | 0 | 0 | 0 | 0 | 0 | 0 | 0 | 0 | 0 | 0 | 0 | 0 | 0 | 0 | 0 | 0 | 0 | 0 | 0 | 0 | 0 | 0 | 0 | 0 | 0 | 0 | 0 | 0 | 0 | 0 | 0 | 0 | 0 | 0 | 0 | 0 | 0 | 0 | 0 | 0 | 0 | 0 | 0 | 0 | 0 | 0 | 0 | 0 | 0 | 0 | 0 | 0 | 0 | 0 | 0 | 0 | 0 | 0 | 0 | 0 | 0 | 0 | 0 | 0 | 0 | 0 | 0 | 0 | 0 | 0 | 0 | 0 | 0 | 0 | 0 | 0 | 0 | 0 | 0 | 0 | 0 | 0 | 0 | 0 | 0 | 0 | 0 | 0 | 0 | 0 | 0 | 0 | 0 | 0 | 0 | 0 | 0 | 0 | 0 | 0 | 0 | 0 | 0 | 0 | 0 | 0 | 0 | 0 | 0 | 0 | 0 | 0 | 0 | 0 | 0 | 0 | 0 | 0 | 0 | 0 | 0 | 0 | 0 | 0 | 0 | 0 | 0 | 0 | 0 | 0 | 0 | 0 | 0 | 0 | 0 | 0 | 0 | 0 | 0 | 0 | 0 | 0 | 0 | 0 | 0 | 0 | 0 | 0 | 0 | 0 | 0 | 0 | 0 | 0 | 0 | 0 | 0 | 0 | 0 | 0 | 0 | 0 | 2382.0251 | 2382.0251 | 2382.0251 | 2382.0251 | 2382.0251 | 2382.0251 | 2382.0251 | 2382.0251 | 2382.0251 | 2382.0251 | 2382.0251 | 2382.0251 | 2382.0251 | 2382.0251 | 2382.0251 | 2382.0251 | 2382.0251 | 2382.0251 | 2382.0251 | 2382.0251 | 1580.247 | 1580.247 | 1580.247 | 1580.247 | 1580.247 | 1580.247 | 1580.247 | 1580.247 | 1580.247 | 1580.247 | 1580.247 | 1580.247 | 1580.247 | 1580.247 | 1580.247 | 1580.247 | 1580.247 | 1580.247 | 1580.247 | 1580.247
WA_Industrial_Agriculture_New_Space Heating_Natural Gas_Thermostat - Programmable_A | WA | Industrial | Agriculture | New | Space Heating | Natural Gas | Thermostat - Programmable | A | IM142 | Manual control | Programmable thermostat installed | 11 | 0.0061474 | 0 | 0 | 0.17 | 0.01 | 0 | 0 | 0.0859 |  | sqft | 25% | 40% | Retrofit | RetroEven20 | 80.75% | TBD | 0.2% | 175.7871 |  | 119.9913 |  | 0.014618 | IL TRM - 4.4.48 - CI-HVC-THST-V02-210101 | IL TRM - 4.4.48 - CI-HVC-THST-V02-210101 | BEST | Manual control | Manual control | Manual control | Manual control | Manual control | Manual control | Manual control | Manual control | Manual control | Manual control | Manual control | Manual control | Manual control | Manual control | Manual control | Manual control | Manual control | Manual control | Manual control | Manual control | Manual control | Manual control | Programmable thermostat installed | Programmable thermostat installed | Programmable thermostat installed | Programmable thermostat installed | Programmable thermostat installed | Programmable thermostat installed | Programmable thermostat installed | Programmable thermostat installed | Programmable thermostat installed | Programmable thermostat installed | Programmable thermostat installed | Programmable thermostat installed | Programmable thermostat installed | Programmable thermostat installed | Programmable thermostat installed | Programmable thermostat installed | Programmable thermostat installed | Programmable thermostat installed | Programmable thermostat installed | Programmable thermostat installed | Programmable thermostat installed | Programmable thermostat installed | 0.17 | 0.17 | 0.17 | 0.17 | 0.17 | 0.17 | 0.17 | 0.17 | 0.17 | 0.17 | 0.17 | 0.17 | 0.17 | 0.17 | 0.17 | 0.17 | 0.17 | 0.17 | 0.17 | 0.17 | 0.17 | 0.17 | 0 | 0 | 0.0061043 | 0.0057336 | 0.0055808 | 0.0054863 | 0.0054349 | 0.005389 | 0.005348 | 0.0053084 | 0.0052702 | 0.0052317 | 0.0051816 | 0.0051382 | 0.0050902 | 0.005082 | 0.0050722 | 0.0050623 | 0.0050621 | 0.0050599 | 0.0050658 | 0.0050674 | 0.017137 | 0.028091 | 0.038989 | 0.051161 | 0.058338 | 0.066658 | 0.074786 | 0.083874 | 0.0904 | 0.097878 | 0.1049 | 0.11317 | 0.11826 | 0.12554 | 0.13274 | 0.14113 | 0.14684 | 0.15381 | 0.16085 | 0.16774 | 0.017137 | 0.044187 | 0.081999 | 0.13177 | 0.18887 | 0.25394 | 0.32679 | 0.40825 | 0.49571 | 0.58996 | 0.68921 | 0.78218 | 0.8682 | 0.95683 | 1.0404 | 1.1252 | 1.2094 | 1.2919 | 1.3742 | 1.4555 | 2807.3535 | 4899.3626 | 6986.2344 | 9325.2909 | 10733.966 | 12369.2497 | 13983.9247 | 15800.1846 | 17152.9248 | 18708.7618 | 20243.9637 | 22024.8408 | 23233.5289 | 24702.5212 | 26170.401 | 27879.212 | 29007.9319 | 30398.7816 | 31751.7512 | 33100.7242 | 2807.3535 | 7706.716 | 14692.9505 | 24018.2414 | 34752.2074 | 47121.4571 | 61105.3819 | 76905.5665 | 94058.4913 | 112767.2531 | 133011.2168 | 152228.7042 | 170562.8706 | 188279.1574 | 205124.2675 | 222269.5135 | 238908.1957 | 255323.0525 | 271274.6191 | 287222.4185 | 0.014618 | 0.025182 | 0.035569 | 0.047057 | 0.053789 | 0.06153 | 0.069055 | 0.077434 | 0.083459 | 0.090345 | 0.096863 | 0.1045 | 0.10926 | 0.11532 | 0.12141 | 0.1286 | 0.13332 | 0.13931 | 0.14527 | 0.15139 | 0.014618 | 0.039612 | 0.074806 | 0.1212 | 0.17415 | 0.2344 | 0.30175 | 0.3769 | 0.45765 | 0.54456 | 0.63643 | 0.72226 | 0.80207 | 0.87896 | 0.95159 | 1.0253 | 1.098 | 1.1701 | 1.2411 | 1.3136 | 2386.2504 | 4164.4582 | 5938.2993 | 7926.4972 | 9123.8711 | 10513.8623 | 11886.336 | 13430.1569 | 14579.9861 | 15902.4475 | 17207.3692 | 18721.1147 | 19748.4996 | 20997.1431 | 22244.8408 | 23697.3302 | 24656.7421 | 25838.9643 | 26988.9885 | 28135.6156 | 2386.2504 | 6550.7086 | 12489.0079 | 20415.5052 | 29539.3763 | 40053.2386 | 51939.5746 | 65369.7315 | 79949.7176 | 95852.1651 | 113059.5343 | 129394.3986 | 144978.44 | 160037.2838 | 174355.6274 | 188929.0865 | 203071.9663 | 217024.5946 | 230583.4263 | 244139.0557 | 0 | 0 | 0 | 0 | 0 | 0 | 0 | 0 | 0 | 0 | 0 | 0 | 0 | 0 | 0 | 0 | 0 | 0 | 0 | 0 | 0 | 0 | 0 | 0 | 0 | 0 | 0 | 0 | 0 | 0 | 0 | 0 | 0 | 0 | 0 | 0 | 0 | 0 | 0 | 0 | 0 | 0 | 0 | 0 | 0 | 0 | 0 | 0 | 0 | 0 | 0 | 0 | 0 | 0 | 0 | 0 | 0 | 0 | 0 | 0 | 0 | 0 | 0 | 0 | 0 | 0 | 0 | 0 | 0 | 0 | 0 | 0 | 0 | 0 | 0 | 0 | 0 | 0 | 0 | 0 | 0 | 0 | 0 | 0 | 0 | 0 | 0 | 0 | 0 | 0 | 0 | 0 | 0 | 0 | 0 | 0 | 0 | 0 | 0 | 0 | 0 | 0 | 0 | 0 | 0 | 0 | 0 | 0 | 0 | 0 | 0 | 0 | 0 | 0 | 0 | 0 | 0 | 0 | 0 | 0 | 0 | 0 | 0 | 0 | 0 | 0 | 0 | 0 | 0 | 0 | 0 | 0 | 0 | 0 | 0 | 0 | 0 | 0 | 0 | 0 | 0 | 0 | 0 | 0 | 0 | 0 | 0 | 0 | 0 | 0 | 0 | 0 | 0 | 0 | 0 | 0 | 0 | 0 | 0 | 0 | 0 | 0 | 0 | 0 | 0 | 0 | 0 | 0 | 0 | 0 | 0 | 0 | 0 | 0 | 0 | 0 | 0 | 0 | 0 | 0 | 0 | 0 | 0 | 0 | 0 | 0 | 0 | 0 | 0 | 0 | 0 | 0 | 0 | 0 | 0 | 0 | 0 | 0 | 0 | 0 | 0 | 0 | 0 | 0 | 0 | 0 | 0 | 0 | 0 | 0 | 0 | 0 | 0 | 0 | 0 | 0 | 0 | 0 | 0 | 0 | 0 | 0 | 0 | 0 | 0 | 0 | 0 | 0 | 0 | 0 | 0 | 0 | 0 | 0 | 0 | 0 | 0 | 0 | 0 | 0 | 4596.6879 | 4596.6879 | 4596.6879 | 4596.6879 | 4596.6879 | 4596.6879 | 4596.6879 | 4596.6879 | 4596.6879 | 4596.6879 | 4596.6879 | 4596.6879 | 4596.6879 | 4596.6879 | 4596.6879 | 4596.6879 | 4596.6879 | 4596.6879 | 4596.6879 | 4596.6879 | 2541.7387 | 2541.7387 | 2541.7387 | 2541.7387 | 2541.7387 | 2541.7387 | 2541.7387 | 2541.7387 | 2541.7387 | 2541.7387 | 2541.7387 | 2541.7387 | 2541.7387 | 2541.7387 | 2541.7387 | 2541.7387 | 2541.7387 | 2541.7387 | 2541.7387 | 2541.7387
WA_Industrial_Agriculture_New_Space Heating_Natural Gas_ENERGY STAR Connected Thermostat_A | WA | Industrial | Agriculture | New | Space Heating | Natural Gas | ENERGY STAR Connected Thermostat | A | IM143 | Manual control | Wi-Fi/interactive thermostat installed | 5 | 0.01486 | 0 | 0 | 0.39 | 0.01 | 0 | 0 | 0.1927 |  | sqft | 5% | 20% | Retrofit | RetroEven20 | 80.75% | TBD | 0.2% | 340.6279 |  | 258.9105 |  | 0.035382 | ComConnectedThermostats_v1_1 | ComConnectedThermostats_v1_1 | ComConnectedThermostats_v1_1 | Manual control | Manual control | Manual control | Manual control | Manual control | Manual control | Manual control | Manual control | Manual control | Manual control | Manual control | Manual control | Manual control | Manual control | Manual control | Manual control | Manual control | Manual control | Manual control | Manual control | Manual control | Manual control | Wi-Fi/interactive thermostat installed | Wi-Fi/interactive thermostat installed | Wi-Fi/interactive thermostat installed | Wi-Fi/interactive thermostat installed | Wi-Fi/interactive thermostat installed | Wi-Fi/interactive thermostat installed | Wi-Fi/interactive thermostat installed | Wi-Fi/interactive thermostat installed | Wi-Fi/interactive thermostat installed | Wi-Fi/interactive thermostat installed | Wi-Fi/interactive thermostat installed | Wi-Fi/interactive thermostat installed | Wi-Fi/interactive thermostat installed | Wi-Fi/interactive thermostat installed | Wi-Fi/interactive thermostat installed | Wi-Fi/interactive thermostat installed | Wi-Fi/interactive thermostat installed | Wi-Fi/interactive thermostat installed | Wi-Fi/interactive thermostat installed | Wi-Fi/interactive thermostat installed | Wi-Fi/interactive thermostat installed | Wi-Fi/interactive thermostat installed | 0.39 | 0.39 | 0.39 | 0.39 | 0.39 | 0.39 | 0.39 | 0.39 | 0.39 | 0.39 | 0.39 | 0.39 | 0.39 | 0.39 | 0.39 | 0.39 | 0.39 | 0.39 | 0.39 | 0.39 | 0.39 | 0.39 | 0 | 0 | 0.014778 | 0.013893 | 0.013533 | 0.013314 | 0.013202 | 0.0131 | 0.013008 | 0.012918 | 0.012832 | 0.012744 | 0.012627 | 0.012524 | 0.012411 | 0.012393 | 0.012371 | 0.012347 | 0.012348 | 0.012342 | 0.012356 | 0.012359 | 0.041488 | 0.068066 | 0.094548 | 0.12415 | 0.14171 | 0.16203 | 0.1819 | 0.2041 | 0.2201 | 0.23843 | 0.25561 | 0.27583 | 0.28835 | 0.30614 | 0.32376 | 0.34423 | 0.35818 | 0.37518 | 0.42044 | 0.45611 | 0.041488 | 0.10707 | 0.19885 | 0.31977 | 0.4588 | 0.5805 | 0.6946 | 0.80363 | 0.89875 | 0.99423 | 1.0845 | 1.1763 | 1.258 | 1.3498 | 1.4397 | 1.4965 | 1.5223 | 1.5238 | 1.5255 | 1.526 | 2807.3535 | 4899.3626 | 6986.2344 | 9325.2909 | 10733.966 | 12369.2497 | 13983.9247 | 15800.1846 | 17152.9248 | 18708.7618 | 20243.9637 | 22024.8408 | 23233.5289 | 24702.5212 | 26170.401 | 27879.212 | 29007.9319 | 30398.7816 | 34027.8121 | 36904.367 | 2807.3535 | 7706.716 | 14692.9505 | 24018.2414 | 34752.2074 | 44314.1037 | 53398.6658 | 62212.616 | 70040.2499 | 78015.0457 | 85889.7597 | 93930.6758 | 101364.0202 | 108913.6166 | 116375.2558 | 121203.1506 | 123286.8791 | 123465.8972 | 123465.8972 | 123465.8972 | 0.035382 | 0.060997 | 0.086213 | 0.11413 | 0.13056 | 0.14944 | 0.16781 | 0.18824 | 0.20299 | 0.21982 | 0.23575 | 0.25438 | 0.26604 | 0.28085 | 0.29572 | 0.31323 | 0.32476 | 0.33934 | 0.37921 | 0.41111 | 0.035382 | 0.095948 | 0.18132 | 0.29395 | 0.42271 | 0.53539 | 0.64078 | 0.74119 | 0.82885 | 0.91666 | 1.0002 | 1.0849 | 1.1607 | 1.2383 | 1.315 | 1.3618 | 1.3803 | 1.3782 | 1.3759 | 1.3754 | 2386.2504 | 4164.4582 | 5938.2993 | 7926.4972 | 9123.8711 | 10513.8623 | 11886.336 | 13430.1569 | 14579.9861 | 15902.4475 | 17207.3692 | 18721.1147 | 19748.4996 | 20997.1431 | 22244.8408 | 23697.3302 | 24656.7421 | 25838.9643 | 28923.6403 | 31368.712 | 2386.2504 | 6550.7086 | 12489.0079 | 20415.5052 | 29539.3763 | 37666.9881 | 45388.866 | 52880.7236 | 59534.2124 | 66312.7889 | 73006.2958 | 79841.0744 | 86159.4172 | 92576.5741 | 98918.9674 | 103022.678 | 104793.8472 | 104946.0127 | 104946.0127 | 104946.0127 | 0 | 0 | 0 | 0 | 0 | 0 | 0 | 0 | 0 | 0 | 0 | 0 | 0 | 0 | 0 | 0 | 0 | 0 | 0 | 0 | 0 | 0 | 0 | 0 | 0 | 0 | 0 | 0 | 0 | 0 | 0 | 0 | 0 | 0 | 0 | 0 | 0 | 0 | 0 | 0 | 0 | 0 | 0 | 0 | 0 | 0 | 0 | 0 | 0 | 0 | 0 | 0 | 0 | 0 | 0 | 0 | 0 | 0 | 0 | 0 | 0 | 0 | 0 | 0 | 0 | 0 | 0 | 0 | 0 | 0 | 0 | 0 | 0 | 0 | 0 | 0 | 0 | 0 | 0 | 0 | 0 | 0 | 0 | 0 | 0 | 0 | 0 | 0 | 0 | 0 | 0 | 0 | 0 | 0 | 0 | 0 | 0 | 0 | 0 | 0 | 0 | 0 | 0 | 0 | 0 | 0 | 0 | 0 | 0 | 0 | 0 | 0 | 0 | 0 | 0 | 0 | 0 | 0 | 0 | 0 | 0 | 0 | 0 | 0 | 0 | 0 | 0 | 0 | 0 | 0 | 0 | 0 | 0 | 0 | 0 | 0 | 0 | 0 | 0 | 0 | 0 | 0 | 0 | 0 | 0 | 0 | 0 | 0 | 0 | 0 | 0 | 0 | 0 | 0 | 0 | 0 | 0 | 0 | 0 | 0 | 0 | 0 | 0 | 0 | 0 | 0 | 0 | 0 | 0 | 0 | 0 | 0 | 0 | 0 | 0 | 0 | 0 | 0 | 0 | 0 | 0 | 0 | 0 | 0 | 0 | 0 | 0 | 0 | 0 | 0 | 0 | 0 | 0 | 0 | 0 | 0 | 0 | 0 | 0 | 0 | 0 | 0 | 0 | 0 | 0 | 0 | 0 | 0 | 0 | 0 | 0 | 0 | 0 | 0 | 0 | 0 | 0 | 0 | 0 | 0 | 0 | 0 | 0 | 0 | 0 | 0 | 0 | 0 | 0 | 0 | 0 | 0 | 0 | 0 | 0 | 0 | 0 | 0 | 0 | 0 | 6993.6862 | 6993.6862 | 6993.6862 | 6993.6862 | 6993.6862 | 6993.6862 | 6993.6862 | 6993.6862 | 6993.6862 | 6993.6862 | 6993.6862 | 6993.6862 | 6993.6862 | 6993.6862 | 6993.6862 | 6993.6862 | 6993.6862 | 6993.6862 | 6993.6862 | 6993.6862 | 4821.7774 | 4821.7774 | 4821.7774 | 4821.7774 | 4821.7774 | 4821.7774 | 4821.7774 | 4821.7774 | 4821.7774 | 4821.7774 | 4821.7774 | 4821.7774 | 4821.7774 | 4821.7774 | 4821.7774 | 4821.7774 | 4821.7774 | 4821.7774 | 4821.7774 | 4821.7774
WA_Industrial_Agriculture_New_Space Heating_Natural Gas_Destratification Fans (HVLS)_A | WA | Industrial | Agriculture | New | Space Heating | Natural Gas | Destratification Fans (HVLS) | A | IM144 | None/Standard ventilation | Fans installed | 10 | 0.01486 | 0 | 0 | 0.6 | 0.01 | 0 | 0 | 0.2991 |  | sqft | 15% | 30% | Retrofit | RetroEven20 | 80.75% | TBD | 0.2% | 218.9297 |  | 150.6408 |  | 0.03536 | IL TRM - 4.4.34 - CI-HVC-DSFN-V05-210101 | IL TRM - 4.4.34 - CI-HVC-DSFN-V05-210101 | IL TRM - 4.4.34 - CI-HVC-DSFN-V05-210101 | None/Standard ventilation | None/Standard ventilation | None/Standard ventilation | None/Standard ventilation | None/Standard ventilation | None/Standard ventilation | None/Standard ventilation | None/Standard ventilation | None/Standard ventilation | None/Standard ventilation | None/Standard ventilation | None/Standard ventilation | None/Standard ventilation | None/Standard ventilation | None/Standard ventilation | None/Standard ventilation | None/Standard ventilation | None/Standard ventilation | None/Standard ventilation | None/Standard ventilation | None/Standard ventilation | None/Standard ventilation | Fans installed | Fans installed | Fans installed | Fans installed | Fans installed | Fans installed | Fans installed | Fans installed | Fans installed | Fans installed | Fans installed | Fans installed | Fans installed | Fans installed | Fans installed | Fans installed | Fans installed | Fans installed | Fans installed | Fans installed | Fans installed | Fans installed | 0.6 | 0.6 | 0.6 | 0.6 | 0.6 | 0.6 | 0.6 | 0.6 | 0.6 | 0.6 | 0.6 | 0.6 | 0.6 | 0.6 | 0.6 | 0.6 | 0.6 | 0.6 | 0.6 | 0.6 | 0.6 | 0.6 | 0 | 0 | 0.014767 | 0.013877 | 0.013512 | 0.013288 | 0.01317 | 0.013064 | 0.012971 | 0.012879 | 0.012793 | 0.012704 | 0.012586 | 0.012483 | 0.01237 | 0.012352 | 0.01233 | 0.012307 | 0.012308 | 0.012304 | 0.01232 | 0.012325 | 0.041457 | 0.067986 | 0.094399 | 0.12391 | 0.14137 | 0.1616 | 0.18138 | 0.2035 | 0.21943 | 0.23768 | 0.2548 | 0.27495 | 0.2874 | 0.30513 | 0.32268 | 0.3431 | 0.35704 | 0.37403 | 0.39117 | 0.40796 | 0.041457 | 0.10694 | 0.19853 | 0.31915 | 0.45769 | 0.61562 | 0.79257 | 0.9905 | 1.2033 | 1.4326 | 1.6388 | 1.8392 | 2.0235 | 2.2104 | 2.3968 | 2.5832 | 2.7685 | 2.9471 | 3.1307 | 3.3094 | 2807.3535 | 4899.3626 | 6986.2344 | 9325.2909 | 10733.966 | 12369.2497 | 13983.9247 | 15800.1846 | 17152.9248 | 18708.7618 | 20243.9637 | 22024.8408 | 23233.5289 | 24702.5212 | 26170.401 | 27879.212 | 29007.9319 | 30398.7816 | 31751.7512 | 33100.7242 | 2807.3535 | 7706.716 | 14692.9505 | 24018.2414 | 34752.2074 | 47121.4571 | 61105.3819 | 76905.5665 | 94058.4913 | 112767.2531 | 130203.8634 | 147329.3416 | 163576.6362 | 178953.8665 | 194390.3015 | 209900.2638 | 224924.2709 | 239522.8679 | 254121.6943 | 268513.6567 | 0.03536 | 0.060936 | 0.086098 | 0.11394 | 0.13029 | 0.1491 | 0.1674 | 0.18777 | 0.20246 | 0.21924 | 0.23512 | 0.25369 | 0.2653 | 0.28006 | 0.29488 | 0.31236 | 0.32388 | 0.33846 | 0.35297 | 0.36786 | 0.03536 | 0.095852 | 0.18107 | 0.29346 | 0.42184 | 0.56801 | 0.73147 | 0.91394 | 1.1102 | 1.3215 | 1.5122 | 1.697 | 1.8679 | 2.0289 | 2.1903 | 2.3518 | 2.5114 | 2.6669 | 2.825 | 2.9841 | 2386.2504 | 4164.4582 | 5938.2993 | 7926.4972 | 9123.8711 | 10513.8623 | 11886.336 | 13430.1569 | 14579.9861 | 15902.4475 | 17207.3692 | 18721.1147 | 19748.4996 | 20997.1431 | 22244.8408 | 23697.3302 | 24656.7421 | 25838.9643 | 26988.9885 | 28135.6156 | 2386.2504 | 6550.7086 | 12489.0079 | 20415.5052 | 29539.3763 | 40053.2386 | 51939.5746 | 65369.7315 | 79949.7176 | 95852.1651 | 110673.2839 | 125229.9404 | 139040.1407 | 152110.7865 | 165231.7563 | 178415.2242 | 191185.6303 | 203594.4377 | 216003.4402 | 228236.6082 | 0 | 0 | 0 | 0 | 0 | 0 | 0 | 0 | 0 | 0 | 0 | 0 | 0 | 0 | 0 | 0 | 0 | 0 | 0 | 0 | 0 | 0 | 0 | 0 | 0 | 0 | 0 | 0 | 0 | 0 | 0 | 0 | 0 | 0 | 0 | 0 | 0 | 0 | 0 | 0 | 0 | 0 | 0 | 0 | 0 | 0 | 0 | 0 | 0 | 0 | 0 | 0 | 0 | 0 | 0 | 0 | 0 | 0 | 0 | 0 | 0 | 0 | 0 | 0 | 0 | 0 | 0 | 0 | 0 | 0 | 0 | 0 | 0 | 0 | 0 | 0 | 0 | 0 | 0 | 0 | 0 | 0 | 0 | 0 | 0 | 0 | 0 | 0 | 0 | 0 | 0 | 0 | 0 | 0 | 0 | 0 | 0 | 0 | 0 | 0 | 0 | 0 | 0 | 0 | 0 | 0 | 0 | 0 | 0 | 0 | 0 | 0 | 0 | 0 | 0 | 0 | 0 | 0 | 0 | 0 | 0 | 0 | 0 | 0 | 0 | 0 | 0 | 0 | 0 | 0 | 0 | 0 | 0 | 0 | 0 | 0 | 0 | 0 | 0 | 0 | 0 | 0 | 0 | 0 | 0 | 0 | 0 | 0 | 0 | 0 | 0 | 0 | 0 | 0 | 0 | 0 | 0 | 0 | 0 | 0 | 0 | 0 | 0 | 0 | 0 | 0 | 0 | 0 | 0 | 0 | 0 | 0 | 0 | 0 | 0 | 0 | 0 | 0 | 0 | 0 | 0 | 0 | 0 | 0 | 0 | 0 | 0 | 0 | 0 | 0 | 0 | 0 | 0 | 0 | 0 | 0 | 0 | 0 | 0 | 0 | 0 | 0 | 0 | 0 | 0 | 0 | 0 | 0 | 0 | 0 | 0 | 0 | 0 | 0 | 0 | 0 | 0 | 0 | 0 | 0 | 0 | 0 | 0 | 0 | 0 | 0 | 0 | 0 | 0 | 0 | 0 | 0 | 0 | 0 | 0 | 0 | 0 | 0 | 0 | 0 | 6582.7662 | 6582.7662 | 6582.7662 | 6582.7662 | 6582.7662 | 6582.7662 | 6582.7662 | 6582.7662 | 6582.7662 | 6582.7662 | 6582.7662 | 6582.7662 | 6582.7662 | 6582.7662 | 6582.7662 | 6582.7662 | 6582.7662 | 6582.7662 | 6582.7662 | 6582.7662 | 4018.3685 | 4018.3685 | 4018.3685 | 4018.3685 | 4018.3685 | 4018.3685 | 4018.3685 | 4018.3685 | 4018.3685 | 4018.3685 | 4018.3685 | 4018.3685 | 4018.3685 | 4018.3685 | 4018.3685 | 4018.3685 | 4018.3685 | 4018.3685 | 4018.3685 | 4018.3685
WA_Industrial_Agriculture_New_Space Heating_Natural Gas_Gas Boiler - Insulate Steam Lines/Condensate Tank_A | WA | Industrial | Agriculture | New | Space Heating | Natural Gas | Gas Boiler - Insulate Steam Lines/Condensate Tank | A | IM145 | No insulation | Lines and condenstate tank insulated | 20 | 12.0724 | 0 | 0 | 107.89 | 0 | 0 | 0 | 53.943 |  | sqft | 30% | 35% | Retrofit | RetroEven20 | 80.75% | TBD | 0.2% | 327.0675 |  | 206.9898 |  | 0.00286 | PGE Workpaper - SWWH017-01 | PGE Workpaper - SWWH017-01 | PGE Workpaper - SWWH017-01 | No insulation | No insulation | No insulation | No insulation | No insulation | No insulation | No insulation | No insulation | No insulation | No insulation | No insulation | No insulation | No insulation | No insulation | No insulation | No insulation | No insulation | No insulation | No insulation | No insulation | No insulation | No insulation | Lines and condenstate tank insulated | Lines and condenstate tank insulated | Lines and condenstate tank insulated | Lines and condenstate tank insulated | Lines and condenstate tank insulated | Lines and condenstate tank insulated | Lines and condenstate tank insulated | Lines and condenstate tank insulated | Lines and condenstate tank insulated | Lines and condenstate tank insulated | Lines and condenstate tank insulated | Lines and condenstate tank insulated | Lines and condenstate tank insulated | Lines and condenstate tank insulated | Lines and condenstate tank insulated | Lines and condenstate tank insulated | Lines and condenstate tank insulated | Lines and condenstate tank insulated | Lines and condenstate tank insulated | Lines and condenstate tank insulated | Lines and condenstate tank insulated | Lines and condenstate tank insulated | 107.89 | 107.89 | 107.89 | 107.89 | 107.89 | 107.89 | 107.89 | 107.89 | 107.89 | 107.89 | 107.89 | 107.89 | 107.89 | 107.89 | 107.89 | 107.89 | 107.89 | 107.89 | 107.89 | 107.89 | 107.89 | 107.89 | 0 | 0 | 12.0226 | 11.3115 | 11.0274 | 10.8561 | 10.776 | 10.7 | 10.6313 | 10.5626 | 10.4987 | 10.432 | 10.3407 | 10.2598 | 10.1721 | 10.1603 | 10.1443 | 10.1231 | 10.1233 | 10.1166 | 10.1263 | 10.1278 | 0.0033542 | 0.0055075 | 0.0076562 | 0.010061 | 0.011495 | 0.013153 | 0.014774 | 0.016586 | 0.017897 | 0.019396 | 0.020804 | 0.022457 | 0.023487 | 0.024943 | 0.026383 | 0.028047 | 0.029183 | 0.030562 | 0.031953 | 0.033316 | 0.0033542 | 0.0086634 | 0.016102 | 0.025913 | 0.037217 | 0.050107 | 0.06456 | 0.080728 | 0.098136 | 0.11691 | 0.13669 | 0.15808 | 0.18021 | 0.20495 | 0.23101 | 0.25857 | 0.28776 | 0.31813 | 0.35039 | 0.38376 | 0.27899 | 0.4869 | 0.69429 | 0.92674 | 1.0667 | 1.2293 | 1.3897 | 1.5702 | 1.7047 | 1.8593 | 2.0118 | 2.1888 | 2.3089 | 2.4549 | 2.6008 | 2.7706 | 2.8828 | 3.021 | 3.1555 | 3.2895 | 0.27899 | 0.76589 | 1.4602 | 2.3869 | 3.4537 | 4.6829 | 6.0726 | 7.6429 | 9.3475 | 11.2068 | 13.2186 | 15.4074 | 17.7164 | 20.1713 | 22.7721 | 25.5427 | 28.4255 | 31.4466 | 34.602 | 37.8916 | 0.00286 | 0.0049339 | 0.0069781 | 0.0092431 | 0.010584 | 0.012121 | 0.013617 | 0.015282 | 0.016487 | 0.017862 | 0.019164 | 0.020685 | 0.021641 | 0.022851 | 0.024064 | 0.025487 | 0.026424 | 0.027606 | 0.028782 | 0.02999 | 0.00286 | 0.007761 | 0.014676 | 0.023807 | 0.034265 | 0.046176 | 0.059504 | 0.074383 | 0.090408 | 0.10766 | 0.12592 | 0.1456 | 0.16605 | 0.18776 | 0.2107 | 0.23497 | 0.26055 | 0.28736 | 0.31562 | 0.34544 | 0.23714 | 0.41386 | 0.59015 | 0.78773 | 0.90673 | 1.0449 | 1.1813 | 1.3347 | 1.449 | 1.5804 | 1.7101 | 1.8605 | 1.9626 | 2.0867 | 2.2107 | 2.355 | 2.4504 | 2.5679 | 2.6822 | 2.7961 | 0.23714 | 0.65101 | 1.2412 | 2.0289 | 2.9356 | 3.9805 | 5.1617 | 6.4964 | 7.9454 | 9.5258 | 11.2358 | 13.0963 | 15.0589 | 17.1456 | 19.3563 | 21.7113 | 24.1617 | 26.7296 | 29.4117 | 32.2078 | 0.00286 | 0.0049339 | 0.0069781 | 0.0092431 | 0.010584 | 0.012121 | 0.013617 | 0.015282 | 0.016487 | 0.017862 | 0.019164 | 0.020685 | 0.021641 | 0.022851 | 0.024064 | 0.025487 | 0.026424 | 0.027606 | 0.028782 | 0.02999 | 0.00286 | 0.007761 | 0.014676 | 0.023807 | 0.034265 | 0.046176 | 0.059504 | 0.074383 | 0.090408 | 0.10766 | 0.12592 | 0.1456 | 0.16605 | 0.18776 | 0.2107 | 0.23497 | 0.26055 | 0.28736 | 0.31562 | 0.34544 | 0.23714 | 0.41386 | 0.59015 | 0.78773 | 0.90673 | 1.0449 | 1.1813 | 1.3347 | 1.449 | 1.5804 | 1.7101 | 1.8605 | 1.9626 | 2.0867 | 2.2107 | 2.355 | 2.4504 | 2.5679 | 2.6822 | 2.7961 | 0.23714 | 0.65101 | 1.2412 | 2.0289 | 2.9356 | 3.9805 | 5.1617 | 6.4964 | 7.9454 | 9.5258 | 11.2358 | 13.0963 | 15.0589 | 17.1456 | 19.3563 | 21.7113 | 24.1617 | 26.7296 | 29.4117 | 32.2078 | 0.00286 | 0.0049339 | 0.0069781 | 0.0092431 | 0.010584 | 0.012121 | 0.013617 | 0.015282 | 0.016487 | 0.017862 | 0.019164 | 0.020685 | 0.021641 | 0.022851 | 0.024064 | 0.025487 | 0.026424 | 0.027606 | 0.028782 | 0.02999 | 0.00286 | 0.007761 | 0.014676 | 0.023807 | 0.034265 | 0.046176 | 0.059504 | 0.074383 | 0.090408 | 0.10766 | 0.12592 | 0.1456 | 0.16605 | 0.18776 | 0.2107 | 0.23497 | 0.26055 | 0.28736 | 0.31562 | 0.34544 | 0.23714 | 0.41386 | 0.59015 | 0.78773 | 0.90673 | 1.0449 | 1.1813 | 1.3347 | 1.449 | 1.5804 | 1.7101 | 1.8605 | 1.9626 | 2.0867 | 2.2107 | 2.355 | 2.4504 | 2.5679 | 2.6822 | 2.7961 | 0.23714 | 0.65101 | 1.2412 | 2.0289 | 2.9356 | 3.9805 | 5.1617 | 6.4964 | 7.9454 | 9.5258 | 11.2358 | 13.0963 | 15.0589 | 17.1456 | 19.3563 | 21.7113 | 24.1617 | 26.7296 | 29.4117 | 32.2078 | 0.00286 | 0.0049339 | 0.0069781 | 0.0092431 | 0.010584 | 0.012121 | 0.013617 | 0.015282 | 0.016487 | 0.017862 | 0.019164 | 0.020685 | 0.021641 | 0.022851 | 0.024064 | 0.025487 | 0.026424 | 0.027606 | 0.028782 | 0.02999 | 0.00286 | 0.007761 | 0.014676 | 0.023807 | 0.034265 | 0.046176 | 0.059504 | 0.074383 | 0.090408 | 0.10766 | 0.12592 | 0.1456 | 0.16605 | 0.18776 | 0.2107 | 0.23497 | 0.26055 | 0.28736 | 0.31562 | 0.34544 | 0.23714 | 0.41386 | 0.59015 | 0.78773 | 0.90673 | 1.0449 | 1.1813 | 1.3347 | 1.449 | 1.5804 | 1.7101 | 1.8605 | 1.9626 | 2.0867 | 2.2107 | 2.355 | 2.4504 | 2.5679 | 2.6822 | 2.7961 | 0.23714 | 0.65101 | 1.2412 | 2.0289 | 2.9356 | 3.9805 | 5.1617 | 6.4964 | 7.9454 | 9.5258 | 11.2358 | 13.0963 | 15.0589 | 17.1456 | 19.3563 | 21.7113 | 24.1617 | 26.7296 | 29.4117 | 32.2078 | 341.9001 | 341.9001 | 341.9001 | 341.9001 | 341.9001 | 341.9001 | 341.9001 | 341.9001 | 341.9001 | 341.9001 | 341.9001 | 341.9001 | 341.9001 | 341.9001 | 341.9001 | 341.9001 | 341.9001 | 341.9001 | 341.9001 | 341.9001 | 216.3769 | 216.3769 | 216.3769 | 216.3769 | 216.3769 | 216.3769 | 216.3769 | 216.3769 | 216.3769 | 216.3769 | 216.3769 | 216.3769 | 216.3769 | 216.3769 | 216.3769 | 216.3769 | 216.3769 | 216.3769 | 216.3769 | 216.3769
WA_Industrial_Agriculture_New_Process_Natural Gas_Gas Boiler - Insulate Steam Lines/Condensate Tank_A | WA | Industrial | Agriculture | New | Process | Natural Gas | Gas Boiler - Insulate Steam Lines/Condensate Tank | A | IM146 | No insulation | Lines and condenstate tank insulated | 20 | 16.8499 | 0 | 0 | 107.89 | 0 | 0 | 0 | 53.943 |  | sqft | 30% | 35% | Retrofit | RetroEven20 | 80.75% | TBD | 0.2% | 327.0675 |  | 206.9898 |  | 0.033033 | PGE Workpaper - SWWH017-01 | PGE Workpaper - SWWH017-01 | PGE Workpaper - SWWH017-01 | No insulation | No insulation | No insulation | No insulation | No insulation | No insulation | No insulation | No insulation | No insulation | No insulation | No insulation | No insulation | No insulation | No insulation | No insulation | No insulation | No insulation | No insulation | No insulation | No insulation | No insulation | No insulation | Lines and condenstate tank insulated | Lines and condenstate tank insulated | Lines and condenstate tank insulated | Lines and condenstate tank insulated | Lines and condenstate tank insulated | Lines and condenstate tank insulated | Lines and condenstate tank insulated | Lines and condenstate tank insulated | Lines and condenstate tank insulated | Lines and condenstate tank insulated | Lines and condenstate tank insulated | Lines and condenstate tank insulated | Lines and condenstate tank insulated | Lines and condenstate tank insulated | Lines and condenstate tank insulated | Lines and condenstate tank insulated | Lines and condenstate tank insulated | Lines and condenstate tank insulated | Lines and condenstate tank insulated | Lines and condenstate tank insulated | Lines and condenstate tank insulated | Lines and condenstate tank insulated | 107.89 | 107.89 | 107.89 | 107.89 | 107.89 | 107.89 | 107.89 | 107.89 | 107.89 | 107.89 | 107.89 | 107.89 | 107.89 | 107.89 | 107.89 | 107.89 | 107.89 | 107.89 | 107.89 | 107.89 | 107.89 | 107.89 | 0 | 0 | 16.8377 | 16.8304 | 16.8231 | 16.8167 | 16.8072 | 16.7976 | 16.7875 | 16.7784 | 16.7683 | 16.7607 | 16.755 | 16.7523 | 16.7488 | 16.7475 | 16.7466 | 16.7467 | 16.7445 | 16.7432 | 16.7417 | 16.74 | 0.038858 | 0.067786 | 0.096618 | 0.12892 | 0.14831 | 0.1708 | 0.19298 | 0.21793 | 0.23645 | 0.25778 | 0.27883 | 0.30331 | 0.31989 | 0.34009 | 0.36028 | 0.38381 | 0.3993 | 0.41841 | 0.43699 | 0.45551 | 0.038858 | 0.10663 | 0.2032 | 0.33204 | 0.48016 | 0.65069 | 0.84328 | 1.0608 | 1.2966 | 1.5537 | 1.8321 | 2.1351 | 2.4545 | 2.7944 | 3.1546 | 3.5384 | 3.9372 | 4.3553 | 4.7919 | 5.2469 | 2.3078 | 4.0276 | 5.7431 | 7.666 | 8.824 | 10.1683 | 11.4957 | 12.9888 | 14.1008 | 15.3798 | 16.6418 | 18.1058 | 19.0995 | 20.3071 | 21.5138 | 22.9185 | 23.8464 | 24.9898 | 26.102 | 27.2109 | 2.3078 | 6.3354 | 12.0786 | 19.7445 | 28.5686 | 38.7369 | 50.2326 | 63.2213 | 77.3222 | 92.702 | 109.3438 | 127.4497 | 146.5491 | 166.8562 | 188.37 | 211.2885 | 235.1349 | 260.1246 | 286.2266 | 313.4376 | 0.033033 | 0.057628 | 0.082145 | 0.10961 | 0.12611 | 0.14525 | 0.16413 | 0.18536 | 0.20113 | 0.21928 | 0.23721 | 0.25804 | 0.27215 | 0.28934 | 0.30652 | 0.32654 | 0.33972 | 0.35599 | 0.3718 | 0.38756 | 0.033033 | 0.090649 | 0.17276 | 0.28232 | 0.40829 | 0.55334 | 0.71719 | 0.90221 | 1.1029 | 1.3217 | 1.5586 | 1.8164 | 2.0882 | 2.3774 | 2.6839 | 3.0104 | 3.3498 | 3.7056 | 4.0771 | 4.4643 | 1.9617 | 3.4235 | 4.8817 | 6.5161 | 7.5004 | 8.6431 | 9.7713 | 11.0405 | 11.9857 | 13.0728 | 14.1456 | 15.39 | 16.2345 | 17.261 | 18.2867 | 19.4807 | 20.2694 | 21.2413 | 22.1867 | 23.1293 | 1.9617 | 5.3851 | 10.2668 | 16.7829 | 24.2833 | 32.9264 | 42.6977 | 53.7381 | 65.7238 | 78.7967 | 92.9422 | 108.3322 | 124.5668 | 141.8278 | 160.1145 | 179.5952 | 199.8646 | 221.1059 | 243.2926 | 266.4219 | 0.033033 | 0.057628 | 0.082145 | 0.10961 | 0.12611 | 0.14525 | 0.16413 | 0.18536 | 0.20113 | 0.21928 | 0.23721 | 0.25804 | 0.27215 | 0.28934 | 0.30652 | 0.32654 | 0.33972 | 0.35599 | 0.3718 | 0.38756 | 0.033033 | 0.090649 | 0.17276 | 0.28232 | 0.40829 | 0.55334 | 0.71719 | 0.90221 | 1.1029 | 1.3217 | 1.5586 | 1.8164 | 2.0882 | 2.3774 | 2.6839 | 3.0104 | 3.3498 | 3.7056 | 4.0771 | 4.4643 | 1.9617 | 3.4235 | 4.8817 | 6.5161 | 7.5004 | 8.6431 | 9.7713 | 11.0405 | 11.9857 | 13.0728 | 14.1456 | 15.39 | 16.2345 | 17.261 | 18.2867 | 19.4807 | 20.2694 | 21.2413 | 22.1867 | 23.1293 | 1.9617 | 5.3851 | 10.2668 | 16.7829 | 24.2833 | 32.9264 | 42.6977 | 53.7381 | 65.7238 | 78.7967 | 92.9422 | 108.3322 | 124.5668 | 141.8278 | 160.1145 | 179.5952 | 199.8646 | 221.1059 | 243.2926 | 266.4219 | 0.033033 | 0.057628 | 0.082145 | 0.10961 | 0.12611 | 0.14525 | 0.16413 | 0.18536 | 0.20113 | 0.21928 | 0.23721 | 0.25804 | 0.27215 | 0.28934 | 0.30652 | 0.32654 | 0.33972 | 0.35599 | 0.3718 | 0.38756 | 0.033033 | 0.090649 | 0.17276 | 0.28232 | 0.40829 | 0.55334 | 0.71719 | 0.90221 | 1.1029 | 1.3217 | 1.5586 | 1.8164 | 2.0882 | 2.3774 | 2.6839 | 3.0104 | 3.3498 | 3.7056 | 4.0771 | 4.4643 | 1.9617 | 3.4235 | 4.8817 | 6.5161 | 7.5004 | 8.6431 | 9.7713 | 11.0405 | 11.9857 | 13.0728 | 14.1456 | 15.39 | 16.2345 | 17.261 | 18.2867 | 19.4807 | 20.2694 | 21.2413 | 22.1867 | 23.1293 | 1.9617 | 5.3851 | 10.2668 | 16.7829 | 24.2833 | 32.9264 | 42.6977 | 53.7381 | 65.7238 | 78.7967 | 92.9422 | 108.3322 | 124.5668 | 141.8278 | 160.1145 | 179.5952 | 199.8646 | 221.1059 | 243.2926 | 266.4219 | 0.033033 | 0.057628 | 0.082145 | 0.10961 | 0.12611 | 0.14525 | 0.16413 | 0.18536 | 0.20113 | 0.21928 | 0.23721 | 0.25804 | 0.27215 | 0.28934 | 0.30652 | 0.32654 | 0.33972 | 0.35599 | 0.3718 | 0.38756 | 0.033033 | 0.090649 | 0.17276 | 0.28232 | 0.40829 | 0.55334 | 0.71719 | 0.90221 | 1.1029 | 1.3217 | 1.5586 | 1.8164 | 2.0882 | 2.3774 | 2.6839 | 3.0104 | 3.3498 | 3.7056 | 4.0771 | 4.4643 | 1.9617 | 3.4235 | 4.8817 | 6.5161 | 7.5004 | 8.6431 | 9.7713 | 11.0405 | 11.9857 | 13.0728 | 14.1456 | 15.39 | 16.2345 | 17.261 | 18.2867 | 19.4807 | 20.2694 | 21.2413 | 22.1867 | 23.1293 | 1.9617 | 5.3851 | 10.2668 | 16.7829 | 24.2833 | 32.9264 | 42.6977 | 53.7381 | 65.7238 | 78.7967 | 92.9422 | 108.3322 | 124.5668 | 141.8278 | 160.1145 | 179.5952 | 199.8646 | 221.1059 | 243.2926 | 266.4219 | 341.9001 | 341.9001 | 341.9001 | 341.9001 | 341.9001 | 341.9001 | 341.9001 | 341.9001 | 341.9001 | 341.9001 | 341.9001 | 341.9001 | 341.9001 | 341.9001 | 341.9001 | 341.9001 | 341.9001 | 341.9001 | 341.9001 | 341.9001 | 216.3769 | 216.3769 | 216.3769 | 216.3769 | 216.3769 | 216.3769 | 216.3769 | 216.3769 | 216.3769 | 216.3769 | 216.3769 | 216.3769 | 216.3769 | 216.3769 | 216.3769 | 216.3769 | 216.3769 | 216.3769 | 216.3769 | 216.3769
WA_Industrial_Agriculture_New_Space Heating_Natural Gas_Gas Boiler - Insulate Hot Water Lines_A | WA | Industrial | Agriculture | New | Space Heating | Natural Gas | Gas Boiler - Insulate Hot Water Lines | A | IM147 | No insulation | Insulated water lines | 20 | 13.6456 | 0 | 0 | 76.6 | 0 | 0 | 0 | 38.2989 |  | sqft | 45% | 50% | Retrofit | RetroEven20 | 80.75% | TBD | 0.2% | 208.8547 |  | 132.177 |  | 0.0032333 | PGE Workpaper - SWWH017-01 | PGE Workpaper - SWWH017-01 | PGE Workpaper - SWWH017-01 | No insulation | No insulation | No insulation | No insulation | No insulation | No insulation | No insulation | No insulation | No insulation | No insulation | No insulation | No insulation | No insulation | No insulation | No insulation | No insulation | No insulation | No insulation | No insulation | No insulation | No insulation | No insulation | Insulated water lines | Insulated water lines | Insulated water lines | Insulated water lines | Insulated water lines | Insulated water lines | Insulated water lines | Insulated water lines | Insulated water lines | Insulated water lines | Insulated water lines | Insulated water lines | Insulated water lines | Insulated water lines | Insulated water lines | Insulated water lines | Insulated water lines | Insulated water lines | Insulated water lines | Insulated water lines | Insulated water lines | Insulated water lines | 76.6 | 76.6 | 76.6 | 76.6 | 76.6 | 76.6 | 76.6 | 76.6 | 76.6 | 76.6 | 76.6 | 76.6 | 76.6 | 76.6 | 76.6 | 76.6 | 76.6 | 76.6 | 76.6 | 76.6 | 76.6 | 76.6 | 0 | 0 | 13.5923 | 12.792 | 12.4764 | 12.2914 | 12.2155 | 12.1489 | 12.0974 | 12.052 | 12.0221 | 11.9938 | 11.9418 | 11.9003 | 11.8556 | 11.8895 | 11.9088 | 11.9069 | 11.9271 | 11.9222 | 11.9268 | 11.9146 | 0.0037922 | 0.0062284 | 0.0086623 | 0.011391 | 0.013031 | 0.014934 | 0.016812 | 0.018924 | 0.020493 | 0.0223 | 0.024025 | 0.026048 | 0.027374 | 0.029188 | 0.030973 | 0.032989 | 0.034383 | 0.036017 | 0.037635 | 0.039194 | 0.0037922 | 0.0097973 | 0.018218 | 0.029339 | 0.042188 | 0.056892 | 0.073463 | 0.092112 | 0.11238 | 0.13441 | 0.15785 | 0.18335 | 0.21004 | 0.23983 | 0.27119 | 0.30413 | 0.33903 | 0.37491 | 0.41269 | 0.45146 | 0.27899 | 0.4869 | 0.69429 | 0.92674 | 1.0667 | 1.2293 | 1.3897 | 1.5702 | 1.7047 | 1.8593 | 2.0118 | 2.1888 | 2.3089 | 2.4549 | 2.6008 | 2.7706 | 2.8828 | 3.021 | 3.1555 | 3.2895 | 0.27899 | 0.76589 | 1.4602 | 2.3869 | 3.4537 | 4.6829 | 6.0726 | 7.6429 | 9.3475 | 11.2068 | 13.2186 | 15.4074 | 17.7164 | 20.1713 | 22.7721 | 25.5427 | 28.4255 | 31.4466 | 34.602 | 37.8916 | 0.0032333 | 0.0055792 | 0.007894 | 0.010463 | 0.011992 | 0.013753 | 0.01548 | 0.017412 | 0.018843 | 0.020484 | 0.02206 | 0.023898 | 0.025106 | 0.0266 | 0.028088 | 0.029796 | 0.030936 | 0.032327 | 0.033687 | 0.035066 | 0.0032333 | 0.0087761 | 0.016602 | 0.026948 | 0.038825 | 0.052393 | 0.067642 | 0.084752 | 0.10332 | 0.12347 | 0.14494 | 0.16822 | 0.19263 | 0.21856 | 0.24593 | 0.2747 | 0.30504 | 0.3365 | 0.36941 | 0.40392 | 0.23714 | 0.41386 | 0.59015 | 0.78773 | 0.90673 | 1.0449 | 1.1813 | 1.3347 | 1.449 | 1.5804 | 1.7101 | 1.8605 | 1.9626 | 2.0867 | 2.2107 | 2.355 | 2.4504 | 2.5679 | 2.6822 | 2.7961 | 0.23714 | 0.65101 | 1.2412 | 2.0289 | 2.9356 | 3.9805 | 5.1617 | 6.4964 | 7.9454 | 9.5258 | 11.2358 | 13.0963 | 15.0589 | 17.1456 | 19.3563 | 21.7113 | 24.1617 | 26.7296 | 29.4117 | 32.2078 | 0.0032333 | 0.0055792 | 0.007894 | 0.010463 | 0.011992 | 0.013753 | 0.01548 | 0.017412 | 0.018843 | 0.020484 | 0.02206 | 0.023898 | 0.025106 | 0.0266 | 0.028088 | 0.029796 | 0.030936 | 0.032327 | 0.033687 | 0.035066 | 0.0032333 | 0.0087761 | 0.016602 | 0.026948 | 0.038825 | 0.052393 | 0.067642 | 0.084752 | 0.10332 | 0.12347 | 0.14494 | 0.16822 | 0.19263 | 0.21856 | 0.24593 | 0.2747 | 0.30504 | 0.3365 | 0.36941 | 0.40392 | 0.23714 | 0.41386 | 0.59015 | 0.78773 | 0.90673 | 1.0449 | 1.1813 | 1.3347 | 1.449 | 1.5804 | 1.7101 | 1.8605 | 1.9626 | 2.0867 | 2.2107 | 2.355 | 2.4504 | 2.5679 | 2.6822 | 2.7961 | 0.23714 | 0.65101 | 1.2412 | 2.0289 | 2.9356 | 3.9805 | 5.1617 | 6.4964 | 7.9454 | 9.5258 | 11.2358 | 13.0963 | 15.0589 | 17.1456 | 19.3563 | 21.7113 | 24.1617 | 26.7296 | 29.4117 | 32.2078 | 0.0032333 | 0.0055792 | 0.007894 | 0.010463 | 0.011992 | 0.013753 | 0.01548 | 0.017412 | 0.018843 | 0.020484 | 0.02206 | 0.023898 | 0.025106 | 0.0266 | 0.028088 | 0.029796 | 0.030936 | 0.032327 | 0.033687 | 0.035066 | 0.0032333 | 0.0087761 | 0.016602 | 0.026948 | 0.038825 | 0.052393 | 0.067642 | 0.084752 | 0.10332 | 0.12347 | 0.14494 | 0.16822 | 0.19263 | 0.21856 | 0.24593 | 0.2747 | 0.30504 | 0.3365 | 0.36941 | 0.40392 | 0.23714 | 0.41386 | 0.59015 | 0.78773 | 0.90673 | 1.0449 | 1.1813 | 1.3347 | 1.449 | 1.5804 | 1.7101 | 1.8605 | 1.9626 | 2.0867 | 2.2107 | 2.355 | 2.4504 | 2.5679 | 2.6822 | 2.7961 | 0.23714 | 0.65101 | 1.2412 | 2.0289 | 2.9356 | 3.9805 | 5.1617 | 6.4964 | 7.9454 | 9.5258 | 11.2358 | 13.0963 | 15.0589 | 17.1456 | 19.3563 | 21.7113 | 24.1617 | 26.7296 | 29.4117 | 32.2078 | 0.0032333 | 0.0055792 | 0.007894 | 0.010463 | 0.011992 | 0.013753 | 0.01548 | 0.017412 | 0.018843 | 0.020484 | 0.02206 | 0.023898 | 0.025106 | 0.0266 | 0.028088 | 0.029796 | 0.030936 | 0.032327 | 0.033687 | 0.035066 | 0.0032333 | 0.0087761 | 0.016602 | 0.026948 | 0.038825 | 0.052393 | 0.067642 | 0.084752 | 0.10332 | 0.12347 | 0.14494 | 0.16822 | 0.19263 | 0.21856 | 0.24593 | 0.2747 | 0.30504 | 0.3365 | 0.36941 | 0.40392 | 0.23714 | 0.41386 | 0.59015 | 0.78773 | 0.90673 | 1.0449 | 1.1813 | 1.3347 | 1.449 | 1.5804 | 1.7101 | 1.8605 | 1.9626 | 2.0867 | 2.2107 | 2.355 | 2.4504 | 2.5679 | 2.6822 | 2.7961 | 0.23714 | 0.65101 | 1.2412 | 2.0289 | 2.9356 | 3.9805 | 5.1617 | 6.4964 | 7.9454 | 9.5258 | 11.2358 | 13.0963 | 15.0589 | 17.1456 | 19.3563 | 21.7113 | 24.1617 | 26.7296 | 29.4117 | 32.2078 | 214.7571 | 214.7571 | 214.7571 | 214.7571 | 214.7571 | 214.7571 | 214.7571 | 214.7571 | 214.7571 | 214.7571 | 214.7571 | 214.7571 | 214.7571 | 214.7571 | 214.7571 | 214.7571 | 214.7571 | 214.7571 | 214.7571 | 214.7571 | 135.9124 | 135.9124 | 135.9124 | 135.9124 | 135.9124 | 135.9124 | 135.9124 | 135.9124 | 135.9124 | 135.9124 | 135.9124 | 135.9124 | 135.9124 | 135.9124 | 135.9124 | 135.9124 | 135.9124 | 135.9124 | 135.9124 | 135.9124
WA_Industrial_Agriculture_New_Process_Natural Gas_Gas Boiler - Insulate Hot Water Lines_A | WA | Industrial | Agriculture | New | Process | Natural Gas | Gas Boiler - Insulate Hot Water Lines | A | IM148 | No insulation | Insulated water lines | 20 | 19.0457 | 0 | 0 | 76.6 | 0 | 0 | 0 | 38.2989 |  | sqft | 45% | 50% | Retrofit | RetroEven20 | 80.75% | TBD | 0.2% | 208.8547 |  | 132.177 |  | 0.037349 | PGE Workpaper - SWWH017-01 | PGE Workpaper - SWWH017-01 | PGE Workpaper - SWWH017-01 | No insulation | No insulation | No insulation | No insulation | No insulation | No insulation | No insulation | No insulation | No insulation | No insulation | No insulation | No insulation | No insulation | No insulation | No insulation | No insulation | No insulation | No insulation | No insulation | No insulation | No insulation | No insulation | Insulated water lines | Insulated water lines | Insulated water lines | Insulated water lines | Insulated water lines | Insulated water lines | Insulated water lines | Insulated water lines | Insulated water lines | Insulated water lines | Insulated water lines | Insulated water lines | Insulated water lines | Insulated water lines | Insulated water lines | Insulated water lines | Insulated water lines | Insulated water lines | Insulated water lines | Insulated water lines | Insulated water lines | Insulated water lines | 76.6 | 76.6 | 76.6 | 76.6 | 76.6 | 76.6 | 76.6 | 76.6 | 76.6 | 76.6 | 76.6 | 76.6 | 76.6 | 76.6 | 76.6 | 76.6 | 76.6 | 76.6 | 76.6 | 76.6 | 76.6 | 76.6 | 0 | 0 | 19.0388 | 19.0345 | 19.03 | 19.026 | 19.0198 | 19.0129 | 19.0054 | 18.9985 | 18.9913 | 18.9865 | 18.9838 | 18.984 | 18.9844 | 18.9867 | 18.9895 | 18.9927 | 18.9948 | 18.9971 | 18.9992 | 19.0011 | 0.043938 | 0.076663 | 0.10929 | 0.14585 | 0.16783 | 0.19333 | 0.21848 | 0.24677 | 0.26779 | 0.29201 | 0.31592 | 0.34372 | 0.36259 | 0.38556 | 0.40853 | 0.43528 | 0.45296 | 0.47473 | 0.49592 | 0.51704 | 0.043938 | 0.12059 | 0.22986 | 0.37566 | 0.54337 | 0.7365 | 0.95469 | 1.2011 | 1.4685 | 1.7601 | 2.0758 | 2.4195 | 2.7821 | 3.1681 | 3.577 | 4.0129 | 4.4663 | 4.9416 | 5.4381 | 5.9556 | 2.3078 | 4.0276 | 5.7431 | 7.666 | 8.824 | 10.1683 | 11.4957 | 12.9888 | 14.1008 | 15.3798 | 16.6418 | 18.1058 | 19.0995 | 20.3071 | 21.5138 | 22.9185 | 23.8464 | 24.9898 | 26.102 | 27.2109 | 2.3078 | 6.3354 | 12.0786 | 19.7445 | 28.5686 | 38.7369 | 50.2326 | 63.2213 | 77.3222 | 92.702 | 109.3438 | 127.4497 | 146.5491 | 166.8562 | 188.37 | 211.2885 | 235.1349 | 260.1246 | 286.2266 | 313.4376 | 0.037349 | 0.06517 | 0.09291 | 0.12399 | 0.14269 | 0.16437 | 0.18577 | 0.20983 | 0.22772 | 0.24832 | 0.26867 | 0.29231 | 0.30835 | 0.32788 | 0.34741 | 0.37015 | 0.38517 | 0.40368 | 0.42168 | 0.43964 | 0.037349 | 0.10251 | 0.1954 | 0.31936 | 0.46196 | 0.62619 | 0.81174 | 1.0213 | 1.2487 | 1.4968 | 1.7653 | 2.0576 | 2.366 | 2.6941 | 3.0418 | 3.4124 | 3.7979 | 4.202 | 4.6241 | 5.0641 | 1.9617 | 3.4235 | 4.8817 | 6.5161 | 7.5004 | 8.6431 | 9.7713 | 11.0405 | 11.9857 | 13.0728 | 14.1456 | 15.39 | 16.2345 | 17.261 | 18.2867 | 19.4807 | 20.2694 | 21.2413 | 22.1867 | 23.1293 | 1.9617 | 5.3851 | 10.2668 | 16.7829 | 24.2833 | 32.9264 | 42.6977 | 53.7381 | 65.7238 | 78.7967 | 92.9422 | 108.3322 | 124.5668 | 141.8278 | 160.1145 | 179.5952 | 199.8646 | 221.1059 | 243.2926 | 266.4219 | 0.037349 | 0.06517 | 0.09291 | 0.12399 | 0.14269 | 0.16437 | 0.18577 | 0.20983 | 0.22772 | 0.24832 | 0.26867 | 0.29231 | 0.30835 | 0.32788 | 0.34741 | 0.37015 | 0.38517 | 0.40368 | 0.42168 | 0.43964 | 0.037349 | 0.10251 | 0.1954 | 0.31936 | 0.46196 | 0.62619 | 0.81174 | 1.0213 | 1.2487 | 1.4968 | 1.7653 | 2.0576 | 2.366 | 2.6941 | 3.0418 | 3.4124 | 3.7979 | 4.202 | 4.6241 | 5.0641 | 1.9617 | 3.4235 | 4.8817 | 6.5161 | 7.5004 | 8.6431 | 9.7713 | 11.0405 | 11.9857 | 13.0728 | 14.1456 | 15.39 | 16.2345 | 17.261 | 18.2867 | 19.4807 | 20.2694 | 21.2413 | 22.1867 | 23.1293 | 1.9617 | 5.3851 | 10.2668 | 16.7829 | 24.2833 | 32.9264 | 42.6977 | 53.7381 | 65.7238 | 78.7967 | 92.9422 | 108.3322 | 124.5668 | 141.8278 | 160.1145 | 179.5952 | 199.8646 | 221.1059 | 243.2926 | 266.4219 | 0.037349 | 0.06517 | 0.09291 | 0.12399 | 0.14269 | 0.16437 | 0.18577 | 0.20983 | 0.22772 | 0.24832 | 0.26867 | 0.29231 | 0.30835 | 0.32788 | 0.34741 | 0.37015 | 0.38517 | 0.40368 | 0.42168 | 0.43964 | 0.037349 | 0.10251 | 0.1954 | 0.31936 | 0.46196 | 0.62619 | 0.81174 | 1.0213 | 1.2487 | 1.4968 | 1.7653 | 2.0576 | 2.366 | 2.6941 | 3.0418 | 3.4124 | 3.7979 | 4.202 | 4.6241 | 5.0641 | 1.9617 | 3.4235 | 4.8817 | 6.5161 | 7.5004 | 8.6431 | 9.7713 | 11.0405 | 11.9857 | 13.0728 | 14.1456 | 15.39 | 16.2345 | 17.261 | 18.2867 | 19.4807 | 20.2694 | 21.2413 | 22.1867 | 23.1293 | 1.9617 | 5.3851 | 10.2668 | 16.7829 | 24.2833 | 32.9264 | 42.6977 | 53.7381 | 65.7238 | 78.7967 | 92.9422 | 108.3322 | 124.5668 | 141.8278 | 160.1145 | 179.5952 | 199.8646 | 221.1059 | 243.2926 | 266.4219 | 0.037349 | 0.06517 | 0.09291 | 0.12399 | 0.14269 | 0.16437 | 0.18577 | 0.20983 | 0.22772 | 0.24832 | 0.26867 | 0.29231 | 0.30835 | 0.32788 | 0.34741 | 0.37015 | 0.38517 | 0.40368 | 0.42168 | 0.43964 | 0.037349 | 0.10251 | 0.1954 | 0.31936 | 0.46196 | 0.62619 | 0.81174 | 1.0213 | 1.2487 | 1.4968 | 1.7653 | 2.0576 | 2.366 | 2.6941 | 3.0418 | 3.4124 | 3.7979 | 4.202 | 4.6241 | 5.0641 | 1.9617 | 3.4235 | 4.8817 | 6.5161 | 7.5004 | 8.6431 | 9.7713 | 11.0405 | 11.9857 | 13.0728 | 14.1456 | 15.39 | 16.2345 | 17.261 | 18.2867 | 19.4807 | 20.2694 | 21.2413 | 22.1867 | 23.1293 | 1.9617 | 5.3851 | 10.2668 | 16.7829 | 24.2833 | 32.9264 | 42.6977 | 53.7381 | 65.7238 | 78.7967 | 92.9422 | 108.3322 | 124.5668 | 141.8278 | 160.1145 | 179.5952 | 199.8646 | 221.1059 | 243.2926 | 266.4219 | 214.7571 | 214.7571 | 214.7571 | 214.7571 | 214.7571 | 214.7571 | 214.7571 | 214.7571 | 214.7571 | 214.7571 | 214.7571 | 214.7571 | 214.7571 | 214.7571 | 214.7571 | 214.7571 | 214.7571 | 214.7571 | 214.7571 | 214.7571 | 135.9124 | 135.9124 | 135.9124 | 135.9124 | 135.9124 | 135.9124 | 135.9124 | 135.9124 | 135.9124 | 135.9124 | 135.9124 | 135.9124 | 135.9124 | 135.9124 | 135.9124 | 135.9124 | 135.9124 | 135.9124 | 135.9124 | 135.9124
WA_Industrial_Agriculture_New_Process_Natural Gas_Process - Insulate Heated Process Fluids_A | WA | Industrial | Agriculture | New | Process | Natural Gas | Process - Insulate Heated Process Fluids | A | IM149 | No insulation | Insulated process fluid lines | 20 | 13.6092 | 0 | 0 | 107.89 | 0 | 0 | 0 | 53.943 |  | employee | 5% | 10% | Retrofit | Retro12Med | 75.44% | TBD | 0.2% | 647.9983 |  | 410.096 |  | 0.058346 | PGE Workpaper - SWWH017-01 | PGE Workpaper - SWWH017-01 | PGE Workpaper - SWWH017-01 | No insulation | No insulation | No insulation | No insulation | No insulation | No insulation | No insulation | No insulation | No insulation | No insulation | No insulation | No insulation | No insulation | No insulation | No insulation | No insulation | No insulation | No insulation | No insulation | No insulation | No insulation | No insulation | Insulated process fluid lines | Insulated process fluid lines | Insulated process fluid lines | Insulated process fluid lines | Insulated process fluid lines | Insulated process fluid lines | Insulated process fluid lines | Insulated process fluid lines | Insulated process fluid lines | Insulated process fluid lines | Insulated process fluid lines | Insulated process fluid lines | Insulated process fluid lines | Insulated process fluid lines | Insulated process fluid lines | Insulated process fluid lines | Insulated process fluid lines | Insulated process fluid lines | Insulated process fluid lines | Insulated process fluid lines | Insulated process fluid lines | Insulated process fluid lines | 107.89 | 107.89 | 107.89 | 107.89 | 107.89 | 107.89 | 107.89 | 107.89 | 107.89 | 107.89 | 107.89 | 107.89 | 107.89 | 107.89 | 107.89 | 107.89 | 107.89 | 107.89 | 107.89 | 107.89 | 107.89 | 107.89 | 0 | 0 | 13.5949 | 13.5866 | 13.5784 | 13.5711 | 13.5605 | 13.5503 | 13.5397 | 13.5302 | 13.5194 | 13.5109 | 13.5039 | 13.4997 | 13.4941 | 13.4907 | 13.4877 | 13.4857 | 13.4812 | 13.4777 | 13.474 | 13.4703 | 0.068632 | 0.1197 | 0.17059 | 0.22758 | 0.26175 | 0.27126 | 0.24515 | 0.22143 | 0.19216 | 0.16757 | 0.14498 | 0.12615 | 0.10641 | 0.090488 | 0.076675 | 0.065335 | 0.00046352 | 0.00017344 | 6.1741e-05 | 2.0982e-05 | 0.068632 | 0.18829 | 0.35876 | 0.58615 | 0.84744 | 1.1181 | 1.3623 | 1.5828 | 1.7737 | 1.9402 | 2.0841 | 2.2096 | 2.3151 | 2.405 | 2.4812 | 2.5461 | 2.5457 | 2.5453 | 2.5446 | 2.5439 | 5.0484 | 8.8103 | 12.5631 | 16.7693 | 19.3025 | 20.0188 | 18.1056 | 16.3658 | 14.2136 | 12.4022 | 10.7359 | 9.3443 | 7.8857 | 6.7074 | 5.6848 | 4.8448 | 0.034383 | 0.012868 | 0.0045822 | 0.0015577 | 5.0484 | 13.8587 | 26.4217 | 43.191 | 62.4935 | 82.5123 | 100.618 | 116.9837 | 131.1973 | 143.5996 | 154.3355 | 163.6798 | 171.5655 | 178.2729 | 183.9577 | 188.8025 | 188.8369 | 188.8498 | 188.8544 | 188.8559 | 0.058346 | 0.10177 | 0.14505 | 0.19352 | 0.22261 | 0.23072 | 0.20853 | 0.18838 | 0.1635 | 0.14259 | 0.12337 | 0.10735 | 0.090564 | 0.077016 | 0.065261 | 0.055611 | 0.00039456 | 0.00014764 | 5.2559e-05 | 1.7863e-05 | 0.058346 | 0.16009 | 0.30505 | 0.49844 | 0.72072 | 0.95097 | 1.1589 | 1.3466 | 1.5091 | 1.6509 | 1.7736 | 1.8805 | 1.9704 | 2.047 | 2.1118 | 2.1672 | 2.167 | 2.1666 | 2.1662 | 2.1657 | 4.2911 | 7.4888 | 10.6786 | 14.2539 | 16.4071 | 17.016 | 15.3898 | 13.9109 | 12.0815 | 10.5419 | 9.1256 | 7.9427 | 6.7028 | 5.7013 | 4.8321 | 4.1181 | 0.029226 | 0.010938 | 0.0038949 | 0.001324 | 4.2911 | 11.7799 | 22.4585 | 36.7124 | 53.1195 | 70.1355 | 85.5253 | 99.4362 | 111.5177 | 122.0596 | 131.1852 | 139.1278 | 145.8307 | 151.532 | 156.3641 | 160.4822 | 160.5114 | 160.5223 | 160.5262 | 160.5275 | 0 | 0 | 0 | 0 | 0 | 0 | 0 | 0 | 0 | 0 | 0 | 0 | 0 | 0 | 0 | 0 | 0 | 0 | 0 | 0 | 0 | 0 | 0 | 0 | 0 | 0 | 0 | 0 | 0 | 0 | 0 | 0 | 0 | 0 | 0 | 0 | 0 | 0 | 0 | 0 | 0 | 0 | 0 | 0 | 0 | 0 | 0 | 0 | 0 | 0 | 0 | 0 | 0 | 0 | 0 | 0 | 0 | 0 | 0 | 0 | 0 | 0 | 0 | 0 | 0 | 0 | 0 | 0 | 0 | 0 | 0 | 0 | 0 | 0 | 0 | 0 | 0 | 0 | 0 | 0 | 0.058346 | 0.10177 | 0.14505 | 0.19352 | 0.22261 | 0.23072 | 0.20853 | 0.18838 | 0.1635 | 0.14259 | 0.12337 | 0.10735 | 0.090564 | 0.077016 | 0.065261 | 0.055611 | 0.00039456 | 0.00014764 | 5.2559e-05 | 1.7863e-05 | 0.058346 | 0.16009 | 0.30505 | 0.49844 | 0.72072 | 0.95097 | 1.1589 | 1.3466 | 1.5091 | 1.6509 | 1.7736 | 1.8805 | 1.9704 | 2.047 | 2.1118 | 2.1672 | 2.167 | 2.1666 | 2.1662 | 2.1657 | 4.2911 | 7.4888 | 10.6786 | 14.2539 | 16.4071 | 17.016 | 15.3898 | 13.9109 | 12.0815 | 10.5419 | 9.1256 | 7.9427 | 6.7028 | 5.7013 | 4.8321 | 4.1181 | 0.029226 | 0.010938 | 0.0038949 | 0.001324 | 4.2911 | 11.7799 | 22.4585 | 36.7124 | 53.1195 | 70.1355 | 85.5253 | 99.4362 | 111.5177 | 122.0596 | 131.1852 | 139.1278 | 145.8307 | 151.532 | 156.3641 | 160.4822 | 160.5114 | 160.5223 | 160.5262 | 160.5275 | 0 | 0 | 0 | 0 | 0 | 0 | 0 | 0 | 0 | 0 | 0 | 0 | 0 | 0 | 0 | 0 | 0 | 0 | 0 | 0 | 0 | 0 | 0 | 0 | 0 | 0 | 0 | 0 | 0 | 0 | 0 | 0 | 0 | 0 | 0 | 0 | 0 | 0 | 0 | 0 | 0 | 0 | 0 | 0 | 0 | 0 | 0 | 0 | 0 | 0 | 0 | 0 | 0 | 0 | 0 | 0 | 0 | 0 | 0 | 0 | 0 | 0 | 0 | 0 | 0 | 0 | 0 | 0 | 0 | 0 | 0 | 0 | 0 | 0 | 0 | 0 | 0 | 0 | 0 | 0 | 726.607 | 726.607 | 726.607 | 726.607 | 726.607 | 726.607 | 726.607 | 726.607 | 726.607 | 726.607 | 726.607 | 726.607 | 726.607 | 726.607 | 726.607 | 726.607 | 726.607 | 726.607 | 726.607 | 726.607 | 459.8447 | 459.8447 | 459.8447 | 459.8447 | 459.8447 | 459.8447 | 459.8447 | 459.8447 | 459.8447 | 459.8447 | 459.8447 | 459.8447 | 459.8447 | 459.8447 | 459.8447 | 459.8447 | 459.8447 | 459.8447 | 459.8447 | 459.8447
WA_Industrial_Agriculture_New_Process_Natural Gas_Process Heat Recovery_A | WA | Industrial | Agriculture | New | Process | Natural Gas | Process Heat Recovery | A | IM150 | No HR system | HR system installed | 15 | 0.13629 | 0 | 0 | 481.07 | 0 | 0 | 0 | 240.5351 |  | cfm | 5% | 50% | Retrofit | Retro12Med | 75.44% | TBD | 0.2% | 24505.1162 |  | 16256.813 |  | 0.020991 | MN TRM v3.1 - Exhaust Energy Recovery | WI TRM - Process Exhaust Filtration, 3244 | U.S. Department of Agriculture, Natural Resources Conservation Service. “Energy Self-Assessment: Refrigeration Heat Recovery.” | No HR system | No HR system | No HR system | No HR system | No HR system | No HR system | No HR system | No HR system | No HR system | No HR system | No HR system | No HR system | No HR system | No HR system | No HR system | No HR system | No HR system | No HR system | No HR system | No HR system | No HR system | No HR system | HR system installed | HR system installed | HR system installed | HR system installed | HR system installed | HR system installed | HR system installed | HR system installed | HR system installed | HR system installed | HR system installed | HR system installed | HR system installed | HR system installed | HR system installed | HR system installed | HR system installed | HR system installed | HR system installed | HR system installed | HR system installed | HR system installed | 481.07 | 481.07 | 481.07 | 481.07 | 481.07 | 481.07 | 481.07 | 481.07 | 481.07 | 481.07 | 481.07 | 481.07 | 481.07 | 481.07 | 481.07 | 481.07 | 481.07 | 481.07 | 481.07 | 481.07 | 481.07 | 481.07 | 0 | 0 | 0.13581 | 0.13553 | 0.13526 | 0.13502 | 0.13467 | 0.1344 | 0.13417 | 0.13399 | 0.13379 | 0.13366 | 0.13355 | 0.1335 | 0.13341 | 0.13338 | 0.13336 | 0.1334 | 0.1334 | 0.13344 | 0.13346 | 0.13348 | 0.024682 | 0.042986 | 0.061175 | 0.08151 | 0.09358 | 0.096857 | 0.08745 | 0.078945 | 0.068461 | 0.059674 | 0.051615 | 0.044908 | 0.037874 | 0.032207 | 0.027293 | 0.024245 | 0.042312 | 0.060349 | 0.08057 | 0.092756 | 0.024682 | 0.067618 | 0.12866 | 0.20994 | 0.30298 | 0.39922 | 0.48598 | 0.5643 | 0.63192 | 0.69094 | 0.74199 | 0.78664 | 0.824 | 0.85601 | 0.88319 | 0.88346 | 0.88347 | 0.88368 | 0.88385 | 0.88399 | 181.7406 | 317.1718 | 452.2703 | 603.6946 | 694.8885 | 720.6772 | 651.8032 | 589.1686 | 511.6884 | 446.4804 | 386.4942 | 336.3955 | 283.8851 | 241.4675 | 204.6528 | 181.7406 | 317.1718 | 452.2703 | 603.6946 | 694.8885 | 181.7406 | 498.9124 | 951.1827 | 1554.8774 | 2249.7659 | 2970.4431 | 3622.2464 | 4211.415 | 4723.1034 | 5169.5838 | 5556.078 | 5892.4734 | 6176.3585 | 6417.826 | 6622.4788 | 6622.4788 | 6622.4788 | 6622.4788 | 6622.4788 | 6622.4788 | 0.020991 | 0.036569 | 0.052058 | 0.069382 | 0.079687 | 0.082502 | 0.074508 | 0.067275 | 0.058354 | 0.050872 | 0.044007 | 0.038291 | 0.032296 | 0.027465 | 0.023275 | 0.020675 | 0.036081 | 0.051461 | 0.068701 | 0.079089 | 0.020991 | 0.057524 | 0.10949 | 0.1787 | 0.25799 | 0.34005 | 0.41406 | 0.48088 | 0.53863 | 0.58903 | 0.63263 | 0.67073 | 0.70265 | 0.72997 | 0.75317 | 0.75337 | 0.75337 | 0.75352 | 0.75365 | 0.75374 | 154.4795 | 269.596 | 384.4298 | 513.1404 | 590.6553 | 612.5756 | 554.0327 | 500.7933 | 434.9352 | 379.5084 | 328.52 | 285.9362 | 241.3023 | 205.2473 | 173.9549 | 154.4795 | 269.596 | 384.4298 | 513.1404 | 590.6553 | 154.4795 | 424.0755 | 808.5053 | 1321.6458 | 1912.301 | 2524.8767 | 3078.9094 | 3579.7027 | 4014.6379 | 4394.1462 | 4722.6663 | 5008.6024 | 5249.9047 | 5455.1521 | 5629.107 | 5629.107 | 5629.107 | 5629.107 | 5629.107 | 5629.107 | 0 | 0 | 0 | 0 | 0 | 0 | 0 | 0 | 0 | 0 | 0 | 0 | 0 | 0 | 0 | 0 | 0 | 0 | 0 | 0 | 0 | 0 | 0 | 0 | 0 | 0 | 0 | 0 | 0 | 0 | 0 | 0 | 0 | 0 | 0 | 0 | 0 | 0 | 0 | 0 | 0 | 0 | 0 | 0 | 0 | 0 | 0 | 0 | 0 | 0 | 0 | 0 | 0 | 0 | 0 | 0 | 0 | 0 | 0 | 0 | 0 | 0 | 0 | 0 | 0 | 0 | 0 | 0 | 0 | 0 | 0 | 0 | 0 | 0 | 0 | 0 | 0 | 0 | 0 | 0 | 0 | 0 | 0 | 0 | 0 | 0 | 0 | 0 | 0 | 0 | 0 | 0 | 0 | 0 | 0 | 0 | 0 | 0 | 0 | 0 | 0 | 0 | 0 | 0 | 0 | 0 | 0 | 0 | 0 | 0 | 0 | 0 | 0 | 0 | 0 | 0 | 0 | 0 | 0 | 0 | 0 | 0 | 0 | 0 | 0 | 0 | 0 | 0 | 0 | 0 | 0 | 0 | 0 | 0 | 0 | 0 | 0 | 0 | 0 | 0 | 0 | 0 | 0 | 0 | 0 | 0 | 0 | 0 | 0 | 0 | 0 | 0 | 0 | 0 | 0 | 0 | 0 | 0 | 0 | 0 | 0 | 0 | 0 | 0 | 0 | 0 | 0 | 0 | 0 | 0 | 0 | 0 | 0 | 0 | 0 | 0 | 0 | 0 | 0 | 0 | 0 | 0 | 0 | 0 | 0 | 0 | 0 | 0 | 0 | 0 | 0 | 0 | 0 | 0 | 0 | 0 | 0 | 0 | 0 | 0 | 0 | 0 | 0 | 0 | 0 | 0 | 0 | 0 | 0 | 0 | 0 | 0 | 0 | 0 | 0 | 0 | 0 | 0 | 0 | 0 | 0 | 0 | 0 | 0 | 0 | 0 | 0 | 0 | 0 | 0 | 0 | 0 | 0 | 0 | 0 | 0 | 0 | 0 | 0 | 0 | 381567.5878 | 381567.5878 | 381567.5878 | 381567.5878 | 381567.5878 | 381567.5878 | 381567.5878 | 381567.5878 | 381567.5878 | 381567.5878 | 381567.5878 | 381567.5878 | 381567.5878 | 381567.5878 | 381567.5878 | 381567.5878 | 381567.5878 | 381567.5878 | 381567.5878 | 381567.5878 | 253133.7886 | 253133.7886 | 253133.7886 | 253133.7886 | 253133.7886 | 253133.7886 | 253133.7886 | 253133.7886 | 253133.7886 | 253133.7886 | 253133.7886 | 253133.7886 | 253133.7886 | 253133.7886 | 253133.7886 | 253133.7886 | 253133.7886 | 253133.7886 | 253133.7886 | 253133.7886
WA_Industrial_Agriculture_New_Space Heating_Natural Gas_Building Automation System_A | WA | Industrial | Agriculture | New | Space Heating | Natural Gas | Building Automation System | A | IM151 | No control system | Automation system installed and programmed | 15 | 0.01486 | 0 | 0 | 0.09 | 0.03 | 0 | 0 | 0.04595 |  | sqft | 5% | 65% | Retrofit | Retro1Slow | 84.81% | TBD | 0.2% | 153.9797 |  | 90.3681 |  | 0.0072683 | COM_EMS-All-XCELCO-2017-18-3 | BEHAV_EIS-All-CPUC-2018_PG-10 | COM_EMS-All-XCELCO-2017-18-3 | No control system | No control system | No control system | No control system | No control system | No control system | No control system | No control system | No control system | No control system | No control system | No control system | No control system | No control system | No control system | No control system | No control system | No control system | No control system | No control system | No control system | No control system | Automation system installed and programmed | Automation system installed and programmed | Automation system installed and programmed | Automation system installed and programmed | Automation system installed and programmed | Automation system installed and programmed | Automation system installed and programmed | Automation system installed and programmed | Automation system installed and programmed | Automation system installed and programmed | Automation system installed and programmed | Automation system installed and programmed | Automation system installed and programmed | Automation system installed and programmed | Automation system installed and programmed | Automation system installed and programmed | Automation system installed and programmed | Automation system installed and programmed | Automation system installed and programmed | Automation system installed and programmed | Automation system installed and programmed | Automation system installed and programmed | 0.09 | 0.09 | 0.09 | 0.09 | 0.09 | 0.09 | 0.09 | 0.09 | 0.09 | 0.09 | 0.09 | 0.09 | 0.09 | 0.09 | 0.09 | 0.09 | 0.09 | 0.09 | 0.09 | 0.09 | 0.09 | 0.09 | 0 | 0 | 0.014801 | 0.013929 | 0.013585 | 0.013383 | 0.0133 | 0.013227 | 0.01317 | 0.013121 | 0.013087 | 0.013056 | 0.012999 | 0.012954 | 0.012904 | 0.012941 | 0.012961 | 0.012959 | 0.01298 | 0.012974 | 0.012979 | 0.012965 | 0.0085246 | 0.027986 | 0.069106 | 0.14782 | 0.25665 | 0.42125 | 0.64505 | 0.94125 | 1.2606 | 1.6176 | 1.9551 | 2.2549 | 2.3795 | 2.3917 | 2.2313 | 1.9654 | 1.5664 | 1.1359 | 0.75826 | 0.51499 | 0.0085246 | 0.036008 | 0.10423 | 0.25049 | 0.50558 | 0.92406 | 1.5652 | 2.5005 | 3.7548 | 5.3634 | 7.295 | 9.5244 | 11.8678 | 14.2929 | 16.5469 | 18.5015 | 20.0725 | 21.1334 | 21.7555 | 21.9974 | 575.9335 | 2009.1547 | 5086.8474 | 11044.8191 | 19296.9311 | 31847.783 | 48976.9257 | 71738.2237 | 96324.2927 | 123892.2074 | 150404.9732 | 174078.1235 | 184397.8891 | 184816.6565 | 172151.0079 | 151662.9135 | 120672.9967 | 87548.4909 | 58423.2223 | 39720.8691 | 575.9335 | 2585.0883 | 7671.9357 | 18716.7548 | 38013.6859 | 69861.4689 | 118838.3946 | 190576.6183 | 286900.911 | 410793.1184 | 561198.0916 | 735276.215 | 919674.1042 | 1104490.7607 | 1276641.7686 | 1427728.7486 | 1546392.5905 | 1628854.234 | 1676232.6371 | 1696656.5751 | 0.0072683 | 0.02507 | 0.062978 | 0.13577 | 0.2362 | 0.38796 | 0.59396 | 0.86608 | 1.1592 | 1.4859 | 1.7953 | 2.069 | 2.1825 | 2.1798 | 2.0236 | 1.7753 | 1.4095 | 1.0196 | 0.67881 | 0.46081 | 0.0072683 | 0.032256 | 0.094983 | 0.23008 | 0.4653 | 0.85102 | 1.4412 | 2.3008 | 3.4525 | 4.9269 | 6.6988 | 8.7392 | 10.8852 | 13.0266 | 15.007 | 16.7123 | 18.0619 | 18.9699 | 19.4759 | 19.6832 | 489.5435 | 1707.7815 | 4323.8203 | 9388.0962 | 16402.3914 | 27070.6155 | 41630.3868 | 60977.4901 | 81875.6488 | 105308.3763 | 127844.2272 | 147966.4049 | 156738.2058 | 157094.158 | 146328.3567 | 128913.4765 | 102572.0472 | 74416.2173 | 49659.7389 | 33762.7387 | 489.5435 | 2197.325 | 6521.1453 | 15909.2416 | 32311.633 | 59382.2486 | 101012.6354 | 161990.1255 | 243865.7744 | 349174.1506 | 477018.3779 | 624984.7828 | 781722.9886 | 938817.1466 | 1085145.5033 | 1213569.4363 | 1314433.7019 | 1384526.0989 | 1424797.7416 | 1442158.0888 | 0.0072683 | 0.02507 | 0.062978 | 0.13577 | 0.2362 | 0.38796 | 0.59396 | 0.86608 | 1.1592 | 1.4859 | 1.7953 | 2.069 | 2.1825 | 2.1798 | 2.0236 | 1.7753 | 1.4095 | 1.0196 | 0.67881 | 0.46081 | 0.0072683 | 0.032256 | 0.094983 | 0.23008 | 0.4653 | 0.85102 | 1.4412 | 2.3008 | 3.4525 | 4.9269 | 6.6988 | 8.7392 | 10.8852 | 13.0266 | 15.007 | 16.7123 | 18.0619 | 18.9699 | 19.4759 | 19.6832 | 489.5435 | 1707.7815 | 4323.8203 | 9388.0962 | 16402.3914 | 27070.6155 | 41630.3868 | 60977.4901 | 81875.6488 | 105308.3763 | 127844.2272 | 147966.4049 | 156738.2058 | 157094.158 | 146328.3567 | 128913.4765 | 102572.0472 | 74416.2173 | 49659.7389 | 33762.7387 | 489.5435 | 2197.325 | 6521.1453 | 15909.2416 | 32311.633 | 59382.2486 | 101012.6354 | 161990.1255 | 243865.7744 | 349174.1506 | 477018.3779 | 624984.7828 | 781722.9886 | 938817.1466 | 1085145.5033 | 1213569.4363 | 1314433.7019 | 1384526.0989 | 1424797.7416 | 1442158.0888 | 0.0072683 | 0.02507 | 0.062978 | 0.13577 | 0.2362 | 0.38796 | 0.59396 | 0.86608 | 1.1592 | 1.4859 | 1.7953 | 2.069 | 2.1825 | 2.1798 | 2.0236 | 1.7753 | 1.4095 | 1.0196 | 0.67881 | 0.46081 | 0.0072683 | 0.032256 | 0.094983 | 0.23008 | 0.4653 | 0.85102 | 1.4412 | 2.3008 | 3.4525 | 4.9269 | 6.6988 | 8.7392 | 10.8852 | 13.0266 | 15.007 | 16.7123 | 18.0619 | 18.9699 | 19.4759 | 19.6832 | 489.5435 | 1707.7815 | 4323.8203 | 9388.0962 | 16402.3914 | 27070.6155 | 41630.3868 | 60977.4901 | 81875.6488 | 105308.3763 | 127844.2272 | 147966.4049 | 156738.2058 | 157094.158 | 146328.3567 | 128913.4765 | 102572.0472 | 74416.2173 | 49659.7389 | 33762.7387 | 489.5435 | 2197.325 | 6521.1453 | 15909.2416 | 32311.633 | 59382.2486 | 101012.6354 | 161990.1255 | 243865.7744 | 349174.1506 | 477018.3779 | 624984.7828 | 781722.9886 | 938817.1466 | 1085145.5033 | 1213569.4363 | 1314433.7019 | 1384526.0989 | 1424797.7416 | 1442158.0888 | 0.0072683 | 0.02507 | 0.062978 | 0.13577 | 0.2362 | 0.38796 | 0.59396 | 0.86608 | 1.1592 | 1.4859 | 1.7953 | 2.069 | 2.1825 | 2.1798 | 2.0236 | 1.7753 | 1.4095 | 1.0196 | 0.67881 | 0.46081 | 0.0072683 | 0.032256 | 0.094983 | 0.23008 | 0.4653 | 0.85102 | 1.4412 | 2.3008 | 3.4525 | 4.9269 | 6.6988 | 8.7392 | 10.8852 | 13.0266 | 15.007 | 16.7123 | 18.0619 | 18.9699 | 19.4759 | 19.6832 | 489.5435 | 1707.7815 | 4323.8203 | 9388.0962 | 16402.3914 | 27070.6155 | 41630.3868 | 60977.4901 | 81875.6488 | 105308.3763 | 127844.2272 | 147966.4049 | 156738.2058 | 157094.158 | 146328.3567 | 128913.4765 | 102572.0472 | 74416.2173 | 49659.7389 | 33762.7387 | 489.5435 | 2197.325 | 6521.1453 | 15909.2416 | 32311.633 | 59382.2486 | 101012.6354 | 161990.1255 | 243865.7744 | 349174.1506 | 477018.3779 | 624984.7828 | 781722.9886 | 938817.1466 | 1085145.5033 | 1213569.4363 | 1314433.7019 | 1384526.0989 | 1424797.7416 | 1442158.0888 | 2938.7371 | 2938.7371 | 2938.7371 | 2938.7371 | 2938.7371 | 2938.7371 | 2938.7371 | 2938.7371 | 2938.7371 | 2938.7371 | 2938.7371 | 2938.7371 | 2938.7371 | 2938.7371 | 2938.7371 | 2938.7371 | 2938.7371 | 2938.7371 | 2938.7371 | 2938.7371 | 434.3403 | 434.3403 | 434.3403 | 434.3403 | 434.3403 | 434.3403 | 434.3403 | 434.3403 | 434.3403 | 434.3403 | 434.3403 | 434.3403 | 434.3403 | 434.3403 | 434.3403 | 434.3403 | 434.3403 | 434.3403 | 434.3403 | 434.3403
WA_Industrial_Agriculture_New_Space Heating_Natural Gas_Steam System Efficiency Improvements_A | WA | Industrial | Agriculture | New | Space Heating | Natural Gas | Steam System Efficiency Improvements | A | IM152 | Average system efficiency | Optimized system | 5 | 0.13322 | 0 | 0 | 0.11 | 0 | 0 | 0 | 0.05645 |  | sqft | 30% | 60% | Retrofit | Retro1Slow | 84.81% | TBD | 0.2% | 801.4925 |  | 619.9713 |  | 0.00046127 | AEG Research | DOE - Improving Steam System Performance: A Sourcebook for Industry, Second Edition. October 2012. | DOE - Improving Steam System Performance: A Sourcebook for Industry, Second Edition. October 2012. | Average system efficiency | Average system efficiency | Average system efficiency | Average system efficiency | Average system efficiency | Average system efficiency | Average system efficiency | Average system efficiency | Average system efficiency | Average system efficiency | Average system efficiency | Average system efficiency | Average system efficiency | Average system efficiency | Average system efficiency | Average system efficiency | Average system efficiency | Average system efficiency | Average system efficiency | Average system efficiency | Average system efficiency | Average system efficiency | Optimized system | Optimized system | Optimized system | Optimized system | Optimized system | Optimized system | Optimized system | Optimized system | Optimized system | Optimized system | Optimized system | Optimized system | Optimized system | Optimized system | Optimized system | Optimized system | Optimized system | Optimized system | Optimized system | Optimized system | Optimized system | Optimized system | 0.11 | 0.11 | 0.11 | 0.11 | 0.11 | 0.11 | 0.11 | 0.11 | 0.11 | 0.11 | 0.11 | 0.11 | 0.11 | 0.11 | 0.11 | 0.11 | 0.11 | 0.11 | 0.11 | 0.11 | 0.11 | 0.11 | 0 | 0 | 0.13252 | 0.12459 | 0.12139 | 0.11943 | 0.11846 | 0.11756 | 0.11677 | 0.11599 | 0.11526 | 0.11451 | 0.11349 | 0.11259 | 0.11161 | 0.11147 | 0.11129 | 0.11107 | 0.11108 | 0.11103 | 0.11115 | 0.11119 | 0.00054089 | 0.0017741 | 0.0043761 | 0.0093487 | 0.0162 | 0.026535 | 0.040531 | 0.058971 | 0.078682 | 0.10054 | 0.12097 | 0.13891 | 0.14586 | 0.14601 | 0.13578 | 0.11939 | 0.13863 | 0.1491 | 0.15429 | 0.15086 | 0.00054089 | 0.0022827 | 0.0066001 | 0.015843 | 0.031913 | 0.057728 | 0.096206 | 0.15035 | 0.21906 | 0.30252 | 0.39518 | 0.49189 | 0.57672 | 0.64592 | 0.68292 | 0.68211 | 0.68218 | 0.68185 | 0.68262 | 0.68282 | 4.0817 | 14.2391 | 36.0511 | 78.276 | 136.7597 | 225.7091 | 347.1055 | 508.4176 | 682.662 | 878.0392 | 1065.9384 | 1233.713 | 1306.8504 | 1309.8183 | 1220.0553 | 1074.8536 | 1247.9521 | 1342.9015 | 1388.0942 | 1356.815 | 4.0817 | 18.3208 | 54.3719 | 132.6479 | 269.4076 | 491.0351 | 823.9014 | 1296.2679 | 1900.6539 | 2641.9334 | 3482.1627 | 4368.7702 | 5167.2031 | 5794.3593 | 6136.3753 | 6141.2088 | 6141.2088 | 6141.2088 | 6141.2088 | 6141.2088 | 0.00046127 | 0.0015898 | 0.0039901 | 0.0085929 | 0.014924 | 0.024469 | 0.037383 | 0.054376 | 0.072542 | 0.092665 | 0.11153 | 0.12805 | 0.13451 | 0.13388 | 0.12396 | 0.10858 | 0.12563 | 0.13479 | 0.13909 | 0.1359 | 0.00046127 | 0.0020455 | 0.0060178 | 0.014562 | 0.029399 | 0.053234 | 0.088734 | 0.13864 | 0.20197 | 0.27882 | 0.36434 | 0.45345 | 0.53185 | 0.59227 | 0.62345 | 0.62037 | 0.61821 | 0.6164 | 0.61537 | 0.61513 | 3.4695 | 12.1033 | 30.6434 | 66.5346 | 116.2458 | 191.8528 | 295.0396 | 432.1549 | 580.2627 | 746.3333 | 906.0477 | 1048.656 | 1110.8228 | 1113.3455 | 1037.047 | 913.6256 | 1060.7593 | 1141.4663 | 1179.8801 | 1153.2927 | 3.4695 | 15.5727 | 46.2162 | 112.7507 | 228.9965 | 417.3798 | 700.3162 | 1101.8277 | 1615.5558 | 2245.6434 | 2959.8383 | 3713.4547 | 4392.1226 | 4925.2054 | 5215.919 | 5220.0274 | 5220.0274 | 5220.0274 | 5220.0274 | 5220.0274 | 0.00046133 | 0.0015901 | 0.0039912 | 0.0085959 | 0.014931 | 0.024483 | 0.037407 | 0.054413 | 0.072597 | 0.092739 | 0.11162 | 0.12816 | 0.13463 | 0.134 | 0.12406 | 0.10867 | 0.12573 | 0.13489 | 0.1392 | 0.136 | 0.00046133 | 0.0020459 | 0.0060195 | 0.014567 | 0.029413 | 0.053263 | 0.08879 | 0.13873 | 0.20212 | 0.27904 | 0.36464 | 0.45383 | 0.53232 | 0.59279 | 0.62399 | 0.62089 | 0.61871 | 0.61688 | 0.61583 | 0.61557 | 3.4695 | 12.1033 | 30.6434 | 66.5346 | 116.2458 | 191.8528 | 295.0396 | 432.1549 | 580.2627 | 746.3333 | 906.0477 | 1048.656 | 1110.8228 | 1113.3455 | 1037.047 | 913.6256 | 1060.7593 | 1141.4663 | 1179.8801 | 1153.2927 | 3.4695 | 15.5727 | 46.2162 | 112.7507 | 228.9965 | 417.3798 | 700.3162 | 1101.8277 | 1615.5558 | 2245.6434 | 2959.8383 | 3713.4547 | 4392.1226 | 4925.2054 | 5215.919 | 5220.0274 | 5220.0274 | 5220.0274 | 5220.0274 | 5220.0274 | 0.00046127 | 0.0015898 | 0.0039901 | 0.0085929 | 0.014924 | 0.024469 | 0.037383 | 0.054376 | 0.072542 | 0.092665 | 0.11153 | 0.12805 | 0.13451 | 0.13388 | 0.12396 | 0.10858 | 0.12563 | 0.13479 | 0.13909 | 0.1359 | 0.00046127 | 0.0020455 | 0.0060178 | 0.014562 | 0.029399 | 0.053234 | 0.088734 | 0.13864 | 0.20197 | 0.27882 | 0.36434 | 0.45345 | 0.53185 | 0.59227 | 0.62345 | 0.62037 | 0.61821 | 0.6164 | 0.61537 | 0.61513 | 3.4695 | 12.1033 | 30.6434 | 66.5346 | 116.2458 | 191.8528 | 295.0396 | 432.1549 | 580.2627 | 746.3333 | 906.0477 | 1048.656 | 1110.8228 | 1113.3455 | 1037.047 | 913.6256 | 1060.7593 | 1141.4663 | 1179.8801 | 1153.2927 | 3.4695 | 15.5727 | 46.2162 | 112.7507 | 228.9965 | 417.3798 | 700.3162 | 1101.8277 | 1615.5558 | 2245.6434 | 2959.8383 | 3713.4547 | 4392.1226 | 4925.2054 | 5215.919 | 5220.0274 | 5220.0274 | 5220.0274 | 5220.0274 | 5220.0274 | 0.00046127 | 0.0015898 | 0.0039901 | 0.0085929 | 0.014924 | 0.024469 | 0.037383 | 0.054376 | 0.072542 | 0.092665 | 0.11153 | 0.12805 | 0.13451 | 0.13388 | 0.12396 | 0.10858 | 0.12563 | 0.13479 | 0.13909 | 0.1359 | 0.00046127 | 0.0020455 | 0.0060178 | 0.014562 | 0.029399 | 0.053234 | 0.088734 | 0.13864 | 0.20197 | 0.27882 | 0.36434 | 0.45345 | 0.53185 | 0.59227 | 0.62345 | 0.62037 | 0.61821 | 0.6164 | 0.61537 | 0.61513 | 3.4695 | 12.1033 | 30.6434 | 66.5346 | 116.2458 | 191.8528 | 295.0396 | 432.1549 | 580.2627 | 746.3333 | 906.0477 | 1048.656 | 1110.8228 | 1113.3455 | 1037.047 | 913.6256 | 1060.7593 | 1141.4663 | 1179.8801 | 1153.2927 | 3.4695 | 15.5727 | 46.2162 | 112.7507 | 228.9965 | 417.3798 | 700.3162 | 1101.8277 | 1615.5558 | 2245.6434 | 2959.8383 | 3713.4547 | 4392.1226 | 4925.2054 | 5215.919 | 5220.0274 | 5220.0274 | 5220.0274 | 5220.0274 | 5220.0274 | 3996.3193 | 3996.3193 | 3996.3193 | 3996.3193 | 3996.3193 | 3996.3193 | 3996.3193 | 3996.3193 | 3996.3193 | 3996.3193 | 3996.3193 | 3996.3193 | 3996.3193 | 3996.3193 | 3996.3193 | 3996.3193 | 3996.3193 | 3996.3193 | 3996.3193 | 3996.3193 | 3091.2372 | 3091.2372 | 3091.2372 | 3091.2372 | 3091.2372 | 3091.2372 | 3091.2372 | 3091.2372 | 3091.2372 | 3091.2372 | 3091.2372 | 3091.2372 | 3091.2372 | 3091.2372 | 3091.2372 | 3091.2372 | 3091.2372 | 3091.2372 | 3091.2372 | 3091.2372
WA_Industrial_Agriculture_New_Process_Natural Gas_Steam System Efficiency Improvements_A | WA | Industrial | Agriculture | New | Process | Natural Gas | Steam System Efficiency Improvements | A | IM153 | Average system efficiency | Optimized system | 5 | 0.18594 | 0 | 0 | 5.37 | 0 | 0 | 0 | 2.6837 |  | sqft | 30% | 60% | Retrofit | Retro1Slow | 84.81% | TBD | 0.2% | 801.4925 |  | 619.9713 |  | 0.00011191 | AEG Research | DOE - Improving Steam System Performance: A Sourcebook for Industry, Second Edition. October 2012. | DOE - Improving Steam System Performance: A Sourcebook for Industry, Second Edition. October 2012. | Average system efficiency | Average system efficiency | Average system efficiency | Average system efficiency | Average system efficiency | Average system efficiency | Average system efficiency | Average system efficiency | Average system efficiency | Average system efficiency | Average system efficiency | Average system efficiency | Average system efficiency | Average system efficiency | Average system efficiency | Average system efficiency | Average system efficiency | Average system efficiency | Average system efficiency | Average system efficiency | Average system efficiency | Average system efficiency | Optimized system | Optimized system | Optimized system | Optimized system | Optimized system | Optimized system | Optimized system | Optimized system | Optimized system | Optimized system | Optimized system | Optimized system | Optimized system | Optimized system | Optimized system | Optimized system | Optimized system | Optimized system | Optimized system | Optimized system | Optimized system | Optimized system | 5.37 | 5.37 | 5.37 | 5.37 | 5.37 | 5.37 | 5.37 | 5.37 | 5.37 | 5.37 | 5.37 | 5.37 | 5.37 | 5.37 | 5.37 | 5.37 | 5.37 | 5.37 | 5.37 | 5.37 | 5.37 | 5.37 | 0 | 0 | 0.18528 | 0.1849 | 0.18454 | 0.18421 | 0.18373 | 0.18336 | 0.18305 | 0.18282 | 0.18255 | 0.18236 | 0.18222 | 0.18216 | 0.18204 | 0.182 | 0.18198 | 0.18203 | 0.18203 | 0.18207 | 0.18211 | 0.18213 | 0.00013159 | 0.00045809 | 0.0011575 | 0.0025088 | 0.0043719 | 0.0072009 | 0.011055 | 0.016172 | 0.021683 | 0.02786 | 0.033795 | 0.039101 | 0.041393 | 0.041477 | 0.03863 | 0.034042 | 0.039525 | 0.042542 | 0.043982 | 0.042997 | 0.00013159 | 0.0005894 | 0.0017458 | 0.0042514 | 0.0086123 | 0.015666 | 0.02624 | 0.041232 | 0.060368 | 0.083827 | 0.1104 | 0.13846 | 0.16366 | 0.18349 | 0.19429 | 0.1945 | 0.1945 | 0.19455 | 0.19458 | 0.19461 | 0.71018 | 2.4775 | 6.2726 | 13.6193 | 23.795 | 39.2714 | 60.3933 | 88.4602 | 118.7772 | 152.7711 | 185.4639 | 214.6552 | 227.3805 | 227.8969 | 212.2789 | 187.0151 | 217.1327 | 233.6531 | 241.5162 | 236.0739 | 0.71018 | 3.1877 | 9.4602 | 23.0796 | 46.8746 | 85.4358 | 143.3516 | 225.5392 | 330.6971 | 459.6732 | 605.8657 | 760.1276 | 899.0479 | 1008.1676 | 1067.6754 | 1068.5164 | 1068.5164 | 1068.5164 | 1068.5164 | 1068.5164 | 0.00011191 | 0.00038971 | 0.00098502 | 0.0021355 | 0.0037228 | 0.0061336 | 0.0094188 | 0.013781 | 0.018481 | 0.02375 | 0.028813 | 0.033339 | 0.035296 | 0.035369 | 0.032942 | 0.029029 | 0.033703 | 0.036275 | 0.037502 | 0.036661 | 0.00011191 | 0.00050142 | 0.0014856 | 0.0036188 | 0.0073336 | 0.013344 | 0.022357 | 0.035137 | 0.051455 | 0.071461 | 0.094125 | 0.11806 | 0.13956 | 0.15647 | 0.16568 | 0.16586 | 0.16586 | 0.16589 | 0.16591 | 0.16594 | 0.60365 | 2.1059 | 5.3317 | 11.5764 | 20.2257 | 33.3807 | 51.3343 | 75.1912 | 100.9606 | 129.8554 | 157.6443 | 182.4569 | 193.2734 | 193.7123 | 180.4371 | 158.9628 | 184.5628 | 198.6051 | 205.2888 | 200.6628 | 0.60365 | 2.7095 | 8.0412 | 19.6176 | 39.8434 | 72.6204 | 121.8489 | 191.7083 | 281.0925 | 390.7222 | 514.9859 | 646.1085 | 764.1907 | 856.9425 | 907.5241 | 908.2389 | 908.2389 | 908.2389 | 908.2389 | 908.2389 | 0 | 0 | 0 | 0 | 0 | 0 | 0 | 0 | 0 | 0 | 0 | 0 | 0 | 0 | 0 | 0 | 0 | 0 | 0 | 0 | 0 | 0 | 0 | 0 | 0 | 0 | 0 | 0 | 0 | 0 | 0 | 0 | 0 | 0 | 0 | 0 | 0 | 0 | 0 | 0 | 0 | 0 | 0 | 0 | 0 | 0 | 0 | 0 | 0 | 0 | 0 | 0 | 0 | 0 | 0 | 0 | 0 | 0 | 0 | 0 | 0 | 0 | 0 | 0 | 0 | 0 | 0 | 0 | 0 | 0 | 0 | 0 | 0 | 0 | 0 | 0 | 0 | 0 | 0 | 0 | 0 | 0 | 0 | 0 | 0 | 0 | 0 | 0 | 0 | 0 | 0 | 0 | 0 | 0 | 0 | 0 | 0 | 0 | 0 | 0 | 0 | 0 | 0 | 0 | 0 | 0 | 0 | 0 | 0 | 0 | 0 | 0 | 0 | 0 | 0 | 0 | 0 | 0 | 0 | 0 | 0 | 0 | 0 | 0 | 0 | 0 | 0 | 0 | 0 | 0 | 0 | 0 | 0 | 0 | 0 | 0 | 0 | 0 | 0 | 0 | 0 | 0 | 0 | 0 | 0 | 0 | 0 | 0 | 0 | 0 | 0 | 0 | 0 | 0 | 0 | 0 | 0 | 0 | 0 | 0 | 0 | 0 | 0 | 0 | 0 | 0 | 0 | 0 | 0 | 0 | 0 | 0 | 0 | 0 | 0 | 0 | 0 | 0 | 0 | 0 | 0 | 0 | 0 | 0 | 0 | 0 | 0 | 0 | 0 | 0 | 0 | 0 | 0 | 0 | 0 | 0 | 0 | 0 | 0 | 0 | 0 | 0 | 0 | 0 | 0 | 0 | 0 | 0 | 0 | 0 | 0 | 0 | 0 | 0 | 0 | 0 | 0 | 0 | 0 | 0 | 0 | 0 | 0 | 0 | 0 | 0 | 0 | 0 | 0 | 0 | 0 | 0 | 0 | 0 | 0 | 0 | 0 | 0 | 0 | 0 | 3996.3193 | 3996.3193 | 3996.3193 | 3996.3193 | 3996.3193 | 3996.3193 | 3996.3193 | 3996.3193 | 3996.3193 | 3996.3193 | 3996.3193 | 3996.3193 | 3996.3193 | 3996.3193 | 3996.3193 | 3996.3193 | 3996.3193 | 3996.3193 | 3996.3193 | 3996.3193 | 3091.2372 | 3091.2372 | 3091.2372 | 3091.2372 | 3091.2372 | 3091.2372 | 3091.2372 | 3091.2372 | 3091.2372 | 3091.2372 | 3091.2372 | 3091.2372 | 3091.2372 | 3091.2372 | 3091.2372 | 3091.2372 | 3091.2372 | 3091.2372 | 3091.2372 | 3091.2372
WA_Industrial_Agriculture_New_Space Heating_Natural Gas_Strategic Energy Management_A | WA | Industrial | Agriculture | New | Space Heating | Natural Gas | Strategic Energy Management | A | IM154 | No energy management system | Energy management system installed and programmed | 5 | 3.9186 | 0 | 0 | 9.04 | 0 | 0.22 | 0 | 4.5224 |  | employee | 5% | 50% | Retrofit | RetroEven20 | 80.75% | TBD | 0.2% | 304.3424 |  | 256.7079 |  | 0.045695 | BEHAV_SEM-All-CPUC-2018_PG-26 | BEHAV_SEM-All-CPUC-2018_PG-26 | AEG Research | No energy management system | No energy management system | No energy management system | No energy management system | No energy management system | No energy management system | No energy management system | No energy management system | No energy management system | No energy management system | No energy management system | No energy management system | No energy management system | No energy management system | No energy management system | No energy management system | No energy management system | No energy management system | No energy management system | No energy management system | No energy management system | No energy management system | Energy management system installed and programmed | Energy management system installed and programmed | Energy management system installed and programmed | Energy management system installed and programmed | Energy management system installed and programmed | Energy management system installed and programmed | Energy management system installed and programmed | Energy management system installed and programmed | Energy management system installed and programmed | Energy management system installed and programmed | Energy management system installed and programmed | Energy management system installed and programmed | Energy management system installed and programmed | Energy management system installed and programmed | Energy management system installed and programmed | Energy management system installed and programmed | Energy management system installed and programmed | Energy management system installed and programmed | Energy management system installed and programmed | Energy management system installed and programmed | Energy management system installed and programmed | Energy management system installed and programmed | 9.04 | 9.04 | 9.04 | 9.04 | 9.04 | 9.04 | 9.04 | 9.04 | 9.04 | 9.04 | 9.04 | 9.04 | 9.04 | 9.04 | 9.04 | 9.04 | 9.04 | 9.04 | 9.04 | 9.04 | 9.04 | 9.04 | 0 | 0 | 3.9021 | 3.6712 | 3.5789 | 3.5232 | 3.4971 | 3.4723 | 3.4499 | 3.4275 | 3.4066 | 3.3849 | 3.3551 | 3.3288 | 3.3002 | 3.2963 | 3.291 | 3.284 | 3.2839 | 3.2817 | 3.2847 | 3.2851 | 0.053591 | 0.087993 | 0.12232 | 0.16073 | 0.18364 | 0.21011 | 0.23601 | 0.26493 | 0.28586 | 0.3098 | 0.33228 | 0.35867 | 0.3751 | 0.39835 | 0.42134 | 0.4479 | 0.46602 | 0.48803 | 0.5468 | 0.59308 | 0.053591 | 0.13841 | 0.25725 | 0.41397 | 0.59455 | 0.75275 | 0.90122 | 1.0432 | 1.1673 | 1.2919 | 1.4098 | 1.5296 | 1.6365 | 1.7563 | 1.8736 | 1.9472 | 1.9806 | 1.9821 | 1.984 | 1.9842 | 13.7338 | 23.9682 | 34.1773 | 45.6202 | 52.5116 | 60.5116 | 68.4107 | 77.296 | 83.9138 | 91.5251 | 99.0355 | 107.7477 | 113.6607 | 120.8472 | 128.0282 | 136.3878 | 141.9096 | 148.7138 | 166.4674 | 180.5398 | 13.7338 | 37.702 | 71.8794 | 117.4996 | 170.0112 | 216.7889 | 261.2315 | 304.3502 | 342.6438 | 381.6572 | 420.1811 | 459.5181 | 495.8827 | 532.8161 | 569.3191 | 592.9377 | 603.1315 | 604.0072 | 604.0072 | 604.0072 | 0.045695 | 0.078828 | 0.11149 | 0.14767 | 0.16908 | 0.19364 | 0.21753 | 0.24412 | 0.26336 | 0.28532 | 0.30611 | 0.33039 | 0.34565 | 0.36497 | 0.38433 | 0.40704 | 0.422 | 0.44086 | 0.49258 | 0.53393 | 0.045695 | 0.124 | 0.23447 | 0.38034 | 0.54741 | 0.69372 | 0.83067 | 0.96121 | 1.0754 | 1.1898 | 1.2987 | 1.409 | 1.508 | 1.6092 | 1.7091 | 1.7696 | 1.7935 | 1.7906 | 1.7873 | 1.7863 | 11.6738 | 20.3729 | 29.0507 | 38.7772 | 44.6349 | 51.4348 | 58.1491 | 65.7016 | 71.3267 | 77.7963 | 84.1801 | 91.5855 | 96.6116 | 102.7201 | 108.8239 | 115.9297 | 120.6232 | 126.4067 | 141.4973 | 153.4588 | 11.6738 | 32.0467 | 61.0974 | 99.8746 | 144.5095 | 184.2706 | 222.0468 | 258.6977 | 291.2472 | 324.4086 | 357.1539 | 390.5903 | 421.5003 | 452.8937 | 483.9213 | 503.997 | 512.6618 | 513.4062 | 513.4062 | 513.4062 | 0.045695 | 0.078828 | 0.11149 | 0.14767 | 0.16908 | 0.19364 | 0.21753 | 0.24412 | 0.26336 | 0.28532 | 0.30611 | 0.33039 | 0.34565 | 0.36497 | 0.38433 | 0.40704 | 0.422 | 0.44086 | 0.49258 | 0.53393 | 0.045695 | 0.124 | 0.23447 | 0.38034 | 0.54741 | 0.69372 | 0.83067 | 0.96121 | 1.0754 | 1.1898 | 1.2987 | 1.409 | 1.508 | 1.6092 | 1.7091 | 1.7696 | 1.7935 | 1.7906 | 1.7873 | 1.7863 | 11.6738 | 20.3729 | 29.0507 | 38.7772 | 44.6349 | 51.4348 | 58.1491 | 65.7016 | 71.3267 | 77.7963 | 84.1801 | 91.5855 | 96.6116 | 102.7201 | 108.8239 | 115.9297 | 120.6232 | 126.4067 | 141.4973 | 153.4588 | 11.6738 | 32.0467 | 61.0974 | 99.8746 | 144.5095 | 184.2706 | 222.0468 | 258.6977 | 291.2472 | 324.4086 | 357.1539 | 390.5903 | 421.5003 | 452.8937 | 483.9213 | 503.997 | 512.6618 | 513.4062 | 513.4062 | 513.4062 | 0.045695 | 0.078828 | 0.11149 | 0.14767 | 0.16908 | 0.19364 | 0.21753 | 0.24412 | 0.26336 | 0.28532 | 0.30611 | 0.33039 | 0.34565 | 0.36497 | 0.38433 | 0.40704 | 0.422 | 0.44086 | 0.49258 | 0.53393 | 0.045695 | 0.124 | 0.23447 | 0.38034 | 0.54741 | 0.69372 | 0.83067 | 0.96121 | 1.0754 | 1.1898 | 1.2987 | 1.409 | 1.508 | 1.6092 | 1.7091 | 1.7696 | 1.7935 | 1.7906 | 1.7873 | 1.7863 | 11.6738 | 20.3729 | 29.0507 | 38.7772 | 44.6349 | 51.4348 | 58.1491 | 65.7016 | 71.3267 | 77.7963 | 84.1801 | 91.5855 | 96.6116 | 102.7201 | 108.8239 | 115.9297 | 120.6232 | 126.4067 | 141.4973 | 153.4588 | 11.6738 | 32.0467 | 61.0974 | 99.8746 | 144.5095 | 184.2706 | 222.0468 | 258.6977 | 291.2472 | 324.4086 | 357.1539 | 390.5903 | 421.5003 | 452.8937 | 483.9213 | 503.997 | 512.6618 | 513.4062 | 513.4062 | 513.4062 | 0.045695 | 0.078828 | 0.11149 | 0.14767 | 0.16908 | 0.19364 | 0.21753 | 0.24412 | 0.26336 | 0.28532 | 0.30611 | 0.33039 | 0.34565 | 0.36497 | 0.38433 | 0.40704 | 0.422 | 0.44086 | 0.49258 | 0.53393 | 0.045695 | 0.124 | 0.23447 | 0.38034 | 0.54741 | 0.69372 | 0.83067 | 0.96121 | 1.0754 | 1.1898 | 1.2987 | 1.409 | 1.508 | 1.6092 | 1.7091 | 1.7696 | 1.7935 | 1.7906 | 1.7873 | 1.7863 | 11.6738 | 20.3729 | 29.0507 | 38.7772 | 44.6349 | 51.4348 | 58.1491 | 65.7016 | 71.3267 | 77.7963 | 84.1801 | 91.5855 | 96.6116 | 102.7201 | 108.8239 | 115.9297 | 120.6232 | 126.4067 | 141.4973 | 153.4588 | 11.6738 | 32.0467 | 61.0974 | 99.8746 | 144.5095 | 184.2706 | 222.0468 | 258.6977 | 291.2472 | 324.4086 | 357.1539 | 390.5903 | 421.5003 | 452.8937 | 483.9213 | 503.997 | 512.6618 | 513.4062 | 513.4062 | 513.4062 | 310.5007 | 310.5007 | 310.5007 | 310.5007 | 310.5007 | 310.5007 | 310.5007 | 310.5007 | 310.5007 | 310.5007 | 310.5007 | 310.5007 | 310.5007 | 310.5007 | 310.5007 | 310.5007 | 310.5007 | 310.5007 | 310.5007 | 310.5007 | 266.8972 | 266.8972 | 266.8972 | 266.8972 | 266.8972 | 266.8972 | 266.8972 | 266.8972 | 266.8972 | 266.8972 | 266.8972 | 266.8972 | 266.8972 | 266.8972 | 266.8972 | 266.8972 | 266.8972 | 266.8972 | 266.8972 | 266.8972
WA_Industrial_Agriculture_New_Process_Natural Gas_Strategic Energy Management_A | WA | Industrial | Agriculture | New | Process | Natural Gas | Strategic Energy Management | A | IM155 | No energy management system | Energy management system installed and programmed | 5 | 1.4066 | 0 | 0 | 9.04 | 0 | 0.22 | 0 | 4.5224 |  | employee | 5% | 50% | Retrofit | RetroEven20 | 80.75% | TBD | 0.2% | 304.3424 |  | 256.7079 |  | 0.099194 | BEHAV_SEM-All-CPUC-2018_PG-26 | BEHAV_SEM-All-CPUC-2018_PG-26 | AEG Research | No energy management system | No energy management system | No energy management system | No energy management system | No energy management system | No energy management system | No energy management system | No energy management system | No energy management system | No energy management system | No energy management system | No energy management system | No energy management system | No energy management system | No energy management system | No energy management system | No energy management system | No energy management system | No energy management system | No energy management system | No energy management system | No energy management system | Energy management system installed and programmed | Energy management system installed and programmed | Energy management system installed and programmed | Energy management system installed and programmed | Energy management system installed and programmed | Energy management system installed and programmed | Energy management system installed and programmed | Energy management system installed and programmed | Energy management system installed and programmed | Energy management system installed and programmed | Energy management system installed and programmed | Energy management system installed and programmed | Energy management system installed and programmed | Energy management system installed and programmed | Energy management system installed and programmed | Energy management system installed and programmed | Energy management system installed and programmed | Energy management system installed and programmed | Energy management system installed and programmed | Energy management system installed and programmed | Energy management system installed and programmed | Energy management system installed and programmed | 9.04 | 9.04 | 9.04 | 9.04 | 9.04 | 9.04 | 9.04 | 9.04 | 9.04 | 9.04 | 9.04 | 9.04 | 9.04 | 9.04 | 9.04 | 9.04 | 9.04 | 9.04 | 9.04 | 9.04 | 9.04 | 9.04 | 0 | 0 | 1.4043 | 1.403 | 1.4017 | 1.4006 | 1.3989 | 1.3975 | 1.3962 | 1.3951 | 1.3939 | 1.393 | 1.3923 | 1.392 | 1.3914 | 1.3911 | 1.3909 | 1.3908 | 1.3905 | 1.3902 | 1.39 | 1.3897 | 0.11667 | 0.20342 | 0.2898 | 0.38652 | 0.4444 | 0.51157 | 0.57781 | 0.65235 | 0.70758 | 0.77127 | 0.83414 | 0.90729 | 0.9567 | 1.017 | 1.0772 | 1.1475 | 1.1937 | 1.2507 | 1.3997 | 1.5178 | 0.11667 | 0.31998 | 0.6095 | 0.99553 | 1.4388 | 1.8328 | 2.2064 | 2.5686 | 2.8893 | 3.2162 | 3.539 | 3.8694 | 4.1739 | 4.4839 | 4.7903 | 4.9887 | 5.0732 | 5.0798 | 5.0788 | 5.0778 | 83.0817 | 144.9933 | 206.7529 | 275.9757 | 317.6645 | 366.0596 | 413.8449 | 467.5958 | 507.6293 | 553.6732 | 599.1065 | 651.8104 | 687.5807 | 731.0545 | 774.4954 | 825.0665 | 858.4703 | 899.6315 | 1007.0302 | 1092.1599 | 83.0817 | 228.0751 | 434.828 | 710.8037 | 1028.4682 | 1311.4461 | 1580.2976 | 1841.1406 | 2072.7941 | 2308.8029 | 2541.8497 | 2779.8152 | 2999.8001 | 3223.2253 | 3444.0475 | 3586.9258 | 3648.5923 | 3653.8903 | 3653.8903 | 3653.8903 | 0.099194 | 0.17297 | 0.24646 | 0.32876 | 0.37804 | 0.43526 | 0.49168 | 0.55518 | 0.60226 | 0.65653 | 0.7101 | 0.77241 | 0.81452 | 0.86588 | 0.9172 | 0.97703 | 1.0164 | 1.065 | 1.1919 | 1.2924 | 0.099194 | 0.27209 | 0.51834 | 0.84674 | 1.224 | 1.5594 | 1.8775 | 2.186 | 2.4592 | 2.7377 | 3.0128 | 3.2941 | 3.5536 | 3.8177 | 4.0786 | 4.2476 | 4.3197 | 4.3254 | 4.3247 | 4.3239 | 70.6195 | 123.2443 | 175.74 | 234.5794 | 270.0148 | 311.1507 | 351.7681 | 397.4565 | 431.4849 | 470.6222 | 509.2405 | 554.0388 | 584.4436 | 621.3963 | 658.3211 | 701.3066 | 729.6997 | 764.6868 | 855.9757 | 928.336 | 70.6195 | 193.8638 | 369.6038 | 604.1832 | 874.198 | 1114.7292 | 1343.253 | 1564.9695 | 1761.875 | 1962.4824 | 2160.5723 | 2362.8429 | 2549.8301 | 2739.7415 | 2927.4404 | 3048.8869 | 3101.3035 | 3105.8067 | 3105.8067 | 3105.8067 | 0.099242 | 0.17311 | 0.24671 | 0.32917 | 0.37864 | 0.43604 | 0.49263 | 0.55629 | 0.6035 | 0.65789 | 0.71156 | 0.77396 | 0.81614 | 0.86756 | 0.91893 | 0.97881 | 1.0182 | 1.0667 | 1.1938 | 1.2944 | 0.099242 | 0.2723 | 0.51887 | 0.8478 | 1.2259 | 1.5622 | 1.8812 | 2.1904 | 2.4643 | 2.7434 | 3.019 | 3.3007 | 3.5607 | 3.8251 | 4.0863 | 4.2553 | 4.3273 | 4.3326 | 4.3316 | 4.3306 | 70.6195 | 123.2443 | 175.74 | 234.5794 | 270.0148 | 311.1507 | 351.7681 | 397.4565 | 431.4849 | 470.6222 | 509.2405 | 554.0388 | 584.4436 | 621.3963 | 658.3211 | 701.3066 | 729.6997 | 764.6868 | 855.9757 | 928.336 | 70.6195 | 193.8638 | 369.6038 | 604.1832 | 874.198 | 1114.7292 | 1343.253 | 1564.9695 | 1761.875 | 1962.4824 | 2160.5723 | 2362.8429 | 2549.8301 | 2739.7415 | 2927.4404 | 3048.8869 | 3101.3035 | 3105.8067 | 3105.8067 | 3105.8067 | 0.099194 | 0.17297 | 0.24646 | 0.32876 | 0.37804 | 0.43526 | 0.49168 | 0.55518 | 0.60226 | 0.65653 | 0.7101 | 0.77241 | 0.81452 | 0.86588 | 0.9172 | 0.97703 | 1.0164 | 1.065 | 1.1919 | 1.2924 | 0.099194 | 0.27209 | 0.51834 | 0.84674 | 1.224 | 1.5594 | 1.8775 | 2.186 | 2.4592 | 2.7377 | 3.0128 | 3.2941 | 3.5536 | 3.8177 | 4.0786 | 4.2476 | 4.3197 | 4.3254 | 4.3247 | 4.3239 | 70.6195 | 123.2443 | 175.74 | 234.5794 | 270.0148 | 311.1507 | 351.7681 | 397.4565 | 431.4849 | 470.6222 | 509.2405 | 554.0388 | 584.4436 | 621.3963 | 658.3211 | 701.3066 | 729.6997 | 764.6868 | 855.9757 | 928.336 | 70.6195 | 193.8638 | 369.6038 | 604.1832 | 874.198 | 1114.7292 | 1343.253 | 1564.9695 | 1761.875 | 1962.4824 | 2160.5723 | 2362.8429 | 2549.8301 | 2739.7415 | 2927.4404 | 3048.8869 | 3101.3035 | 3105.8067 | 3105.8067 | 3105.8067 | 0.099194 | 0.17297 | 0.24646 | 0.32876 | 0.37804 | 0.43526 | 0.49168 | 0.55518 | 0.60226 | 0.65653 | 0.7101 | 0.77241 | 0.81452 | 0.86588 | 0.9172 | 0.97703 | 1.0164 | 1.065 | 1.1919 | 1.2924 | 0.099194 | 0.27209 | 0.51834 | 0.84674 | 1.224 | 1.5594 | 1.8775 | 2.186 | 2.4592 | 2.7377 | 3.0128 | 3.2941 | 3.5536 | 3.8177 | 4.0786 | 4.2476 | 4.3197 | 4.3254 | 4.3247 | 4.3239 | 70.6195 | 123.2443 | 175.74 | 234.5794 | 270.0148 | 311.1507 | 351.7681 | 397.4565 | 431.4849 | 470.6222 | 509.2405 | 554.0388 | 584.4436 | 621.3963 | 658.3211 | 701.3066 | 729.6997 | 764.6868 | 855.9757 | 928.336 | 70.6195 | 193.8638 | 369.6038 | 604.1832 | 874.198 | 1114.7292 | 1343.253 | 1564.9695 | 1761.875 | 1962.4824 | 2160.5723 | 2362.8429 | 2549.8301 | 2739.7415 | 2927.4404 | 3048.8869 | 3101.3035 | 3105.8067 | 3105.8067 | 3105.8067 | 310.5007 | 310.5007 | 310.5007 | 310.5007 | 310.5007 | 310.5007 | 310.5007 | 310.5007 | 310.5007 | 310.5007 | 310.5007 | 310.5007 | 310.5007 | 310.5007 | 310.5007 | 310.5007 | 310.5007 | 310.5007 | 310.5007 | 310.5007 | 266.8972 | 266.8972 | 266.8972 | 266.8972 | 266.8972 | 266.8972 | 266.8972 | 266.8972 | 266.8972 | 266.8972 | 266.8972 | 266.8972 | 266.8972 | 266.8972 | 266.8972 | 266.8972 | 266.8972 | 266.8972 | 266.8972 | 266.8972
WA_Industrial_Agriculture_New_Miscellaneous_Natural Gas_Strategic Energy Management_A | WA | Industrial | Agriculture | New | Miscellaneous | Natural Gas | Strategic Energy Management | A | IM156 | No energy management system | Energy management system installed and programmed | 5 | 0.89787 | 0 | 0 | 9.04 | 0 | 0.22 | 0 | 4.5224 |  | employee | 5% | 50% | Retrofit | RetroEven20 | 80.75% | TBD | 0.2% | 304.3424 |  | 256.7079 |  | 0.015852 | BEHAV_SEM-All-CPUC-2018_PG-26 | BEHAV_SEM-All-CPUC-2018_PG-26 | AEG Research | No energy management system | No energy management system | No energy management system | No energy management system | No energy management system | No energy management system | No energy management system | No energy management system | No energy management system | No energy management system | No energy management system | No energy management system | No energy management system | No energy management system | No energy management system | No energy management system | No energy management system | No energy management system | No energy management system | No energy management system | No energy management system | No energy management system | Energy management system installed and programmed | Energy management system installed and programmed | Energy management system installed and programmed | Energy management system installed and programmed | Energy management system installed and programmed | Energy management system installed and programmed | Energy management system installed and programmed | Energy management system installed and programmed | Energy management system installed and programmed | Energy management system installed and programmed | Energy management system installed and programmed | Energy management system installed and programmed | Energy management system installed and programmed | Energy management system installed and programmed | Energy management system installed and programmed | Energy management system installed and programmed | Energy management system installed and programmed | Energy management system installed and programmed | Energy management system installed and programmed | Energy management system installed and programmed | Energy management system installed and programmed | Energy management system installed and programmed | 9.04 | 9.04 | 9.04 | 9.04 | 9.04 | 9.04 | 9.04 | 9.04 | 9.04 | 9.04 | 9.04 | 9.04 | 9.04 | 9.04 | 9.04 | 9.04 | 9.04 | 9.04 | 9.04 | 9.04 | 9.04 | 9.04 | 0 | 0 | 0.89787 | 0.89787 | 0.89787 | 0.89787 | 0.89787 | 0.89787 | 0.89787 | 0.89787 | 0.89787 | 0.89787 | 0.89787 | 0.89787 | 0.89787 | 0.89787 | 0.89787 | 0.89787 | 0.89787 | 0.89787 | 0.89787 | 0.89787 | 0.018649 | 0.032546 | 0.046409 | 0.061948 | 0.071305 | 0.082169 | 0.092895 | 0.10496 | 0.11395 | 0.12428 | 0.13448 | 0.14631 | 0.15434 | 0.1641 | 0.17385 | 0.1852 | 0.1927 | 0.20194 | 0.22605 | 0.24515 | 0.018649 | 0.051195 | 0.097605 | 0.15955 | 0.23086 | 0.29438 | 0.35473 | 0.41328 | 0.46528 | 0.51825 | 0.57056 | 0.62398 | 0.67336 | 0.72351 | 0.77308 | 0.80515 | 0.81899 | 0.82018 | 0.82018 | 0.82018 | 20.7704 | 36.2483 | 51.6882 | 68.9939 | 79.4161 | 91.5149 | 103.4612 | 116.899 | 126.9073 | 138.4183 | 149.7766 | 162.9526 | 171.8952 | 182.7636 | 193.6239 | 206.2666 | 214.6176 | 224.9079 | 251.7576 | 273.04 | 20.7704 | 57.0188 | 108.707 | 177.7009 | 257.1171 | 327.8615 | 395.0744 | 460.2851 | 518.1985 | 577.2007 | 635.4624 | 694.9538 | 749.95 | 805.8063 | 861.0119 | 896.7314 | 912.1481 | 913.4726 | 913.4726 | 913.4726 | 0.015852 | 0.027664 | 0.039448 | 0.052655 | 0.06061 | 0.069843 | 0.078961 | 0.089216 | 0.096854 | 0.10564 | 0.11431 | 0.12436 | 0.13119 | 0.13948 | 0.14777 | 0.15742 | 0.16379 | 0.17165 | 0.19214 | 0.20838 | 0.015852 | 0.043516 | 0.082964 | 0.13562 | 0.19623 | 0.25022 | 0.30152 | 0.35129 | 0.39548 | 0.44051 | 0.48498 | 0.53038 | 0.57235 | 0.61498 | 0.65712 | 0.68438 | 0.69614 | 0.69715 | 0.69715 | 0.69715 | 17.6549 | 30.8111 | 43.935 | 58.6448 | 67.5037 | 77.7877 | 87.942 | 99.3641 | 107.8712 | 117.6556 | 127.3101 | 138.5097 | 146.1109 | 155.3491 | 164.5803 | 175.3266 | 182.4249 | 191.1717 | 213.9939 | 232.084 | 17.6549 | 48.466 | 92.4009 | 151.0458 | 218.5495 | 278.6823 | 335.8132 | 391.2424 | 440.4688 | 490.6206 | 540.1431 | 590.7107 | 637.4575 | 684.9354 | 731.8601 | 762.2217 | 775.3259 | 776.4517 | 776.4517 | 776.4517 | 0.015852 | 0.027664 | 0.039448 | 0.052655 | 0.06061 | 0.069843 | 0.078961 | 0.089216 | 0.096854 | 0.10564 | 0.11431 | 0.12436 | 0.13119 | 0.13948 | 0.14777 | 0.15742 | 0.16379 | 0.17165 | 0.19214 | 0.20838 | 0.015852 | 0.043516 | 0.082964 | 0.13562 | 0.19623 | 0.25022 | 0.30152 | 0.35129 | 0.39548 | 0.44051 | 0.48498 | 0.53038 | 0.57235 | 0.61498 | 0.65712 | 0.68438 | 0.69614 | 0.69715 | 0.69715 | 0.69715 | 17.6549 | 30.8111 | 43.935 | 58.6448 | 67.5037 | 77.7877 | 87.942 | 99.3641 | 107.8712 | 117.6556 | 127.3101 | 138.5097 | 146.1109 | 155.3491 | 164.5803 | 175.3266 | 182.4249 | 191.1717 | 213.9939 | 232.084 | 17.6549 | 48.466 | 92.4009 | 151.0458 | 218.5495 | 278.6823 | 335.8132 | 391.2424 | 440.4688 | 490.6206 | 540.1431 | 590.7107 | 637.4575 | 684.9354 | 731.8601 | 762.2217 | 775.3259 | 776.4517 | 776.4517 | 776.4517 | 0.015852 | 0.027664 | 0.039448 | 0.052655 | 0.06061 | 0.069843 | 0.078961 | 0.089216 | 0.096854 | 0.10564 | 0.11431 | 0.12436 | 0.13119 | 0.13948 | 0.14777 | 0.15742 | 0.16379 | 0.17165 | 0.19214 | 0.20838 | 0.015852 | 0.043516 | 0.082964 | 0.13562 | 0.19623 | 0.25022 | 0.30152 | 0.35129 | 0.39548 | 0.44051 | 0.48498 | 0.53038 | 0.57235 | 0.61498 | 0.65712 | 0.68438 | 0.69614 | 0.69715 | 0.69715 | 0.69715 | 17.6549 | 30.8111 | 43.935 | 58.6448 | 67.5037 | 77.7877 | 87.942 | 99.3641 | 107.8712 | 117.6556 | 127.3101 | 138.5097 | 146.1109 | 155.3491 | 164.5803 | 175.3266 | 182.4249 | 191.1717 | 213.9939 | 232.084 | 17.6549 | 48.466 | 92.4009 | 151.0458 | 218.5495 | 278.6823 | 335.8132 | 391.2424 | 440.4688 | 490.6206 | 540.1431 | 590.7107 | 637.4575 | 684.9354 | 731.8601 | 762.2217 | 775.3259 | 776.4517 | 776.4517 | 776.4517 | 0.015852 | 0.027664 | 0.039448 | 0.052655 | 0.06061 | 0.069843 | 0.078961 | 0.089216 | 0.096854 | 0.10564 | 0.11431 | 0.12436 | 0.13119 | 0.13948 | 0.14777 | 0.15742 | 0.16379 | 0.17165 | 0.19214 | 0.20838 | 0.015852 | 0.043516 | 0.082964 | 0.13562 | 0.19623 | 0.25022 | 0.30152 | 0.35129 | 0.39548 | 0.44051 | 0.48498 | 0.53038 | 0.57235 | 0.61498 | 0.65712 | 0.68438 | 0.69614 | 0.69715 | 0.69715 | 0.69715 | 17.6549 | 30.8111 | 43.935 | 58.6448 | 67.5037 | 77.7877 | 87.942 | 99.3641 | 107.8712 | 117.6556 | 127.3101 | 138.5097 | 146.1109 | 155.3491 | 164.5803 | 175.3266 | 182.4249 | 191.1717 | 213.9939 | 232.084 | 17.6549 | 48.466 | 92.4009 | 151.0458 | 218.5495 | 278.6823 | 335.8132 | 391.2424 | 440.4688 | 490.6206 | 540.1431 | 590.7107 | 637.4575 | 684.9354 | 731.8601 | 762.2217 | 775.3259 | 776.4517 | 776.4517 | 776.4517 | 310.5007 | 310.5007 | 310.5007 | 310.5007 | 310.5007 | 310.5007 | 310.5007 | 310.5007 | 310.5007 | 310.5007 | 310.5007 | 310.5007 | 310.5007 | 310.5007 | 310.5007 | 310.5007 | 310.5007 | 310.5007 | 310.5007 | 310.5007 | 266.8972 | 266.8972 | 266.8972 | 266.8972 | 266.8972 | 266.8972 | 266.8972 | 266.8972 | 266.8972 | 266.8972 | 266.8972 | 266.8972 | 266.8972 | 266.8972 | 266.8972 | 266.8972 | 266.8972 | 266.8972 | 266.8972 | 266.8972
WA_Industrial_Agriculture_New_Space Heating_Natural Gas_Commissioning_A | WA | Industrial | Agriculture | New | Space Heating | Natural Gas | Commissioning | A | IM157 | New construction code | Optimized HVAC design and controls | 10 | 3.6154 | 0 | 0 | 0.27 | 0 | 0 | 0 | 0.1336 |  | employee | 0% | 0% | Retrofit | Retro12Med | 75.44% | TBD | 0.2% | 28.1959 |  | 20.0691 |  | 0 | DL20_COM_CX-Refrig-2021PLN-V11-3 | 2018 AMIL BUS Retro-Commissioning Initiative | U.S. Department of Energy. Lawrence Berkeley National Labs and Building Commissioning Association. https://www.bcxa.org/wp-content/uploads/2020/09/1-s2.0- S0378778819319553-main.pdf | New construction code | New construction code | New construction code | New construction code | New construction code | New construction code | New construction code | New construction code | New construction code | New construction code | New construction code | New construction code | New construction code | New construction code | New construction code | New construction code | New construction code | New construction code | New construction code | New construction code | New construction code | New construction code | Optimized HVAC design and controls | Optimized HVAC design and controls | Optimized HVAC design and controls | Optimized HVAC design and controls | Optimized HVAC design and controls | Optimized HVAC design and controls | Optimized HVAC design and controls | Optimized HVAC design and controls | Optimized HVAC design and controls | Optimized HVAC design and controls | Optimized HVAC design and controls | Optimized HVAC design and controls | Optimized HVAC design and controls | Optimized HVAC design and controls | Optimized HVAC design and controls | Optimized HVAC design and controls | Optimized HVAC design and controls | Optimized HVAC design and controls | Optimized HVAC design and controls | Optimized HVAC design and controls | Optimized HVAC design and controls | Optimized HVAC design and controls | 0.27 | 0.27 | 0.27 | 0.27 | 0.27 | 0.27 | 0.27 | 0.27 | 0.27 | 0.27 | 0.27 | 0.27 | 0.27 | 0.27 | 0.27 | 0.27 | 0.27 | 0.27 | 0.27 | 0.27 | 0.27 | 0.27 | 0 | 0 | 3.6033 | 3.3922 | 3.3097 | 3.2616 | 3.2429 | 3.2265 | 3.2142 | 3.2033 | 3.1967 | 3.1904 | 3.1775 | 3.1671 | 3.1562 | 3.1658 | 3.1716 | 3.1714 | 3.1774 | 3.1765 | 3.178 | 3.175 | 0 | 0 | 0 | 0 | 0 | 0 | 0 | 0 | 0 | 0 | 0 | 0 | 0 | 0 | 0 | 0 | 0 | 0 | 0 | 0 | 0 | 0 | 0 | 0 | 0 | 0 | 0 | 0 | 0 | 0 | 0 | 0 | 0 | 0 | 0 | 0 | 0 | 0 | 0 | 0 | 0 | 0 | 0 | 0 | 0 | 0 | 0 | 0 | 0 | 0 | 0 | 0 | 0 | 0 | 0 | 0 | 0 | 0 | 0 | 0 | 0 | 0 | 0 | 0 | 0 | 0 | 0 | 0 | 0 | 0 | 0 | 0 | 0 | 0 | 0 | 0 | 0 | 0 | 0 | 0 | 0 | 0 | 0 | 0 | 0 | 0 | 0 | 0 | 0 | 0 | 0 | 0 | 0 | 0 | 0 | 0 | 0 | 0 | 0 | 0 | 0 | 0 | 0 | 0 | 0 | 0 | 0 | 0 | 0 | 0 | 0 | 0 | 0 | 0 | 0 | 0 | 0 | 0 | 0 | 0 | 0 | 0 | 0 | 0 | 0 | 0 | 0 | 0 | 0 | 0 | 0 | 0 | 0 | 0 | 0 | 0 | 0 | 0 | 0 | 0 | 0 | 0 | 0 | 0 | 0 | 0 | 0 | 0 | 0 | 0 | 0 | 0 | 0 | 0 | 0 | 0 | 0 | 0 | 0 | 0 | 0 | 0 | 0 | 0 | 0 | 0 | 0 | 0 | 0 | 0 | 0 | 0 | 0 | 0 | 0 | 0 | 0 | 0 | 0 | 0 | 0 | 0 | 0 | 0 | 0 | 0 | 0 | 0 | 0 | 0 | 0 | 0 | 0 | 0 | 0 | 0 | 0 | 0 | 0 | 0 | 0 | 0 | 0 | 0 | 0 | 0 | 0 | 0 | 0 | 0 | 0 | 0 | 0 | 0 | 0 | 0 | 0 | 0 | 0 | 0 | 0 | 0 | 0 | 0 | 0 | 0 | 0 | 0 | 0 | 0 | 0 | 0 | 0 | 0 | 0 | 0 | 0 | 0 | 0 | 0 | 0 | 0 | 0 | 0 | 0 | 0 | 0 | 0 | 0 | 0 | 0 | 0 | 0 | 0 | 0 | 0 | 0 | 0 | 0 | 0 | 0 | 0 | 0 | 0 | 0 | 0 | 0 | 0 | 0 | 0 | 0 | 0 | 0 | 0 | 0 | 0 | 0 | 0 | 0 | 0 | 0 | 0 | 0 | 0 | 0 | 0 | 0 | 0 | 0 | 0 | 0 | 0 | 0 | 0 | 0 | 0 | 0 | 0 | 0 | 0 | 0 | 0 | 0 | 0 | 0 | 0 | 0 | 0 | 0 | 0 | 0 | 0 | 0 | 0 | 0 | 0 | 0 | 0 | 0 | 0 | 0 | 0 | 0 | 0 | 0 | 0 | 0 | 0 | 0 | 0 | 0 | 0 | 0 | 0 | 0 | 0 | 0 | 0 | 0 | 0 | 0 | 0 | 0 | 0 | 0 | 0 | 0 | 0 | 0 | 0 | 0 | 0 | 0 | 0 | 0 | 0 | 0 | 0 | 0 | 0 | 0 | 0 | 0 | 0 | 0 | 0 | 0 | 0 | 0 | 0 | 0 | 0 | 0 | 0 | 0 | 0 | 0 | 0 | 0 | 0 | 0 | 0 | 0 | 0 | 0 | 0 | 0 | 0 | 0 | 0 | 0 | 0 | 0 | 0 | 0 | 0 | 0 | 0 | 0 | 0 | 3.2926 | 3.2926 | 3.2926 | 3.2926 | 3.2926 | 3.2926 | 3.2926 | 3.2926 | 3.2926 | 3.2926 | 3.2926 | 3.2926 | 3.2926 | 3.2926 | 3.2926 | 3.2926 | 3.2926 | 3.2926 | 3.2926 | 3.2926 | 2.3436 | 2.3436 | 2.3436 | 2.3436 | 2.3436 | 2.3436 | 2.3436 | 2.3436 | 2.3436 | 2.3436 | 2.3436 | 2.3436 | 2.3436 | 2.3436 | 2.3436 | 2.3436 | 2.3436 | 2.3436 | 2.3436 | 2.3436
WA_Industrial_Agriculture_New_Process_Natural Gas_Commissioning_A | WA | Industrial | Agriculture | New | Process | Natural Gas | Commissioning | A | IM158 | New construction code | Optimized process design and controls | 10 | 7.8506 | 0 | 0 | 0.27 | 0 | 0 | 0 | 0.1336 |  | employee | 0% | 0% | Retrofit | Retro12Med | 75.44% | TBD | 0.2% | 28.1959 |  | 20.0691 |  | 0 | DL20_COM_CX-Refrig-2021PLN-V11-3 | 2018 AMIL BUS Retro-Commissioning Initiative | U.S. Department of Energy. Lawrence Berkeley National Labs and Building Commissioning Association. https://www.bcxa.org/wp-content/uploads/2020/09/1-s2.0- S0378778819319553-main.pdf | New construction code | New construction code | New construction code | New construction code | New construction code | New construction code | New construction code | New construction code | New construction code | New construction code | New construction code | New construction code | New construction code | New construction code | New construction code | New construction code | New construction code | New construction code | New construction code | New construction code | New construction code | New construction code | Optimized process design and controls | Optimized process design and controls | Optimized process design and controls | Optimized process design and controls | Optimized process design and controls | Optimized process design and controls | Optimized process design and controls | Optimized process design and controls | Optimized process design and controls | Optimized process design and controls | Optimized process design and controls | Optimized process design and controls | Optimized process design and controls | Optimized process design and controls | Optimized process design and controls | Optimized process design and controls | Optimized process design and controls | Optimized process design and controls | Optimized process design and controls | Optimized process design and controls | Optimized process design and controls | Optimized process design and controls | 0.27 | 0.27 | 0.27 | 0.27 | 0.27 | 0.27 | 0.27 | 0.27 | 0.27 | 0.27 | 0.27 | 0.27 | 0.27 | 0.27 | 0.27 | 0.27 | 0.27 | 0.27 | 0.27 | 0.27 | 0.27 | 0.27 | 0 | 0 | 7.8495 | 7.8492 | 7.8491 | 7.8494 | 7.8496 | 7.8497 | 7.8498 | 7.8499 | 7.8499 | 7.85 | 7.85 | 7.8501 | 7.8501 | 7.8501 | 7.8501 | 7.8502 | 7.8502 | 7.8502 | 7.8502 | 7.8502 | 0 | 0 | 0 | 0 | 0 | 0 | 0 | 0 | 0 | 0 | 0 | 0 | 0 | 0 | 0 | 0 | 0 | 0 | 0 | 0 | 0 | 0 | 0 | 0 | 0 | 0 | 0 | 0 | 0 | 0 | 0 | 0 | 0 | 0 | 0 | 0 | 0 | 0 | 0 | 0 | 0 | 0 | 0 | 0 | 0 | 0 | 0 | 0 | 0 | 0 | 0 | 0 | 0 | 0 | 0 | 0 | 0 | 0 | 0 | 0 | 0 | 0 | 0 | 0 | 0 | 0 | 0 | 0 | 0 | 0 | 0 | 0 | 0 | 0 | 0 | 0 | 0 | 0 | 0 | 0 | 0 | 0 | 0 | 0 | 0 | 0 | 0 | 0 | 0 | 0 | 0 | 0 | 0 | 0 | 0 | 0 | 0 | 0 | 0 | 0 | 0 | 0 | 0 | 0 | 0 | 0 | 0 | 0 | 0 | 0 | 0 | 0 | 0 | 0 | 0 | 0 | 0 | 0 | 0 | 0 | 0 | 0 | 0 | 0 | 0 | 0 | 0 | 0 | 0 | 0 | 0 | 0 | 0 | 0 | 0 | 0 | 0 | 0 | 0 | 0 | 0 | 0 | 0 | 0 | 0 | 0 | 0 | 0 | 0 | 0 | 0 | 0 | 0 | 0 | 0 | 0 | 0 | 0 | 0 | 0 | 0 | 0 | 0 | 0 | 0 | 0 | 0 | 0 | 0 | 0 | 0 | 0 | 0 | 0 | 0 | 0 | 0 | 0 | 0 | 0 | 0 | 0 | 0 | 0 | 0 | 0 | 0 | 0 | 0 | 0 | 0 | 0 | 0 | 0 | 0 | 0 | 0 | 0 | 0 | 0 | 0 | 0 | 0 | 0 | 0 | 0 | 0 | 0 | 0 | 0 | 0 | 0 | 0 | 0 | 0 | 0 | 0 | 0 | 0 | 0 | 0 | 0 | 0 | 0 | 0 | 0 | 0 | 0 | 0 | 0 | 0 | 0 | 0 | 0 | 0 | 0 | 0 | 0 | 0 | 0 | 0 | 0 | 0 | 0 | 0 | 0 | 0 | 0 | 0 | 0 | 0 | 0 | 0 | 0 | 0 | 0 | 0 | 0 | 0 | 0 | 0 | 0 | 0 | 0 | 0 | 0 | 0 | 0 | 0 | 0 | 0 | 0 | 0 | 0 | 0 | 0 | 0 | 0 | 0 | 0 | 0 | 0 | 0 | 0 | 0 | 0 | 0 | 0 | 0 | 0 | 0 | 0 | 0 | 0 | 0 | 0 | 0 | 0 | 0 | 0 | 0 | 0 | 0 | 0 | 0 | 0 | 0 | 0 | 0 | 0 | 0 | 0 | 0 | 0 | 0 | 0 | 0 | 0 | 0 | 0 | 0 | 0 | 0 | 0 | 0 | 0 | 0 | 0 | 0 | 0 | 0 | 0 | 0 | 0 | 0 | 0 | 0 | 0 | 0 | 0 | 0 | 0 | 0 | 0 | 0 | 0 | 0 | 0 | 0 | 0 | 0 | 0 | 0 | 0 | 0 | 0 | 0 | 0 | 0 | 0 | 0 | 0 | 0 | 0 | 0 | 0 | 0 | 0 | 0 | 0 | 0 | 0 | 0 | 0 | 0 | 0 | 0 | 0 | 0 | 0 | 0 | 0 | 0 | 0 | 0 | 0 | 0 | 0 | 0 | 0 | 0 | 0 | 0 | 0 | 0 | 0 | 0 | 0 | 0 | 0 | 3.2926 | 3.2926 | 3.2926 | 3.2926 | 3.2926 | 3.2926 | 3.2926 | 3.2926 | 3.2926 | 3.2926 | 3.2926 | 3.2926 | 3.2926 | 3.2926 | 3.2926 | 3.2926 | 3.2926 | 3.2926 | 3.2926 | 3.2926 | 2.3436 | 2.3436 | 2.3436 | 2.3436 | 2.3436 | 2.3436 | 2.3436 | 2.3436 | 2.3436 | 2.3436 | 2.3436 | 2.3436 | 2.3436 | 2.3436 | 2.3436 | 2.3436 | 2.3436 | 2.3436 | 2.3436 | 2.3436
WA_Industrial_Agriculture_New_Space Heating_Natural Gas_Retrocommissioning_A | WA | Industrial | Agriculture | New | Space Heating | Natural Gas | Retrocommissioning | A | IM159 | Vintage/existing building | Optimized HVAC flow and controls | 5 | 0 | 0 | 0 | 0 | 0 | 0 | 0 | 0 |  | employee | 0% | 0% | Retrofit | RetroEven20 | 80.75% | TBD | 0.2% | 290.8153 |  | 224.9517 |  | 0 | COM_RCX-Heating-7PLN-v5-18 | COM_RCX-Heating-7PLN-v5-18 | n/a | Vintage/existing building | Vintage/existing building | Vintage/existing building | Vintage/existing building | Vintage/existing building | Vintage/existing building | Vintage/existing building | Vintage/existing building | Vintage/existing building | Vintage/existing building | Vintage/existing building | Vintage/existing building | Vintage/existing building | Vintage/existing building | Vintage/existing building | Vintage/existing building | Vintage/existing building | Vintage/existing building | Vintage/existing building | Vintage/existing building | Vintage/existing building | Vintage/existing building | Optimized HVAC flow and controls | Optimized HVAC flow and controls | Optimized HVAC flow and controls | Optimized HVAC flow and controls | Optimized HVAC flow and controls | Optimized HVAC flow and controls | Optimized HVAC flow and controls | Optimized HVAC flow and controls | Optimized HVAC flow and controls | Optimized HVAC flow and controls | Optimized HVAC flow and controls | Optimized HVAC flow and controls | Optimized HVAC flow and controls | Optimized HVAC flow and controls | Optimized HVAC flow and controls | Optimized HVAC flow and controls | Optimized HVAC flow and controls | Optimized HVAC flow and controls | Optimized HVAC flow and controls | Optimized HVAC flow and controls | Optimized HVAC flow and controls | Optimized HVAC flow and controls | 0 | 0 | 0 | 0 | 0 | 0 | 0 | 0 | 0 | 0 | 0 | 0 | 0 | 0 | 0 | 0 | 0 | 0 | 0 | 0 | 0 | 0 | 0 | 0 | 0 | 0 | 0 | 0 | 0 | 0 | 0 | 0 | 0 | 0 | 0 | 0 | 0 | 0 | 0 | 0 | 0 | 0 | 0 | 0 | 0 | 0 | 0 | 0 | 0 | 0 | 0 | 0 | 0 | 0 | 0 | 0 | 0 | 0 | 0 | 0 | 0 | 0 | 0 | 0 | 0 | 0 | 0 | 0 | 0 | 0 | 0 | 0 | 0 | 0 | 0 | 0 | 0 | 0 | 0 | 0 | 0 | 0 | 0 | 0 | 0 | 0 | 0 | 0 | 0 | 0 | 0 | 0 | 0 | 0 | 0 | 0 | 0 | 0 | 0 | 0 | 0 | 0 | 0 | 0 | 0 | 0 | 0 | 0 | 0 | 0 | 0 | 0 | 0 | 0 | 0 | 0 | 0 | 0 | 0 | 0 | 0 | 0 | 0 | 0 | 0 | 0 | 0 | 0 | 0 | 0 | 0 | 0 | 0 | 0 | 0 | 0 | 0 | 0 | 0 | 0 | 0 | 0 | 0 | 0 | 0 | 0 | 0 | 0 | 0 | 0 | 0 | 0 | 0 | 0 | 0 | 0 | 0 | 0 | 0 | 0 | 0 | 0 | 0 | 0 | 0 | 0 | 0 | 0 | 0 | 0 | 0 | 0 | 0 | 0 | 0 | 0 | 0 | 0 | 0 | 0 | 0 | 0 | 0 | 0 | 0 | 0 | 0 | 0 | 0 | 0 | 0 | 0 | 0 | 0 | 0 | 0 | 0 | 0 | 0 | 0 | 0 | 0 | 0 | 0 | 0 | 0 | 0 | 0 | 0 | 0 | 0 | 0 | 0 | 0 | 0 | 0 | 0 | 0 | 0 | 0 | 0 | 0 | 0 | 0 | 0 | 0 | 0 | 0 | 0 | 0 | 0 | 0 | 0 | 0 | 0 | 0 | 0 | 0 | 0 | 0 | 0 | 0 | 0 | 0 | 0 | 0 | 0 | 0 | 0 | 0 | 0 | 0 | 0 | 0 | 0 | 0 | 0 | 0 | 0 | 0 | 0 | 0 | 0 | 0 | 0 | 0 | 0 | 0 | 0 | 0 | 0 | 0 | 0 | 0 | 0 | 0 | 0 | 0 | 0 | 0 | 0 | 0 | 0 | 0 | 0 | 0 | 0 | 0 | 0 | 0 | 0 | 0 | 0 | 0 | 0 | 0 | 0 | 0 | 0 | 0 | 0 | 0 | 0 | 0 | 0 | 0 | 0 | 0 | 0 | 0 | 0 | 0 | 0 | 0 | 0 | 0 | 0 | 0 | 0 | 0 | 0 | 0 | 0 | 0 | 0 | 0 | 0 | 0 | 0 | 0 | 0 | 0 | 0 | 0 | 0 | 0 | 0 | 0 | 0 | 0 | 0 | 0 | 0 | 0 | 0 | 0 | 0 | 0 | 0 | 0 | 0 | 0 | 0 | 0 | 0 | 0 | 0 | 0 | 0 | 0 | 0 | 0 | 0 | 0 | 0 | 0 | 0 | 0 | 0 | 0 | 0 | 0 | 0 | 0 | 0 | 0 | 0 | 0 | 0 | 0 | 0 | 0 | 0 | 0 | 0 | 0 | 0 | 0 | 0 | 0 | 0 | 0 | 0 | 0 | 0 | 0 | 0 | 0 | 0 | 0 | 0 | 0 | 0 | 0 | 0 | 0 | 0 | 0 | 0 | 0 | 0 | 0 | 0 | 0 | 0 | 0 | 0 | 0 | 0 | 0 | 0 | 0 | 0 | 0 | 0 | 0 | 0 | 0 | 0 | 0 | 0 | 0 | 0 | 0 | 0 | 0 | 0 | 0 | 0 | 0 | 0 | 0 | 0 | 0 | 0 | 0 | 0 | 0 | 0 | 0 | 0 | 0 | 0 | 0 | 0 | 0 | 0 | 0 | 0 | 0 | 0 | 0 | 0 | 0 | 0 | 0 | 0 | 0 | 0 | 0 | 0 | 0 | 0 | 0 | 0 | 0 | 0 | 0 | 0 | 0 | 0 | 0 | 0 | 0
WA_Industrial_Agriculture_New_Process_Natural Gas_Retrocommissioning_A | WA | Industrial | Agriculture | New | Process | Natural Gas | Retrocommissioning | A | IM160 | Vintage/existing building | Optimized process design and controls | 5 | 0 | 0 | 0 | 0 | 0 | 0 | 0 | 0 |  | employee | 0% | 0% | Retrofit | RetroEven20 | 80.75% | TBD | 0.2% | 290.8153 |  | 224.9517 |  | 0 | COM_RCX-Heating-7PLN-v5-18 | COM_RCX-Heating-7PLN-v5-18 | n/a | Vintage/existing building | Vintage/existing building | Vintage/existing building | Vintage/existing building | Vintage/existing building | Vintage/existing building | Vintage/existing building | Vintage/existing building | Vintage/existing building | Vintage/existing building | Vintage/existing building | Vintage/existing building | Vintage/existing building | Vintage/existing building | Vintage/existing building | Vintage/existing building | Vintage/existing building | Vintage/existing building | Vintage/existing building | Vintage/existing building | Vintage/existing building | Vintage/existing building | Optimized process design and controls | Optimized process design and controls | Optimized process design and controls | Optimized process design and controls | Optimized process design and controls | Optimized process design and controls | Optimized process design and controls | Optimized process design and controls | Optimized process design and controls | Optimized process design and controls | Optimized process design and controls | Optimized process design and controls | Optimized process design and controls | Optimized process design and controls | Optimized process design and controls | Optimized process design and controls | Optimized process design and controls | Optimized process design and controls | Optimized process design and controls | Optimized process design and controls | Optimized process design and controls | Optimized process design and controls | 0 | 0 | 0 | 0 | 0 | 0 | 0 | 0 | 0 | 0 | 0 | 0 | 0 | 0 | 0 | 0 | 0 | 0 | 0 | 0 | 0 | 0 | 0 | 0 | 0 | 0 | 0 | 0 | 0 | 0 | 0 | 0 | 0 | 0 | 0 | 0 | 0 | 0 | 0 | 0 | 0 | 0 | 0 | 0 | 0 | 0 | 0 | 0 | 0 | 0 | 0 | 0 | 0 | 0 | 0 | 0 | 0 | 0 | 0 | 0 | 0 | 0 | 0 | 0 | 0 | 0 | 0 | 0 | 0 | 0 | 0 | 0 | 0 | 0 | 0 | 0 | 0 | 0 | 0 | 0 | 0 | 0 | 0 | 0 | 0 | 0 | 0 | 0 | 0 | 0 | 0 | 0 | 0 | 0 | 0 | 0 | 0 | 0 | 0 | 0 | 0 | 0 | 0 | 0 | 0 | 0 | 0 | 0 | 0 | 0 | 0 | 0 | 0 | 0 | 0 | 0 | 0 | 0 | 0 | 0 | 0 | 0 | 0 | 0 | 0 | 0 | 0 | 0 | 0 | 0 | 0 | 0 | 0 | 0 | 0 | 0 | 0 | 0 | 0 | 0 | 0 | 0 | 0 | 0 | 0 | 0 | 0 | 0 | 0 | 0 | 0 | 0 | 0 | 0 | 0 | 0 | 0 | 0 | 0 | 0 | 0 | 0 | 0 | 0 | 0 | 0 | 0 | 0 | 0 | 0 | 0 | 0 | 0 | 0 | 0 | 0 | 0 | 0 | 0 | 0 | 0 | 0 | 0 | 0 | 0 | 0 | 0 | 0 | 0 | 0 | 0 | 0 | 0 | 0 | 0 | 0 | 0 | 0 | 0 | 0 | 0 | 0 | 0 | 0 | 0 | 0 | 0 | 0 | 0 | 0 | 0 | 0 | 0 | 0 | 0 | 0 | 0 | 0 | 0 | 0 | 0 | 0 | 0 | 0 | 0 | 0 | 0 | 0 | 0 | 0 | 0 | 0 | 0 | 0 | 0 | 0 | 0 | 0 | 0 | 0 | 0 | 0 | 0 | 0 | 0 | 0 | 0 | 0 | 0 | 0 | 0 | 0 | 0 | 0 | 0 | 0 | 0 | 0 | 0 | 0 | 0 | 0 | 0 | 0 | 0 | 0 | 0 | 0 | 0 | 0 | 0 | 0 | 0 | 0 | 0 | 0 | 0 | 0 | 0 | 0 | 0 | 0 | 0 | 0 | 0 | 0 | 0 | 0 | 0 | 0 | 0 | 0 | 0 | 0 | 0 | 0 | 0 | 0 | 0 | 0 | 0 | 0 | 0 | 0 | 0 | 0 | 0 | 0 | 0 | 0 | 0 | 0 | 0 | 0 | 0 | 0 | 0 | 0 | 0 | 0 | 0 | 0 | 0 | 0 | 0 | 0 | 0 | 0 | 0 | 0 | 0 | 0 | 0 | 0 | 0 | 0 | 0 | 0 | 0 | 0 | 0 | 0 | 0 | 0 | 0 | 0 | 0 | 0 | 0 | 0 | 0 | 0 | 0 | 0 | 0 | 0 | 0 | 0 | 0 | 0 | 0 | 0 | 0 | 0 | 0 | 0 | 0 | 0 | 0 | 0 | 0 | 0 | 0 | 0 | 0 | 0 | 0 | 0 | 0 | 0 | 0 | 0 | 0 | 0 | 0 | 0 | 0 | 0 | 0 | 0 | 0 | 0 | 0 | 0 | 0 | 0 | 0 | 0 | 0 | 0 | 0 | 0 | 0 | 0 | 0 | 0 | 0 | 0 | 0 | 0 | 0 | 0 | 0 | 0 | 0 | 0 | 0 | 0 | 0 | 0 | 0 | 0 | 0 | 0 | 0 | 0 | 0 | 0 | 0 | 0 | 0 | 0 | 0 | 0 | 0 | 0 | 0 | 0 | 0 | 0 | 0 | 0 | 0 | 0 | 0 | 0 | 0 | 0 | 0 | 0 | 0 | 0 | 0 | 0 | 0 | 0 | 0 | 0 | 0 | 0 | 0 | 0 | 0 | 0 | 0 | 0 | 0 | 0 | 0 | 0 | 0 | 0 | 0 | 0 | 0 | 0 | 0 | 0 | 0 | 0 | 0 | 0 | 0 | 0
WA_Industrial_Primary Metals_Existing_Space Heating_Natural Gas_Insulation - Roof/Ceiling_A | WA | Industrial | Primary Metals | Existing | Space Heating | Natural Gas | Insulation - Roof/Ceiling | A | IM161 | R-13 | R-38 | 45 | 0.083426 | 0 | 0 | 1.11 | 0.07 | 0 | 0 | 0.55255 |  | sqft | 60% | 100% | Retrofit | Retro3Slow | 81.94% | TBD | 0.2% | 154.0559 |  | 62.1977 |  | 0.30047 | RTF Wkbk - ComWeatherizationSchool_v3_1 | RTF Wkbk - ComWeatherizationSchool_v3_1 | Building Energy Simulation Tool | R-13 | R-13 | R-13 | R-13 | R-13 | R-13 | R-13 | R-13 | R-13 | R-13 | R-13 | R-13 | R-13 | R-13 | R-13 | R-13 | R-13 | R-13 | R-13 | R-13 | R-13 | R-13 | R-38 | R-38 | R-38 | R-38 | R-38 | R-38 | R-38 | R-38 | R-38 | R-38 | R-38 | R-38 | R-38 | R-38 | R-38 | R-38 | R-38 | R-38 | R-38 | R-38 | R-38 | R-38 | 1.11 | 1.11 | 1.11 | 1.11 | 1.11 | 1.11 | 1.11 | 1.11 | 1.11 | 1.11 | 1.11 | 1.11 | 1.11 | 1.11 | 1.11 | 1.11 | 1.11 | 1.11 | 1.11 | 1.11 | 1.11 | 1.11 | 0 | 0 | 0.082692 | 0.082116 | 0.081495 | 0.080819 | 0.080075 | 0.079253 | 0.078345 | 0.077343 | 0.076253 | 0.075083 | 0.073853 | 0.072582 | 0.071311 | 0.070065 | 0.068868 | 0.067777 | 0.066795 | 0.065914 | 0.065119 | 0.064386 | 0.35278 | 0.60249 | 0.91409 | 1.2472 | 1.5457 | 1.754 | 1.835 | 1.7804 | 1.61 | 1.3632 | 1.0852 | 0.81523 | 0.58001 | 0.39203 | 0.25246 | 0.15539 | 0.091604 | 0.060151 | 0 | 0 | 0.35278 | 0.95282 | 1.8597 | 3.0915 | 4.6087 | 6.3154 | 8.078 | 9.7551 | 11.2276 | 12.4186 | 13.3004 | 13.8867 | 14.2236 | 14.3669 | 14.3741 | 14.3017 | 14.186 | 14.0591 | 13.8895 | 13.7332 | 4266.1812 | 7337.0961 | 11216.4803 | 15432.3298 | 19302.5066 | 22131.3222 | 23422.8052 | 23018.9637 | 21113.946 | 18156.1734 | 14694.3473 | 11231.8861 | 8133.4348 | 5595.2422 | 3665.8483 | 2292.5917 | 1371.4304 | 912.5633 | 0 | 0 | 4266.1812 | 11603.2774 | 22819.7577 | 38252.0875 | 57554.5941 | 79685.9163 | 103108.7215 | 126127.6852 | 147241.6312 | 165397.8046 | 180092.1519 | 191324.038 | 199457.4728 | 205052.715 | 208718.5633 | 211011.155 | 212382.5854 | 213295.1487 | 213295.1487 | 213295.1487 | 0.30047 | 0.51427 | 0.78206 | 1.0698 | 1.3294 | 1.513 | 1.5879 | 1.5458 | 1.4029 | 1.1924 | 0.95301 | 0.71882 | 0.5134 | 0.34831 | 0.2251 | 0.13899 | 0.082184 | 0.054115 | 0 | 0 | 0.30047 | 0.8133 | 1.5911 | 2.6517 | 3.9638 | 5.4476 | 6.99 | 8.4699 | 9.7836 | 10.8627 | 11.6799 | 12.2443 | 12.5903 | 12.7649 | 12.8164 | 12.793 | 12.7272 | 12.6484 | 12.529 | 12.4203 | 3626.254 | 6236.5317 | 9534.0083 | 13117.4803 | 16407.1306 | 18811.6239 | 19909.3844 | 19566.1192 | 17946.8541 | 15432.7474 | 12490.1952 | 9547.1032 | 6913.4196 | 4755.9559 | 3115.9711 | 1948.7029 | 1165.7158 | 775.6788 | 0 | 0 | 3626.254 | 9862.7858 | 19396.794 | 32514.2744 | 48921.405 | 67733.0288 | 87642.4132 | 107208.5324 | 125155.3865 | 140588.1339 | 153078.3291 | 162625.4323 | 169538.8519 | 174294.8077 | 177410.7788 | 179359.4817 | 180525.1976 | 181300.8764 | 181300.8764 | 181300.8764 | 0.3005 | 0.51436 | 0.78226 | 1.0701 | 1.3299 | 1.5137 | 1.5888 | 1.5468 | 1.4039 | 1.1933 | 0.95374 | 0.71939 | 0.51383 | 0.34861 | 0.2253 | 0.13912 | 0.082259 | 0.054166 | 0 | 0 | 0.3005 | 0.81343 | 1.5915 | 2.6526 | 3.9655 | 5.4504 | 6.9941 | 8.4753 | 9.7903 | 10.8706 | 11.6889 | 12.2541 | 12.6007 | 12.7758 | 12.8277 | 12.8045 | 12.7388 | 12.6602 | 12.5409 | 12.4323 | 3626.254 | 6236.5317 | 9534.0083 | 13117.4803 | 16407.1306 | 18811.6239 | 19909.3844 | 19566.1192 | 17946.8541 | 15432.7474 | 12490.1952 | 9547.1032 | 6913.4196 | 4755.9559 | 3115.9711 | 1948.7029 | 1165.7158 | 775.6788 | 0 | 0 | 3626.254 | 9862.7858 | 19396.794 | 32514.2744 | 48921.405 | 67733.0288 | 87642.4132 | 107208.5324 | 125155.3865 | 140588.1339 | 153078.3291 | 162625.4323 | 169538.8519 | 174294.8077 | 177410.7788 | 179359.4817 | 180525.1976 | 181300.8764 | 181300.8764 | 181300.8764 | 0 | 0 | 0 | 0 | 0 | 0 | 0 | 0 | 0 | 0 | 0 | 0 | 0 | 0 | 0 | 0 | 0 | 0 | 0 | 0 | 0 | 0 | 0 | 0 | 0 | 0 | 0 | 0 | 0 | 0 | 0 | 0 | 0 | 0 | 0 | 0 | 0 | 0 | 0 | 0 | 0 | 0 | 0 | 0 | 0 | 0 | 0 | 0 | 0 | 0 | 0 | 0 | 0 | 0 | 0 | 0 | 0 | 0 | 0 | 0 | 0 | 0 | 0 | 0 | 0 | 0 | 0 | 0 | 0 | 0 | 0 | 0 | 0 | 0 | 0 | 0 | 0 | 0 | 0 | 0 | 0.30047 | 0.51427 | 0.78206 | 1.0698 | 1.3294 | 1.513 | 1.5879 | 1.5458 | 1.4029 | 1.1924 | 0.95301 | 0.71882 | 0.51341 | 0.34831 | 0.2251 | 0.13899 | 0.082184 | 0.054115 | 0 | 0 | 0.30047 | 0.8133 | 1.5911 | 2.6517 | 3.9638 | 5.4476 | 6.99 | 8.4699 | 9.7836 | 10.8627 | 11.68 | 12.2443 | 12.5903 | 12.7649 | 12.8165 | 12.793 | 12.7272 | 12.6484 | 12.5291 | 12.4203 | 3626.254 | 6236.5317 | 9534.0083 | 13117.4803 | 16407.1306 | 18811.6239 | 19909.3844 | 19566.1192 | 17946.8541 | 15432.7474 | 12490.1952 | 9547.1032 | 6913.4196 | 4755.9559 | 3115.9711 | 1948.7029 | 1165.7158 | 775.6788 | 0 | 0 | 3626.254 | 9862.7858 | 19396.794 | 32514.2744 | 48921.405 | 67733.0288 | 87642.4132 | 107208.5324 | 125155.3865 | 140588.1339 | 153078.3291 | 162625.4323 | 169538.8519 | 174294.8077 | 177410.7788 | 179359.4817 | 180525.1976 | 181300.8764 | 181300.8764 | 181300.8764 | 1806.8526 | 1811.1592 | 1815.4698 | 1819.752 | 1823.9747 | 1828.1081 | 1832.1236 | 1835.9937 | 1839.6923 | 1843.1942 | 1846.5082 | 1849.6424 | 1852.605 | 1855.4034 | 1858.0451 | 1860.5368 | 1862.8853 | 1865.0969 | 1867.1776 | 1869.1331 | 486.0611 | 487.2196 | 488.3792 | 489.5311 | 490.6671 | 491.779 | 492.8592 | 493.9003 | 494.8953 | 495.8373 | 496.7288 | 497.5719 | 498.3689 | 499.1217 | 499.8323 | 500.5027 | 501.1344 | 501.7294 | 502.2891 | 502.8151
WA_Industrial_Primary Metals_Existing_Space Heating_Natural Gas_Insulation - Wall Cavity_A | WA | Industrial | Primary Metals | Existing | Space Heating | Natural Gas | Insulation - Wall Cavity | A | IM162 | R-11 or less | R-21 | 45 | 0.018251 | 0 | 0 | 0.33 | 0.02 | 0 | 0 | 0.16525 |  | sqft | 60% | 100% | Retrofit | Retro3Slow | 81.94% | TBD | 0.2% | 102.1535 |  | 50.0819 |  | 0.065521 | RTF Wkbk - ComWeatherizationSchool_v3_1 | RTF Wkbk - ComWeatherizationSchool_v3_1 | Building Energy Simulation Tool | R-11 or less | R-11 or less | R-11 or less | R-11 or less | R-11 or less | R-11 or less | R-11 or less | R-11 or less | R-11 or less | R-11 or less | R-11 or less | R-11 or less | R-11 or less | R-11 or less | R-11 or less | R-11 or less | R-11 or less | R-11 or less | R-11 or less | R-11 or less | R-11 or less | R-11 or less | R-21 | R-21 | R-21 | R-21 | R-21 | R-21 | R-21 | R-21 | R-21 | R-21 | R-21 | R-21 | R-21 | R-21 | R-21 | R-21 | R-21 | R-21 | R-21 | R-21 | R-21 | R-21 | 0.33 | 0.33 | 0.33 | 0.33 | 0.33 | 0.33 | 0.33 | 0.33 | 0.33 | 0.33 | 0.33 | 0.33 | 0.33 | 0.33 | 0.33 | 0.33 | 0.33 | 0.33 | 0.33 | 0.33 | 0.33 | 0.33 | 0 | 0 | 0.018022 | 0.017777 | 0.017458 | 0.017056 | 0.016572 | 0.01602 | 0.015426 | 0.014816 | 0.014218 | 0.013654 | 0.013136 | 0.01267 | 0.012256 | 0.01189 | 0.011566 | 0.011284 | 0.011036 | 0.010813 | 0.010619 | 0.010436 | 0.076883 | 0.13043 | 0.19582 | 0.26321 | 0.31987 | 0.35455 | 0.36131 | 0.34105 | 0.3002 | 0.2479 | 0.19303 | 0.14231 | 0.099686 | 0.06653 | 0.042401 | 0.025869 | 0.015135 | 0.0098671 | 0 | 0 | 0.076883 | 0.20627 | 0.39839 | 0.65241 | 0.95377 | 1.2766 | 1.5905 | 1.8687 | 2.0935 | 2.2583 | 2.3657 | 2.4241 | 2.4446 | 2.4382 | 2.4141 | 2.381 | 2.3438 | 2.3063 | 2.265 | 2.2261 | 4266.1812 | 7337.0961 | 11216.4803 | 15432.3298 | 19302.5066 | 22131.3222 | 23422.8052 | 23018.9637 | 21113.946 | 18156.1734 | 14694.3473 | 11231.8861 | 8133.4348 | 5595.2422 | 3665.8483 | 2292.5917 | 1371.4304 | 912.5633 | 0 | 0 | 4266.1812 | 11603.2774 | 22819.7577 | 38252.0875 | 57554.5941 | 79685.9163 | 103108.7215 | 126127.6852 | 147241.6312 | 165397.8046 | 180092.1519 | 191324.038 | 199457.4728 | 205052.715 | 208718.5633 | 211011.155 | 212382.5854 | 213295.1487 | 213295.1487 | 213295.1487 | 0.065521 | 0.11151 | 0.16807 | 0.227 | 0.27747 | 0.3096 | 0.31786 | 0.30242 | 0.26838 | 0.22344 | 0.17535 | 0.13024 | 0.091845 | 0.06167 | 0.039519 | 0.024228 | 0.014237 | 0.0093204 | 0 | 0 | 0.065521 | 0.17634 | 0.34193 | 0.56266 | 0.82733 | 1.1148 | 1.3992 | 1.657 | 1.8716 | 2.0355 | 2.1491 | 2.2184 | 2.2523 | 2.2601 | 2.25 | 2.23 | 2.2048 | 2.1785 | 2.1476 | 2.1186 | 3626.254 | 6236.5317 | 9534.0083 | 13117.4803 | 16407.1306 | 18811.6239 | 19909.3844 | 19566.1192 | 17946.8541 | 15432.7474 | 12490.1952 | 9547.1032 | 6913.4196 | 4755.9559 | 3115.9711 | 1948.7029 | 1165.7158 | 775.6788 | 0 | 0 | 3626.254 | 9862.7858 | 19396.794 | 32514.2744 | 48921.405 | 67733.0288 | 87642.4132 | 107208.5324 | 125155.3865 | 140588.1339 | 153078.3291 | 162625.4323 | 169538.8519 | 174294.8077 | 177410.7788 | 179359.4817 | 180525.1976 | 181300.8764 | 181300.8764 | 181300.8764 | 0.065532 | 0.11155 | 0.16815 | 0.22716 | 0.27772 | 0.30995 | 0.31828 | 0.30288 | 0.26884 | 0.22386 | 0.17571 | 0.13052 | 0.09206 | 0.061823 | 0.039621 | 0.024294 | 0.014277 | 0.0093474 | 0 | 0 | 0.065532 | 0.1764 | 0.34211 | 0.56306 | 0.82808 | 1.116 | 1.4011 | 1.6595 | 1.8748 | 2.0393 | 2.1535 | 2.2233 | 2.2576 | 2.2657 | 2.2559 | 2.236 | 2.211 | 2.1848 | 2.154 | 2.1251 | 3626.254 | 6236.5317 | 9534.0083 | 13117.4803 | 16407.1306 | 18811.6239 | 19909.3844 | 19566.1192 | 17946.8541 | 15432.7474 | 12490.1952 | 9547.1032 | 6913.4196 | 4755.9559 | 3115.9711 | 1948.7029 | 1165.7158 | 775.6788 | 0 | 0 | 3626.254 | 9862.7858 | 19396.794 | 32514.2744 | 48921.405 | 67733.0288 | 87642.4132 | 107208.5324 | 125155.3865 | 140588.1339 | 153078.3291 | 162625.4323 | 169538.8519 | 174294.8077 | 177410.7788 | 179359.4817 | 180525.1976 | 181300.8764 | 181300.8764 | 181300.8764 | 0 | 0 | 0 | 0 | 0 | 0 | 0 | 0 | 0 | 0 | 0 | 0 | 0 | 0 | 0 | 0 | 0 | 0 | 0 | 0 | 0 | 0 | 0 | 0 | 0 | 0 | 0 | 0 | 0 | 0 | 0 | 0 | 0 | 0 | 0 | 0 | 0 | 0 | 0 | 0 | 0 | 0 | 0 | 0 | 0 | 0 | 0 | 0 | 0 | 0 | 0 | 0 | 0 | 0 | 0 | 0 | 0 | 0 | 0 | 0 | 0 | 0 | 0 | 0 | 0 | 0 | 0 | 0 | 0 | 0 | 0 | 0 | 0 | 0 | 0 | 0 | 0 | 0 | 0 | 0 | 0.06573 | 0.1125 | 0.17106 | 0.23398 | 0.29074 | 0.33086 | 0.34722 | 0.33798 | 0.30672 | 0.26067 | 0.20832 | 0.15711 | 0.11221 | 0.076122 | 0.049193 | 0.030374 | 0.017959 | 0.011825 | 0 | 0 | 0.06573 | 0.17791 | 0.34803 | 0.57997 | 0.8669 | 1.1913 | 1.5285 | 1.8519 | 2.139 | 2.3747 | 2.5531 | 2.6763 | 2.7517 | 2.7897 | 2.8008 | 2.7956 | 2.7811 | 2.7639 | 2.7377 | 2.7139 | 3626.254 | 6236.5317 | 9534.0083 | 13117.4803 | 16407.1306 | 18811.6239 | 19909.3844 | 19566.1192 | 17946.8541 | 15432.7474 | 12490.1952 | 9547.1032 | 6913.4196 | 4755.9559 | 3115.9711 | 1948.7029 | 1165.7158 | 775.6788 | 0 | 0 | 3626.254 | 9862.7858 | 19396.794 | 32514.2744 | 48921.405 | 67733.0288 | 87642.4132 | 107208.5324 | 125155.3865 | 140588.1339 | 153078.3291 | 162625.4323 | 169538.8519 | 174294.8077 | 177410.7788 | 179359.4817 | 180525.1976 | 181300.8764 | 181300.8764 | 181300.8764 | 2133.0458 | 2138.1299 | 2143.2187 | 2148.274 | 2153.259 | 2158.1386 | 2162.879 | 2167.4478 | 2171.8141 | 2175.9482 | 2179.8605 | 2183.5606 | 2187.0579 | 2190.3616 | 2193.4801 | 2196.4217 | 2199.1942 | 2201.8051 | 2204.2613 | 2206.5698 | 660.5423 | 662.1167 | 663.6926 | 665.2581 | 666.8018 | 668.3129 | 669.7808 | 671.1956 | 672.5478 | 673.828 | 675.0395 | 676.1853 | 677.2683 | 678.2914 | 679.2571 | 680.168 | 681.0266 | 681.8351 | 682.5957 | 683.3106
WA_Industrial_Primary Metals_Existing_Space Heating_Natural Gas_Insulation - Ducting_A | WA | Industrial | Primary Metals | Existing | Space Heating | Natural Gas | Insulation - Ducting | A | IM163 | ~2°F thermal losses | 50% reduction in thermal losses | 20 | 0.0014555 | 0 | 0 | 1.52 | 0 | 0 | 0 | 0.76105 |  | sqft | 40% | 60% | Retrofit | Retro5Med | 81.71% | TBD | 0.2% | 181.9563 |  | 115.0963 |  | 0.00065411 | MA TRM - 2019-2021 - COM-HVAC-DI | MEMD - MMD8.25.01.FESH23.v01 | Building Energy Simulation Tool | ~2°F thermal losses | ~2°F thermal losses | ~2°F thermal losses | ~2°F thermal losses | ~2°F thermal losses | ~2°F thermal losses | ~2°F thermal losses | ~2°F thermal losses | ~2°F thermal losses | ~2°F thermal losses | ~2°F thermal losses | ~2°F thermal losses | ~2°F thermal losses | ~2°F thermal losses | ~2°F thermal losses | ~2°F thermal losses | ~2°F thermal losses | ~2°F thermal losses | ~2°F thermal losses | ~2°F thermal losses | ~2°F thermal losses | ~2°F thermal losses | 50% reduction in thermal losses | 50% reduction in thermal losses | 50% reduction in thermal losses | 50% reduction in thermal losses | 50% reduction in thermal losses | 50% reduction in thermal losses | 50% reduction in thermal losses | 50% reduction in thermal losses | 50% reduction in thermal losses | 50% reduction in thermal losses | 50% reduction in thermal losses | 50% reduction in thermal losses | 50% reduction in thermal losses | 50% reduction in thermal losses | 50% reduction in thermal losses | 50% reduction in thermal losses | 50% reduction in thermal losses | 50% reduction in thermal losses | 50% reduction in thermal losses | 50% reduction in thermal losses | 50% reduction in thermal losses | 50% reduction in thermal losses | 1.52 | 1.52 | 1.52 | 1.52 | 1.52 | 1.52 | 1.52 | 1.52 | 1.52 | 1.52 | 1.52 | 1.52 | 1.52 | 1.52 | 1.52 | 1.52 | 1.52 | 1.52 | 1.52 | 1.52 | 1.52 | 1.52 | 0 | 0 | 0.0014243 | 0.0013954 | 0.0013597 | 0.0013165 | 0.0012662 | 0.0012104 | 0.0011516 | 0.0010923 | 0.0010351 | 0.00098163 | 0.00093301 | 0.00088947 | 0.00085103 | 0.00081719 | 0.00078742 | 0.00076152 | 0.00073882 | 0.00071854 | 0.00070094 | 0.00068441 | 0.0007672 | 0.00090698 | 0.0010628 | 0.001174 | 0.0012657 | 0.0013902 | 0.001426 | 0.0013579 | 0.0011917 | 0.00095472 | 0.00069009 | 0.0004279 | 0.00023362 | 0.00010615 | 4.2527e-05 | 1.4698e-05 | 4.3774e-06 | 9.1188e-07 | 1.4369e-07 | 1.6551e-08 | 0.0007672 | 0.0016586 | 0.002679 | 0.0037678 | 0.0048897 | 0.0060646 | 0.0071957 | 0.0081833 | 0.008946 | 0.0094388 | 0.0096614 | 0.0096385 | 0.0094555 | 0.0091857 | 0.0088936 | 0.0086157 | 0.0083633 | 0.0081347 | 0.0079356 | 0.0077485 | 538.6565 | 649.9811 | 781.6731 | 891.7545 | 999.6217 | 1148.5283 | 1238.23 | 1243.1301 | 1151.3027 | 972.5794 | 739.6467 | 481.074 | 274.5172 | 129.8961 | 54.0085 | 19.3008 | 5.9248 | 1.2691 | 0.205 | 0.024183 | 538.6565 | 1188.6376 | 1970.3107 | 2862.0652 | 3861.6868 | 5010.2151 | 6248.4451 | 7491.5753 | 8642.8779 | 9615.4573 | 10355.104 | 10836.178 | 11110.6952 | 11240.5913 | 11294.5998 | 11313.9007 | 11319.8254 | 11321.0945 | 11321.2995 | 11321.3237 | 0.00065411 | 0.00077617 | 0.00091375 | 0.0010151 | 0.0011019 | 0.0012199 | 0.0012622 | 0.0012134 | 0.0010752 | 0.00086973 | 0.00063455 | 0.00039695 | 0.00021848 | 9.9998e-05 | 4.0329e-05 | 1.402e-05 | 4.198e-06 | 8.7891e-07 | 1.3913e-07 | 1.6098e-08 | 0.00065411 | 0.0014194 | 0.0023032 | 0.0032578 | 0.0042568 | 0.0053214 | 0.0063696 | 0.0073121 | 0.0080714 | 0.0085986 | 0.0088838 | 0.0089413 | 0.0088426 | 0.0086534 | 0.0084338 | 0.0082186 | 0.0080207 | 0.0078406 | 0.0076837 | 0.0075364 | 457.858 | 552.4839 | 664.4221 | 757.9913 | 849.6784 | 976.249 | 1052.4955 | 1056.6606 | 978.6073 | 826.6925 | 628.6997 | 408.9129 | 233.3396 | 110.4117 | 45.9072 | 16.4057 | 5.0361 | 1.0787 | 0.17425 | 0.020556 | 457.858 | 1010.342 | 1674.7641 | 2432.7554 | 3282.4338 | 4258.6828 | 5311.1784 | 6367.839 | 7346.4463 | 8173.1387 | 8801.8384 | 9210.7513 | 9444.0909 | 9554.5026 | 9600.4098 | 9616.8156 | 9621.8516 | 9622.9303 | 9623.1046 | 9623.1251 | 0 | 0 | 0 | 0 | 0 | 0 | 0 | 0 | 0 | 0 | 0 | 0 | 0 | 0 | 0 | 0 | 0 | 0 | 0 | 0 | 0 | 0 | 0 | 0 | 0 | 0 | 0 | 0 | 0 | 0 | 0 | 0 | 0 | 0 | 0 | 0 | 0 | 0 | 0 | 0 | 0 | 0 | 0 | 0 | 0 | 0 | 0 | 0 | 0 | 0 | 0 | 0 | 0 | 0 | 0 | 0 | 0 | 0 | 0 | 0 | 0 | 0 | 0 | 0 | 0 | 0 | 0 | 0 | 0 | 0 | 0 | 0 | 0 | 0 | 0 | 0 | 0 | 0 | 0 | 0 | 0 | 0 | 0 | 0 | 0 | 0 | 0 | 0 | 0 | 0 | 0 | 0 | 0 | 0 | 0 | 0 | 0 | 0 | 0 | 0 | 0 | 0 | 0 | 0 | 0 | 0 | 0 | 0 | 0 | 0 | 0 | 0 | 0 | 0 | 0 | 0 | 0 | 0 | 0 | 0 | 0 | 0 | 0 | 0 | 0 | 0 | 0 | 0 | 0 | 0 | 0 | 0 | 0 | 0 | 0 | 0 | 0 | 0 | 0 | 0 | 0 | 0 | 0 | 0 | 0 | 0 | 0 | 0 | 0 | 0 | 0 | 0 | 0 | 0 | 0 | 0 | 0 | 0 | 0 | 0 | 0 | 0 | 0 | 0 | 0 | 0 | 0 | 0 | 0 | 0 | 0 | 0 | 0 | 0 | 0 | 0 | 0 | 0 | 0 | 0 | 0 | 0 | 0 | 0 | 0 | 0 | 0 | 0 | 0 | 0 | 0 | 0 | 0 | 0 | 0 | 0 | 0 | 0 | 0 | 0 | 0 | 0 | 0 | 0 | 0 | 0 | 0 | 0 | 0 | 0 | 0 | 0 | 0 | 0 | 0 | 0 | 0 | 0 | 0 | 0 | 0 | 0 | 0 | 0 | 0 | 0 | 0 | 0 | 0 | 0 | 0 | 0 | 0 | 0 | 0 | 0 | 0 | 0 | 0 | 0 | 96876.3067 | 97415.1157 | 97958.9625 | 98503.4617 | 99044.2953 | 99577.2104 | 100098.0199 | 100602.6075 | 101086.9348 | 101547.0515 | 101983.9453 | 102398.5876 | 102791.931 | 103164.907 | 103518.4243 | 103853.3668 | 104170.5929 | 104470.934 | 104755.1943 | 105024.1502 | 61233.7027 | 61574.2737 | 61918.0291 | 62262.1969 | 62604.0477 | 62940.8934 | 63270.0873 | 63589.0277 | 63895.1619 | 64185.9931 | 64462.1455 | 64724.2332 | 64972.8582 | 65208.6094 | 65432.061 | 65643.7719 | 65844.2846 | 66034.1246 | 66213.8002 | 66383.8022
WA_Industrial_Primary Metals_Existing_Space Heating_Natural Gas_HVAC - Duct Repair and Sealing_A | WA | Industrial | Primary Metals | Existing | Space Heating | Natural Gas | HVAC - Duct Repair and Sealing | A | IM164 | Poorly sealed/leaky ducts | 30% reduced duct leaking | 20 | 0.0041167 | 0 | 0 | 0.07 | 0 | 0 | 0 | 0.035 |  | sqft | 15% | 50% | Retrofit | RetroEven20 | 80.75% | TBD | 0.2% | 115.7227 |  | 72.9112 |  | 0.003774 | MA TRM - 2019-2021 - COM-HVAC-DS | RS Means Cost Calculator 2019 IRP DSM TRM Extract | Building Energy Simulation Tool | Poorly sealed/leaky ducts | Poorly sealed/leaky ducts | Poorly sealed/leaky ducts | Poorly sealed/leaky ducts | Poorly sealed/leaky ducts | Poorly sealed/leaky ducts | Poorly sealed/leaky ducts | Poorly sealed/leaky ducts | Poorly sealed/leaky ducts | Poorly sealed/leaky ducts | Poorly sealed/leaky ducts | Poorly sealed/leaky ducts | Poorly sealed/leaky ducts | Poorly sealed/leaky ducts | Poorly sealed/leaky ducts | Poorly sealed/leaky ducts | Poorly sealed/leaky ducts | Poorly sealed/leaky ducts | Poorly sealed/leaky ducts | Poorly sealed/leaky ducts | Poorly sealed/leaky ducts | Poorly sealed/leaky ducts | 30% reduced duct leaking | 30% reduced duct leaking | 30% reduced duct leaking | 30% reduced duct leaking | 30% reduced duct leaking | 30% reduced duct leaking | 30% reduced duct leaking | 30% reduced duct leaking | 30% reduced duct leaking | 30% reduced duct leaking | 30% reduced duct leaking | 30% reduced duct leaking | 30% reduced duct leaking | 30% reduced duct leaking | 30% reduced duct leaking | 30% reduced duct leaking | 30% reduced duct leaking | 30% reduced duct leaking | 30% reduced duct leaking | 30% reduced duct leaking | 30% reduced duct leaking | 30% reduced duct leaking | 0.07 | 0.07 | 0.07 | 0.07 | 0.07 | 0.07 | 0.07 | 0.07 | 0.07 | 0.07 | 0.07 | 0.07 | 0.07 | 0.07 | 0.07 | 0.07 | 0.07 | 0.07 | 0.07 | 0.07 | 0.07 | 0.07 | 0 | 0 | 0.0040402 | 0.003973 | 0.0038895 | 0.0037881 | 0.0036693 | 0.0035366 | 0.0033954 | 0.0032521 | 0.0031126 | 0.0029816 | 0.0028618 | 0.002754 | 0.0026584 | 0.0025739 | 0.002499 | 0.0024336 | 0.002376 | 0.0023242 | 0.0022792 | 0.0022367 | 0.0044285 | 0.0042797 | 0.0041176 | 0.003941 | 0.0037516 | 0.0035536 | 0.0033529 | 0.003156 | 0.0029686 | 0.0027946 | 0.0026361 | 0.002493 | 0.0023651 | 0.0022504 | 0.0021472 | 0.002055 | 0.0019717 | 0.0018955 | 0.0018267 | 0.0017618 | 0.0044285 | 0.0086346 | 0.012571 | 0.016184 | 0.019428 | 0.022279 | 0.024743 | 0.026854 | 0.028671 | 0.030259 | 0.031679 | 0.032979 | 0.0342 | 0.035363 | 0.036481 | 0.037581 | 0.038663 | 0.039716 | 0.040773 | 0.041776 | 1096.1033 | 1077.205 | 1058.6325 | 1040.3802 | 1022.4426 | 1004.8143 | 987.4899 | 970.4642 | 953.7321 | 937.2884 | 921.1283 | 905.2468 | 889.6391 | 874.3005 | 859.2263 | 844.4121 | 829.8532 | 815.5454 | 801.4843 | 787.6656 | 1096.1033 | 2173.3083 | 3231.9408 | 4272.3211 | 5294.7637 | 6299.578 | 7287.0679 | 8257.5322 | 9211.2642 | 10148.5527 | 11069.681 | 11974.9277 | 12864.5668 | 13738.8673 | 14598.0936 | 15442.5056 | 16272.3589 | 17087.9043 | 17889.3886 | 18677.0542 | 0.003774 | 0.0036588 | 0.003534 | 0.0033988 | 0.0032541 | 0.0031029 | 0.0029494 | 0.0027983 | 0.0026536 | 0.0025185 | 0.0023943 | 0.0022812 | 0.0021786 | 0.0020856 | 0.0020008 | 0.0019242 | 0.0018544 | 0.00179 | 0.0017316 | 0.0016763 | 0.003774 | 0.0073818 | 0.010789 | 0.013957 | 0.016852 | 0.019453 | 0.021765 | 0.02381 | 0.025629 | 0.027269 | 0.028773 | 0.030176 | 0.031504 | 0.032773 | 0.033994 | 0.035189 | 0.036361 | 0.037506 | 0.038649 | 0.039748 | 931.6878 | 915.6243 | 899.8376 | 884.3232 | 869.0762 | 854.0922 | 839.3664 | 824.8946 | 810.6723 | 796.6952 | 782.959 | 769.4598 | 756.1932 | 743.1554 | 730.3424 | 717.7503 | 705.3753 | 693.2136 | 681.2617 | 669.5158 | 931.6878 | 1847.3121 | 2747.1497 | 3631.4729 | 4500.5491 | 5354.6413 | 6194.0077 | 7018.9023 | 7829.5746 | 8626.2698 | 9409.2288 | 10178.6886 | 10934.8818 | 11678.0372 | 12408.3795 | 13126.1298 | 13831.5051 | 14524.7187 | 15205.9803 | 15875.4961 | 0 | 0 | 0 | 0 | 0 | 0 | 0 | 0 | 0 | 0 | 0 | 0 | 0 | 0 | 0 | 0 | 0 | 0 | 0 | 0 | 0 | 0 | 0 | 0 | 0 | 0 | 0 | 0 | 0 | 0 | 0 | 0 | 0 | 0 | 0 | 0 | 0 | 0 | 0 | 0 | 0 | 0 | 0 | 0 | 0 | 0 | 0 | 0 | 0 | 0 | 0 | 0 | 0 | 0 | 0 | 0 | 0 | 0 | 0 | 0 | 0 | 0 | 0 | 0 | 0 | 0 | 0 | 0 | 0 | 0 | 0 | 0 | 0 | 0 | 0 | 0 | 0 | 0 | 0 | 0 | 0 | 0 | 0 | 0 | 0 | 0 | 0 | 0 | 0 | 0 | 0 | 0 | 0 | 0 | 0 | 0 | 0 | 0 | 0 | 0 | 0 | 0 | 0 | 0 | 0 | 0 | 0 | 0 | 0 | 0 | 0 | 0 | 0 | 0 | 0 | 0 | 0 | 0 | 0 | 0 | 0 | 0 | 0 | 0 | 0 | 0 | 0 | 0 | 0 | 0 | 0 | 0 | 0 | 0 | 0 | 0 | 0 | 0 | 0 | 0 | 0 | 0 | 0 | 0 | 0 | 0 | 0 | 0 | 0 | 0 | 0 | 0 | 0 | 0 | 0 | 0 | 0 | 0 | 0 | 0 | 0 | 0 | 0 | 0 | 0 | 0 | 0 | 0 | 0 | 0 | 0 | 0 | 0 | 0 | 0 | 0 | 0 | 0 | 0 | 0 | 0 | 0 | 0 | 0 | 0 | 0 | 0 | 0 | 0 | 0 | 0 | 0 | 0 | 0 | 0 | 0 | 0 | 0 | 0 | 0 | 0 | 0 | 0 | 0 | 0 | 0 | 0 | 0 | 0 | 0 | 0 | 0 | 0 | 0 | 0 | 0 | 0 | 0 | 0 | 0 | 0 | 0 | 0 | 0 | 0 | 0 | 0 | 0 | 0 | 0 | 0 | 0 | 0 | 0 | 0 | 0 | 0 | 0 | 0 | 0 | 1815.6571 | 1825.7555 | 1835.9482 | 1846.1533 | 1856.2896 | 1866.2775 | 1876.0385 | 1885.4955 | 1894.5727 | 1903.1963 | 1911.3845 | 1919.1558 | 1926.5278 | 1933.5181 | 1940.1438 | 1946.4212 | 1952.3667 | 1957.9957 | 1963.3233 | 1968.3641 | 997.0604 | 1002.6059 | 1008.2032 | 1013.8073 | 1019.3736 | 1024.8584 | 1030.2186 | 1035.4119 | 1040.3966 | 1045.1322 | 1049.6288 | 1053.8963 | 1057.9446 | 1061.7833 | 1065.4218 | 1068.869 | 1072.134 | 1075.2251 | 1078.1507 | 1080.9189
WA_Industrial_Primary Metals_Existing_Space Heating_Natural Gas_Windows - High Efficiency_A | WA | Industrial | Primary Metals | Existing | Space Heating | Natural Gas | Windows - High Efficiency | A | IM165 | U-.5 or worse | U-.22 or better | 45 | 0.0078041 | 0 | 0 | 0.23 | 0.01 | 0 | 0 | 0.11455 |  | sqft | 45% | 100% | Retrofit | Retro1Slow | 84.81% | TBD | 0.2% | 94.3767 |  | 48.5224 |  | 0.005668 | RTF Wkbk - ComWeatherizationSchool_v3_1 | RTF Wkbk - ComWeatherizationSchool_v3_1 | Building Energy Simulation Tool | U-.5 or worse | U-.5 or worse | U-.5 or worse | U-.5 or worse | U-.5 or worse | U-.5 or worse | U-.5 or worse | U-.5 or worse | U-.5 or worse | U-.5 or worse | U-.5 or worse | U-.5 or worse | U-.5 or worse | U-.5 or worse | U-.5 or worse | U-.5 or worse | U-.5 or worse | U-.5 or worse | U-.5 or worse | U-.5 or worse | U-.5 or worse | U-.5 or worse | U-.22 or better | U-.22 or better | U-.22 or better | U-.22 or better | U-.22 or better | U-.22 or better | U-.22 or better | U-.22 or better | U-.22 or better | U-.22 or better | U-.22 or better | U-.22 or better | U-.22 or better | U-.22 or better | U-.22 or better | U-.22 or better | U-.22 or better | U-.22 or better | U-.22 or better | U-.22 or better | U-.22 or better | U-.22 or better | 0.23 | 0.23 | 0.23 | 0.23 | 0.23 | 0.23 | 0.23 | 0.23 | 0.23 | 0.23 | 0.23 | 0.23 | 0.23 | 0.23 | 0.23 | 0.23 | 0.23 | 0.23 | 0.23 | 0.23 | 0.23 | 0.23 | 0 | 0 | 0.0076866 | 0.0075582 | 0.0073928 | 0.0071864 | 0.0069411 | 0.0066652 | 0.0063716 | 0.0060747 | 0.0057878 | 0.0055206 | 0.0052786 | 0.0050631 | 0.0048737 | 0.0047074 | 0.0045606 | 0.0044324 | 0.0043193 | 0.0042169 | 0.0041274 | 0.0040425 | 0.0066484 | 0.012842 | 0.021919 | 0.034061 | 0.049074 | 0.066328 | 0.084763 | 0.10296 | 0.11923 | 0.1318 | 0.13895 | 0.13934 | 0.13237 | 0.11844 | 0.099148 | 0.078316 | 0.057354 | 0.038097 | 0.023413 | 0.014697 | 0.0066484 | 0.01938 | 0.040874 | 0.073794 | 0.12035 | 0.18189 | 0.25864 | 0.34955 | 0.45227 | 0.56319 | 0.67745 | 0.78913 | 0.89199 | 0.97998 | 1.0486 | 1.0974 | 1.1268 | 1.1381 | 1.1374 | 1.1287 | 864.9367 | 1699.1421 | 2964.8882 | 4739.6454 | 7070.0832 | 9951.2859 | 13303.094 | 16948.2764 | 20600.6814 | 23874.2506 | 26323.5411 | 27520.4762 | 27158.8987 | 25160.4312 | 21740.2386 | 17668.9554 | 13278.5963 | 9034.3765 | 5672.4462 | 3635.6383 | 864.9367 | 2564.0788 | 5528.967 | 10268.6124 | 17338.6956 | 27289.9814 | 40593.0754 | 57541.3518 | 78142.0332 | 102016.2838 | 128339.8249 | 155860.3011 | 183019.1997 | 208179.6309 | 229919.8695 | 247588.825 | 260867.4213 | 269901.7978 | 275574.244 | 279209.8823 | 0.005668 | 0.010989 | 0.01884 | 0.029441 | 0.042701 | 0.058159 | 0.074958 | 0.091876 | 0.10739 | 0.11981 | 0.12742 | 0.12884 | 0.12331 | 0.11108 | 0.093559 | 0.074304 | 0.054686 | 0.036495 | 0.022525 | 0.0142 | 0.005668 | 0.016582 | 0.035133 | 0.063784 | 0.10472 | 0.15949 | 0.22873 | 0.31193 | 0.40736 | 0.51194 | 0.62125 | 0.72967 | 0.83096 | 0.91912 | 0.98946 | 1.0412 | 1.0743 | 1.0903 | 1.0943 | 1.0906 | 735.1962 | 1444.2708 | 2520.155 | 4028.6986 | 6009.5707 | 8458.593 | 11307.6299 | 14406.0349 | 17510.5792 | 20293.113 | 22375.0099 | 23392.4048 | 23085.0639 | 21386.3665 | 18479.2028 | 15018.6121 | 11286.8069 | 7679.2201 | 4821.5793 | 3090.2926 | 735.1962 | 2179.467 | 4699.622 | 8728.3206 | 14737.8912 | 23196.4842 | 34504.1141 | 48910.149 | 66420.7282 | 86713.8412 | 109088.8511 | 132481.2559 | 155566.3198 | 176952.6863 | 195431.8891 | 210450.5012 | 221737.3081 | 229416.5282 | 234238.1074 | 237328.4 | 0 | 0 | 0 | 0 | 0 | 0 | 0 | 0 | 0 | 0 | 0 | 0 | 0 | 0 | 0 | 0 | 0 | 0 | 0 | 0 | 0 | 0 | 0 | 0 | 0 | 0 | 0 | 0 | 0 | 0 | 0 | 0 | 0 | 0 | 0 | 0 | 0 | 0 | 0 | 0 | 0 | 0 | 0 | 0 | 0 | 0 | 0 | 0 | 0 | 0 | 0 | 0 | 0 | 0 | 0 | 0 | 0 | 0 | 0 | 0 | 0 | 0 | 0 | 0 | 0 | 0 | 0 | 0 | 0 | 0 | 0 | 0 | 0 | 0 | 0 | 0 | 0 | 0 | 0 | 0 | 0 | 0 | 0 | 0 | 0 | 0 | 0 | 0 | 0 | 0 | 0 | 0 | 0 | 0 | 0 | 0 | 0 | 0 | 0 | 0 | 0 | 0 | 0 | 0 | 0 | 0 | 0 | 0 | 0 | 0 | 0 | 0 | 0 | 0 | 0 | 0 | 0 | 0 | 0 | 0 | 0 | 0 | 0 | 0 | 0 | 0 | 0 | 0 | 0 | 0 | 0 | 0 | 0 | 0 | 0 | 0 | 0 | 0 | 0 | 0 | 0 | 0 | 0 | 0 | 0 | 0 | 0 | 0 | 0 | 0 | 0 | 0 | 0 | 0 | 0 | 0 | 0 | 0 | 0 | 0 | 0 | 0 | 0 | 0 | 0 | 0 | 0 | 0 | 0 | 0 | 0 | 0 | 0 | 0 | 0 | 0 | 0 | 0 | 0 | 0 | 0 | 0 | 0 | 0 | 0 | 0 | 0 | 0 | 0 | 0 | 0 | 0 | 0 | 0 | 0 | 0 | 0 | 0 | 0 | 0 | 0 | 0 | 0 | 0 | 0 | 0 | 0 | 0 | 0 | 0 | 0 | 0 | 0 | 0 | 0 | 0 | 0 | 0 | 0 | 0 | 0 | 0 | 0 | 0 | 0 | 0 | 0 | 0 | 0 | 0 | 0 | 0 | 0 | 0 | 0 | 0 | 0 | 0 | 0 | 0 | 2910.968 | 2917.9063 | 2924.851 | 2931.75 | 2938.5531 | 2945.2123 | 2951.6815 | 2957.9165 | 2963.8752 | 2969.517 | 2974.856 | 2979.9056 | 2984.6784 | 2989.187 | 2993.4428 | 2997.4572 | 3001.2408 | 3004.8038 | 3008.1559 | 3011.3063 | 1076.6542 | 1079.2204 | 1081.7889 | 1084.3406 | 1086.8568 | 1089.3198 | 1091.7125 | 1094.0186 | 1096.2225 | 1098.3092 | 1100.2838 | 1102.1515 | 1103.9168 | 1105.5843 | 1107.1584 | 1108.6432 | 1110.0426 | 1111.3604 | 1112.6002 | 1113.7654
WA_Industrial_Primary Metals_Existing_Space Heating_Natural Gas_Gas Boiler - Maintenance_A | WA | Industrial | Primary Metals | Existing | Space Heating | Natural Gas | Gas Boiler - Maintenance | A | IM166 | Degrade performance | General cleaning and maintenance | 3 | 29.3328 | 0 | 0 | 0.17 | 0 | 0 | 0 | 0.0874 |  | employee | 20% | 30% | Retrofit | Retro20Fast | 65.82% | TBD | 0.2% | 16.4669 |  | 13.2235 |  | 0.0040124 | IL TRM - 4.3.10 - CI-HWE-DBTU-V01-180101 | IL TRM - 4.3.10 - CI-HWE-DBTU-V01-180101 | IL TRM - 4.3.10 - CI-HWE-DBTU-V01-180101 | Degrade performance | Degrade performance | Degrade performance | Degrade performance | Degrade performance | Degrade performance | Degrade performance | Degrade performance | Degrade performance | Degrade performance | Degrade performance | Degrade performance | Degrade performance | Degrade performance | Degrade performance | Degrade performance | Degrade performance | Degrade performance | Degrade performance | Degrade performance | Degrade performance | Degrade performance | General cleaning and maintenance | General cleaning and maintenance | General cleaning and maintenance | General cleaning and maintenance | General cleaning and maintenance | General cleaning and maintenance | General cleaning and maintenance | General cleaning and maintenance | General cleaning and maintenance | General cleaning and maintenance | General cleaning and maintenance | General cleaning and maintenance | General cleaning and maintenance | General cleaning and maintenance | General cleaning and maintenance | General cleaning and maintenance | General cleaning and maintenance | General cleaning and maintenance | General cleaning and maintenance | General cleaning and maintenance | General cleaning and maintenance | General cleaning and maintenance | 0.17 | 0.17 | 0.17 | 0.17 | 0.17 | 0.17 | 0.17 | 0.17 | 0.17 | 0.17 | 0.17 | 0.17 | 0.17 | 0.17 | 0.17 | 0.17 | 0.17 | 0.17 | 0.17 | 0.17 | 0.17 | 0.17 | 0 | 0 | 29.1262 | 28.9895 | 28.8456 | 28.6935 | 28.532 | 28.3602 | 28.1771 | 27.982 | 27.7758 | 27.5597 | 27.3357 | 27.1038 | 26.8706 | 26.6352 | 26.3991 | 26.1791 | 25.9743 | 25.7832 | 25.605 | 25.4395 | 0.0047124 | 0.0032309 | 0.0021872 | 0.0016652 | 0.0014257 | 0.0012051 | 0.0010081 | 0.00083586 | 0.00068795 | 0.00056263 | 0.00045763 | 0.00034729 | 0.00026352 | 0.00019992 | 0.00015166 | 0.00013571 | 0.00010356 | 8.6997e-05 | 7.1212e-05 | 5.616e-05 | 0.0047124 | 0.0079212 | 0.010069 | 0.011681 | 0.013041 | 0.014168 | 0.015084 | 0.015816 | 0.016387 | 0.016822 | 0.017143 | 0.017345 | 0.017459 | 0.017506 | 0.017503 | 0.017493 | 0.017459 | 0.017418 | 0.017369 | 0.017313 | 0.16179 | 0.11145 | 0.075823 | 0.058033 | 0.049969 | 0.042494 | 0.035776 | 0.029871 | 0.024768 | 0.020415 | 0.016741 | 0.012813 | 0.0098069 | 0.0075059 | 0.0057449 | 0.0051841 | 0.0039871 | 0.0033742 | 0.0027812 | 0.0022076 | 0.16179 | 0.27324 | 0.34907 | 0.4071 | 0.45707 | 0.49956 | 0.53534 | 0.56521 | 0.58998 | 0.61039 | 0.62713 | 0.63995 | 0.64975 | 0.65726 | 0.663 | 0.66819 | 0.67218 | 0.67555 | 0.67833 | 0.68054 | 0.0040124 | 0.0027559 | 0.0018692 | 0.001426 | 0.0012236 | 0.0010367 | 0.00086923 | 0.00072253 | 0.0005962 | 0.00048888 | 0.0003987 | 0.00030337 | 0.00023077 | 0.00017549 | 0.00013342 | 0.00011963 | 9.1466e-05 | 7.6978e-05 | 6.3126e-05 | 4.9875e-05 | 0.0040124 | 0.0067566 | 0.0086052 | 0.010003 | 0.011192 | 0.012187 | 0.013007 | 0.013671 | 0.014202 | 0.014617 | 0.014935 | 0.015152 | 0.01529 | 0.015367 | 0.015398 | 0.01542 | 0.01542 | 0.015412 | 0.015397 | 0.015375 | 0.13752 | 0.094732 | 0.064449 | 0.049328 | 0.042473 | 0.03612 | 0.03041 | 0.025391 | 0.021053 | 0.017353 | 0.01423 | 0.010891 | 0.0083359 | 0.0063801 | 0.0048831 | 0.0044064 | 0.0033891 | 0.002868 | 0.002364 | 0.0018765 | 0.13752 | 0.23226 | 0.29671 | 0.34603 | 0.38851 | 0.42463 | 0.45504 | 0.48043 | 0.50148 | 0.51883 | 0.53306 | 0.54395 | 0.55229 | 0.55867 | 0.56355 | 0.56796 | 0.57135 | 0.57422 | 0.57658 | 0.57846 | 0.0040124 | 0.0027559 | 0.0018692 | 0.001426 | 0.0012236 | 0.0010367 | 0.00086923 | 0.00072253 | 0.0005962 | 0.00048888 | 0.0003987 | 0.00030337 | 0.00023077 | 0.00017549 | 0.00013342 | 0.00011963 | 9.1466e-05 | 7.6978e-05 | 6.3126e-05 | 4.9875e-05 | 0.0040124 | 0.0067566 | 0.0086052 | 0.010003 | 0.011192 | 0.012187 | 0.013007 | 0.013671 | 0.014202 | 0.014617 | 0.014935 | 0.015152 | 0.01529 | 0.015367 | 0.015398 | 0.01542 | 0.01542 | 0.015412 | 0.015397 | 0.015375 | 0.13752 | 0.094732 | 0.064449 | 0.049328 | 0.042473 | 0.03612 | 0.03041 | 0.025391 | 0.021053 | 0.017353 | 0.01423 | 0.010891 | 0.0083359 | 0.0063801 | 0.0048831 | 0.0044064 | 0.0033891 | 0.002868 | 0.002364 | 0.0018765 | 0.13752 | 0.23226 | 0.29671 | 0.34603 | 0.38851 | 0.42463 | 0.45504 | 0.48043 | 0.50148 | 0.51883 | 0.53306 | 0.54395 | 0.55229 | 0.55867 | 0.56355 | 0.56796 | 0.57135 | 0.57422 | 0.57658 | 0.57846 | 0.0040124 | 0.0027559 | 0.0018692 | 0.001426 | 0.0012236 | 0.0010367 | 0.00086923 | 0.00072253 | 0.0005962 | 0.00048888 | 0.0003987 | 0.00030337 | 0.00023077 | 0.00017549 | 0.00013342 | 0.00011963 | 9.1466e-05 | 7.6978e-05 | 6.3126e-05 | 4.9875e-05 | 0.0040124 | 0.0067566 | 0.0086052 | 0.010003 | 0.011192 | 0.012187 | 0.013007 | 0.013671 | 0.014202 | 0.014617 | 0.014935 | 0.015152 | 0.01529 | 0.015367 | 0.015398 | 0.01542 | 0.01542 | 0.015412 | 0.015397 | 0.015375 | 0.13752 | 0.094732 | 0.064449 | 0.049328 | 0.042473 | 0.03612 | 0.03041 | 0.025391 | 0.021053 | 0.017353 | 0.01423 | 0.010891 | 0.0083359 | 0.0063801 | 0.0048831 | 0.0044064 | 0.0033891 | 0.002868 | 0.002364 | 0.0018765 | 0.13752 | 0.23226 | 0.29671 | 0.34603 | 0.38851 | 0.42463 | 0.45504 | 0.48043 | 0.50148 | 0.51883 | 0.53306 | 0.54395 | 0.55229 | 0.55867 | 0.56355 | 0.56796 | 0.57135 | 0.57422 | 0.57658 | 0.57846 | 0.0040124 | 0.0027559 | 0.0018692 | 0.001426 | 0.0012236 | 0.0010367 | 0.00086923 | 0.00072253 | 0.0005962 | 0.00048888 | 0.0003987 | 0.00030337 | 0.00023077 | 0.00017549 | 0.00013342 | 0.00011963 | 9.1466e-05 | 7.6978e-05 | 6.3126e-05 | 4.9875e-05 | 0.0040124 | 0.0067566 | 0.0086052 | 0.010003 | 0.011192 | 0.012187 | 0.013007 | 0.013671 | 0.014202 | 0.014617 | 0.014935 | 0.015152 | 0.01529 | 0.015367 | 0.015398 | 0.01542 | 0.01542 | 0.015412 | 0.015397 | 0.015375 | 0.13752 | 0.094732 | 0.064449 | 0.049328 | 0.042473 | 0.03612 | 0.03041 | 0.025391 | 0.021053 | 0.017353 | 0.01423 | 0.010891 | 0.0083359 | 0.0063801 | 0.0048831 | 0.0044064 | 0.0033891 | 0.002868 | 0.002364 | 0.0018765 | 0.13752 | 0.23226 | 0.29671 | 0.34603 | 0.38851 | 0.42463 | 0.45504 | 0.48043 | 0.50148 | 0.51883 | 0.53306 | 0.54395 | 0.55229 | 0.55867 | 0.56355 | 0.56796 | 0.57135 | 0.57422 | 0.57658 | 0.57846 | 1.0966 | 1.098 | 1.0994 | 1.1007 | 1.102 | 1.1033 | 1.1046 | 1.1058 | 1.1069 | 1.1081 | 1.1091 | 1.1101 | 1.1111 | 1.112 | 1.1129 | 1.1137 | 1.1145 | 1.1152 | 1.1159 | 1.1164 | 0.88059 | 0.88171 | 0.88282 | 0.88391 | 0.88497 | 0.886 | 0.887 | 0.88797 | 0.8889 | 0.8898 | 0.89067 | 0.89149 | 0.89227 | 0.89301 | 0.89371 | 0.89437 | 0.89498 | 0.89555 | 0.89607 | 0.89654
WA_Industrial_Primary Metals_Existing_Process_Natural Gas_Gas Boiler - Maintenance_A | WA | Industrial | Primary Metals | Existing | Process | Natural Gas | Gas Boiler - Maintenance | A | IM167 | Degrade performance | General cleaning and maintenance | 3 | 28.0317 | 0 | 0 | 0.17 | 0 | 0 | 0 | 0.0874 |  | sqft | 20% | 30% | Retrofit | Retro20Fast | 65.82% | TBD | 0.2% | 16.4669 |  | 13.2235 |  | 0.13963 | IL TRM - 4.3.10 - CI-HWE-DBTU-V01-180101 | IL TRM - 4.3.10 - CI-HWE-DBTU-V01-180101 | IL TRM - 4.3.10 - CI-HWE-DBTU-V01-180101 | Degrade performance | Degrade performance | Degrade performance | Degrade performance | Degrade performance | Degrade performance | Degrade performance | Degrade performance | Degrade performance | Degrade performance | Degrade performance | Degrade performance | Degrade performance | Degrade performance | Degrade performance | Degrade performance | Degrade performance | Degrade performance | Degrade performance | Degrade performance | Degrade performance | Degrade performance | General cleaning and maintenance | General cleaning and maintenance | General cleaning and maintenance | General cleaning and maintenance | General cleaning and maintenance | General cleaning and maintenance | General cleaning and maintenance | General cleaning and maintenance | General cleaning and maintenance | General cleaning and maintenance | General cleaning and maintenance | General cleaning and maintenance | General cleaning and maintenance | General cleaning and maintenance | General cleaning and maintenance | General cleaning and maintenance | General cleaning and maintenance | General cleaning and maintenance | General cleaning and maintenance | General cleaning and maintenance | General cleaning and maintenance | General cleaning and maintenance | 0.17 | 0.17 | 0.17 | 0.17 | 0.17 | 0.17 | 0.17 | 0.17 | 0.17 | 0.17 | 0.17 | 0.17 | 0.17 | 0.17 | 0.17 | 0.17 | 0.17 | 0.17 | 0.17 | 0.17 | 0.17 | 0.17 | 0 | 0 | 28.0317 | 28.0317 | 28.0317 | 28.0317 | 28.0317 | 28.0317 | 28.0317 | 28.0317 | 28.0317 | 28.0317 | 28.0317 | 28.0317 | 28.0317 | 28.0317 | 28.0317 | 28.0317 | 28.0317 | 28.0317 | 28.0317 | 28.0317 | 0.16427 | 0.11315 | 0.076982 | 0.05892 | 0.050733 | 0.043144 | 0.036323 | 0.030328 | 0.025147 | 0.020727 | 0.016997 | 0.013009 | 0.0099568 | 0.0076207 | 0.0058327 | 0.0052633 | 0.0040481 | 0.0034257 | 0.0028237 | 0.0022413 | 0.16427 | 0.27742 | 0.3544 | 0.41332 | 0.46405 | 0.5072 | 0.54352 | 0.57385 | 0.599 | 0.61972 | 0.63672 | 0.64973 | 0.65969 | 0.66731 | 0.67314 | 0.6784 | 0.68245 | 0.68588 | 0.6887 | 0.69094 | 5.8601 | 4.0366 | 2.7462 | 2.1019 | 1.8098 | 1.5391 | 1.2958 | 1.0819 | 0.89708 | 0.73942 | 0.60635 | 0.46409 | 0.3552 | 0.27186 | 0.20807 | 0.18776 | 0.14441 | 0.12221 | 0.10073 | 0.079957 | 5.8601 | 9.8967 | 12.6429 | 14.7448 | 16.5546 | 18.0937 | 19.3895 | 20.4714 | 21.3685 | 22.1079 | 22.7143 | 23.1784 | 23.5336 | 23.8054 | 24.0135 | 24.2013 | 24.3457 | 24.4679 | 24.5686 | 24.6486 | 0.13963 | 0.09618 | 0.065434 | 0.050082 | 0.043123 | 0.036672 | 0.030875 | 0.025779 | 0.021375 | 0.017618 | 0.014448 | 0.011058 | 0.0084633 | 0.0064776 | 0.0049578 | 0.0044738 | 0.0034409 | 0.0029119 | 0.0024001 | 0.0019051 | 0.13963 | 0.23581 | 0.30124 | 0.35132 | 0.39445 | 0.43112 | 0.46199 | 0.48777 | 0.50915 | 0.52676 | 0.54121 | 0.55227 | 0.56073 | 0.56721 | 0.57217 | 0.57664 | 0.58008 | 0.58299 | 0.58539 | 0.5873 | 4.981 | 3.4311 | 2.3343 | 1.7866 | 1.5384 | 1.3082 | 1.1014 | 0.91963 | 0.76252 | 0.6285 | 0.5154 | 0.39447 | 0.30192 | 0.23108 | 0.17686 | 0.1596 | 0.12275 | 0.10388 | 0.085622 | 0.067964 | 4.981 | 8.4122 | 10.7465 | 12.5331 | 14.0714 | 15.3797 | 16.4811 | 17.4007 | 18.1632 | 18.7917 | 19.3071 | 19.7016 | 20.0035 | 20.2346 | 20.4115 | 20.5711 | 20.6938 | 20.7977 | 20.8833 | 20.9513 | 0.13963 | 0.09618 | 0.065434 | 0.050082 | 0.043123 | 0.036672 | 0.030875 | 0.025779 | 0.021375 | 0.017618 | 0.014448 | 0.011058 | 0.0084633 | 0.0064776 | 0.0049578 | 0.0044738 | 0.0034409 | 0.0029119 | 0.0024001 | 0.0019051 | 0.13963 | 0.23581 | 0.30124 | 0.35132 | 0.39445 | 0.43112 | 0.46199 | 0.48777 | 0.50915 | 0.52676 | 0.54121 | 0.55227 | 0.56073 | 0.56721 | 0.57217 | 0.57664 | 0.58008 | 0.58299 | 0.58539 | 0.5873 | 4.981 | 3.4311 | 2.3343 | 1.7866 | 1.5384 | 1.3082 | 1.1014 | 0.91963 | 0.76252 | 0.6285 | 0.5154 | 0.39447 | 0.30192 | 0.23108 | 0.17686 | 0.1596 | 0.12275 | 0.10388 | 0.085622 | 0.067964 | 4.981 | 8.4122 | 10.7465 | 12.5331 | 14.0714 | 15.3797 | 16.4811 | 17.4007 | 18.1632 | 18.7917 | 19.3071 | 19.7016 | 20.0035 | 20.2346 | 20.4115 | 20.5711 | 20.6938 | 20.7977 | 20.8833 | 20.9513 | 0.13963 | 0.09618 | 0.065434 | 0.050082 | 0.043123 | 0.036672 | 0.030875 | 0.025779 | 0.021375 | 0.017618 | 0.014448 | 0.011058 | 0.0084633 | 0.0064776 | 0.0049578 | 0.0044738 | 0.0034409 | 0.0029119 | 0.0024001 | 0.0019051 | 0.13963 | 0.23581 | 0.30124 | 0.35132 | 0.39445 | 0.43112 | 0.46199 | 0.48777 | 0.50915 | 0.52676 | 0.54121 | 0.55227 | 0.56073 | 0.56721 | 0.57217 | 0.57664 | 0.58008 | 0.58299 | 0.58539 | 0.5873 | 4.981 | 3.4311 | 2.3343 | 1.7866 | 1.5384 | 1.3082 | 1.1014 | 0.91963 | 0.76252 | 0.6285 | 0.5154 | 0.39447 | 0.30192 | 0.23108 | 0.17686 | 0.1596 | 0.12275 | 0.10388 | 0.085622 | 0.067964 | 4.981 | 8.4122 | 10.7465 | 12.5331 | 14.0714 | 15.3797 | 16.4811 | 17.4007 | 18.1632 | 18.7917 | 19.3071 | 19.7016 | 20.0035 | 20.2346 | 20.4115 | 20.5711 | 20.6938 | 20.7977 | 20.8833 | 20.9513 | 0.13963 | 0.09618 | 0.065434 | 0.050082 | 0.043123 | 0.036672 | 0.030875 | 0.025779 | 0.021375 | 0.017618 | 0.014448 | 0.011058 | 0.0084633 | 0.0064776 | 0.0049578 | 0.0044738 | 0.0034409 | 0.0029119 | 0.0024001 | 0.0019051 | 0.13963 | 0.23581 | 0.30124 | 0.35132 | 0.39445 | 0.43112 | 0.46199 | 0.48777 | 0.50915 | 0.52676 | 0.54121 | 0.55227 | 0.56073 | 0.56721 | 0.57217 | 0.57664 | 0.58008 | 0.58299 | 0.58539 | 0.5873 | 4.981 | 3.4311 | 2.3343 | 1.7866 | 1.5384 | 1.3082 | 1.1014 | 0.91963 | 0.76252 | 0.6285 | 0.5154 | 0.39447 | 0.30192 | 0.23108 | 0.17686 | 0.1596 | 0.12275 | 0.10388 | 0.085622 | 0.067964 | 4.981 | 8.4122 | 10.7465 | 12.5331 | 14.0714 | 15.3797 | 16.4811 | 17.4007 | 18.1632 | 18.7917 | 19.3071 | 19.7016 | 20.0035 | 20.2346 | 20.4115 | 20.5711 | 20.6938 | 20.7977 | 20.8833 | 20.9513 | 1.0966 | 1.098 | 1.0994 | 1.1007 | 1.102 | 1.1033 | 1.1046 | 1.1058 | 1.1069 | 1.1081 | 1.1091 | 1.1101 | 1.1111 | 1.112 | 1.1129 | 1.1137 | 1.1145 | 1.1152 | 1.1159 | 1.1164 | 0.88059 | 0.88171 | 0.88282 | 0.88391 | 0.88497 | 0.886 | 0.887 | 0.88797 | 0.8889 | 0.8898 | 0.89067 | 0.89149 | 0.89227 | 0.89301 | 0.89371 | 0.89437 | 0.89498 | 0.89555 | 0.89607 | 0.89654
WA_Industrial_Primary Metals_Existing_Space Heating_Natural Gas_Gas Furnace - Maintenance_A | WA | Industrial | Primary Metals | Existing | Space Heating | Natural Gas | Gas Furnace - Maintenance | A | IM168 | Degrade performance | General cleaning and maintenance | 3 | 0.0095 | 0 | 0 | 0.03 | 0 | 0 | 0 | 0.0165 |  | sqft | 20% | 30% | Retrofit | Retro20Fast | 65.82% | TBD | 0.2% | 455.3643 |  | 365.6739 |  | 1.9884e-05 | IL TRM - 4.4.31 - CI-HVC-FTUN-V03-200101 | MN TRM 3.1 - Forced-Air Heating Maintenance v2.0 | MN TRM v3.1 - Forced-Air Heating Maintenance | Degrade performance | Degrade performance | Degrade performance | Degrade performance | Degrade performance | Degrade performance | Degrade performance | Degrade performance | Degrade performance | Degrade performance | Degrade performance | Degrade performance | Degrade performance | Degrade performance | Degrade performance | Degrade performance | Degrade performance | Degrade performance | Degrade performance | Degrade performance | Degrade performance | Degrade performance | General cleaning and maintenance | General cleaning and maintenance | General cleaning and maintenance | General cleaning and maintenance | General cleaning and maintenance | General cleaning and maintenance | General cleaning and maintenance | General cleaning and maintenance | General cleaning and maintenance | General cleaning and maintenance | General cleaning and maintenance | General cleaning and maintenance | General cleaning and maintenance | General cleaning and maintenance | General cleaning and maintenance | General cleaning and maintenance | General cleaning and maintenance | General cleaning and maintenance | General cleaning and maintenance | General cleaning and maintenance | General cleaning and maintenance | General cleaning and maintenance | 0.03 | 0.03 | 0.03 | 0.03 | 0.03 | 0.03 | 0.03 | 0.03 | 0.03 | 0.03 | 0.03 | 0.03 | 0.03 | 0.03 | 0.03 | 0.03 | 0.03 | 0.03 | 0.03 | 0.03 | 0.03 | 0.03 | 0 | 0 | 0.0093616 | 0.0092714 | 0.0091786 | 0.0090832 | 0.0089851 | 0.0088845 | 0.0087815 | 0.0086761 | 0.0085694 | 0.0084618 | 0.0083541 | 0.0082462 | 0.0081397 | 0.0080342 | 0.0079299 | 0.0078316 | 0.0077389 | 0.0076511 | 0.0075678 | 0.0074887 | 2.3347e-05 | 1.5927e-05 | 1.0727e-05 | 8.125e-06 | 6.9205e-06 | 5.8194e-06 | 4.8426e-06 | 3.9948e-06 | 3.2715e-06 | 2.6627e-06 | 2.1558e-06 | 1.6286e-06 | 1.2304e-06 | 9.2953e-07 | 7.022e-07 | 6.258e-07 | 4.7561e-07 | 3.9793e-07 | 3.2442e-07 | 2.5482e-07 | 2.3347e-05 | 3.9049e-05 | 4.9385e-05 | 5.6997e-05 | 6.3302e-05 | 6.8413e-05 | 7.2462e-05 | 7.5587e-05 | 7.7929e-05 | 7.9613e-05 | 8.0756e-05 | 8.1341e-05 | 8.1521e-05 | 8.1394e-05 | 8.104e-05 | 8.0661e-05 | 8.0182e-05 | 7.967e-05 | 7.9127e-05 | 7.8555e-05 | 2.4939 | 1.7179 | 1.1687 | 0.89451 | 0.77021 | 0.655 | 0.55145 | 0.46044 | 0.38177 | 0.31468 | 0.25805 | 0.1975 | 0.15116 | 0.1157 | 0.088551 | 0.079907 | 0.061457 | 0.052009 | 0.042869 | 0.034028 | 2.4939 | 4.2118 | 5.3805 | 6.275 | 7.0452 | 7.7002 | 8.2517 | 8.7121 | 9.0939 | 9.4085 | 9.6666 | 9.8641 | 10.0153 | 10.1309 | 10.2195 | 10.2994 | 10.3609 | 10.4129 | 10.4557 | 10.4898 | 1.9884e-05 | 1.3593e-05 | 9.1757e-06 | 6.9663e-06 | 5.9484e-06 | 5.015e-06 | 4.1846e-06 | 3.4618e-06 | 2.8433e-06 | 2.321e-06 | 1.8848e-06 | 1.4282e-06 | 1.082e-06 | 8.1965e-07 | 6.2079e-07 | 5.5456e-07 | 4.2242e-07 | 3.5421e-07 | 2.8942e-07 | 2.2784e-07 | 1.9884e-05 | 3.3327e-05 | 4.2243e-05 | 4.8869e-05 | 5.441e-05 | 5.8956e-05 | 6.2616e-05 | 6.5501e-05 | 6.7727e-05 | 6.9397e-05 | 7.0604e-05 | 7.133e-05 | 7.1691e-05 | 7.1773e-05 | 7.1644e-05 | 7.1478e-05 | 7.1214e-05 | 7.0917e-05 | 7.0589e-05 | 7.0235e-05 | 2.1198 | 1.4602 | 0.99342 | 0.76033 | 0.65468 | 0.55675 | 0.46873 | 0.39137 | 0.32451 | 0.26747 | 0.21934 | 0.16788 | 0.12849 | 0.098342 | 0.075268 | 0.067921 | 0.052239 | 0.044208 | 0.036438 | 0.028923 | 2.1198 | 3.58 | 4.5734 | 5.3337 | 5.9884 | 6.5452 | 7.0139 | 7.4053 | 7.7298 | 7.9973 | 8.2166 | 8.3845 | 8.513 | 8.6113 | 8.6866 | 8.7545 | 8.8067 | 8.8509 | 8.8874 | 8.9163 | 0 | 0 | 0 | 0 | 0 | 0 | 0 | 0 | 0 | 0 | 0 | 0 | 0 | 0 | 0 | 0 | 0 | 0 | 0 | 0 | 0 | 0 | 0 | 0 | 0 | 0 | 0 | 0 | 0 | 0 | 0 | 0 | 0 | 0 | 0 | 0 | 0 | 0 | 0 | 0 | 0 | 0 | 0 | 0 | 0 | 0 | 0 | 0 | 0 | 0 | 0 | 0 | 0 | 0 | 0 | 0 | 0 | 0 | 0 | 0 | 0 | 0 | 0 | 0 | 0 | 0 | 0 | 0 | 0 | 0 | 0 | 0 | 0 | 0 | 0 | 0 | 0 | 0 | 0 | 0 | 0 | 0 | 0 | 0 | 0 | 0 | 0 | 0 | 0 | 0 | 0 | 0 | 0 | 0 | 0 | 0 | 0 | 0 | 0 | 0 | 0 | 0 | 0 | 0 | 0 | 0 | 0 | 0 | 0 | 0 | 0 | 0 | 0 | 0 | 0 | 0 | 0 | 0 | 0 | 0 | 0 | 0 | 0 | 0 | 0 | 0 | 0 | 0 | 0 | 0 | 0 | 0 | 0 | 0 | 0 | 0 | 0 | 0 | 0 | 0 | 0 | 0 | 0 | 0 | 0 | 0 | 0 | 0 | 0 | 0 | 0 | 0 | 0 | 0 | 0 | 0 | 0 | 0 | 0 | 0 | 0 | 0 | 0 | 0 | 0 | 0 | 0 | 0 | 0 | 0 | 0 | 0 | 0 | 0 | 0 | 0 | 0 | 0 | 0 | 0 | 0 | 0 | 0 | 0 | 0 | 0 | 0 | 0 | 0 | 0 | 0 | 0 | 0 | 0 | 0 | 0 | 0 | 0 | 0 | 0 | 0 | 0 | 0 | 0 | 0 | 0 | 0 | 0 | 0 | 0 | 0 | 0 | 0 | 0 | 0 | 0 | 0 | 0 | 0 | 0 | 0 | 0 | 0 | 0 | 0 | 0 | 0 | 0 | 0 | 0 | 0 | 0 | 0 | 0 | 0 | 0 | 0 | 0 | 0 | 0 | 1178.1447 | 1184.6974 | 1191.3113 | 1197.9331 | 1204.5104 | 1210.9913 | 1217.3251 | 1223.4615 | 1229.3516 | 1234.9472 | 1240.2604 | 1245.303 | 1250.0866 | 1254.6225 | 1258.9217 | 1262.9951 | 1266.853 | 1270.5055 | 1273.9625 | 1277.2333 | 946.0926 | 951.3546 | 956.6658 | 961.9833 | 967.2651 | 972.4695 | 977.5558 | 982.4836 | 987.2135 | 991.707 | 995.9737 | 1000.0231 | 1003.8645 | 1007.5069 | 1010.9594 | 1014.2304 | 1017.3284 | 1020.2616 | 1023.0377 | 1025.6643
WA_Industrial_Primary Metals_Existing_Space Heating_Natural Gas_Gas Boiler - Hot Water Reset_A | WA | Industrial | Primary Metals | Existing | Space Heating | Natural Gas | Gas Boiler - Hot Water Reset | A | IM169 | No control | Reset control installed | 16 | 106.6647 | 0 | 0 | 314.42 | 0 | 0 | 0 | 157.2108 |  | employee | 20% | 45% | Retrofit | Retro5Med | 81.71% | TBD | 0.2% | 210.0149 |  | 137.9035 |  | 0.0070807 | IL TRM - 4.4.4 - CI-HVC-BLRC-V04-210101 | IL TRM - 4.4.4 - CI-HVC-BLRC-V04-210101 | IL TRM - 4.4.4 - CI-HVC-BLRC-V04-210101 | No control | No control | No control | No control | No control | No control | No control | No control | No control | No control | No control | No control | No control | No control | No control | No control | No control | No control | No control | No control | No control | No control | Reset control installed | Reset control installed | Reset control installed | Reset control installed | Reset control installed | Reset control installed | Reset control installed | Reset control installed | Reset control installed | Reset control installed | Reset control installed | Reset control installed | Reset control installed | Reset control installed | Reset control installed | Reset control installed | Reset control installed | Reset control installed | Reset control installed | Reset control installed | Reset control installed | Reset control installed | 314.42 | 314.42 | 314.42 | 314.42 | 314.42 | 314.42 | 314.42 | 314.42 | 314.42 | 314.42 | 314.42 | 314.42 | 314.42 | 314.42 | 314.42 | 314.42 | 314.42 | 314.42 | 314.42 | 314.42 | 314.42 | 314.42 | 0 | 0 | 105.7356 | 105.0611 | 104.361 | 103.6307 | 102.8662 | 102.0642 | 101.2215 | 100.3353 | 99.4096 | 98.4484 | 97.4592 | 96.4424 | 95.4211 | 94.3928 | 93.3621 | 92.3888 | 91.4696 | 90.5982 | 89.772 | 88.9896 | 0.008314 | 0.0099682 | 0.011908 | 0.01349 | 0.01501 | 0.017112 | 0.018296 | 0.018207 | 0.016707 | 0.013977 | 0.010523 | 0.0067726 | 0.0038237 | 0.0017898 | 0.00073605 | 0.0002603 | 7.9109e-05 | 1.6783e-05 | 2.6864e-06 | 3.1414e-07 | 0.008314 | 0.018229 | 0.030016 | 0.043296 | 0.057986 | 0.074646 | 0.092325 | 0.10972 | 0.12542 | 0.13818 | 0.14732 | 0.15255 | 0.15476 | 0.15488 | 0.15393 | 0.15258 | 0.15114 | 0.14972 | 0.14836 | 0.14707 | 0.07863 | 0.09488 | 0.1141 | 0.13017 | 0.14592 | 0.16766 | 0.18075 | 0.18146 | 0.16806 | 0.14197 | 0.10797 | 0.070224 | 0.040072 | 0.018961 | 0.0078838 | 0.0028174 | 0.00086486 | 0.00018525 | 2.9925e-05 | 3.5301e-06 | 0.07863 | 0.17351 | 0.28761 | 0.41779 | 0.56371 | 0.73136 | 0.91211 | 1.0936 | 1.2616 | 1.4036 | 1.5116 | 1.5818 | 1.6219 | 1.6408 | 1.6487 | 1.6515 | 1.6524 | 1.6526 | 1.6526 | 1.6526 | 0.0070807 | 0.008507 | 0.010185 | 0.011564 | 0.012899 | 0.014743 | 0.015805 | 0.015772 | 0.014513 | 0.012177 | 0.0091948 | 0.0059356 | 0.0033605 | 0.0015772 | 0.00065026 | 0.0002305 | 7.0207e-05 | 1.4928e-05 | 2.3946e-06 | 2.8063e-07 | 0.0070807 | 0.015557 | 0.025672 | 0.037116 | 0.049831 | 0.064311 | 0.079755 | 0.095047 | 0.10895 | 0.12039 | 0.12873 | 0.1337 | 0.13601 | 0.13648 | 0.13599 | 0.13511 | 0.13414 | 0.13317 | 0.13224 | 0.13138 | 0.066835 | 0.080648 | 0.096988 | 0.11065 | 0.12403 | 0.14251 | 0.15364 | 0.15424 | 0.14285 | 0.12068 | 0.091774 | 0.059691 | 0.034061 | 0.016117 | 0.0067013 | 0.0023948 | 0.00073513 | 0.00015746 | 2.5436e-05 | 3.0006e-06 | 0.066835 | 0.14748 | 0.24447 | 0.35512 | 0.47915 | 0.62166 | 0.77529 | 0.92954 | 1.0724 | 1.1931 | 1.2848 | 1.3445 | 1.3786 | 1.3947 | 1.4014 | 1.4038 | 1.4045 | 1.4047 | 1.4047 | 1.4047 | 0.0070807 | 0.008507 | 0.010185 | 0.011564 | 0.012899 | 0.014743 | 0.015805 | 0.015772 | 0.014513 | 0.012177 | 0.0091948 | 0.0059356 | 0.0033605 | 0.0015772 | 0.00065026 | 0.0002305 | 7.0207e-05 | 1.4928e-05 | 2.3946e-06 | 2.8063e-07 | 0.0070807 | 0.015557 | 0.025672 | 0.037116 | 0.049831 | 0.064311 | 0.079755 | 0.095047 | 0.10895 | 0.12039 | 0.12873 | 0.1337 | 0.13601 | 0.13648 | 0.13599 | 0.13511 | 0.13414 | 0.13317 | 0.13224 | 0.13138 | 0.066835 | 0.080648 | 0.096988 | 0.11065 | 0.12403 | 0.14251 | 0.15364 | 0.15424 | 0.14285 | 0.12068 | 0.091774 | 0.059691 | 0.034061 | 0.016117 | 0.0067013 | 0.0023948 | 0.00073513 | 0.00015746 | 2.5436e-05 | 3.0006e-06 | 0.066835 | 0.14748 | 0.24447 | 0.35512 | 0.47915 | 0.62166 | 0.77529 | 0.92954 | 1.0724 | 1.1931 | 1.2848 | 1.3445 | 1.3786 | 1.3947 | 1.4014 | 1.4038 | 1.4045 | 1.4047 | 1.4047 | 1.4047 | 0.0070807 | 0.008507 | 0.010185 | 0.011564 | 0.012899 | 0.014743 | 0.015805 | 0.015772 | 0.014513 | 0.012177 | 0.0091948 | 0.0059356 | 0.0033605 | 0.0015772 | 0.00065026 | 0.0002305 | 7.0207e-05 | 1.4928e-05 | 2.3946e-06 | 2.8063e-07 | 0.0070807 | 0.015557 | 0.025672 | 0.037116 | 0.049831 | 0.064311 | 0.079755 | 0.095047 | 0.10895 | 0.12039 | 0.12873 | 0.1337 | 0.13601 | 0.13648 | 0.13599 | 0.13511 | 0.13414 | 0.13317 | 0.13224 | 0.13138 | 0.066835 | 0.080648 | 0.096988 | 0.11065 | 0.12403 | 0.14251 | 0.15364 | 0.15424 | 0.14285 | 0.12068 | 0.091774 | 0.059691 | 0.034061 | 0.016117 | 0.0067013 | 0.0023948 | 0.00073513 | 0.00015746 | 2.5436e-05 | 3.0006e-06 | 0.066835 | 0.14748 | 0.24447 | 0.35512 | 0.47915 | 0.62166 | 0.77529 | 0.92954 | 1.0724 | 1.1931 | 1.2848 | 1.3445 | 1.3786 | 1.3947 | 1.4014 | 1.4038 | 1.4045 | 1.4047 | 1.4047 | 1.4047 | 0.0070807 | 0.008507 | 0.010185 | 0.011564 | 0.012899 | 0.014743 | 0.015805 | 0.015772 | 0.014513 | 0.012177 | 0.0091948 | 0.0059356 | 0.0033605 | 0.0015772 | 0.00065026 | 0.0002305 | 7.0207e-05 | 1.4928e-05 | 2.3946e-06 | 2.8063e-07 | 0.0070807 | 0.015557 | 0.025672 | 0.037116 | 0.049831 | 0.064311 | 0.079755 | 0.095047 | 0.10895 | 0.12039 | 0.12873 | 0.1337 | 0.13601 | 0.13648 | 0.13599 | 0.13511 | 0.13414 | 0.13317 | 0.13224 | 0.13138 | 0.066835 | 0.080648 | 0.096988 | 0.11065 | 0.12403 | 0.14251 | 0.15364 | 0.15424 | 0.14285 | 0.12068 | 0.091774 | 0.059691 | 0.034061 | 0.016117 | 0.0067013 | 0.0023948 | 0.00073513 | 0.00015746 | 2.5436e-05 | 3.0006e-06 | 0.066835 | 0.14748 | 0.24447 | 0.35512 | 0.47915 | 0.62166 | 0.77529 | 0.92954 | 1.0724 | 1.1931 | 1.2848 | 1.3445 | 1.3786 | 1.3947 | 1.4014 | 1.4038 | 1.4045 | 1.4047 | 1.4047 | 1.4047 | 208.1026 | 208.4561 | 208.8035 | 209.1439 | 209.4764 | 209.8004 | 210.1152 | 210.42 | 210.7144 | 210.9977 | 211.2695 | 211.5292 | 211.7765 | 212.0108 | 212.2319 | 212.4394 | 212.6329 | 212.8122 | 212.977 | 213.127 | 136.6479 | 136.88 | 137.1081 | 137.3316 | 137.55 | 137.7627 | 137.9694 | 138.1696 | 138.3629 | 138.5489 | 138.7274 | 138.8979 | 139.0602 | 139.2141 | 139.3593 | 139.4955 | 139.6226 | 139.7403 | 139.8485 | 139.9471
WA_Industrial_Primary Metals_Existing_Process_Natural Gas_Gas Boiler - Hot Water Reset_A | WA | Industrial | Primary Metals | Existing | Process | Natural Gas | Gas Boiler - Hot Water Reset | A | IM170 | No control | Reset control installed | 16 | 50.9667 | 0 | 0 | 314.42 | 0 | 0 | 0 | 157.2108 |  | sqft | 20% | 45% | Retrofit | Retro5Med | 81.71% | TBD | 0.2% | 210.0149 |  | 137.9035 |  | 0.12315 | IL TRM - 4.4.4 - CI-HVC-BLRC-V04-210101 | IL TRM - 4.4.4 - CI-HVC-BLRC-V04-210101 | XCEL CO 2019-2020 DSM Plan | No control | No control | No control | No control | No control | No control | No control | No control | No control | No control | No control | No control | No control | No control | No control | No control | No control | No control | No control | No control | No control | No control | Reset control installed | Reset control installed | Reset control installed | Reset control installed | Reset control installed | Reset control installed | Reset control installed | Reset control installed | Reset control installed | Reset control installed | Reset control installed | Reset control installed | Reset control installed | Reset control installed | Reset control installed | Reset control installed | Reset control installed | Reset control installed | Reset control installed | Reset control installed | Reset control installed | Reset control installed | 314.42 | 314.42 | 314.42 | 314.42 | 314.42 | 314.42 | 314.42 | 314.42 | 314.42 | 314.42 | 314.42 | 314.42 | 314.42 | 314.42 | 314.42 | 314.42 | 314.42 | 314.42 | 314.42 | 314.42 | 314.42 | 314.42 | 0 | 0 | 50.8563 | 50.7451 | 50.6328 | 50.519 | 50.4035 | 50.2919 | 50.1887 | 50.092 | 50.0003 | 49.9123 | 49.8271 | 49.7438 | 49.6618 | 49.5806 | 49.4998 | 49.4189 | 49.342 | 49.2638 | 49.1844 | 49.1036 | 0.14483 | 0.17438 | 0.20925 | 0.23818 | 0.26639 | 0.30539 | 0.32857 | 0.32923 | 0.30435 | 0.25665 | 0.19485 | 0.12652 | 0.072079 | 0.03405 | 0.014134 | 0.0050429 | 0.0015456 | 0.00033054 | 5.3309e-05 | 6.2782e-06 | 0.14483 | 0.3189 | 0.52745 | 0.76445 | 1.0291 | 1.3322 | 1.658 | 1.9841 | 2.2848 | 2.5374 | 2.7279 | 2.8499 | 2.9173 | 2.9466 | 2.9559 | 2.9561 | 2.9531 | 2.9487 | 2.944 | 2.9392 | 2.8479 | 3.4365 | 4.1328 | 4.7148 | 5.2851 | 6.0723 | 6.5466 | 6.5725 | 6.087 | 5.1421 | 3.9106 | 2.5435 | 1.4514 | 0.68677 | 0.28555 | 0.10204 | 0.031325 | 0.0067096 | 0.0010839 | 0.00012786 | 2.8479 | 6.2844 | 10.4172 | 15.1319 | 20.417 | 26.4893 | 33.0359 | 39.6084 | 45.6954 | 50.8375 | 54.7481 | 57.2915 | 58.7429 | 59.4297 | 59.7152 | 59.8173 | 59.8486 | 59.8553 | 59.8564 | 59.8565 | 0.12315 | 0.14832 | 0.17804 | 0.20273 | 0.22681 | 0.2601 | 0.27993 | 0.28058 | 0.25945 | 0.21884 | 0.16619 | 0.10794 | 0.061507 | 0.029063 | 0.012067 | 0.0043065 | 0.0013202 | 0.00028241 | 4.5557e-05 | 5.3666e-06 | 0.12315 | 0.27124 | 0.44877 | 0.65064 | 0.87619 | 1.1346 | 1.4126 | 1.6909 | 1.9477 | 2.1636 | 2.3267 | 2.4313 | 2.4894 | 2.515 | 2.5236 | 2.5244 | 2.5224 | 2.5193 | 2.5159 | 2.5124 | 2.4207 | 2.921 | 3.5128 | 4.0075 | 4.4923 | 5.1615 | 5.5646 | 5.5866 | 5.174 | 4.3708 | 3.324 | 2.1619 | 1.2337 | 0.58375 | 0.24271 | 0.086738 | 0.026626 | 0.0057032 | 0.00092128 | 0.00010868 | 2.4207 | 5.3417 | 8.8546 | 12.8621 | 17.3544 | 22.5159 | 28.0805 | 33.6672 | 38.8411 | 43.2119 | 46.5359 | 48.6978 | 49.9315 | 50.5152 | 50.758 | 50.8447 | 50.8713 | 50.877 | 50.8779 | 50.8781 | 0.12315 | 0.14832 | 0.17804 | 0.20273 | 0.22681 | 0.2601 | 0.27993 | 0.28058 | 0.25945 | 0.21884 | 0.16619 | 0.10794 | 0.061507 | 0.029063 | 0.012067 | 0.0043065 | 0.0013202 | 0.00028241 | 4.5557e-05 | 5.3666e-06 | 0.12315 | 0.27124 | 0.44877 | 0.65064 | 0.87619 | 1.1346 | 1.4126 | 1.6909 | 1.9477 | 2.1636 | 2.3267 | 2.4313 | 2.4894 | 2.515 | 2.5236 | 2.5244 | 2.5224 | 2.5193 | 2.5159 | 2.5124 | 2.4207 | 2.921 | 3.5128 | 4.0075 | 4.4923 | 5.1615 | 5.5646 | 5.5866 | 5.174 | 4.3708 | 3.324 | 2.1619 | 1.2337 | 0.58375 | 0.24271 | 0.086738 | 0.026626 | 0.0057032 | 0.00092128 | 0.00010868 | 2.4207 | 5.3417 | 8.8546 | 12.8621 | 17.3544 | 22.5159 | 28.0805 | 33.6672 | 38.8411 | 43.2119 | 46.5359 | 48.6978 | 49.9315 | 50.5152 | 50.758 | 50.8447 | 50.8713 | 50.877 | 50.8779 | 50.8781 | 0.12315 | 0.14832 | 0.17804 | 0.20273 | 0.22681 | 0.2601 | 0.27993 | 0.28058 | 0.25945 | 0.21884 | 0.16619 | 0.10794 | 0.061507 | 0.029063 | 0.012067 | 0.0043065 | 0.0013202 | 0.00028241 | 4.5557e-05 | 5.3666e-06 | 0.12315 | 0.27124 | 0.44877 | 0.65064 | 0.87619 | 1.1346 | 1.4126 | 1.6909 | 1.9477 | 2.1636 | 2.3267 | 2.4313 | 2.4894 | 2.515 | 2.5236 | 2.5244 | 2.5224 | 2.5193 | 2.5159 | 2.5124 | 2.4207 | 2.921 | 3.5128 | 4.0075 | 4.4923 | 5.1615 | 5.5646 | 5.5866 | 5.174 | 4.3708 | 3.324 | 2.1619 | 1.2337 | 0.58375 | 0.24271 | 0.086738 | 0.026626 | 0.0057032 | 0.00092128 | 0.00010868 | 2.4207 | 5.3417 | 8.8546 | 12.8621 | 17.3544 | 22.5159 | 28.0805 | 33.6672 | 38.8411 | 43.2119 | 46.5359 | 48.6978 | 49.9315 | 50.5152 | 50.758 | 50.8447 | 50.8713 | 50.877 | 50.8779 | 50.8781 | 0.12315 | 0.14832 | 0.17804 | 0.20273 | 0.22681 | 0.2601 | 0.27993 | 0.28058 | 0.25945 | 0.21884 | 0.16619 | 0.10794 | 0.061507 | 0.029063 | 0.012067 | 0.0043065 | 0.0013202 | 0.00028241 | 4.5557e-05 | 5.3666e-06 | 0.12315 | 0.27124 | 0.44877 | 0.65064 | 0.87619 | 1.1346 | 1.4126 | 1.6909 | 1.9477 | 2.1636 | 2.3267 | 2.4313 | 2.4894 | 2.515 | 2.5236 | 2.5244 | 2.5224 | 2.5193 | 2.5159 | 2.5124 | 2.4207 | 2.921 | 3.5128 | 4.0075 | 4.4923 | 5.1615 | 5.5646 | 5.5866 | 5.174 | 4.3708 | 3.324 | 2.1619 | 1.2337 | 0.58375 | 0.24271 | 0.086738 | 0.026626 | 0.0057032 | 0.00092128 | 0.00010868 | 2.4207 | 5.3417 | 8.8546 | 12.8621 | 17.3544 | 22.5159 | 28.0805 | 33.6672 | 38.8411 | 43.2119 | 46.5359 | 48.6978 | 49.9315 | 50.5152 | 50.758 | 50.8447 | 50.8713 | 50.877 | 50.8779 | 50.8781 | 208.1026 | 208.4561 | 208.8035 | 209.1439 | 209.4764 | 209.8004 | 210.1152 | 210.42 | 210.7144 | 210.9977 | 211.2695 | 211.5292 | 211.7765 | 212.0108 | 212.2319 | 212.4394 | 212.6329 | 212.8122 | 212.977 | 213.127 | 136.6479 | 136.88 | 137.1081 | 137.3316 | 137.55 | 137.7627 | 137.9694 | 138.1696 | 138.3629 | 138.5489 | 138.7274 | 138.8979 | 139.0602 | 139.2141 | 139.3593 | 139.4955 | 139.6226 | 139.7403 | 139.8485 | 139.9471
WA_Industrial_Primary Metals_Existing_Space Heating_Natural Gas_Steam Trap Maintenance_A | WA | Industrial | Primary Metals | Existing | Space Heating | Natural Gas | Steam Trap Maintenance | A | IM171 | Degrade performance | Cleaning and maintenance | 6 | 37.6824 | 0 | 0 | 40.54 | 0 | 0 | 0 | 20.2706 |  | employee | 73% | 85% | Retrofit | RetroEven20 | 80.75% | TBD | 0.2% | 118.1383 |  | 89.5251 |  | 0.0013979 | IL TRM - 4.4.16 - CI-HVC-STRE-V07-210101 | IL TRM - 4.4.16 - CI-HVC-STRE-V07-210101 | IL TRM - 4.4.16 - CI-HVC-STRE-V07-210101 | Degrade performance | Degrade performance | Degrade performance | Degrade performance | Degrade performance | Degrade performance | Degrade performance | Degrade performance | Degrade performance | Degrade performance | Degrade performance | Degrade performance | Degrade performance | Degrade performance | Degrade performance | Degrade performance | Degrade performance | Degrade performance | Degrade performance | Degrade performance | Degrade performance | Degrade performance | Cleaning and maintenance | Cleaning and maintenance | Cleaning and maintenance | Cleaning and maintenance | Cleaning and maintenance | Cleaning and maintenance | Cleaning and maintenance | Cleaning and maintenance | Cleaning and maintenance | Cleaning and maintenance | Cleaning and maintenance | Cleaning and maintenance | Cleaning and maintenance | Cleaning and maintenance | Cleaning and maintenance | Cleaning and maintenance | Cleaning and maintenance | Cleaning and maintenance | Cleaning and maintenance | Cleaning and maintenance | Cleaning and maintenance | Cleaning and maintenance | 40.54 | 40.54 | 40.54 | 40.54 | 40.54 | 40.54 | 40.54 | 40.54 | 40.54 | 40.54 | 40.54 | 40.54 | 40.54 | 40.54 | 40.54 | 40.54 | 40.54 | 40.54 | 40.54 | 40.54 | 40.54 | 40.54 | 0 | 0 | 37.4097 | 37.2272 | 37.036 | 36.8342 | 36.6205 | 36.3936 | 36.1523 | 35.8955 | 35.6247 | 35.341 | 35.0473 | 34.7436 | 34.4381 | 34.13 | 33.8209 | 33.5324 | 33.2636 | 33.0121 | 32.7772 | 32.5584 | 0.0016418 | 0.0016056 | 0.0015698 | 0.0015343 | 0.0014991 | 0.0014642 | 0.0014294 | 0.0013948 | 0.0013604 | 0.0013263 | 0.0012926 | 0.0012593 | 0.0012267 | 0.0011947 | 0.0011635 | 0.0011337 | 0.0011052 | 0.001078 | 0.0010518 | 0.0010268 | 0.0016418 | 0.0032394 | 0.0047925 | 0.0063008 | 0.0077634 | 0.0091794 | 0.010548 | 0.011868 | 0.013139 | 0.01436 | 0.015533 | 0.016658 | 0.017738 | 0.018774 | 0.019768 | 0.020733 | 0.021672 | 0.022586 | 0.023477 | 0.024347 | 0.043886 | 0.04313 | 0.042386 | 0.041655 | 0.040937 | 0.040231 | 0.039538 | 0.038856 | 0.038186 | 0.037528 | 0.036881 | 0.036245 | 0.03562 | 0.035006 | 0.034402 | 0.033809 | 0.033226 | 0.032653 | 0.03209 | 0.031537 | 0.043886 | 0.087016 | 0.1294 | 0.17106 | 0.21199 | 0.25223 | 0.29176 | 0.33062 | 0.36881 | 0.40633 | 0.44321 | 0.47946 | 0.51508 | 0.55008 | 0.58449 | 0.6183 | 0.65152 | 0.68418 | 0.71627 | 0.7478 | 0.0013979 | 0.0013696 | 0.0013417 | 0.0013141 | 0.0012868 | 0.0012597 | 0.0012327 | 0.0012059 | 0.0011792 | 0.0011527 | 0.0011264 | 0.0011004 | 0.0010746 | 0.0010491 | 0.001024 | 0.00099982 | 0.00097658 | 0.00095429 | 0.0009329 | 0.00091241 | 0.0013979 | 0.0027633 | 0.0040962 | 0.0053965 | 0.0066638 | 0.0078975 | 0.0090968 | 0.010261 | 0.011389 | 0.012481 | 0.013537 | 0.014556 | 0.015539 | 0.016486 | 0.017398 | 0.018285 | 0.01915 | 0.019995 | 0.020823 | 0.021635 | 0.037303 | 0.03666 | 0.036028 | 0.035407 | 0.034797 | 0.034197 | 0.033607 | 0.033028 | 0.032458 | 0.031899 | 0.031349 | 0.030808 | 0.030277 | 0.029755 | 0.029242 | 0.028738 | 0.028242 | 0.027755 | 0.027277 | 0.026806 | 0.037303 | 0.073964 | 0.10999 | 0.1454 | 0.1802 | 0.21439 | 0.248 | 0.28103 | 0.31348 | 0.34538 | 0.37673 | 0.40754 | 0.43782 | 0.46757 | 0.49681 | 0.52555 | 0.55379 | 0.58155 | 0.60883 | 0.63563 | 0.0013979 | 0.0013696 | 0.0013417 | 0.0013141 | 0.0012868 | 0.0012597 | 0.0012327 | 0.0012059 | 0.0011792 | 0.0011527 | 0.0011264 | 0.0011004 | 0.0010746 | 0.0010491 | 0.001024 | 0.00099982 | 0.00097658 | 0.00095429 | 0.0009329 | 0.00091241 | 0.0013979 | 0.0027633 | 0.0040962 | 0.0053965 | 0.0066638 | 0.0078975 | 0.0090968 | 0.010261 | 0.011389 | 0.012481 | 0.013537 | 0.014556 | 0.015539 | 0.016486 | 0.017398 | 0.018285 | 0.01915 | 0.019995 | 0.020823 | 0.021635 | 0.037303 | 0.03666 | 0.036028 | 0.035407 | 0.034797 | 0.034197 | 0.033607 | 0.033028 | 0.032458 | 0.031899 | 0.031349 | 0.030808 | 0.030277 | 0.029755 | 0.029242 | 0.028738 | 0.028242 | 0.027755 | 0.027277 | 0.026806 | 0.037303 | 0.073964 | 0.10999 | 0.1454 | 0.1802 | 0.21439 | 0.248 | 0.28103 | 0.31348 | 0.34538 | 0.37673 | 0.40754 | 0.43782 | 0.46757 | 0.49681 | 0.52555 | 0.55379 | 0.58155 | 0.60883 | 0.63563 | 0.0013979 | 0.0013696 | 0.0013417 | 0.0013141 | 0.0012868 | 0.0012597 | 0.0012327 | 0.0012059 | 0.0011792 | 0.0011527 | 0.0011264 | 0.0011004 | 0.0010746 | 0.0010491 | 0.001024 | 0.00099982 | 0.00097658 | 0.00095429 | 0.0009329 | 0.00091241 | 0.0013979 | 0.0027633 | 0.0040962 | 0.0053965 | 0.0066638 | 0.0078975 | 0.0090968 | 0.010261 | 0.011389 | 0.012481 | 0.013537 | 0.014556 | 0.015539 | 0.016486 | 0.017398 | 0.018285 | 0.01915 | 0.019995 | 0.020823 | 0.021635 | 0.037303 | 0.03666 | 0.036028 | 0.035407 | 0.034797 | 0.034197 | 0.033607 | 0.033028 | 0.032458 | 0.031899 | 0.031349 | 0.030808 | 0.030277 | 0.029755 | 0.029242 | 0.028738 | 0.028242 | 0.027755 | 0.027277 | 0.026806 | 0.037303 | 0.073964 | 0.10999 | 0.1454 | 0.1802 | 0.21439 | 0.248 | 0.28103 | 0.31348 | 0.34538 | 0.37673 | 0.40754 | 0.43782 | 0.46757 | 0.49681 | 0.52555 | 0.55379 | 0.58155 | 0.60883 | 0.63563 | 0.0013979 | 0.0013696 | 0.0013417 | 0.0013141 | 0.0012868 | 0.0012597 | 0.0012327 | 0.0012059 | 0.0011792 | 0.0011527 | 0.0011264 | 0.0011004 | 0.0010746 | 0.0010491 | 0.001024 | 0.00099982 | 0.00097658 | 0.00095429 | 0.0009329 | 0.00091241 | 0.0013979 | 0.0027633 | 0.0040962 | 0.0053965 | 0.0066638 | 0.0078975 | 0.0090968 | 0.010261 | 0.011389 | 0.012481 | 0.013537 | 0.014556 | 0.015539 | 0.016486 | 0.017398 | 0.018285 | 0.01915 | 0.019995 | 0.020823 | 0.021635 | 0.037303 | 0.03666 | 0.036028 | 0.035407 | 0.034797 | 0.034197 | 0.033607 | 0.033028 | 0.032458 | 0.031899 | 0.031349 | 0.030808 | 0.030277 | 0.029755 | 0.029242 | 0.028738 | 0.028242 | 0.027755 | 0.027277 | 0.026806 | 0.037303 | 0.073964 | 0.10999 | 0.1454 | 0.1802 | 0.21439 | 0.248 | 0.28103 | 0.31348 | 0.34538 | 0.37673 | 0.40754 | 0.43782 | 0.46757 | 0.49681 | 0.52555 | 0.55379 | 0.58155 | 0.60883 | 0.63563 | 113.2589 | 113.4041 | 113.5467 | 113.6862 | 113.8225 | 113.9552 | 114.084 | 114.2086 | 114.3289 | 114.4445 | 114.5554 | 114.6613 | 114.7621 | 114.8575 | 114.9475 | 115.0319 | 115.1106 | 115.1835 | 115.2504 | 115.3114 | 85.8275 | 85.9375 | 86.0455 | 86.1513 | 86.2546 | 86.3551 | 86.4527 | 86.5471 | 86.6383 | 86.7259 | 86.81 | 86.8902 | 86.9666 | 87.0389 | 87.1071 | 87.171 | 87.2307 | 87.2859 | 87.3366 | 87.3828
WA_Industrial_Primary Metals_Existing_Process_Natural Gas_Steam Trap Maintenance_A | WA | Industrial | Primary Metals | Existing | Process | Natural Gas | Steam Trap Maintenance | A | IM172 | Degrade performance | Cleaning and maintenance | 6 | 36.0109 | 0 | 0 | 40.54 | 0 | 0 | 0 | 20.2706 |  | sqft | 73% | 85% | Retrofit | RetroEven20 | 80.75% | TBD | 0.2% | 118.1383 |  | 89.5251 |  | 0.048606 | IL TRM - 4.4.16 - CI-HVC-STRE-V07-210101 | IL TRM - 4.4.16 - CI-HVC-STRE-V07-210101 | IL TRM - 4.4.16 - CI-HVC-STRE-V07-210101 | Degrade performance | Degrade performance | Degrade performance | Degrade performance | Degrade performance | Degrade performance | Degrade performance | Degrade performance | Degrade performance | Degrade performance | Degrade performance | Degrade performance | Degrade performance | Degrade performance | Degrade performance | Degrade performance | Degrade performance | Degrade performance | Degrade performance | Degrade performance | Degrade performance | Degrade performance | Cleaning and maintenance | Cleaning and maintenance | Cleaning and maintenance | Cleaning and maintenance | Cleaning and maintenance | Cleaning and maintenance | Cleaning and maintenance | Cleaning and maintenance | Cleaning and maintenance | Cleaning and maintenance | Cleaning and maintenance | Cleaning and maintenance | Cleaning and maintenance | Cleaning and maintenance | Cleaning and maintenance | Cleaning and maintenance | Cleaning and maintenance | Cleaning and maintenance | Cleaning and maintenance | Cleaning and maintenance | Cleaning and maintenance | Cleaning and maintenance | 40.54 | 40.54 | 40.54 | 40.54 | 40.54 | 40.54 | 40.54 | 40.54 | 40.54 | 40.54 | 40.54 | 40.54 | 40.54 | 40.54 | 40.54 | 40.54 | 40.54 | 40.54 | 40.54 | 40.54 | 40.54 | 40.54 | 0 | 0 | 35.9686 | 35.9261 | 35.8835 | 35.8404 | 35.7966 | 35.7561 | 35.7223 | 35.6937 | 35.6693 | 35.6482 | 35.6297 | 35.6134 | 35.5987 | 35.5853 | 35.5729 | 35.5612 | 35.5532 | 35.5451 | 35.5369 | 35.5286 | 0.057173 | 0.056121 | 0.055088 | 0.054073 | 0.053076 | 0.052102 | 0.051155 | 0.050233 | 0.049333 | 0.048454 | 0.047594 | 0.046752 | 0.045927 | 0.045118 | 0.044325 | 0.043546 | 0.042786 | 0.042038 | 0.041304 | 0.040582 | 0.057173 | 0.11323 | 0.16818 | 0.22205 | 0.27486 | 0.32665 | 0.37749 | 0.42742 | 0.47647 | 0.52464 | 0.57196 | 0.61845 | 0.66412 | 0.70899 | 0.75307 | 0.79637 | 0.83897 | 0.88082 | 0.92192 | 0.96228 | 1.5895 | 1.5621 | 1.5352 | 1.5087 | 1.4827 | 1.4571 | 1.432 | 1.4073 | 1.3831 | 1.3592 | 1.3358 | 1.3128 | 1.2901 | 1.2679 | 1.246 | 1.2245 | 1.2034 | 1.1827 | 1.1623 | 1.1422 | 1.5895 | 3.1517 | 4.6868 | 6.1956 | 7.6783 | 9.1354 | 10.5675 | 11.9748 | 13.3579 | 14.7171 | 16.0529 | 17.3656 | 18.6558 | 19.9236 | 21.1697 | 22.3942 | 23.5976 | 24.7803 | 25.9426 | 27.0848 | 0.048606 | 0.04772 | 0.04685 | 0.045995 | 0.045155 | 0.044334 | 0.043535 | 0.042755 | 0.041993 | 0.041249 | 0.04052 | 0.039806 | 0.039106 | 0.038419 | 0.037745 | 0.037084 | 0.036438 | 0.035803 | 0.035179 | 0.034565 | 0.048606 | 0.096277 | 0.14303 | 0.18888 | 0.23384 | 0.27795 | 0.32126 | 0.36379 | 0.40558 | 0.44662 | 0.48695 | 0.52656 | 0.56548 | 0.60372 | 0.64129 | 0.67819 | 0.7145 | 0.75017 | 0.7852 | 0.81961 | 1.3511 | 1.3278 | 1.3049 | 1.2824 | 1.2603 | 1.2386 | 1.2172 | 1.1962 | 1.1756 | 1.1553 | 1.1354 | 1.1158 | 1.0966 | 1.0777 | 1.0591 | 1.0409 | 1.0229 | 1.0053 | 0.98794 | 0.97091 | 1.3511 | 2.6789 | 3.9838 | 5.2662 | 6.5265 | 7.7651 | 8.9823 | 10.1786 | 11.3542 | 12.5095 | 13.6449 | 14.7608 | 15.8574 | 16.9351 | 17.9942 | 19.0351 | 20.058 | 21.0632 | 22.0512 | 23.0221 | 0.048606 | 0.04772 | 0.04685 | 0.045995 | 0.045155 | 0.044334 | 0.043535 | 0.042755 | 0.041993 | 0.041249 | 0.04052 | 0.039806 | 0.039106 | 0.038419 | 0.037745 | 0.037084 | 0.036438 | 0.035803 | 0.035179 | 0.034565 | 0.048606 | 0.096277 | 0.14303 | 0.18888 | 0.23384 | 0.27795 | 0.32126 | 0.36379 | 0.40558 | 0.44662 | 0.48695 | 0.52656 | 0.56548 | 0.60372 | 0.64129 | 0.67819 | 0.7145 | 0.75017 | 0.7852 | 0.81961 | 1.3511 | 1.3278 | 1.3049 | 1.2824 | 1.2603 | 1.2386 | 1.2172 | 1.1962 | 1.1756 | 1.1553 | 1.1354 | 1.1158 | 1.0966 | 1.0777 | 1.0591 | 1.0409 | 1.0229 | 1.0053 | 0.98794 | 0.97091 | 1.3511 | 2.6789 | 3.9838 | 5.2662 | 6.5265 | 7.7651 | 8.9823 | 10.1786 | 11.3542 | 12.5095 | 13.6449 | 14.7608 | 15.8574 | 16.9351 | 17.9942 | 19.0351 | 20.058 | 21.0632 | 22.0512 | 23.0221 | 0.048606 | 0.04772 | 0.04685 | 0.045995 | 0.045155 | 0.044334 | 0.043535 | 0.042755 | 0.041993 | 0.041249 | 0.04052 | 0.039806 | 0.039106 | 0.038419 | 0.037745 | 0.037084 | 0.036438 | 0.035803 | 0.035179 | 0.034565 | 0.048606 | 0.096277 | 0.14303 | 0.18888 | 0.23384 | 0.27795 | 0.32126 | 0.36379 | 0.40558 | 0.44662 | 0.48695 | 0.52656 | 0.56548 | 0.60372 | 0.64129 | 0.67819 | 0.7145 | 0.75017 | 0.7852 | 0.81961 | 1.3511 | 1.3278 | 1.3049 | 1.2824 | 1.2603 | 1.2386 | 1.2172 | 1.1962 | 1.1756 | 1.1553 | 1.1354 | 1.1158 | 1.0966 | 1.0777 | 1.0591 | 1.0409 | 1.0229 | 1.0053 | 0.98794 | 0.97091 | 1.3511 | 2.6789 | 3.9838 | 5.2662 | 6.5265 | 7.7651 | 8.9823 | 10.1786 | 11.3542 | 12.5095 | 13.6449 | 14.7608 | 15.8574 | 16.9351 | 17.9942 | 19.0351 | 20.058 | 21.0632 | 22.0512 | 23.0221 | 0.048606 | 0.04772 | 0.04685 | 0.045995 | 0.045155 | 0.044334 | 0.043535 | 0.042755 | 0.041993 | 0.041249 | 0.04052 | 0.039806 | 0.039106 | 0.038419 | 0.037745 | 0.037084 | 0.036438 | 0.035803 | 0.035179 | 0.034565 | 0.048606 | 0.096277 | 0.14303 | 0.18888 | 0.23384 | 0.27795 | 0.32126 | 0.36379 | 0.40558 | 0.44662 | 0.48695 | 0.52656 | 0.56548 | 0.60372 | 0.64129 | 0.67819 | 0.7145 | 0.75017 | 0.7852 | 0.81961 | 1.3511 | 1.3278 | 1.3049 | 1.2824 | 1.2603 | 1.2386 | 1.2172 | 1.1962 | 1.1756 | 1.1553 | 1.1354 | 1.1158 | 1.0966 | 1.0777 | 1.0591 | 1.0409 | 1.0229 | 1.0053 | 0.98794 | 0.97091 | 1.3511 | 2.6789 | 3.9838 | 5.2662 | 6.5265 | 7.7651 | 8.9823 | 10.1786 | 11.3542 | 12.5095 | 13.6449 | 14.7608 | 15.8574 | 16.9351 | 17.9942 | 19.0351 | 20.058 | 21.0632 | 22.0512 | 23.0221 | 113.2589 | 113.4041 | 113.5467 | 113.6862 | 113.8225 | 113.9552 | 114.084 | 114.2086 | 114.3289 | 114.4445 | 114.5554 | 114.6613 | 114.7621 | 114.8575 | 114.9475 | 115.0319 | 115.1106 | 115.1835 | 115.2504 | 115.3114 | 85.8275 | 85.9375 | 86.0455 | 86.1513 | 86.2546 | 86.3551 | 86.4527 | 86.5471 | 86.6383 | 86.7259 | 86.81 | 86.8902 | 86.9666 | 87.0389 | 87.1071 | 87.171 | 87.2307 | 87.2859 | 87.3366 | 87.3828
WA_Industrial_Primary Metals_Existing_Space Heating_Natural Gas_Gas Boiler - High Turndown_A | WA | Industrial | Primary Metals | Existing | Space Heating | Natural Gas | Gas Boiler - High Turndown | A | IM173 | No control | Turndown control installed | 15 | 39.9993 | 0 | 0 | 579.97 | 0 | 0 | 0 | 289.9835 |  | employee | 35% | 50% | Retrofit | Retro12Med | 75.44% | TBD | 0.2% | 795.1185 |  | 527.4855 |  | 0.0040378 | MN TRM 3.1 - Boiler Modifications, Space Heating Only v4.0 | MN TRM 3.1 - Boiler Modifications, Space Heating Only v4.0 | MN TRM 3.1 - Boiler Modifications, Space Heating Only v4.0 | No control | No control | No control | No control | No control | No control | No control | No control | No control | No control | No control | No control | No control | No control | No control | No control | No control | No control | No control | No control | No control | No control | Turndown control installed | Turndown control installed | Turndown control installed | Turndown control installed | Turndown control installed | Turndown control installed | Turndown control installed | Turndown control installed | Turndown control installed | Turndown control installed | Turndown control installed | Turndown control installed | Turndown control installed | Turndown control installed | Turndown control installed | Turndown control installed | Turndown control installed | Turndown control installed | Turndown control installed | Turndown control installed | Turndown control installed | Turndown control installed | 579.97 | 579.97 | 579.97 | 579.97 | 579.97 | 579.97 | 579.97 | 579.97 | 579.97 | 579.97 | 579.97 | 579.97 | 579.97 | 579.97 | 579.97 | 579.97 | 579.97 | 579.97 | 579.97 | 579.97 | 579.97 | 579.97 | 0 | 0 | 39.4831 | 38.946 | 38.248 | 37.3687 | 36.3118 | 35.1079 | 33.809 | 32.476 | 31.1688 | 29.9335 | 28.7995 | 27.7771 | 26.8701 | 26.0675 | 25.3565 | 24.7368 | 24.1925 | 23.7036 | 23.2808 | 22.8821 | 0.004738 | 0.004593 | 0.0044329 | 0.0042563 | 0.0040646 | 0.0034759 | 0.0026317 | 0.0019875 | 0.0014997 | 0.0011323 | 0.00085651 | 0.00064949 | 0.00049396 | 0.00037675 | 0.00028813 | 0.00022099 | 1.4487e-06 | 4.9821e-07 | 1.6394e-07 | 5.1637e-08 | 0.004738 | 0.0092666 | 0.013533 | 0.017479 | 0.021049 | 0.023827 | 0.025577 | 0.026556 | 0.026987 | 0.02705 | 0.026881 | 0.026577 | 0.026203 | 0.025797 | 0.025381 | 0.024982 | 0.024434 | 0.02394 | 0.023514 | 0.023111 | 0.12 | 0.11793 | 0.1159 | 0.1139 | 0.11194 | 0.099006 | 0.07784 | 0.061198 | 0.048114 | 0.037828 | 0.02974 | 0.023382 | 0.018383 | 0.014453 | 0.011363 | 0.0089337 | 5.9884e-05 | 2.1018e-05 | 7.0418e-06 | 2.2567e-06 | 0.12 | 0.23793 | 0.35383 | 0.46773 | 0.57967 | 0.67868 | 0.75652 | 0.81771 | 0.86583 | 0.90366 | 0.9334 | 0.95678 | 0.97516 | 0.98962 | 1.001 | 1.0099 | 1.01 | 1.01 | 1.01 | 1.01 | 0.0040378 | 0.0039265 | 0.0038045 | 0.0036706 | 0.0035255 | 0.0030349 | 0.0023148 | 0.0017621 | 0.0013405 | 0.0010204 | 0.00077789 | 0.00059425 | 0.00045499 | 0.00034913 | 0.00026846 | 0.00020691 | 1.3624e-06 | 4.7045e-07 | 1.5539e-07 | 4.9127e-08 | 0.0040378 | 0.0079219 | 0.011615 | 0.015073 | 0.018257 | 0.020804 | 0.022498 | 0.023545 | 0.024122 | 0.024375 | 0.024414 | 0.024316 | 0.024135 | 0.023906 | 0.023649 | 0.02339 | 0.022977 | 0.022606 | 0.022287 | 0.021987 | 0.102 | 0.10024 | 0.098514 | 0.096816 | 0.095146 | 0.084155 | 0.066164 | 0.052018 | 0.040897 | 0.032154 | 0.025279 | 0.019875 | 0.015626 | 0.012285 | 0.0096586 | 0.0075937 | 5.0902e-05 | 1.7866e-05 | 5.9856e-06 | 1.9182e-06 | 0.102 | 0.20224 | 0.30076 | 0.39757 | 0.49272 | 0.57688 | 0.64304 | 0.69506 | 0.73595 | 0.76811 | 0.79339 | 0.81326 | 0.82889 | 0.84117 | 0.85083 | 0.85843 | 0.85848 | 0.85849 | 0.8585 | 0.8585 | 0 | 0 | 0 | 0 | 0 | 0 | 0 | 0 | 0 | 0 | 0 | 0 | 0 | 0 | 0 | 0 | 0 | 0 | 0 | 0 | 0 | 0 | 0 | 0 | 0 | 0 | 0 | 0 | 0 | 0 | 0 | 0 | 0 | 0 | 0 | 0 | 0 | 0 | 0 | 0 | 0 | 0 | 0 | 0 | 0 | 0 | 0 | 0 | 0 | 0 | 0 | 0 | 0 | 0 | 0 | 0 | 0 | 0 | 0 | 0 | 0 | 0 | 0 | 0 | 0 | 0 | 0 | 0 | 0 | 0 | 0 | 0 | 0 | 0 | 0 | 0 | 0 | 0 | 0 | 0 | 0.0040505 | 0.003961 | 0.0038719 | 0.0037829 | 0.0036933 | 0.0032426 | 0.002528 | 0.0019687 | 0.0015314 | 0.0011899 | 0.00092371 | 0.00071653 | 0.00055555 | 0.00043069 | 0.00033397 | 0.00025921 | 1.7172e-06 | 5.9639e-07 | 1.9791e-07 | 6.2873e-08 | 0.0040505 | 0.0079914 | 0.011821 | 0.015534 | 0.019126 | 0.022227 | 0.024569 | 0.026305 | 0.027557 | 0.028425 | 0.02899 | 0.02932 | 0.02947 | 0.02949 | 0.029419 | 0.029302 | 0.028962 | 0.028658 | 0.028386 | 0.02814 | 0.102 | 0.10024 | 0.098514 | 0.096816 | 0.095146 | 0.084155 | 0.066164 | 0.052018 | 0.040897 | 0.032154 | 0.025279 | 0.019875 | 0.015626 | 0.012285 | 0.0096586 | 0.0075937 | 5.0902e-05 | 1.7866e-05 | 5.9856e-06 | 1.9182e-06 | 0.102 | 0.20224 | 0.30076 | 0.39757 | 0.49272 | 0.57688 | 0.64304 | 0.69506 | 0.73595 | 0.76811 | 0.79339 | 0.81326 | 0.82889 | 0.84117 | 0.85083 | 0.85843 | 0.85848 | 0.85849 | 0.8585 | 0.8585 | 0 | 0 | 0 | 0 | 0 | 0 | 0 | 0 | 0 | 0 | 0 | 0 | 0 | 0 | 0 | 0 | 0 | 0 | 0 | 0 | 0 | 0 | 0 | 0 | 0 | 0 | 0 | 0 | 0 | 0 | 0 | 0 | 0 | 0 | 0 | 0 | 0 | 0 | 0 | 0 | 0 | 0 | 0 | 0 | 0 | 0 | 0 | 0 | 0 | 0 | 0 | 0 | 0 | 0 | 0 | 0 | 0 | 0 | 0 | 0 | 0 | 0 | 0 | 0 | 0 | 0 | 0 | 0 | 0 | 0 | 0 | 0 | 0 | 0 | 0 | 0 | 0 | 0 | 0 | 0 | 803.6083 | 804.6385 | 805.65 | 806.6404 | 807.6073 | 808.5486 | 809.4623 | 810.3466 | 811.1999 | 812.0207 | 812.8074 | 813.5588 | 814.2737 | 814.9509 | 815.5894 | 816.1883 | 816.7467 | 817.2638 | 817.7389 | 818.1713 | 533.1176 | 533.8011 | 534.4721 | 535.1292 | 535.7706 | 536.395 | 537.0012 | 537.5879 | 538.154 | 538.6985 | 539.2204 | 539.7188 | 540.1931 | 540.6424 | 541.066 | 541.4633 | 541.8337 | 542.1768 | 542.492 | 542.7788
WA_Industrial_Primary Metals_Existing_Process_Natural Gas_Gas Boiler - High Turndown_A | WA | Industrial | Primary Metals | Existing | Process | Natural Gas | Gas Boiler - High Turndown | A | IM174 | No control | Turndown control installed | 15 | 38.225 | 0 | 0 | 579.97 | 0 | 0 | 0 | 289.9835 |  | sqft | 35% | 50% | Retrofit | Retro12Med | 75.44% | TBD | 0.2% | 795.1185 |  | 527.4855 |  | 0.1409 | MN TRM 3.1 - Boiler Modifications, Space Heating Only v4.0 | MN TRM 3.1 - Boiler Modifications, Space Heating Only v4.0 | MN TRM 3.1 - Boiler Modifications, Space Heating Only v4.0 | No control | No control | No control | No control | No control | No control | No control | No control | No control | No control | No control | No control | No control | No control | No control | No control | No control | No control | No control | No control | No control | No control | Turndown control installed | Turndown control installed | Turndown control installed | Turndown control installed | Turndown control installed | Turndown control installed | Turndown control installed | Turndown control installed | Turndown control installed | Turndown control installed | Turndown control installed | Turndown control installed | Turndown control installed | Turndown control installed | Turndown control installed | Turndown control installed | Turndown control installed | Turndown control installed | Turndown control installed | Turndown control installed | Turndown control installed | Turndown control installed | 579.97 | 579.97 | 579.97 | 579.97 | 579.97 | 579.97 | 579.97 | 579.97 | 579.97 | 579.97 | 579.97 | 579.97 | 579.97 | 579.97 | 579.97 | 579.97 | 579.97 | 579.97 | 579.97 | 579.97 | 579.97 | 579.97 | 0 | 0 | 38.1234 | 38.0204 | 37.9158 | 37.8092 | 37.7005 | 37.5944 | 37.495 | 37.4009 | 37.3113 | 37.2256 | 37.1431 | 37.0634 | 36.9857 | 36.9093 | 36.8335 | 36.7578 | 36.6855 | 36.6121 | 36.5375 | 36.4617 | 0.1657 | 0.1624 | 0.15916 | 0.15598 | 0.15285 | 0.13481 | 0.10571 | 0.082901 | 0.065021 | 0.051002 | 0.04001 | 0.031388 | 0.024626 | 0.019321 | 0.015159 | 0.011894 | 7.9569e-05 | 2.7872e-05 | 9.3189e-06 | 2.9802e-06 | 0.1657 | 0.32765 | 0.48591 | 0.64052 | 0.79153 | 0.92411 | 1.0274 | 1.1077 | 1.1701 | 1.2184 | 1.2557 | 1.2844 | 1.3063 | 1.3229 | 1.3354 | 1.3445 | 1.342 | 1.3393 | 1.3366 | 1.3338 | 4.3464 | 4.2714 | 4.1978 | 4.1254 | 4.0543 | 3.5859 | 2.8193 | 2.2165 | 1.7427 | 1.3701 | 1.0772 | 0.84688 | 0.66583 | 0.52348 | 0.41156 | 0.32357 | 0.002169 | 0.00076127 | 0.00025505 | 8.1735e-05 | 4.3464 | 8.6178 | 12.8156 | 16.941 | 20.9952 | 24.5812 | 27.4004 | 29.617 | 31.3597 | 32.7297 | 33.8069 | 34.6538 | 35.3196 | 35.8431 | 36.2547 | 36.5782 | 36.5804 | 36.5812 | 36.5814 | 36.5815 | 0.1409 | 0.13815 | 0.13545 | 0.1328 | 0.13019 | 0.11488 | 0.090114 | 0.070697 | 0.055469 | 0.043525 | 0.034156 | 0.026804 | 0.021036 | 0.01651 | 0.012958 | 0.01017 | 6.8055e-05 | 2.3846e-05 | 7.9752e-06 | 2.5513e-06 | 0.1409 | 0.27873 | 0.41353 | 0.54534 | 0.6742 | 0.78746 | 0.87581 | 0.94464 | 0.99819 | 1.0398 | 1.072 | 1.0968 | 1.1159 | 1.1305 | 1.1414 | 1.1496 | 1.1478 | 1.1458 | 1.1439 | 1.1419 | 3.6944 | 3.6307 | 3.5681 | 3.5066 | 3.4461 | 3.048 | 2.3964 | 1.8841 | 1.4813 | 1.1646 | 0.9156 | 0.71985 | 0.56595 | 0.44495 | 0.34983 | 0.27504 | 0.0018436 | 0.00064708 | 0.00021679 | 6.9474e-05 | 3.6944 | 7.3251 | 10.8932 | 14.3998 | 17.8459 | 20.894 | 23.2904 | 25.1744 | 26.6557 | 27.8203 | 28.7359 | 29.4557 | 30.0217 | 30.4666 | 30.8165 | 31.0915 | 31.0933 | 31.094 | 31.0942 | 31.0943 | 0 | 0 | 0 | 0 | 0 | 0 | 0 | 0 | 0 | 0 | 0 | 0 | 0 | 0 | 0 | 0 | 0 | 0 | 0 | 0 | 0 | 0 | 0 | 0 | 0 | 0 | 0 | 0 | 0 | 0 | 0 | 0 | 0 | 0 | 0 | 0 | 0 | 0 | 0 | 0 | 0 | 0 | 0 | 0 | 0 | 0 | 0 | 0 | 0 | 0 | 0 | 0 | 0 | 0 | 0 | 0 | 0 | 0 | 0 | 0 | 0 | 0 | 0 | 0 | 0 | 0 | 0 | 0 | 0 | 0 | 0 | 0 | 0 | 0 | 0 | 0 | 0 | 0 | 0 | 0 | 0.1409 | 0.13815 | 0.13545 | 0.1328 | 0.13019 | 0.11488 | 0.090114 | 0.070697 | 0.055469 | 0.043525 | 0.034156 | 0.026804 | 0.021036 | 0.01651 | 0.012958 | 0.01017 | 6.8055e-05 | 2.3846e-05 | 7.9752e-06 | 2.5513e-06 | 0.1409 | 0.27873 | 0.41353 | 0.54534 | 0.6742 | 0.78746 | 0.87581 | 0.94464 | 0.99819 | 1.0398 | 1.072 | 1.0968 | 1.1159 | 1.1305 | 1.1414 | 1.1496 | 1.1478 | 1.1458 | 1.1439 | 1.1419 | 3.6944 | 3.6307 | 3.5681 | 3.5066 | 3.4461 | 3.048 | 2.3964 | 1.8841 | 1.4813 | 1.1646 | 0.9156 | 0.71985 | 0.56595 | 0.44495 | 0.34983 | 0.27504 | 0.0018436 | 0.00064708 | 0.00021679 | 6.9474e-05 | 3.6944 | 7.3251 | 10.8932 | 14.3998 | 17.8459 | 20.894 | 23.2904 | 25.1744 | 26.6557 | 27.8203 | 28.7359 | 29.4557 | 30.0217 | 30.4666 | 30.8165 | 31.0915 | 31.0933 | 31.094 | 31.0942 | 31.0943 | 0 | 0 | 0 | 0 | 0 | 0 | 0 | 0 | 0 | 0 | 0 | 0 | 0 | 0 | 0 | 0 | 0 | 0 | 0 | 0 | 0 | 0 | 0 | 0 | 0 | 0 | 0 | 0 | 0 | 0 | 0 | 0 | 0 | 0 | 0 | 0 | 0 | 0 | 0 | 0 | 0 | 0 | 0 | 0 | 0 | 0 | 0 | 0 | 0 | 0 | 0 | 0 | 0 | 0 | 0 | 0 | 0 | 0 | 0 | 0 | 0 | 0 | 0 | 0 | 0 | 0 | 0 | 0 | 0 | 0 | 0 | 0 | 0 | 0 | 0 | 0 | 0 | 0 | 0 | 0 | 803.6083 | 804.6385 | 805.65 | 806.6404 | 807.6073 | 808.5486 | 809.4623 | 810.3466 | 811.1999 | 812.0207 | 812.8074 | 813.5588 | 814.2737 | 814.9509 | 815.5894 | 816.1883 | 816.7467 | 817.2638 | 817.7389 | 818.1713 | 533.1176 | 533.8011 | 534.4721 | 535.1292 | 535.7706 | 536.395 | 537.0012 | 537.5879 | 538.154 | 538.6985 | 539.2204 | 539.7188 | 540.1931 | 540.6424 | 541.066 | 541.4633 | 541.8337 | 542.1768 | 542.492 | 542.7788
WA_Industrial_Primary Metals_Existing_Space Heating_Natural Gas_Gas Boiler - Burner Control Optimization_A | WA | Industrial | Primary Metals | Existing | Space Heating | Natural Gas | Gas Boiler - Burner Control Optimization | A | IM175 | Average performance | Optimized burner controls | 18 | 11.5998 | 0 | 0 | 194.85 | 0 | 0 | 0 | 97.4253 |  | employee | 5% | 85% | Retrofit | Retro3Slow | 84.16% | TBD | 0.2% | 785.7947 |  | 506.1582 |  | 0.00031584 | IL TRM - 4.4.22 - CI-HVC-O2TC-V01-140601 | GBLR_O2TRM-Heating-MEMD-2018-1 | IL TRM - 4.4.22 - CI-HVC-O2TC-V01-140601 | Average performance | Average performance | Average performance | Average performance | Average performance | Average performance | Average performance | Average performance | Average performance | Average performance | Average performance | Average performance | Average performance | Average performance | Average performance | Average performance | Average performance | Average performance | Average performance | Average performance | Average performance | Average performance | Optimized burner controls | Optimized burner controls | Optimized burner controls | Optimized burner controls | Optimized burner controls | Optimized burner controls | Optimized burner controls | Optimized burner controls | Optimized burner controls | Optimized burner controls | Optimized burner controls | Optimized burner controls | Optimized burner controls | Optimized burner controls | Optimized burner controls | Optimized burner controls | Optimized burner controls | Optimized burner controls | Optimized burner controls | Optimized burner controls | Optimized burner controls | Optimized burner controls | 194.85 | 194.85 | 194.85 | 194.85 | 194.85 | 194.85 | 194.85 | 194.85 | 194.85 | 194.85 | 194.85 | 194.85 | 194.85 | 194.85 | 194.85 | 194.85 | 194.85 | 194.85 | 194.85 | 194.85 | 194.85 | 194.85 | 0 | 0 | 11.449 | 11.2921 | 11.0887 | 10.8327 | 10.5252 | 10.1752 | 9.7979 | 9.4108 | 9.0313 | 8.6727 | 8.3435 | 8.0467 | 7.7834 | 7.5503 | 7.3439 | 7.1639 | 7.0058 | 6.8638 | 6.7409 | 6.625 | 0.00037061 | 0.00056468 | 0.0010899 | 0.0018312 | 0.0027199 | 0.0036178 | 0.0043572 | 0.0047984 | 0.0048736 | 0.0045994 | 0.0040587 | 0.0033659 | 0.002635 | 0.0019538 | 0.0013762 | 0.00092349 | 0.00059169 | 0.00036254 | 0.00021299 | 0.00013929 | 0.00037061 | 0.00093022 | 0.0020034 | 0.0037883 | 0.0064006 | 0.0098056 | 0.013799 | 0.018052 | 0.022198 | 0.025916 | 0.028991 | 0.031326 | 0.032936 | 0.033903 | 0.034353 | 0.034434 | 0.034266 | 0.033934 | 0.033539 | 0.033102 | 0.032371 | 0.050007 | 0.098289 | 0.16904 | 0.25842 | 0.35555 | 0.44471 | 0.50989 | 0.53964 | 0.53034 | 0.48645 | 0.4183 | 0.33854 | 0.25877 | 0.18739 | 0.12891 | 0.084458 | 0.052819 | 0.031597 | 0.021025 | 0.032371 | 0.082378 | 0.18067 | 0.34971 | 0.60812 | 0.96367 | 1.4084 | 1.9183 | 2.4579 | 2.9882 | 3.4747 | 3.893 | 4.2315 | 4.4903 | 4.6777 | 4.8066 | 4.8911 | 4.9439 | 4.9755 | 4.9965 | 0.00031584 | 0.00048276 | 0.00093544 | 0.0015793 | 0.0023593 | 0.0031591 | 0.0038331 | 0.0042548 | 0.0043569 | 0.0041453 | 0.0036867 | 0.0030802 | 0.0024275 | 0.0018109 | 0.0012825 | 0.00086482 | 0.00055654 | 0.00034241 | 0.00020192 | 0.00013255 | 0.00031584 | 0.00079526 | 0.0017194 | 0.0032671 | 0.005552 | 0.0085624 | 0.012139 | 0.016007 | 0.019844 | 0.023357 | 0.026334 | 0.028666 | 0.030342 | 0.031424 | 0.032014 | 0.032246 | 0.03223 | 0.03205 | 0.031797 | 0.0315 | 0.027515 | 0.042506 | 0.083546 | 0.14368 | 0.21966 | 0.30222 | 0.37801 | 0.4334 | 0.45869 | 0.45079 | 0.41348 | 0.35556 | 0.28776 | 0.21996 | 0.15928 | 0.10957 | 0.071789 | 0.044896 | 0.026857 | 0.017871 | 0.027515 | 0.070021 | 0.15357 | 0.29725 | 0.51691 | 0.81912 | 1.1971 | 1.6305 | 2.0892 | 2.54 | 2.9535 | 3.309 | 3.5968 | 3.8168 | 3.976 | 4.0856 | 4.1574 | 4.2023 | 4.2292 | 4.247 | 0 | 0 | 0 | 0 | 0 | 0 | 0 | 0 | 0 | 0 | 0 | 0 | 0 | 0 | 0 | 0 | 0 | 0 | 0 | 0 | 0 | 0 | 0 | 0 | 0 | 0 | 0 | 0 | 0 | 0 | 0 | 0 | 0 | 0 | 0 | 0 | 0 | 0 | 0 | 0 | 0 | 0 | 0 | 0 | 0 | 0 | 0 | 0 | 0 | 0 | 0 | 0 | 0 | 0 | 0 | 0 | 0 | 0 | 0 | 0 | 0 | 0 | 0 | 0 | 0 | 0 | 0 | 0 | 0 | 0 | 0 | 0 | 0 | 0 | 0 | 0 | 0 | 0 | 0 | 0 | 0.00031685 | 0.00048703 | 0.00095212 | 0.0016278 | 0.0024721 | 0.003376 | 0.0041872 | 0.0047552 | 0.0049791 | 0.004836 | 0.0043798 | 0.0037158 | 0.0029658 | 0.0022353 | 0.0015964 | 0.0010842 | 0.00070202 | 0.00043442 | 0.0002574 | 0.00016979 | 0.00031685 | 0.0008023 | 0.0017501 | 0.0033676 | 0.0058176 | 0.0091504 | 0.013261 | 0.01789 | 0.022679 | 0.027249 | 0.031285 | 0.034582 | 0.03707 | 0.038788 | 0.039851 | 0.040425 | 0.040655 | 0.040662 | 0.040533 | 0.040351 | 0.027515 | 0.042506 | 0.083546 | 0.14368 | 0.21966 | 0.30222 | 0.37801 | 0.4334 | 0.45869 | 0.45079 | 0.41348 | 0.35556 | 0.28776 | 0.21996 | 0.15928 | 0.10957 | 0.071789 | 0.044896 | 0.026857 | 0.017871 | 0.027515 | 0.070021 | 0.15357 | 0.29725 | 0.51691 | 0.81912 | 1.1971 | 1.6305 | 2.0892 | 2.54 | 2.9535 | 3.309 | 3.5968 | 3.8168 | 3.976 | 4.0856 | 4.1574 | 4.2023 | 4.2292 | 4.247 | 0 | 0 | 0 | 0 | 0 | 0 | 0 | 0 | 0 | 0 | 0 | 0 | 0 | 0 | 0 | 0 | 0 | 0 | 0 | 0 | 0 | 0 | 0 | 0 | 0 | 0 | 0 | 0 | 0 | 0 | 0 | 0 | 0 | 0 | 0 | 0 | 0 | 0 | 0 | 0 | 0 | 0 | 0 | 0 | 0 | 0 | 0 | 0 | 0 | 0 | 0 | 0 | 0 | 0 | 0 | 0 | 0 | 0 | 0 | 0 | 0 | 0 | 0 | 0 | 0 | 0 | 0 | 0 | 0 | 0 | 0 | 0 | 0 | 0 | 0 | 0 | 0 | 0 | 0 | 0 | 836.2763 | 837.3485 | 838.4011 | 839.4317 | 840.4379 | 841.4175 | 842.3683 | 843.2886 | 844.1766 | 845.0307 | 845.8494 | 846.6314 | 847.3753 | 848.0801 | 848.7445 | 849.3678 | 849.9489 | 850.487 | 850.9814 | 851.4314 | 538.6752 | 539.3658 | 540.0439 | 540.7077 | 541.3559 | 541.9868 | 542.5993 | 543.1921 | 543.7641 | 544.3142 | 544.8416 | 545.3453 | 545.8245 | 546.2784 | 546.7064 | 547.1079 | 547.4822 | 547.8288 | 548.1473 | 548.4371
WA_Industrial_Primary Metals_Existing_Process_Natural Gas_Gas Boiler - Burner Control Optimization_A | WA | Industrial | Primary Metals | Existing | Process | Natural Gas | Gas Boiler - Burner Control Optimization | A | IM176 | Average performance | Optimized burner controls | 18 | 11.0853 | 0 | 0 | 194.85 | 0 | 0 | 0 | 97.4253 |  | sqft | 5% | 85% | Retrofit | Retro3Slow | 84.16% | TBD | 0.2% | 785.7947 |  | 506.1582 |  | 0.011022 | IL TRM - 4.4.22 - CI-HVC-O2TC-V01-140601 | GBLR_O2TRM-Heating-MEMD-2018-1 | IL TRM - 4.4.22 - CI-HVC-O2TC-V01-140601 | Average performance | Average performance | Average performance | Average performance | Average performance | Average performance | Average performance | Average performance | Average performance | Average performance | Average performance | Average performance | Average performance | Average performance | Average performance | Average performance | Average performance | Average performance | Average performance | Average performance | Average performance | Average performance | Optimized burner controls | Optimized burner controls | Optimized burner controls | Optimized burner controls | Optimized burner controls | Optimized burner controls | Optimized burner controls | Optimized burner controls | Optimized burner controls | Optimized burner controls | Optimized burner controls | Optimized burner controls | Optimized burner controls | Optimized burner controls | Optimized burner controls | Optimized burner controls | Optimized burner controls | Optimized burner controls | Optimized burner controls | Optimized burner controls | Optimized burner controls | Optimized burner controls | 194.85 | 194.85 | 194.85 | 194.85 | 194.85 | 194.85 | 194.85 | 194.85 | 194.85 | 194.85 | 194.85 | 194.85 | 194.85 | 194.85 | 194.85 | 194.85 | 194.85 | 194.85 | 194.85 | 194.85 | 194.85 | 194.85 | 0 | 0 | 11.055 | 11.0244 | 10.9933 | 10.9617 | 10.9294 | 10.8979 | 10.8685 | 10.8407 | 10.8143 | 10.7891 | 10.7648 | 10.7414 | 10.7187 | 10.6963 | 10.6741 | 10.652 | 10.6309 | 10.6095 | 10.5877 | 10.5656 | 0.012961 | 0.019968 | 0.039136 | 0.067113 | 0.1023 | 0.14034 | 0.17506 | 0.2002 | 0.21137 | 0.20724 | 0.18966 | 0.16274 | 0.13143 | 0.10025 | 0.072445 | 0.049734 | 0.03252 | 0.020297 | 0.012117 | 0.0080457 | 0.012961 | 0.032893 | 0.071936 | 0.13884 | 0.24073 | 0.38037 | 0.55441 | 0.75319 | 0.96273 | 1.1677 | 1.3548 | 1.5146 | 1.6428 | 1.7396 | 1.8084 | 1.8544 | 1.8833 | 1.8998 | 1.908 | 1.9121 | 1.1724 | 1.8112 | 3.56 | 6.1225 | 9.3597 | 12.8777 | 16.1072 | 18.4677 | 19.5454 | 19.2084 | 17.6187 | 15.1506 | 12.2618 | 9.3726 | 6.787 | 4.669 | 3.059 | 1.9131 | 1.1444 | 0.7615 | 1.1724 | 2.9837 | 6.5436 | 12.6661 | 22.0258 | 34.9035 | 51.0106 | 69.4783 | 89.0237 | 108.2321 | 125.8508 | 141.0014 | 153.2632 | 162.6358 | 169.4228 | 174.0918 | 177.1508 | 179.0639 | 180.2083 | 180.9698 | 0.011022 | 0.016986 | 0.033307 | 0.057142 | 0.087136 | 0.11959 | 0.14924 | 0.17074 | 0.18033 | 0.17687 | 0.16193 | 0.13899 | 0.11228 | 0.085674 | 0.06193 | 0.042529 | 0.027817 | 0.017367 | 0.010371 | 0.0068886 | 0.011022 | 0.027982 | 0.061222 | 0.11821 | 0.20505 | 0.32415 | 0.47265 | 0.64237 | 0.82137 | 0.99662 | 1.1566 | 1.2935 | 1.4035 | 1.4866 | 1.546 | 1.5858 | 1.6109 | 1.6255 | 1.6331 | 1.6371 | 0.99658 | 1.5395 | 3.026 | 5.2041 | 7.9557 | 10.946 | 13.6911 | 15.6975 | 16.6136 | 16.3271 | 14.9759 | 12.878 | 10.4226 | 7.9667 | 5.769 | 3.9687 | 2.6002 | 1.6261 | 0.97274 | 0.64727 | 0.99658 | 2.5361 | 5.5621 | 10.7662 | 18.7219 | 29.6679 | 43.359 | 59.0566 | 75.6701 | 91.9973 | 106.9732 | 119.8512 | 130.2738 | 138.2404 | 144.0094 | 147.978 | 150.5782 | 152.2043 | 153.177 | 153.8243 | 0 | 0 | 0 | 0 | 0 | 0 | 0 | 0 | 0 | 0 | 0 | 0 | 0 | 0 | 0 | 0 | 0 | 0 | 0 | 0 | 0 | 0 | 0 | 0 | 0 | 0 | 0 | 0 | 0 | 0 | 0 | 0 | 0 | 0 | 0 | 0 | 0 | 0 | 0 | 0 | 0 | 0 | 0 | 0 | 0 | 0 | 0 | 0 | 0 | 0 | 0 | 0 | 0 | 0 | 0 | 0 | 0 | 0 | 0 | 0 | 0 | 0 | 0 | 0 | 0 | 0 | 0 | 0 | 0 | 0 | 0 | 0 | 0 | 0 | 0 | 0 | 0 | 0 | 0 | 0 | 0.011022 | 0.016986 | 0.033307 | 0.057142 | 0.087136 | 0.11959 | 0.14924 | 0.17074 | 0.18033 | 0.17687 | 0.16193 | 0.13899 | 0.11228 | 0.085674 | 0.06193 | 0.042529 | 0.027817 | 0.017367 | 0.010371 | 0.0068886 | 0.011022 | 0.027982 | 0.061222 | 0.11821 | 0.20505 | 0.32415 | 0.47265 | 0.64237 | 0.82137 | 0.99662 | 1.1566 | 1.2935 | 1.4035 | 1.4866 | 1.546 | 1.5858 | 1.6109 | 1.6255 | 1.6331 | 1.6371 | 0.99658 | 1.5395 | 3.026 | 5.2041 | 7.9557 | 10.946 | 13.6911 | 15.6975 | 16.6136 | 16.3271 | 14.9759 | 12.878 | 10.4226 | 7.9667 | 5.769 | 3.9687 | 2.6002 | 1.6261 | 0.97274 | 0.64727 | 0.99658 | 2.5361 | 5.5621 | 10.7662 | 18.7219 | 29.6679 | 43.359 | 59.0566 | 75.6701 | 91.9973 | 106.9732 | 119.8512 | 130.2738 | 138.2404 | 144.0094 | 147.978 | 150.5782 | 152.2043 | 153.177 | 153.8243 | 0 | 0 | 0 | 0 | 0 | 0 | 0 | 0 | 0 | 0 | 0 | 0 | 0 | 0 | 0 | 0 | 0 | 0 | 0 | 0 | 0 | 0 | 0 | 0 | 0 | 0 | 0 | 0 | 0 | 0 | 0 | 0 | 0 | 0 | 0 | 0 | 0 | 0 | 0 | 0 | 0 | 0 | 0 | 0 | 0 | 0 | 0 | 0 | 0 | 0 | 0 | 0 | 0 | 0 | 0 | 0 | 0 | 0 | 0 | 0 | 0 | 0 | 0 | 0 | 0 | 0 | 0 | 0 | 0 | 0 | 0 | 0 | 0 | 0 | 0 | 0 | 0 | 0 | 0 | 0 | 836.2763 | 837.3485 | 838.4011 | 839.4317 | 840.4379 | 841.4175 | 842.3683 | 843.2886 | 844.1766 | 845.0307 | 845.8494 | 846.6314 | 847.3753 | 848.0801 | 848.7445 | 849.3678 | 849.9489 | 850.487 | 850.9814 | 851.4314 | 538.6752 | 539.3658 | 540.0439 | 540.7077 | 541.3559 | 541.9868 | 542.5993 | 543.1921 | 543.7641 | 544.3142 | 544.8416 | 545.3453 | 545.8245 | 546.2784 | 546.7064 | 547.1079 | 547.4822 | 547.8288 | 548.1473 | 548.4371
WA_Industrial_Primary Metals_Existing_Space Heating_Natural Gas_HVAC - Demand Controlled Ventilation_A | WA | Industrial | Primary Metals | Existing | Space Heating | Natural Gas | HVAC - Demand Controlled Ventilation | A | IM177 | Constant ventilation | DCV enabled | 15 | 0.077467 | 0 | 0 | 0.27 | 0.02 | 0 | 0 | 0.13735 |  | sqft | 55% | 75% | Retrofit | RetroEven20 | 80.75% | TBD | 0.2% | 151.1512 |  | 94.0644 |  | 0.040781 | VENT_DCV-Heating-7PLN-v5-8 | VENT_DCV-Heating-7PLN-v5-8 | VENT_DCV-Heating-7PLN-v5-8 | Constant ventilation | Constant ventilation | Constant ventilation | Constant ventilation | Constant ventilation | Constant ventilation | Constant ventilation | Constant ventilation | Constant ventilation | Constant ventilation | Constant ventilation | Constant ventilation | Constant ventilation | Constant ventilation | Constant ventilation | Constant ventilation | Constant ventilation | Constant ventilation | Constant ventilation | Constant ventilation | Constant ventilation | Constant ventilation | DCV enabled | DCV enabled | DCV enabled | DCV enabled | DCV enabled | DCV enabled | DCV enabled | DCV enabled | DCV enabled | DCV enabled | DCV enabled | DCV enabled | DCV enabled | DCV enabled | DCV enabled | DCV enabled | DCV enabled | DCV enabled | DCV enabled | DCV enabled | DCV enabled | DCV enabled | 0.27 | 0.27 | 0.27 | 0.27 | 0.27 | 0.27 | 0.27 | 0.27 | 0.27 | 0.27 | 0.27 | 0.27 | 0.27 | 0.27 | 0.27 | 0.27 | 0.27 | 0.27 | 0.27 | 0.27 | 0.27 | 0.27 | 0 | 0 | 0.076468 | 0.075863 | 0.075238 | 0.074593 | 0.073928 | 0.073244 | 0.07254 | 0.071816 | 0.071079 | 0.070333 | 0.069582 | 0.068824 | 0.068075 | 0.067332 | 0.066596 | 0.06591 | 0.06527 | 0.06467 | 0.064109 | 0.063583 | 0.047895 | 0.046697 | 0.045514 | 0.044346 | 0.043193 | 0.042055 | 0.040933 | 0.039826 | 0.038738 | 0.03767 | 0.036625 | 0.035602 | 0.034607 | 0.033639 | 0.032698 | 0.031803 | 0.030951 | 0.030138 | 0.029361 | 0.028618 | 0.047895 | 0.094213 | 0.13895 | 0.18211 | 0.22368 | 0.26366 | 0.30206 | 0.33887 | 0.37413 | 0.40787 | 0.44014 | 0.47095 | 0.50043 | 0.52861 | 0.55553 | 0.58161 | 0.60691 | 0.63147 | 0.65535 | 0.6786 | 626.3448 | 615.5457 | 604.9329 | 594.503 | 584.2529 | 574.1796 | 564.28 | 554.551 | 544.9898 | 535.5934 | 526.359 | 517.2839 | 508.3652 | 499.6003 | 490.9865 | 482.5212 | 474.2019 | 466.026 | 457.991 | 450.0946 | 626.3448 | 1241.8905 | 1846.8233 | 2441.3263 | 3025.5793 | 3599.7589 | 4164.0388 | 4718.5898 | 5263.5796 | 5799.173 | 6325.532 | 6842.8159 | 7351.181 | 7850.7813 | 8341.7678 | 8824.2889 | 9298.4908 | 9764.5168 | 10222.5078 | 10672.6024 | 0.040781 | 0.039834 | 0.038901 | 0.037982 | 0.037076 | 0.036183 | 0.035302 | 0.034434 | 0.03358 | 0.032742 | 0.031919 | 0.031111 | 0.030318 | 0.02954 | 0.028779 | 0.028049 | 0.02735 | 0.026682 | 0.026043 | 0.025432 | 0.040781 | 0.080367 | 0.11876 | 0.15597 | 0.192 | 0.22684 | 0.26051 | 0.29299 | 0.32432 | 0.35451 | 0.38359 | 0.41155 | 0.43841 | 0.4642 | 0.48895 | 0.51295 | 0.5363 | 0.55906 | 0.58128 | 0.60304 | 532.393 | 523.2139 | 514.1929 | 505.3275 | 496.615 | 488.0527 | 479.638 | 471.3683 | 463.2413 | 455.2544 | 447.4052 | 439.6913 | 432.1104 | 424.6602 | 417.3385 | 410.143 | 403.0716 | 396.1221 | 389.2924 | 382.5804 | 532.393 | 1055.6069 | 1569.7998 | 2075.1274 | 2571.7424 | 3059.795 | 3539.433 | 4010.8013 | 4474.0426 | 4929.297 | 5376.7022 | 5816.3935 | 6248.5039 | 6673.1641 | 7090.5026 | 7500.6456 | 7903.7172 | 8299.8392 | 8689.1316 | 9071.712 | 0.040781 | 0.039834 | 0.038901 | 0.037982 | 0.037076 | 0.036183 | 0.035302 | 0.034434 | 0.03358 | 0.032742 | 0.031919 | 0.031111 | 0.030318 | 0.02954 | 0.028779 | 0.028049 | 0.02735 | 0.026682 | 0.026043 | 0.025432 | 0.040781 | 0.080367 | 0.11876 | 0.15597 | 0.192 | 0.22684 | 0.26051 | 0.29299 | 0.32432 | 0.35451 | 0.38359 | 0.41155 | 0.43841 | 0.4642 | 0.48895 | 0.51295 | 0.5363 | 0.55906 | 0.58128 | 0.60304 | 532.393 | 523.2139 | 514.1929 | 505.3275 | 496.615 | 488.0527 | 479.638 | 471.3683 | 463.2413 | 455.2544 | 447.4052 | 439.6913 | 432.1104 | 424.6602 | 417.3385 | 410.143 | 403.0716 | 396.1221 | 389.2924 | 382.5804 | 532.393 | 1055.6069 | 1569.7998 | 2075.1274 | 2571.7424 | 3059.795 | 3539.433 | 4010.8013 | 4474.0426 | 4929.297 | 5376.7022 | 5816.3935 | 6248.5039 | 6673.1641 | 7090.5026 | 7500.6456 | 7903.7172 | 8299.8392 | 8689.1316 | 9071.712 | 0.040781 | 0.039834 | 0.038901 | 0.037982 | 0.037076 | 0.036183 | 0.035302 | 0.034434 | 0.03358 | 0.032742 | 0.031919 | 0.031111 | 0.030318 | 0.02954 | 0.028779 | 0.028049 | 0.02735 | 0.026682 | 0.026043 | 0.025432 | 0.040781 | 0.080367 | 0.11876 | 0.15597 | 0.192 | 0.22684 | 0.26051 | 0.29299 | 0.32432 | 0.35451 | 0.38359 | 0.41155 | 0.43841 | 0.4642 | 0.48895 | 0.51295 | 0.5363 | 0.55906 | 0.58128 | 0.60304 | 532.393 | 523.2139 | 514.1929 | 505.3275 | 496.615 | 488.0527 | 479.638 | 471.3683 | 463.2413 | 455.2544 | 447.4052 | 439.6913 | 432.1104 | 424.6602 | 417.3385 | 410.143 | 403.0716 | 396.1221 | 389.2924 | 382.5804 | 532.393 | 1055.6069 | 1569.7998 | 2075.1274 | 2571.7424 | 3059.795 | 3539.433 | 4010.8013 | 4474.0426 | 4929.297 | 5376.7022 | 5816.3935 | 6248.5039 | 6673.1641 | 7090.5026 | 7500.6456 | 7903.7172 | 8299.8392 | 8689.1316 | 9071.712 | 0.040781 | 0.039834 | 0.038901 | 0.037982 | 0.037076 | 0.036183 | 0.035302 | 0.034434 | 0.03358 | 0.032742 | 0.031919 | 0.031111 | 0.030318 | 0.02954 | 0.028779 | 0.028049 | 0.02735 | 0.026682 | 0.026043 | 0.025432 | 0.040781 | 0.080367 | 0.11876 | 0.15597 | 0.192 | 0.22684 | 0.26051 | 0.29299 | 0.32432 | 0.35451 | 0.38359 | 0.41155 | 0.43841 | 0.4642 | 0.48895 | 0.51295 | 0.5363 | 0.55906 | 0.58128 | 0.60304 | 532.393 | 523.2139 | 514.1929 | 505.3275 | 496.615 | 488.0527 | 479.638 | 471.3683 | 463.2413 | 455.2544 | 447.4052 | 439.6913 | 432.1104 | 424.6602 | 417.3385 | 410.143 | 403.0716 | 396.1221 | 389.2924 | 382.5804 | 532.393 | 1055.6069 | 1569.7998 | 2075.1274 | 2571.7424 | 3059.795 | 3539.433 | 4010.8013 | 4474.0426 | 4929.297 | 5376.7022 | 5816.3935 | 6248.5039 | 6673.1641 | 7090.5026 | 7500.6456 | 7903.7172 | 8299.8392 | 8689.1316 | 9071.712 | 621.0761 | 624.5304 | 628.017 | 631.5078 | 634.9751 | 638.3916 | 641.7306 | 644.9655 | 648.0705 | 651.0203 | 653.8213 | 656.4796 | 659.0013 | 661.3925 | 663.6589 | 665.8062 | 667.8399 | 669.7654 | 671.5878 | 673.3121 | 252.6829 | 254.0882 | 255.5068 | 256.927 | 258.3376 | 259.7276 | 261.0861 | 262.4022 | 263.6655 | 264.8656 | 266.0051 | 267.0867 | 268.1126 | 269.0854 | 270.0075 | 270.8812 | 271.7086 | 272.492 | 273.2334 | 273.9349
WA_Industrial_Primary Metals_Existing_Space Heating_Natural Gas_Gas Boiler - Stack Economizer_A | WA | Industrial | Primary Metals | Existing | Space Heating | Natural Gas | Gas Boiler - Stack Economizer | A | IM178 | None | Economizer installed | 15 | 29.1995 | 0 | 0 | 392.27 | 0 | 0 | 0 | 196.1371 |  | employee | 15% | 55% | Retrofit | Retro12Med | 75.44% | TBD | 0.2% | 635.5806 |  | 421.6472 |  | 0.0078856 | IL TRM - 4.4.28 - CI-HVC-BECO-V02-210101 | XCEL CO 2019-2020 DSM Plan | IL TRM - 4.4.28 - CI-HVC-BECO-V02-210101 | None | None | None | None | None | None | None | None | None | None | None | None | None | None | None | None | None | None | None | None | None | None | Economizer installed | Economizer installed | Economizer installed | Economizer installed | Economizer installed | Economizer installed | Economizer installed | Economizer installed | Economizer installed | Economizer installed | Economizer installed | Economizer installed | Economizer installed | Economizer installed | Economizer installed | Economizer installed | Economizer installed | Economizer installed | Economizer installed | Economizer installed | Economizer installed | Economizer installed | 392.27 | 392.27 | 392.27 | 392.27 | 392.27 | 392.27 | 392.27 | 392.27 | 392.27 | 392.27 | 392.27 | 392.27 | 392.27 | 392.27 | 392.27 | 392.27 | 392.27 | 392.27 | 392.27 | 392.27 | 392.27 | 392.27 | 0 | 0 | 28.9324 | 28.7301 | 28.5132 | 28.2776 | 28.0192 | 27.7333 | 27.4166 | 27.0667 | 26.6849 | 26.2743 | 25.8418 | 25.3945 | 24.9472 | 24.5084 | 24.0874 | 23.7035 | 23.358 | 23.0487 | 22.7701 | 22.5142 | 0.0092585 | 0.0090352 | 0.0088124 | 0.0085889 | 0.0083637 | 0.0073221 | 0.0056909 | 0.0044171 | 0.0034238 | 0.0026504 | 0.0020495 | 0.0015834 | 0.001223 | 0.00094459 | 0.00072988 | 0.00056469 | 3.7301e-06 | 1.2919e-06 | 4.2758e-07 | 1.3549e-07 | 0.0092585 | 0.018229 | 0.026904 | 0.03527 | 0.043312 | 0.050192 | 0.05531 | 0.059021 | 0.061612 | 0.063315 | 0.064322 | 0.064792 | 0.064874 | 0.064677 | 0.064296 | 0.063836 | 0.062909 | 0.062077 | 0.061327 | 0.060638 | 0.32 | 0.31449 | 0.30906 | 0.30374 | 0.2985 | 0.26402 | 0.20757 | 0.16319 | 0.1283 | 0.10087 | 0.079308 | 0.062352 | 0.049022 | 0.038541 | 0.030301 | 0.023823 | 0.00015969 | 5.6049e-05 | 1.8778e-05 | 6.0178e-06 | 0.32 | 0.63449 | 0.94355 | 1.2473 | 1.5458 | 1.8098 | 2.0174 | 2.1806 | 2.3089 | 2.4098 | 2.4891 | 2.5514 | 2.6004 | 2.639 | 2.6693 | 2.6931 | 2.6933 | 2.6933 | 2.6933 | 2.6933 | 0.0078856 | 0.007712 | 0.0075392 | 0.0073665 | 0.0071928 | 0.0063154 | 0.0049239 | 0.0038348 | 0.0029831 | 0.002318 | 0.0017995 | 0.0013959 | 0.0010824 | 0.00083913 | 0.00065069 | 0.00050504 | 3.3459e-06 | 1.162e-06 | 3.8564e-07 | 1.2251e-07 | 0.0078856 | 0.015559 | 0.023017 | 0.030251 | 0.037248 | 0.043291 | 0.047855 | 0.051239 | 0.053682 | 0.055375 | 0.056478 | 0.057121 | 0.057416 | 0.057456 | 0.05732 | 0.057093 | 0.056431 | 0.055839 | 0.055311 | 0.054832 | 0.272 | 0.26731 | 0.2627 | 0.25818 | 0.25372 | 0.22441 | 0.17644 | 0.13872 | 0.10906 | 0.085743 | 0.067412 | 0.053 | 0.041669 | 0.03276 | 0.025756 | 0.02025 | 0.00013574 | 4.7642e-05 | 1.5961e-05 | 5.1151e-06 | 0.272 | 0.53932 | 0.80202 | 1.0602 | 1.3139 | 1.5383 | 1.7148 | 1.8535 | 1.9625 | 2.0483 | 2.1157 | 2.1687 | 2.2104 | 2.2431 | 2.2689 | 2.2891 | 2.2893 | 2.2893 | 2.2893 | 2.2893 | 0 | 0 | 0 | 0 | 0 | 0 | 0 | 0 | 0 | 0 | 0 | 0 | 0 | 0 | 0 | 0 | 0 | 0 | 0 | 0 | 0 | 0 | 0 | 0 | 0 | 0 | 0 | 0 | 0 | 0 | 0 | 0 | 0 | 0 | 0 | 0 | 0 | 0 | 0 | 0 | 0 | 0 | 0 | 0 | 0 | 0 | 0 | 0 | 0 | 0 | 0 | 0 | 0 | 0 | 0 | 0 | 0 | 0 | 0 | 0 | 0 | 0 | 0 | 0 | 0 | 0 | 0 | 0 | 0 | 0 | 0 | 0 | 0 | 0 | 0 | 0 | 0 | 0 | 0 | 0 | 0.0078856 | 0.007712 | 0.0075392 | 0.0073665 | 0.0071928 | 0.0063154 | 0.004924 | 0.0038348 | 0.0029831 | 0.002318 | 0.0017995 | 0.0013959 | 0.0010824 | 0.00083913 | 0.00065069 | 0.00050504 | 3.3459e-06 | 1.162e-06 | 3.8564e-07 | 1.2251e-07 | 0.0078856 | 0.015559 | 0.023017 | 0.030251 | 0.037248 | 0.043291 | 0.047856 | 0.051239 | 0.053682 | 0.055375 | 0.056478 | 0.057121 | 0.057416 | 0.057456 | 0.05732 | 0.057093 | 0.056431 | 0.05584 | 0.055311 | 0.054832 | 0.272 | 0.26731 | 0.2627 | 0.25818 | 0.25372 | 0.22441 | 0.17644 | 0.13872 | 0.10906 | 0.085743 | 0.067412 | 0.053 | 0.041669 | 0.03276 | 0.025756 | 0.02025 | 0.00013574 | 4.7642e-05 | 1.5961e-05 | 5.1151e-06 | 0.272 | 0.53932 | 0.80202 | 1.0602 | 1.3139 | 1.5383 | 1.7148 | 1.8535 | 1.9625 | 2.0483 | 2.1157 | 2.1687 | 2.2104 | 2.2431 | 2.2689 | 2.2891 | 2.2893 | 2.2893 | 2.2893 | 2.2893 | 0.0078856 | 0.007712 | 0.0075392 | 0.0073665 | 0.0071928 | 0.0063154 | 0.004924 | 0.0038348 | 0.0029831 | 0.002318 | 0.0017995 | 0.0013959 | 0.0010824 | 0.00083913 | 0.00065069 | 0.00050504 | 3.3459e-06 | 1.162e-06 | 3.8564e-07 | 1.2251e-07 | 0.0078856 | 0.015559 | 0.023017 | 0.030251 | 0.037248 | 0.043291 | 0.047856 | 0.051239 | 0.053682 | 0.055375 | 0.056478 | 0.057121 | 0.057416 | 0.057456 | 0.05732 | 0.057093 | 0.056431 | 0.05584 | 0.055311 | 0.054832 | 0.272 | 0.26731 | 0.2627 | 0.25818 | 0.25372 | 0.22441 | 0.17644 | 0.13872 | 0.10906 | 0.085743 | 0.067412 | 0.053 | 0.041669 | 0.03276 | 0.025756 | 0.02025 | 0.00013574 | 4.7642e-05 | 1.5961e-05 | 5.1151e-06 | 0.272 | 0.53932 | 0.80202 | 1.0602 | 1.3139 | 1.5383 | 1.7148 | 1.8535 | 1.9625 | 2.0483 | 2.1157 | 2.1687 | 2.2104 | 2.2431 | 2.2689 | 2.2891 | 2.2893 | 2.2893 | 2.2893 | 2.2893 | 644.997 | 645.7132 | 646.4162 | 647.1042 | 647.7757 | 648.4292 | 649.0634 | 649.677 | 650.2688 | 650.838 | 651.3834 | 651.9042 | 652.3995 | 652.8687 | 653.3109 | 653.7256 | 654.1122 | 654.4702 | 654.799 | 655.0982 | 427.8942 | 428.3693 | 428.8356 | 429.2921 | 429.7375 | 430.1711 | 430.5918 | 430.9988 | 431.3915 | 431.7691 | 432.1309 | 432.4764 | 432.805 | 433.1162 | 433.4096 | 433.6848 | 433.9412 | 434.1787 | 434.3968 | 434.5953
WA_Industrial_Primary Metals_Existing_Process_Natural Gas_Gas Boiler - Stack Economizer_A | WA | Industrial | Primary Metals | Existing | Process | Natural Gas | Gas Boiler - Stack Economizer | A | IM179 | None | Economizer installed | 15 | 36.696 | 0 | 0 | 392.27 | 0 | 0 | 0 | 196.1371 |  | sqft | 15% | 55% | Retrofit | Retro12Med | 75.44% | TBD | 0.2% | 635.5806 |  | 421.6472 |  | 0.36076 | IL TRM - 4.4.28 - CI-HVC-BECO-V02-210101 | XCEL CO 2019-2020 DSM Plan | IL TRM - 4.4.29 - CI-HVC-PECO-V01-150601 | None | None | None | None | None | None | None | None | None | None | None | None | None | None | None | None | None | None | None | None | None | None | Economizer installed | Economizer installed | Economizer installed | Economizer installed | Economizer installed | Economizer installed | Economizer installed | Economizer installed | Economizer installed | Economizer installed | Economizer installed | Economizer installed | Economizer installed | Economizer installed | Economizer installed | Economizer installed | Economizer installed | Economizer installed | Economizer installed | Economizer installed | Economizer installed | Economizer installed | 392.27 | 392.27 | 392.27 | 392.27 | 392.27 | 392.27 | 392.27 | 392.27 | 392.27 | 392.27 | 392.27 | 392.27 | 392.27 | 392.27 | 392.27 | 392.27 | 392.27 | 392.27 | 392.27 | 392.27 | 392.27 | 392.27 | 0 | 0 | 36.6047 | 36.5122 | 36.4182 | 36.3224 | 36.2246 | 36.1288 | 36.0384 | 35.9522 | 35.8698 | 35.7905 | 35.714 | 35.6398 | 35.5672 | 35.4958 | 35.4247 | 35.3536 | 35.2852 | 35.2158 | 35.1453 | 35.0735 | 0.42426 | 0.41589 | 0.40767 | 0.39958 | 0.39164 | 0.34548 | 0.27094 | 0.21251 | 0.16669 | 0.13076 | 0.10259 | 0.080487 | 0.063151 | 0.04955 | 0.038878 | 0.030505 | 0.00020409 | 7.149e-05 | 2.3903e-05 | 7.6446e-06 | 0.42426 | 0.83908 | 1.2446 | 1.6409 | 2.0281 | 2.3682 | 2.6332 | 2.8395 | 2.9996 | 3.1238 | 3.2197 | 3.2935 | 3.3499 | 3.3927 | 3.4248 | 3.4485 | 3.442 | 3.4353 | 3.4284 | 3.4214 | 11.5903 | 11.3905 | 11.1941 | 11.0011 | 10.8114 | 9.5625 | 7.5181 | 5.9108 | 4.6471 | 3.6536 | 2.8725 | 2.2584 | 1.7755 | 1.3959 | 1.0975 | 0.86286 | 0.0057839 | 0.0020301 | 0.00068013 | 0.00021796 | 11.5903 | 22.9807 | 34.1748 | 45.1759 | 55.9873 | 65.5498 | 73.0679 | 78.9786 | 83.6257 | 87.2793 | 90.1518 | 92.4101 | 94.1857 | 95.5816 | 96.6791 | 97.542 | 97.5478 | 97.5498 | 97.5505 | 97.5507 | 0.36076 | 0.35377 | 0.34691 | 0.34017 | 0.33354 | 0.29435 | 0.23093 | 0.18119 | 0.14217 | 0.11157 | 0.087556 | 0.068716 | 0.053932 | 0.042329 | 0.033223 | 0.026076 | 0.0001745 | 6.1145e-05 | 2.0451e-05 | 6.5424e-06 | 0.36076 | 0.71375 | 1.0591 | 1.3969 | 1.7273 | 2.0177 | 2.2444 | 2.421 | 2.5584 | 2.6652 | 2.7479 | 2.8118 | 2.8609 | 2.8983 | 2.9266 | 2.9477 | 2.9431 | 2.9382 | 2.9332 | 2.9282 | 9.8517 | 9.6819 | 9.515 | 9.3509 | 9.1897 | 8.1281 | 6.3904 | 5.0242 | 3.95 | 3.1055 | 2.4416 | 1.9196 | 1.5092 | 1.1865 | 0.93287 | 0.73343 | 0.0049163 | 0.0017255 | 0.00057811 | 0.00018526 | 9.8517 | 19.5336 | 29.0486 | 38.3995 | 47.5892 | 55.7173 | 62.1077 | 67.1318 | 71.0819 | 74.1874 | 76.629 | 78.5486 | 80.0578 | 81.2444 | 82.1772 | 82.9107 | 82.9156 | 82.9173 | 82.9179 | 82.9181 | 0 | 0 | 0 | 0 | 0 | 0 | 0 | 0 | 0 | 0 | 0 | 0 | 0 | 0 | 0 | 0 | 0 | 0 | 0 | 0 | 0 | 0 | 0 | 0 | 0 | 0 | 0 | 0 | 0 | 0 | 0 | 0 | 0 | 0 | 0 | 0 | 0 | 0 | 0 | 0 | 0 | 0 | 0 | 0 | 0 | 0 | 0 | 0 | 0 | 0 | 0 | 0 | 0 | 0 | 0 | 0 | 0 | 0 | 0 | 0 | 0 | 0 | 0 | 0 | 0 | 0 | 0 | 0 | 0 | 0 | 0 | 0 | 0 | 0 | 0 | 0 | 0 | 0 | 0 | 0 | 0.36076 | 0.35377 | 0.34691 | 0.34017 | 0.33354 | 0.29435 | 0.23093 | 0.18119 | 0.14217 | 0.11157 | 0.087556 | 0.068716 | 0.053932 | 0.042329 | 0.033223 | 0.026076 | 0.0001745 | 6.1145e-05 | 2.0451e-05 | 6.5424e-06 | 0.36076 | 0.71375 | 1.0591 | 1.3969 | 1.7273 | 2.0177 | 2.2444 | 2.421 | 2.5584 | 2.6652 | 2.7479 | 2.8118 | 2.8609 | 2.8983 | 2.9266 | 2.9477 | 2.9431 | 2.9382 | 2.9332 | 2.9282 | 9.8517 | 9.6819 | 9.515 | 9.3509 | 9.1897 | 8.1281 | 6.3904 | 5.0242 | 3.95 | 3.1055 | 2.4416 | 1.9196 | 1.5092 | 1.1865 | 0.93287 | 0.73343 | 0.0049163 | 0.0017255 | 0.00057811 | 0.00018526 | 9.8517 | 19.5336 | 29.0486 | 38.3995 | 47.5892 | 55.7173 | 62.1077 | 67.1318 | 71.0819 | 74.1874 | 76.629 | 78.5486 | 80.0578 | 81.2444 | 82.1772 | 82.9107 | 82.9156 | 82.9173 | 82.9179 | 82.9181 | 0.36076 | 0.35377 | 0.34691 | 0.34017 | 0.33354 | 0.29435 | 0.23093 | 0.18119 | 0.14217 | 0.11157 | 0.087556 | 0.068716 | 0.053932 | 0.042329 | 0.033223 | 0.026076 | 0.0001745 | 6.1145e-05 | 2.0451e-05 | 6.5424e-06 | 0.36076 | 0.71375 | 1.0591 | 1.3969 | 1.7273 | 2.0177 | 2.2444 | 2.421 | 2.5584 | 2.6652 | 2.7479 | 2.8118 | 2.8609 | 2.8983 | 2.9266 | 2.9477 | 2.9431 | 2.9382 | 2.9332 | 2.9282 | 9.8517 | 9.6819 | 9.515 | 9.3509 | 9.1897 | 8.1281 | 6.3904 | 5.0242 | 3.95 | 3.1055 | 2.4416 | 1.9196 | 1.5092 | 1.1865 | 0.93287 | 0.73343 | 0.0049163 | 0.0017255 | 0.00057811 | 0.00018526 | 9.8517 | 19.5336 | 29.0486 | 38.3995 | 47.5892 | 55.7173 | 62.1077 | 67.1318 | 71.0819 | 74.1874 | 76.629 | 78.5486 | 80.0578 | 81.2444 | 82.1772 | 82.9107 | 82.9156 | 82.9173 | 82.9179 | 82.9181 | 644.997 | 645.7132 | 646.4162 | 647.1042 | 647.7757 | 648.4292 | 649.0634 | 649.677 | 650.2688 | 650.838 | 651.3834 | 651.9042 | 652.3995 | 652.8687 | 653.3109 | 653.7256 | 654.1122 | 654.4702 | 654.799 | 655.0982 | 427.8942 | 428.3693 | 428.8356 | 429.2921 | 429.7375 | 430.1711 | 430.5918 | 430.9988 | 431.3915 | 431.7691 | 432.1309 | 432.4764 | 432.805 | 433.1162 | 433.4096 | 433.6848 | 433.9412 | 434.1787 | 434.3968 | 434.5953
WA_Industrial_Primary Metals_Existing_Space Heating_Natural Gas_Gas Furnace Tube Inserts_A | WA | Industrial | Primary Metals | Existing | Space Heating | Natural Gas | Gas Furnace Tube Inserts | A | IM180 | None | Tube inserts installed | 5 | 0.089062 | 0 | 0 | 0.02 | 0 | 0 | 0 | 0.0086 |  | sqft | 0% | 0% | Retrofit | Retro3Slow | 84.16% | TBD | 0.2% | 281.3603 |  | 217.6381 |  | 0 | WI TRM - Radiant Tube Inserts, 2507 | WI TRM - Radiant Tube Inserts, 2507 | WI TRM - Radiant Tube Inserts, 2507 | None | None | None | None | None | None | None | None | None | None | None | None | None | None | None | None | None | None | None | None | None | None | Tube inserts installed | Tube inserts installed | Tube inserts installed | Tube inserts installed | Tube inserts installed | Tube inserts installed | Tube inserts installed | Tube inserts installed | Tube inserts installed | Tube inserts installed | Tube inserts installed | Tube inserts installed | Tube inserts installed | Tube inserts installed | Tube inserts installed | Tube inserts installed | Tube inserts installed | Tube inserts installed | Tube inserts installed | Tube inserts installed | Tube inserts installed | Tube inserts installed | 0.02 | 0.02 | 0.02 | 0.02 | 0.02 | 0.02 | 0.02 | 0.02 | 0.02 | 0.02 | 0.02 | 0.02 | 0.02 | 0.02 | 0.02 | 0.02 | 0.02 | 0.02 | 0.02 | 0.02 | 0.02 | 0.02 | 0 | 0 | 0.087928 | 0.087247 | 0.086543 | 0.085816 | 0.085066 | 0.084293 | 0.083498 | 0.082681 | 0.081848 | 0.081004 | 0.080154 | 0.079297 | 0.07845 | 0.077609 | 0.076777 | 0.076002 | 0.07528 | 0.074605 | 0.073973 | 0.073384 | 0 | 0 | 0 | 0 | 0 | 0 | 0 | 0 | 0 | 0 | 0 | 0 | 0 | 0 | 0 | 0 | 0 | 0 | 0 | 0 | 0 | 0 | 0 | 0 | 0 | 0 | 0 | 0 | 0 | 0 | 0 | 0 | 0 | 0 | 0 | 0 | 0 | 0 | 0 | 0 | 0 | 0 | 0 | 0 | 0 | 0 | 0 | 0 | 0 | 0 | 0 | 0 | 0 | 0 | 0 | 0 | 0 | 0 | 0 | 0 | 0 | 0 | 0 | 0 | 0 | 0 | 0 | 0 | 0 | 0 | 0 | 0 | 0 | 0 | 0 | 0 | 0 | 0 | 0 | 0 | 0 | 0 | 0 | 0 | 0 | 0 | 0 | 0 | 0 | 0 | 0 | 0 | 0 | 0 | 0 | 0 | 0 | 0 | 0 | 0 | 0 | 0 | 0 | 0 | 0 | 0 | 0 | 0 | 0 | 0 | 0 | 0 | 0 | 0 | 0 | 0 | 0 | 0 | 0 | 0 | 0 | 0 | 0 | 0 | 0 | 0 | 0 | 0 | 0 | 0 | 0 | 0 | 0 | 0 | 0 | 0 | 0 | 0 | 0 | 0 | 0 | 0 | 0 | 0 | 0 | 0 | 0 | 0 | 0 | 0 | 0 | 0 | 0 | 0 | 0 | 0 | 0 | 0 | 0 | 0 | 0 | 0 | 0 | 0 | 0 | 0 | 0 | 0 | 0 | 0 | 0 | 0 | 0 | 0 | 0 | 0 | 0 | 0 | 0 | 0 | 0 | 0 | 0 | 0 | 0 | 0 | 0 | 0 | 0 | 0 | 0 | 0 | 0 | 0 | 0 | 0 | 0 | 0 | 0 | 0 | 0 | 0 | 0 | 0 | 0 | 0 | 0 | 0 | 0 | 0 | 0 | 0 | 0 | 0 | 0 | 0 | 0 | 0 | 0 | 0 | 0 | 0 | 0 | 0 | 0 | 0 | 0 | 0 | 0 | 0 | 0 | 0 | 0 | 0 | 0 | 0 | 0 | 0 | 0 | 0 | 0 | 0 | 0 | 0 | 0 | 0 | 0 | 0 | 0 | 0 | 0 | 0 | 0 | 0 | 0 | 0 | 0 | 0 | 0 | 0 | 0 | 0 | 0 | 0 | 0 | 0 | 0 | 0 | 0 | 0 | 0 | 0 | 0 | 0 | 0 | 0 | 0 | 0 | 0 | 0 | 0 | 0 | 0 | 0 | 0 | 0 | 0 | 0 | 0 | 0 | 0 | 0 | 0 | 0 | 0 | 0 | 0 | 0 | 0 | 0 | 0 | 0 | 0 | 0 | 0 | 0 | 0 | 0 | 0 | 0 | 0 | 0 | 0 | 0 | 0 | 0 | 0 | 0 | 0 | 0 | 0 | 0 | 0 | 0 | 0 | 0 | 0 | 0 | 0 | 0 | 0 | 0 | 0 | 0 | 0 | 0 | 0 | 0 | 0 | 0 | 0 | 0 | 0 | 0 | 0 | 0 | 0 | 0 | 0 | 0 | 0 | 0 | 0 | 0 | 0 | 0 | 0 | 0 | 0 | 0 | 0 | 0 | 0 | 0 | 0 | 0 | 0 | 0 | 0 | 0 | 0 | 0 | 0 | 0 | 0 | 0 | 0 | 0 | 0 | 0 | 0 | 0 | 0 | 0 | 0 | 0 | 0 | 0 | 0 | 0 | 0 | 0 | 0 | 0 | 0 | 0 | 0 | 0 | 0 | 0 | 53.9197 | 54.2196 | 54.5223 | 54.8253 | 55.1263 | 55.4229 | 55.7128 | 55.9937 | 56.2632 | 56.5193 | 56.7625 | 56.9933 | 57.2122 | 57.4198 | 57.6166 | 57.803 | 57.9795 | 58.1467 | 58.3049 | 58.4546 | 41.708 | 41.94 | 42.1741 | 42.4085 | 42.6414 | 42.8708 | 43.095 | 43.3123 | 43.5208 | 43.7189 | 43.907 | 44.0855 | 44.2548 | 44.4154 | 44.5676 | 44.7118 | 44.8484 | 44.9777 | 45.1001 | 45.2159
WA_Industrial_Primary Metals_Existing_Space Heating_Natural Gas_Space Heating - Heat Recovery Ventilator_A | WA | Industrial | Primary Metals | Existing | Space Heating | Natural Gas | Space Heating - Heat Recovery Ventilator | A | IM181 | None | HRV installed | 15 | 0.013423 | 0 | 0 | 0.28 | 0 | 0 | 0 | 0.139 |  | sqft | 5% | 10% | Retrofit | RetroEven20 | 80.75% | TBD | 0.2% | 146.5581 |  | 97.2274 |  | 0.017306 | IL TRM - 4.4.27 - CI-HVC-ERVE-V04-200101 | IL TRM - 4.4.27 - CI-HVC-ERVE-V04-200101 | IL TRM - 4.4.27 - CI-HVC-ERVE-V04-200101 | None | None | None | None | None | None | None | None | None | None | None | None | None | None | None | None | None | None | None | None | None | None | HRV installed | HRV installed | HRV installed | HRV installed | HRV installed | HRV installed | HRV installed | HRV installed | HRV installed | HRV installed | HRV installed | HRV installed | HRV installed | HRV installed | HRV installed | HRV installed | HRV installed | HRV installed | HRV installed | HRV installed | HRV installed | HRV installed | 0.28 | 0.28 | 0.28 | 0.28 | 0.28 | 0.28 | 0.28 | 0.28 | 0.28 | 0.28 | 0.28 | 0.28 | 0.28 | 0.28 | 0.28 | 0.28 | 0.28 | 0.28 | 0.28 | 0.28 | 0.28 | 0.28 | 0 | 0 | 0.013244 | 0.013045 | 0.012783 | 0.012448 | 0.012046 | 0.011589 | 0.011099 | 0.010603 | 0.010122 | 0.0096741 | 0.0092691 | 0.0089093 | 0.0085944 | 0.0083191 | 0.0080775 | 0.0078682 | 0.007685 | 0.0075203 | 0.0073784 | 0.007244 | 0.020305 | 0.019655 | 0.018927 | 0.018115 | 0.017226 | 0.016287 | 0.01533 | 0.014392 | 0.013502 | 0.012683 | 0.011942 | 0.011281 | 0.010694 | 0.010173 | 0.0097076 | 0.009293 | 0.0089201 | 0.0085784 | 0.0082714 | 0.0079808 | 0.020305 | 0.039656 | 0.057784 | 0.074387 | 0.089207 | 0.10211 | 0.11313 | 0.12246 | 0.13041 | 0.13732 | 0.14351 | 0.14922 | 0.15465 | 0.15986 | 0.16493 | 0.16995 | 0.17491 | 0.17974 | 0.18462 | 0.18924 | 1533.1207 | 1506.6876 | 1480.7102 | 1455.1807 | 1430.0914 | 1405.4347 | 1381.203 | 1357.3892 | 1333.9859 | 1310.9862 | 1288.383 | 1266.1695 | 1244.339 | 1222.8848 | 1201.8006 | 1181.0799 | 1160.7165 | 1140.7041 | 1121.0368 | 1101.7086 | 1533.1207 | 3039.8083 | 4520.5185 | 5975.6993 | 7405.7907 | 8811.2253 | 10192.4284 | 11549.8176 | 12883.8035 | 14194.7896 | 15483.1726 | 16749.3421 | 17993.681 | 19216.5658 | 20418.3664 | 21599.4464 | 22760.1628 | 23900.8669 | 25021.9037 | 26123.6123 | 0.017306 | 0.016809 | 0.016256 | 0.015641 | 0.014969 | 0.014258 | 0.013531 | 0.012815 | 0.012131 | 0.011496 | 0.010917 | 0.010395 | 0.0099254 | 0.0095026 | 0.00912 | 0.008775 | 0.0084618 | 0.008173 | 0.0079116 | 0.0076635 | 0.017306 | 0.033914 | 0.049629 | 0.064229 | 0.077518 | 0.089389 | 0.099853 | 0.10904 | 0.11717 | 0.12448 | 0.1312 | 0.13751 | 0.14353 | 0.14933 | 0.15495 | 0.16048 | 0.16592 | 0.17125 | 0.17659 | 0.18172 | 1303.1526 | 1280.6845 | 1258.6037 | 1236.9036 | 1215.5777 | 1194.6195 | 1174.0226 | 1153.7808 | 1133.888 | 1114.3382 | 1095.1255 | 1076.244 | 1057.6881 | 1039.4521 | 1021.5305 | 1003.9179 | 986.609 | 969.5985 | 952.8813 | 936.4523 | 1303.1526 | 2583.8371 | 3842.4407 | 5079.3444 | 6294.9221 | 7489.5415 | 8663.5641 | 9817.3449 | 10951.233 | 12065.5712 | 13160.6967 | 14236.9408 | 15294.6289 | 16334.081 | 17355.6115 | 18359.5294 | 19346.1384 | 20315.7369 | 21268.6182 | 22205.0705 | 0 | 0 | 0 | 0 | 0 | 0 | 0 | 0 | 0 | 0 | 0 | 0 | 0 | 0 | 0 | 0 | 0 | 0 | 0 | 0 | 0 | 0 | 0 | 0 | 0 | 0 | 0 | 0 | 0 | 0 | 0 | 0 | 0 | 0 | 0 | 0 | 0 | 0 | 0 | 0 | 0 | 0 | 0 | 0 | 0 | 0 | 0 | 0 | 0 | 0 | 0 | 0 | 0 | 0 | 0 | 0 | 0 | 0 | 0 | 0 | 0 | 0 | 0 | 0 | 0 | 0 | 0 | 0 | 0 | 0 | 0 | 0 | 0 | 0 | 0 | 0 | 0 | 0 | 0 | 0 | 0 | 0 | 0 | 0 | 0 | 0 | 0 | 0 | 0 | 0 | 0 | 0 | 0 | 0 | 0 | 0 | 0 | 0 | 0 | 0 | 0 | 0 | 0 | 0 | 0 | 0 | 0 | 0 | 0 | 0 | 0 | 0 | 0 | 0 | 0 | 0 | 0 | 0 | 0 | 0 | 0 | 0 | 0 | 0 | 0 | 0 | 0 | 0 | 0 | 0 | 0 | 0 | 0 | 0 | 0 | 0 | 0 | 0 | 0 | 0 | 0 | 0 | 0 | 0 | 0 | 0 | 0 | 0 | 0 | 0 | 0 | 0 | 0 | 0 | 0 | 0 | 0 | 0 | 0 | 0 | 0 | 0 | 0 | 0 | 0 | 0 | 0 | 0 | 0 | 0 | 0 | 0 | 0 | 0 | 0 | 0 | 0 | 0 | 0 | 0 | 0 | 0 | 0 | 0 | 0 | 0 | 0 | 0 | 0 | 0 | 0 | 0 | 0 | 0 | 0 | 0 | 0 | 0 | 0 | 0 | 0 | 0 | 0 | 0 | 0 | 0 | 0 | 0 | 0 | 0 | 0 | 0 | 0 | 0 | 0 | 0 | 0 | 0 | 0 | 0 | 0 | 0 | 0 | 0 | 0 | 0 | 0 | 0 | 0 | 0 | 0 | 0 | 0 | 0 | 0 | 0 | 0 | 0 | 0 | 0 | 2265.5724 | 2270.9724 | 2276.3774 | 2281.7467 | 2287.0415 | 2292.2243 | 2297.2592 | 2302.1118 | 2306.7494 | 2311.1404 | 2315.2957 | 2319.2256 | 2322.9403 | 2326.4493 | 2329.7615 | 2332.8859 | 2335.8307 | 2338.6037 | 2341.2126 | 2343.6645 | 1502.9917 | 1506.5741 | 1510.1598 | 1513.7219 | 1517.2344 | 1520.6727 | 1524.0129 | 1527.2322 | 1530.3087 | 1533.2217 | 1535.9784 | 1538.5855 | 1541.0499 | 1543.3777 | 1545.5751 | 1547.6478 | 1549.6014 | 1551.441 | 1553.1718 | 1554.7984
WA_Industrial_Primary Metals_Existing_Space Heating_Natural Gas_Thermostat - Programmable_A | WA | Industrial | Primary Metals | Existing | Space Heating | Natural Gas | Thermostat - Programmable | A | IM182 | Manual control | Programmable thermostat installed | 11 | 0.0064938 | 0 | 0 | 0.17 | 0.01 | 0 | 0 | 0.0859 |  | sqft | 25% | 40% | Retrofit | RetroEven20 | 80.75% | TBD | 0.2% | 175.7939 |  | 119.9801 |  | 0.025078 | IL TRM - 4.4.48 - CI-HVC-THST-V02-210101 | IL TRM - 4.4.48 - CI-HVC-THST-V02-210101 | BEST | Manual control | Manual control | Manual control | Manual control | Manual control | Manual control | Manual control | Manual control | Manual control | Manual control | Manual control | Manual control | Manual control | Manual control | Manual control | Manual control | Manual control | Manual control | Manual control | Manual control | Manual control | Manual control | Programmable thermostat installed | Programmable thermostat installed | Programmable thermostat installed | Programmable thermostat installed | Programmable thermostat installed | Programmable thermostat installed | Programmable thermostat installed | Programmable thermostat installed | Programmable thermostat installed | Programmable thermostat installed | Programmable thermostat installed | Programmable thermostat installed | Programmable thermostat installed | Programmable thermostat installed | Programmable thermostat installed | Programmable thermostat installed | Programmable thermostat installed | Programmable thermostat installed | Programmable thermostat installed | Programmable thermostat installed | Programmable thermostat installed | Programmable thermostat installed | 0.17 | 0.17 | 0.17 | 0.17 | 0.17 | 0.17 | 0.17 | 0.17 | 0.17 | 0.17 | 0.17 | 0.17 | 0.17 | 0.17 | 0.17 | 0.17 | 0.17 | 0.17 | 0.17 | 0.17 | 0.17 | 0.17 | 0 | 0 | 0.0063956 | 0.0062879 | 0.0061487 | 0.0059746 | 0.005767 | 0.0055328 | 0.0052825 | 0.0050282 | 0.004781 | 0.0045493 | 0.0043379 | 0.0041486 | 0.0039813 | 0.0038341 | 0.0037047 | 0.0035921 | 0.0034937 | 0.0034057 | 0.0033295 | 0.0032578 | 0.029416 | 0.028422 | 0.027313 | 0.026082 | 0.024742 | 0.023328 | 0.021889 | 0.020475 | 0.019133 | 0.017892 | 0.016767 | 0.015758 | 0.014862 | 0.014066 | 0.013357 | 0.012728 | 0.012166 | 0.011655 | 0.011198 | 0.010767 | 0.029416 | 0.057342 | 0.083386 | 0.10711 | 0.12813 | 0.14625 | 0.16152 | 0.17422 | 0.18479 | 0.19373 | 0.2015 | 0.20846 | 0.21492 | 0.22104 | 0.22693 | 0.23277 | 0.23855 | 0.2442 | 0.24993 | 0.25532 | 4599.3621 | 4520.0628 | 4442.1307 | 4365.5422 | 4290.2742 | 4216.304 | 4143.6091 | 4072.1676 | 4001.9578 | 3932.9585 | 3865.1489 | 3798.5084 | 3733.0169 | 3668.6545 | 3605.4018 | 3543.2397 | 3482.1494 | 3422.1123 | 3363.1104 | 3305.1257 | 4599.3621 | 9119.4249 | 13561.5556 | 17927.0978 | 22217.372 | 26433.676 | 30577.2851 | 34649.4527 | 38651.4104 | 42584.3689 | 46449.5178 | 50248.0262 | 53981.043 | 57649.6975 | 61255.0993 | 64798.3391 | 68280.4885 | 71702.6008 | 75065.7112 | 78370.8369 | 0.025078 | 0.02432 | 0.023479 | 0.022547 | 0.021534 | 0.020462 | 0.019367 | 0.018287 | 0.017252 | 0.016288 | 0.015405 | 0.014605 | 0.013884 | 0.013235 | 0.01265 | 0.012124 | 0.01165 | 0.011215 | 0.010824 | 0.010454 | 0.025078 | 0.049066 | 0.071679 | 0.09259 | 0.11151 | 0.12829 | 0.14292 | 0.1556 | 0.16662 | 0.17636 | 0.18513 | 0.1932 | 0.20077 | 0.20798 | 0.21492 | 0.22173 | 0.22843 | 0.23499 | 0.24159 | 0.24789 | 3909.4578 | 3842.0534 | 3775.8111 | 3710.7109 | 3646.7331 | 3583.8584 | 3522.0677 | 3461.3424 | 3401.6641 | 3343.0147 | 3285.3765 | 3228.7321 | 3173.0643 | 3118.3563 | 3064.5916 | 3011.7538 | 2959.827 | 2908.7955 | 2858.6438 | 2809.3569 | 3909.4578 | 7751.5112 | 11527.3222 | 15238.0331 | 18884.7662 | 22468.6246 | 25990.6923 | 29452.0348 | 32853.6989 | 36196.7136 | 39482.0901 | 42710.8223 | 45883.8866 | 49002.2429 | 52066.8344 | 55078.5882 | 58038.4152 | 60947.2107 | 63805.8545 | 66615.2114 | 0 | 0 | 0 | 0 | 0 | 0 | 0 | 0 | 0 | 0 | 0 | 0 | 0 | 0 | 0 | 0 | 0 | 0 | 0 | 0 | 0 | 0 | 0 | 0 | 0 | 0 | 0 | 0 | 0 | 0 | 0 | 0 | 0 | 0 | 0 | 0 | 0 | 0 | 0 | 0 | 0 | 0 | 0 | 0 | 0 | 0 | 0 | 0 | 0 | 0 | 0 | 0 | 0 | 0 | 0 | 0 | 0 | 0 | 0 | 0 | 0 | 0 | 0 | 0 | 0 | 0 | 0 | 0 | 0 | 0 | 0 | 0 | 0 | 0 | 0 | 0 | 0 | 0 | 0 | 0 | 0 | 0 | 0 | 0 | 0 | 0 | 0 | 0 | 0 | 0 | 0 | 0 | 0 | 0 | 0 | 0 | 0 | 0 | 0 | 0 | 0 | 0 | 0 | 0 | 0 | 0 | 0 | 0 | 0 | 0 | 0 | 0 | 0 | 0 | 0 | 0 | 0 | 0 | 0 | 0 | 0 | 0 | 0 | 0 | 0 | 0 | 0 | 0 | 0 | 0 | 0 | 0 | 0 | 0 | 0 | 0 | 0 | 0 | 0 | 0 | 0 | 0 | 0 | 0 | 0 | 0 | 0 | 0 | 0 | 0 | 0 | 0 | 0 | 0 | 0 | 0 | 0 | 0 | 0 | 0 | 0 | 0 | 0 | 0 | 0 | 0 | 0 | 0 | 0 | 0 | 0 | 0 | 0 | 0 | 0 | 0 | 0 | 0 | 0 | 0 | 0 | 0 | 0 | 0 | 0 | 0 | 0 | 0 | 0 | 0 | 0 | 0 | 0 | 0 | 0 | 0 | 0 | 0 | 0 | 0 | 0 | 0 | 0 | 0 | 0 | 0 | 0 | 0 | 0 | 0 | 0 | 0 | 0 | 0 | 0 | 0 | 0 | 0 | 0 | 0 | 0 | 0 | 0 | 0 | 0 | 0 | 0 | 0 | 0 | 0 | 0 | 0 | 0 | 0 | 0 | 0 | 0 | 0 | 0 | 0 | 4378.759 | 4389.1957 | 4399.6422 | 4410.0198 | 4420.2532 | 4430.2701 | 4440.0012 | 4449.3802 | 4458.3434 | 4466.83 | 4474.8611 | 4482.4567 | 4489.6362 | 4496.4181 | 4502.8198 | 4508.8584 | 4514.5498 | 4519.9094 | 4524.9517 | 4529.6906 | 2417.4779 | 2423.2399 | 2429.0073 | 2434.7367 | 2440.3865 | 2445.9167 | 2451.2892 | 2456.4673 | 2461.4158 | 2466.1012 | 2470.5351 | 2474.7286 | 2478.6923 | 2482.4365 | 2485.9709 | 2489.3047 | 2492.4469 | 2495.4059 | 2498.1897 | 2500.806
WA_Industrial_Primary Metals_Existing_Space Heating_Natural Gas_ENERGY STAR Connected Thermostat_A | WA | Industrial | Primary Metals | Existing | Space Heating | Natural Gas | ENERGY STAR Connected Thermostat | A | IM183 | Manual control | Wi-Fi/interactive thermostat installed | 5 | 0.015698 | 0 | 0 | 0.39 | 0.01 | 0 | 0 | 0.1927 |  | sqft | 5% | 20% | Retrofit | RetroEven20 | 80.75% | TBD | 0.2% | 340.5517 |  | 258.8526 |  | 0.060704 | ComConnectedThermostats_v1_1 | ComConnectedThermostats_v1_1 | ComConnectedThermostats_v1_1 | Manual control | Manual control | Manual control | Manual control | Manual control | Manual control | Manual control | Manual control | Manual control | Manual control | Manual control | Manual control | Manual control | Manual control | Manual control | Manual control | Manual control | Manual control | Manual control | Manual control | Manual control | Manual control | Wi-Fi/interactive thermostat installed | Wi-Fi/interactive thermostat installed | Wi-Fi/interactive thermostat installed | Wi-Fi/interactive thermostat installed | Wi-Fi/interactive thermostat installed | Wi-Fi/interactive thermostat installed | Wi-Fi/interactive thermostat installed | Wi-Fi/interactive thermostat installed | Wi-Fi/interactive thermostat installed | Wi-Fi/interactive thermostat installed | Wi-Fi/interactive thermostat installed | Wi-Fi/interactive thermostat installed | Wi-Fi/interactive thermostat installed | Wi-Fi/interactive thermostat installed | Wi-Fi/interactive thermostat installed | Wi-Fi/interactive thermostat installed | Wi-Fi/interactive thermostat installed | Wi-Fi/interactive thermostat installed | Wi-Fi/interactive thermostat installed | Wi-Fi/interactive thermostat installed | Wi-Fi/interactive thermostat installed | Wi-Fi/interactive thermostat installed | 0.39 | 0.39 | 0.39 | 0.39 | 0.39 | 0.39 | 0.39 | 0.39 | 0.39 | 0.39 | 0.39 | 0.39 | 0.39 | 0.39 | 0.39 | 0.39 | 0.39 | 0.39 | 0.39 | 0.39 | 0.39 | 0.39 | 0 | 0 | 0.015485 | 0.015249 | 0.014939 | 0.014545 | 0.014071 | 0.013534 | 0.01296 | 0.012377 | 0.011813 | 0.011287 | 0.010812 | 0.010389 | 0.01002 | 0.009696 | 0.0094119 | 0.0091655 | 0.0089495 | 0.0087552 | 0.0085874 | 0.0084285 | 0.07122 | 0.068928 | 0.06636 | 0.063496 | 0.060369 | 0.057064 | 0.053699 | 0.0504 | 0.047273 | 0.044392 | 0.041789 | 0.039464 | 0.037403 | 0.035571 | 0.033934 | 0.032475 | 0.031163 | 0.029961 | 0.02888 | 0.027857 | 0.07122 | 0.13906 | 0.20259 | 0.26075 | 0.31262 | 0.35775 | 0.39627 | 0.42884 | 0.45657 | 0.48065 | 0.5022 | 0.52205 | 0.54087 | 0.55897 | 0.57653 | 0.59391 | 0.61107 | 0.62777 | 0.64462 | 0.66055 | 4599.3621 | 4520.0628 | 4442.1307 | 4365.5422 | 4290.2742 | 4216.304 | 4143.6091 | 4072.1676 | 4001.9578 | 3932.9585 | 3865.1489 | 3798.5084 | 3733.0169 | 3668.6545 | 3605.4018 | 3543.2397 | 3482.1494 | 3422.1123 | 3363.1104 | 3305.1257 | 4599.3621 | 9119.4249 | 13561.5556 | 17927.0978 | 22217.372 | 26433.676 | 30577.2851 | 34649.4527 | 38651.4104 | 42584.3689 | 46449.5178 | 50248.0262 | 53981.043 | 57649.6975 | 61255.0993 | 64798.3391 | 68280.4885 | 71702.6008 | 75065.7112 | 78370.8369 | 0.060704 | 0.058952 | 0.057 | 0.054832 | 0.052467 | 0.049965 | 0.047409 | 0.044889 | 0.042486 | 0.040253 | 0.038218 | 0.036381 | 0.03473 | 0.033243 | 0.031897 | 0.030683 | 0.029581 | 0.028564 | 0.027644 | 0.02677 | 0.060704 | 0.11894 | 0.17402 | 0.22517 | 0.2717 | 0.31325 | 0.34985 | 0.38196 | 0.41034 | 0.43585 | 0.45928 | 0.48127 | 0.50221 | 0.52239 | 0.54193 | 0.56113 | 0.58005 | 0.5985 | 0.61702 | 0.63477 | 3909.4578 | 3842.0534 | 3775.8111 | 3710.7109 | 3646.7331 | 3583.8584 | 3522.0677 | 3461.3424 | 3401.6641 | 3343.0147 | 3285.3765 | 3228.7321 | 3173.0643 | 3118.3563 | 3064.5916 | 3011.7538 | 2959.827 | 2908.7955 | 2858.6438 | 2809.3569 | 3909.4578 | 7751.5112 | 11527.3222 | 15238.0331 | 18884.7662 | 22468.6246 | 25990.6923 | 29452.0348 | 32853.6989 | 36196.7136 | 39482.0901 | 42710.8223 | 45883.8866 | 49002.2429 | 52066.8344 | 55078.5882 | 58038.4152 | 60947.2107 | 63805.8545 | 66615.2114 | 0 | 0 | 0 | 0 | 0 | 0 | 0 | 0 | 0 | 0 | 0 | 0 | 0 | 0 | 0 | 0 | 0 | 0 | 0 | 0 | 0 | 0 | 0 | 0 | 0 | 0 | 0 | 0 | 0 | 0 | 0 | 0 | 0 | 0 | 0 | 0 | 0 | 0 | 0 | 0 | 0 | 0 | 0 | 0 | 0 | 0 | 0 | 0 | 0 | 0 | 0 | 0 | 0 | 0 | 0 | 0 | 0 | 0 | 0 | 0 | 0 | 0 | 0 | 0 | 0 | 0 | 0 | 0 | 0 | 0 | 0 | 0 | 0 | 0 | 0 | 0 | 0 | 0 | 0 | 0 | 0 | 0 | 0 | 0 | 0 | 0 | 0 | 0 | 0 | 0 | 0 | 0 | 0 | 0 | 0 | 0 | 0 | 0 | 0 | 0 | 0 | 0 | 0 | 0 | 0 | 0 | 0 | 0 | 0 | 0 | 0 | 0 | 0 | 0 | 0 | 0 | 0 | 0 | 0 | 0 | 0 | 0 | 0 | 0 | 0 | 0 | 0 | 0 | 0 | 0 | 0 | 0 | 0 | 0 | 0 | 0 | 0 | 0 | 0 | 0 | 0 | 0 | 0 | 0 | 0 | 0 | 0 | 0 | 0 | 0 | 0 | 0 | 0 | 0 | 0 | 0 | 0 | 0 | 0 | 0 | 0 | 0 | 0 | 0 | 0 | 0 | 0 | 0 | 0 | 0 | 0 | 0 | 0 | 0 | 0 | 0 | 0 | 0 | 0 | 0 | 0 | 0 | 0 | 0 | 0 | 0 | 0 | 0 | 0 | 0 | 0 | 0 | 0 | 0 | 0 | 0 | 0 | 0 | 0 | 0 | 0 | 0 | 0 | 0 | 0 | 0 | 0 | 0 | 0 | 0 | 0 | 0 | 0 | 0 | 0 | 0 | 0 | 0 | 0 | 0 | 0 | 0 | 0 | 0 | 0 | 0 | 0 | 0 | 0 | 0 | 0 | 0 | 0 | 0 | 0 | 0 | 0 | 0 | 0 | 0 | 6651.7848 | 6667.6392 | 6683.5085 | 6699.2731 | 6714.8187 | 6730.0354 | 6744.8181 | 6759.0657 | 6772.6817 | 6785.5737 | 6797.7737 | 6809.3123 | 6820.2187 | 6830.521 | 6840.246 | 6849.4192 | 6858.065 | 6866.2068 | 6873.8665 | 6881.0655 | 4586.0498 | 4596.9806 | 4607.9216 | 4618.7905 | 4629.5083 | 4639.9994 | 4650.1913 | 4660.0142 | 4669.4017 | 4678.2901 | 4686.7014 | 4694.6566 | 4702.176 | 4709.2789 | 4715.9837 | 4722.3081 | 4728.269 | 4733.8823 | 4739.1633 | 4744.1266
WA_Industrial_Primary Metals_Existing_Space Heating_Natural Gas_Destratification Fans (HVLS)_A | WA | Industrial | Primary Metals | Existing | Space Heating | Natural Gas | Destratification Fans (HVLS) | A | IM184 | None/Standard ventilation | Fans installed | 10 | 0.015698 | 0 | 0 | 0.6 | 0.01 | 0 | 0 | 0.2991 |  | sqft | 15% | 30% | Retrofit | RetroEven20 | 80.75% | TBD | 0.2% | 218.9363 |  | 150.6071 |  | 0.060665 | IL TRM - 4.4.34 - CI-HVC-DSFN-V05-210101 | IL TRM - 4.4.34 - CI-HVC-DSFN-V05-210101 | IL TRM - 4.4.34 - CI-HVC-DSFN-V05-210101 | None/Standard ventilation | None/Standard ventilation | None/Standard ventilation | None/Standard ventilation | None/Standard ventilation | None/Standard ventilation | None/Standard ventilation | None/Standard ventilation | None/Standard ventilation | None/Standard ventilation | None/Standard ventilation | None/Standard ventilation | None/Standard ventilation | None/Standard ventilation | None/Standard ventilation | None/Standard ventilation | None/Standard ventilation | None/Standard ventilation | None/Standard ventilation | None/Standard ventilation | None/Standard ventilation | None/Standard ventilation | Fans installed | Fans installed | Fans installed | Fans installed | Fans installed | Fans installed | Fans installed | Fans installed | Fans installed | Fans installed | Fans installed | Fans installed | Fans installed | Fans installed | Fans installed | Fans installed | Fans installed | Fans installed | Fans installed | Fans installed | Fans installed | Fans installed | 0.6 | 0.6 | 0.6 | 0.6 | 0.6 | 0.6 | 0.6 | 0.6 | 0.6 | 0.6 | 0.6 | 0.6 | 0.6 | 0.6 | 0.6 | 0.6 | 0.6 | 0.6 | 0.6 | 0.6 | 0.6 | 0.6 | 0 | 0 | 0.015473 | 0.015226 | 0.014905 | 0.0145 | 0.014016 | 0.01347 | 0.012888 | 0.012298 | 0.011727 | 0.011195 | 0.010714 | 0.010286 | 0.0099109 | 0.0095817 | 0.009292 | 0.0090398 | 0.0088178 | 0.0086176 | 0.0084437 | 0.0082786 | 0.071166 | 0.068824 | 0.066208 | 0.0633 | 0.060134 | 0.056795 | 0.053402 | 0.050078 | 0.046931 | 0.044031 | 0.041413 | 0.039073 | 0.036998 | 0.035152 | 0.033501 | 0.03203 | 0.030705 | 0.02949 | 0.028397 | 0.027362 | 0.071166 | 0.13885 | 0.20213 | 0.25994 | 0.31141 | 0.35607 | 0.39407 | 0.42611 | 0.45326 | 0.47675 | 0.49768 | 0.51687 | 0.535 | 0.55238 | 0.56918 | 0.58576 | 0.60209 | 0.6179 | 0.63383 | 0.6488 | 4599.3621 | 4520.0628 | 4442.1307 | 4365.5422 | 4290.2742 | 4216.304 | 4143.6091 | 4072.1676 | 4001.9578 | 3932.9585 | 3865.1489 | 3798.5084 | 3733.0169 | 3668.6545 | 3605.4018 | 3543.2397 | 3482.1494 | 3422.1123 | 3363.1104 | 3305.1257 | 4599.3621 | 9119.4249 | 13561.5556 | 17927.0978 | 22217.372 | 26433.676 | 30577.2851 | 34649.4527 | 38651.4104 | 42584.3689 | 46449.5178 | 50248.0262 | 53981.043 | 57649.6975 | 61255.0993 | 64798.3391 | 68280.4885 | 71702.6008 | 75065.7112 | 78370.8369 | 0.060665 | 0.058876 | 0.056889 | 0.054688 | 0.052294 | 0.049765 | 0.047186 | 0.044646 | 0.042224 | 0.039976 | 0.037925 | 0.036075 | 0.03441 | 0.03291 | 0.031552 | 0.030326 | 0.029211 | 0.028183 | 0.027251 | 0.026366 | 0.060665 | 0.11878 | 0.17368 | 0.22458 | 0.27081 | 0.312 | 0.3482 | 0.37989 | 0.40781 | 0.43284 | 0.45577 | 0.47721 | 0.49758 | 0.51715 | 0.53606 | 0.55459 | 0.57279 | 0.59051 | 0.60824 | 0.62518 | 3909.4578 | 3842.0534 | 3775.8111 | 3710.7109 | 3646.7331 | 3583.8584 | 3522.0677 | 3461.3424 | 3401.6641 | 3343.0147 | 3285.3765 | 3228.7321 | 3173.0643 | 3118.3563 | 3064.5916 | 3011.7538 | 2959.827 | 2908.7955 | 2858.6438 | 2809.3569 | 3909.4578 | 7751.5112 | 11527.3222 | 15238.0331 | 18884.7662 | 22468.6246 | 25990.6923 | 29452.0348 | 32853.6989 | 36196.7136 | 39482.0901 | 42710.8223 | 45883.8866 | 49002.2429 | 52066.8344 | 55078.5882 | 58038.4152 | 60947.2107 | 63805.8545 | 66615.2114 | 0 | 0 | 0 | 0 | 0 | 0 | 0 | 0 | 0 | 0 | 0 | 0 | 0 | 0 | 0 | 0 | 0 | 0 | 0 | 0 | 0 | 0 | 0 | 0 | 0 | 0 | 0 | 0 | 0 | 0 | 0 | 0 | 0 | 0 | 0 | 0 | 0 | 0 | 0 | 0 | 0 | 0 | 0 | 0 | 0 | 0 | 0 | 0 | 0 | 0 | 0 | 0 | 0 | 0 | 0 | 0 | 0 | 0 | 0 | 0 | 0 | 0 | 0 | 0 | 0 | 0 | 0 | 0 | 0 | 0 | 0 | 0 | 0 | 0 | 0 | 0 | 0 | 0 | 0 | 0 | 0 | 0 | 0 | 0 | 0 | 0 | 0 | 0 | 0 | 0 | 0 | 0 | 0 | 0 | 0 | 0 | 0 | 0 | 0 | 0 | 0 | 0 | 0 | 0 | 0 | 0 | 0 | 0 | 0 | 0 | 0 | 0 | 0 | 0 | 0 | 0 | 0 | 0 | 0 | 0 | 0 | 0 | 0 | 0 | 0 | 0 | 0 | 0 | 0 | 0 | 0 | 0 | 0 | 0 | 0 | 0 | 0 | 0 | 0 | 0 | 0 | 0 | 0 | 0 | 0 | 0 | 0 | 0 | 0 | 0 | 0 | 0 | 0 | 0 | 0 | 0 | 0 | 0 | 0 | 0 | 0 | 0 | 0 | 0 | 0 | 0 | 0 | 0 | 0 | 0 | 0 | 0 | 0 | 0 | 0 | 0 | 0 | 0 | 0 | 0 | 0 | 0 | 0 | 0 | 0 | 0 | 0 | 0 | 0 | 0 | 0 | 0 | 0 | 0 | 0 | 0 | 0 | 0 | 0 | 0 | 0 | 0 | 0 | 0 | 0 | 0 | 0 | 0 | 0 | 0 | 0 | 0 | 0 | 0 | 0 | 0 | 0 | 0 | 0 | 0 | 0 | 0 | 0 | 0 | 0 | 0 | 0 | 0 | 0 | 0 | 0 | 0 | 0 | 0 | 0 | 0 | 0 | 0 | 0 | 0 | 6267.7416 | 6282.6807 | 6297.6338 | 6312.4882 | 6327.1363 | 6341.4745 | 6355.4036 | 6368.8286 | 6381.6585 | 6393.8062 | 6405.3019 | 6416.1742 | 6426.451 | 6436.1585 | 6445.322 | 6453.9656 | 6462.1122 | 6469.7839 | 6477.0015 | 6483.7847 | 3821.918 | 3831.0275 | 3840.1455 | 3849.2034 | 3858.1354 | 3866.8785 | 3875.3722 | 3883.5584 | 3891.3818 | 3898.7891 | 3905.7989 | 3912.4286 | 3918.6951 | 3924.6145 | 3930.2022 | 3935.4729 | 3940.4405 | 3945.1185 | 3949.5196 | 3953.6559
WA_Industrial_Primary Metals_Existing_Space Heating_Natural Gas_Gas Boiler - Insulate Steam Lines/Condensate Tank_A | WA | Industrial | Primary Metals | Existing | Space Heating | Natural Gas | Gas Boiler - Insulate Steam Lines/Condensate Tank | A | IM185 | No insulation | Lines and condenstate tank insulated | 20 | 317.67 | 0 | 0 | 2317.38 | 0 | 0 | 0 | 1158.6899 |  | employee | 30% | 35% | Retrofit | RetroEven20 | 80.75% | TBD | 0.2% | 345.7163 |  | 218.792 |  | 0.0049026 | PGE Workpaper - SWWH017-01 | PGE Workpaper - SWWH017-01 | PGE Workpaper - SWWH017-01 | No insulation | No insulation | No insulation | No insulation | No insulation | No insulation | No insulation | No insulation | No insulation | No insulation | No insulation | No insulation | No insulation | No insulation | No insulation | No insulation | No insulation | No insulation | No insulation | No insulation | No insulation | No insulation | Lines and condenstate tank insulated | Lines and condenstate tank insulated | Lines and condenstate tank insulated | Lines and condenstate tank insulated | Lines and condenstate tank insulated | Lines and condenstate tank insulated | Lines and condenstate tank insulated | Lines and condenstate tank insulated | Lines and condenstate tank insulated | Lines and condenstate tank insulated | Lines and condenstate tank insulated | Lines and condenstate tank insulated | Lines and condenstate tank insulated | Lines and condenstate tank insulated | Lines and condenstate tank insulated | Lines and condenstate tank insulated | Lines and condenstate tank insulated | Lines and condenstate tank insulated | Lines and condenstate tank insulated | Lines and condenstate tank insulated | Lines and condenstate tank insulated | Lines and condenstate tank insulated | 2317.38 | 2317.38 | 2317.38 | 2317.38 | 2317.38 | 2317.38 | 2317.38 | 2317.38 | 2317.38 | 2317.38 | 2317.38 | 2317.38 | 2317.38 | 2317.38 | 2317.38 | 2317.38 | 2317.38 | 2317.38 | 2317.38 | 2317.38 | 2317.38 | 2317.38 | 0 | 0 | 314.7839 | 312.6014 | 310.2607 | 307.7174 | 304.9244 | 301.8335 | 298.4067 | 294.6186 | 290.4823 | 286.0332 | 281.3447 | 276.4953 | 271.6451 | 266.887 | 262.3225 | 258.1624 | 254.4195 | 251.0707 | 248.0558 | 245.2893 | 0.0057561 | 0.0056177 | 0.0054795 | 0.0053409 | 0.0052011 | 0.0050596 | 0.004916 | 0.0047699 | 0.0046218 | 0.0044726 | 0.0043234 | 0.0041756 | 0.0040317 | 0.0038927 | 0.0037602 | 0.0036368 | 0.0035222 | 0.0034159 | 0.0033167 | 0.0032232 | 0.0057561 | 0.011334 | 0.016729 | 0.021932 | 0.026934 | 0.031721 | 0.036277 | 0.040586 | 0.044638 | 0.048427 | 0.051957 | 0.055237 | 0.058299 | 0.061171 | 0.063885 | 0.066509 | 0.069067 | 0.071573 | 0.074031 | 0.076428 | 0.018286 | 0.017971 | 0.017661 | 0.017356 | 0.017057 | 0.016763 | 0.016474 | 0.01619 | 0.015911 | 0.015637 | 0.015367 | 0.015102 | 0.014842 | 0.014586 | 0.014334 | 0.014087 | 0.013844 | 0.013606 | 0.013371 | 0.01314 | 0.018286 | 0.036257 | 0.053918 | 0.071274 | 0.088331 | 0.10509 | 0.12157 | 0.13776 | 0.15367 | 0.16931 | 0.18467 | 0.19977 | 0.21462 | 0.2292 | 0.24354 | 0.25762 | 0.27147 | 0.28507 | 0.29844 | 0.31158 | 0.0049026 | 0.0047949 | 0.0046877 | 0.0045806 | 0.0044728 | 0.0043638 | 0.0042531 | 0.0041407 | 0.0040266 | 0.0039113 | 0.0037957 | 0.0036808 | 0.0035677 | 0.0034576 | 0.0033517 | 0.0032521 | 0.0031589 | 0.0030721 | 0.0029908 | 0.0029139 | 0.0049026 | 0.0096738 | 0.014311 | 0.01881 | 0.023162 | 0.027358 | 0.031386 | 0.035232 | 0.038889 | 0.04235 | 0.045615 | 0.048691 | 0.051591 | 0.054334 | 0.056945 | 0.059473 | 0.061943 | 0.064369 | 0.066755 | 0.069095 | 0.015543 | 0.015275 | 0.015012 | 0.014753 | 0.014499 | 0.014249 | 0.014003 | 0.013761 | 0.013524 | 0.013291 | 0.013062 | 0.012837 | 0.012615 | 0.012398 | 0.012184 | 0.011974 | 0.011768 | 0.011565 | 0.011365 | 0.011169 | 0.015543 | 0.030818 | 0.04583 | 0.060583 | 0.075081 | 0.08933 | 0.10333 | 0.11709 | 0.13062 | 0.14391 | 0.15697 | 0.16981 | 0.18242 | 0.19482 | 0.20701 | 0.21898 | 0.23075 | 0.24231 | 0.25368 | 0.26485 | 0.0049026 | 0.0047949 | 0.0046877 | 0.0045806 | 0.0044728 | 0.0043638 | 0.0042531 | 0.0041407 | 0.0040266 | 0.0039113 | 0.0037957 | 0.0036808 | 0.0035677 | 0.0034577 | 0.0033517 | 0.0032521 | 0.003159 | 0.0030721 | 0.0029908 | 0.0029139 | 0.0049026 | 0.0096738 | 0.014311 | 0.01881 | 0.023162 | 0.027358 | 0.031386 | 0.035232 | 0.038889 | 0.04235 | 0.045616 | 0.048691 | 0.051591 | 0.054334 | 0.056945 | 0.059473 | 0.061943 | 0.064369 | 0.066755 | 0.069095 | 0.015543 | 0.015275 | 0.015012 | 0.014753 | 0.014499 | 0.014249 | 0.014003 | 0.013761 | 0.013524 | 0.013291 | 0.013062 | 0.012837 | 0.012615 | 0.012398 | 0.012184 | 0.011974 | 0.011768 | 0.011565 | 0.011365 | 0.011169 | 0.015543 | 0.030818 | 0.04583 | 0.060583 | 0.075081 | 0.08933 | 0.10333 | 0.11709 | 0.13062 | 0.14391 | 0.15697 | 0.16981 | 0.18242 | 0.19482 | 0.20701 | 0.21898 | 0.23075 | 0.24231 | 0.25368 | 0.26485 | 0.0049026 | 0.0047949 | 0.0046877 | 0.0045806 | 0.0044728 | 0.0043638 | 0.0042531 | 0.0041407 | 0.0040266 | 0.0039113 | 0.0037957 | 0.0036808 | 0.0035677 | 0.0034577 | 0.0033517 | 0.0032521 | 0.003159 | 0.0030721 | 0.0029908 | 0.0029139 | 0.0049026 | 0.0096738 | 0.014311 | 0.01881 | 0.023162 | 0.027358 | 0.031386 | 0.035232 | 0.038889 | 0.04235 | 0.045616 | 0.048691 | 0.051591 | 0.054334 | 0.056945 | 0.059473 | 0.061943 | 0.064369 | 0.066755 | 0.069095 | 0.015543 | 0.015275 | 0.015012 | 0.014753 | 0.014499 | 0.014249 | 0.014003 | 0.013761 | 0.013524 | 0.013291 | 0.013062 | 0.012837 | 0.012615 | 0.012398 | 0.012184 | 0.011974 | 0.011768 | 0.011565 | 0.011365 | 0.011169 | 0.015543 | 0.030818 | 0.04583 | 0.060583 | 0.075081 | 0.08933 | 0.10333 | 0.11709 | 0.13062 | 0.14391 | 0.15697 | 0.16981 | 0.18242 | 0.19482 | 0.20701 | 0.21898 | 0.23075 | 0.24231 | 0.25368 | 0.26485 | 0.0049026 | 0.0047949 | 0.0046877 | 0.0045806 | 0.0044728 | 0.0043638 | 0.0042531 | 0.0041407 | 0.0040266 | 0.0039113 | 0.0037957 | 0.0036808 | 0.0035677 | 0.0034577 | 0.0033517 | 0.0032521 | 0.003159 | 0.0030721 | 0.0029908 | 0.0029139 | 0.0049026 | 0.0096738 | 0.014311 | 0.01881 | 0.023162 | 0.027358 | 0.031386 | 0.035232 | 0.038889 | 0.04235 | 0.045616 | 0.048691 | 0.051591 | 0.054334 | 0.056945 | 0.059473 | 0.061943 | 0.064369 | 0.066755 | 0.069095 | 0.015543 | 0.015275 | 0.015012 | 0.014753 | 0.014499 | 0.014249 | 0.014003 | 0.013761 | 0.013524 | 0.013291 | 0.013062 | 0.012837 | 0.012615 | 0.012398 | 0.012184 | 0.011974 | 0.011768 | 0.011565 | 0.011365 | 0.011169 | 0.015543 | 0.030818 | 0.04583 | 0.060583 | 0.075081 | 0.08933 | 0.10333 | 0.11709 | 0.13062 | 0.14391 | 0.15697 | 0.16981 | 0.18242 | 0.19482 | 0.20701 | 0.21898 | 0.23075 | 0.24231 | 0.25368 | 0.26485 | 342.7851 | 343.2246 | 343.6561 | 344.0785 | 344.4909 | 344.8925 | 345.2822 | 345.6594 | 346.0234 | 346.3735 | 346.7091 | 347.0296 | 347.3345 | 347.6234 | 347.8958 | 348.1513 | 348.3894 | 348.61 | 348.8127 | 348.9971 | 216.937 | 217.2151 | 217.4882 | 217.7555 | 218.0166 | 218.2707 | 218.5173 | 218.7561 | 218.9864 | 219.208 | 219.4203 | 219.6232 | 219.8162 | 219.999 | 220.1714 | 220.333 | 220.4838 | 220.6234 | 220.7516 | 220.8683
WA_Industrial_Primary Metals_Existing_Process_Natural Gas_Gas Boiler - Insulate Steam Lines/Condensate Tank_A | WA | Industrial | Primary Metals | Existing | Process | Natural Gas | Gas Boiler - Insulate Steam Lines/Condensate Tank | A | IM186 | No insulation | Lines and condenstate tank insulated | 20 | 303.5793 | 0 | 0 | 2317.38 | 0 | 0 | 0 | 1158.6899 |  | sqft | 30% | 35% | Retrofit | RetroEven20 | 80.75% | TBD | 0.2% | 345.7163 |  | 218.792 |  | 0.17055 | PGE Workpaper - SWWH017-01 | PGE Workpaper - SWWH017-01 | PGE Workpaper - SWWH017-01 | No insulation | No insulation | No insulation | No insulation | No insulation | No insulation | No insulation | No insulation | No insulation | No insulation | No insulation | No insulation | No insulation | No insulation | No insulation | No insulation | No insulation | No insulation | No insulation | No insulation | No insulation | No insulation | Lines and condenstate tank insulated | Lines and condenstate tank insulated | Lines and condenstate tank insulated | Lines and condenstate tank insulated | Lines and condenstate tank insulated | Lines and condenstate tank insulated | Lines and condenstate tank insulated | Lines and condenstate tank insulated | Lines and condenstate tank insulated | Lines and condenstate tank insulated | Lines and condenstate tank insulated | Lines and condenstate tank insulated | Lines and condenstate tank insulated | Lines and condenstate tank insulated | Lines and condenstate tank insulated | Lines and condenstate tank insulated | Lines and condenstate tank insulated | Lines and condenstate tank insulated | Lines and condenstate tank insulated | Lines and condenstate tank insulated | Lines and condenstate tank insulated | Lines and condenstate tank insulated | 2317.38 | 2317.38 | 2317.38 | 2317.38 | 2317.38 | 2317.38 | 2317.38 | 2317.38 | 2317.38 | 2317.38 | 2317.38 | 2317.38 | 2317.38 | 2317.38 | 2317.38 | 2317.38 | 2317.38 | 2317.38 | 2317.38 | 2317.38 | 2317.38 | 2317.38 | 0 | 0 | 302.8484 | 302.1079 | 301.3549 | 300.5878 | 299.8051 | 299.0384 | 298.3166 | 297.631 | 296.9761 | 296.3478 | 295.7425 | 295.157 | 294.5858 | 294.0236 | 293.4653 | 292.9072 | 292.3721 | 291.8286 | 291.2762 | 290.7147 | 0.20058 | 0.19664 | 0.19277 | 0.18896 | 0.18522 | 0.18156 | 0.178 | 0.17453 | 0.17114 | 0.16783 | 0.1646 | 0.16145 | 0.15836 | 0.15533 | 0.15236 | 0.14945 | 0.1466 | 0.14381 | 0.14106 | 0.13836 | 0.20058 | 0.39673 | 0.5885 | 0.77596 | 0.95916 | 1.1383 | 1.3135 | 1.485 | 1.6529 | 1.8172 | 1.9781 | 2.1357 | 2.2899 | 2.4408 | 2.5886 | 2.7331 | 2.8747 | 3.0132 | 3.1485 | 3.2808 | 0.6623 | 0.65089 | 0.63966 | 0.62863 | 0.6178 | 0.60714 | 0.59668 | 0.58639 | 0.57628 | 0.56634 | 0.55658 | 0.54698 | 0.53755 | 0.52828 | 0.51918 | 0.51022 | 0.50143 | 0.49278 | 0.48429 | 0.47594 | 0.6623 | 1.3132 | 1.9529 | 2.5815 | 3.1993 | 3.8064 | 4.4031 | 4.9895 | 5.5658 | 6.1321 | 6.6887 | 7.2357 | 7.7732 | 8.3015 | 8.8207 | 9.3309 | 9.8323 | 10.3251 | 10.8094 | 11.2853 | 0.17055 | 0.16726 | 0.16403 | 0.16086 | 0.15773 | 0.15468 | 0.1517 | 0.14879 | 0.14595 | 0.14318 | 0.14047 | 0.13781 | 0.13521 | 0.13267 | 0.13017 | 0.12772 | 0.12532 | 0.12297 | 0.12065 | 0.11838 | 0.17055 | 0.33746 | 0.50078 | 0.66055 | 0.81682 | 0.96972 | 1.1194 | 1.266 | 1.4096 | 1.5503 | 1.688 | 1.823 | 1.9552 | 2.0847 | 2.2116 | 2.3357 | 2.4574 | 2.5765 | 2.693 | 2.807 | 0.56296 | 0.55325 | 0.54371 | 0.53434 | 0.52513 | 0.51607 | 0.50718 | 0.49843 | 0.48984 | 0.48139 | 0.47309 | 0.46493 | 0.45692 | 0.44904 | 0.4413 | 0.43369 | 0.42621 | 0.41886 | 0.41164 | 0.40455 | 0.56296 | 1.1162 | 1.6599 | 2.1943 | 2.7194 | 3.2355 | 3.7426 | 4.2411 | 4.7309 | 5.2123 | 5.6854 | 6.1503 | 6.6072 | 7.0563 | 7.4976 | 7.9313 | 8.3575 | 8.7764 | 9.188 | 9.5925 | 0.17055 | 0.16726 | 0.16403 | 0.16086 | 0.15773 | 0.15468 | 0.1517 | 0.14879 | 0.14595 | 0.14318 | 0.14047 | 0.13781 | 0.13521 | 0.13267 | 0.13017 | 0.12772 | 0.12532 | 0.12297 | 0.12065 | 0.11838 | 0.17055 | 0.33746 | 0.50078 | 0.66055 | 0.81682 | 0.96972 | 1.1194 | 1.266 | 1.4096 | 1.5503 | 1.688 | 1.823 | 1.9552 | 2.0847 | 2.2116 | 2.3357 | 2.4574 | 2.5765 | 2.693 | 2.807 | 0.56296 | 0.55325 | 0.54371 | 0.53434 | 0.52513 | 0.51607 | 0.50718 | 0.49843 | 0.48984 | 0.48139 | 0.47309 | 0.46493 | 0.45692 | 0.44904 | 0.4413 | 0.43369 | 0.42621 | 0.41886 | 0.41164 | 0.40455 | 0.56296 | 1.1162 | 1.6599 | 2.1943 | 2.7194 | 3.2355 | 3.7426 | 4.2411 | 4.7309 | 5.2123 | 5.6854 | 6.1503 | 6.6072 | 7.0563 | 7.4976 | 7.9313 | 8.3575 | 8.7764 | 9.188 | 9.5925 | 0.17055 | 0.16726 | 0.16403 | 0.16086 | 0.15773 | 0.15468 | 0.1517 | 0.14879 | 0.14595 | 0.14318 | 0.14047 | 0.13781 | 0.13521 | 0.13267 | 0.13017 | 0.12772 | 0.12532 | 0.12297 | 0.12065 | 0.11838 | 0.17055 | 0.33746 | 0.50078 | 0.66055 | 0.81682 | 0.96972 | 1.1194 | 1.266 | 1.4096 | 1.5503 | 1.688 | 1.823 | 1.9552 | 2.0847 | 2.2116 | 2.3357 | 2.4574 | 2.5765 | 2.693 | 2.807 | 0.56296 | 0.55325 | 0.54371 | 0.53434 | 0.52513 | 0.51607 | 0.50718 | 0.49843 | 0.48984 | 0.48139 | 0.47309 | 0.46493 | 0.45692 | 0.44904 | 0.4413 | 0.43369 | 0.42621 | 0.41886 | 0.41164 | 0.40455 | 0.56296 | 1.1162 | 1.6599 | 2.1943 | 2.7194 | 3.2355 | 3.7426 | 4.2411 | 4.7309 | 5.2123 | 5.6854 | 6.1503 | 6.6072 | 7.0563 | 7.4976 | 7.9313 | 8.3575 | 8.7764 | 9.188 | 9.5925 | 0.17055 | 0.16726 | 0.16403 | 0.16086 | 0.15773 | 0.15468 | 0.1517 | 0.14879 | 0.14595 | 0.14318 | 0.14047 | 0.13781 | 0.13521 | 0.13267 | 0.13017 | 0.12772 | 0.12532 | 0.12297 | 0.12065 | 0.11838 | 0.17055 | 0.33746 | 0.50078 | 0.66055 | 0.81682 | 0.96972 | 1.1194 | 1.266 | 1.4096 | 1.5503 | 1.688 | 1.823 | 1.9552 | 2.0847 | 2.2116 | 2.3357 | 2.4574 | 2.5765 | 2.693 | 2.807 | 0.56296 | 0.55325 | 0.54371 | 0.53434 | 0.52513 | 0.51607 | 0.50718 | 0.49843 | 0.48984 | 0.48139 | 0.47309 | 0.46493 | 0.45692 | 0.44904 | 0.4413 | 0.43369 | 0.42621 | 0.41886 | 0.41164 | 0.40455 | 0.56296 | 1.1162 | 1.6599 | 2.1943 | 2.7194 | 3.2355 | 3.7426 | 4.2411 | 4.7309 | 5.2123 | 5.6854 | 6.1503 | 6.6072 | 7.0563 | 7.4976 | 7.9313 | 8.3575 | 8.7764 | 9.188 | 9.5925 | 342.7851 | 343.2246 | 343.6561 | 344.0785 | 344.4909 | 344.8925 | 345.2822 | 345.6594 | 346.0234 | 346.3735 | 346.7091 | 347.0296 | 347.3345 | 347.6234 | 347.8958 | 348.1513 | 348.3894 | 348.61 | 348.8127 | 348.9971 | 216.937 | 217.2151 | 217.4882 | 217.7555 | 218.0166 | 218.2707 | 218.5173 | 218.7561 | 218.9864 | 219.208 | 219.4203 | 219.6232 | 219.8162 | 219.999 | 220.1714 | 220.333 | 220.4838 | 220.6234 | 220.7516 | 220.8683
WA_Industrial_Primary Metals_Existing_Space Heating_Natural Gas_Gas Boiler - Insulate Hot Water Lines_A | WA | Industrial | Primary Metals | Existing | Space Heating | Natural Gas | Gas Boiler - Insulate Hot Water Lines | A | IM187 | No insulation | Insulated water lines | 20 | 359.067 | 0 | 0 | 1645.32 | 0 | 0 | 0 | 822.6586 |  | employee | 40% | 50% | Retrofit | RetroEven20 | 80.75% | TBD | 0.2% | 217.3317 |  | 137.5418 |  | 0.011086 | PGE Workpaper - SWWH017-01 | PGE Workpaper - SWWH017-01 | PGE Workpaper - SWWH017-01 | No insulation | No insulation | No insulation | No insulation | No insulation | No insulation | No insulation | No insulation | No insulation | No insulation | No insulation | No insulation | No insulation | No insulation | No insulation | No insulation | No insulation | No insulation | No insulation | No insulation | No insulation | No insulation | Insulated water lines | Insulated water lines | Insulated water lines | Insulated water lines | Insulated water lines | Insulated water lines | Insulated water lines | Insulated water lines | Insulated water lines | Insulated water lines | Insulated water lines | Insulated water lines | Insulated water lines | Insulated water lines | Insulated water lines | Insulated water lines | Insulated water lines | Insulated water lines | Insulated water lines | Insulated water lines | Insulated water lines | Insulated water lines | 1645.32 | 1645.32 | 1645.32 | 1645.32 | 1645.32 | 1645.32 | 1645.32 | 1645.32 | 1645.32 | 1645.32 | 1645.32 | 1645.32 | 1645.32 | 1645.32 | 1645.32 | 1645.32 | 1645.32 | 1645.32 | 1645.32 | 1645.32 | 1645.32 | 1645.32 | 0 | 0 | 355.9082 | 353.5994 | 351.196 | 348.6835 | 346.0484 | 343.2767 | 340.3614 | 337.2982 | 334.107 | 330.8062 | 327.4251 | 323.9674 | 320.5073 | 317.0329 | 313.5549 | 310.2722 | 307.1722 | 304.2331 | 301.4455 | 298.8051 | 0.013016 | 0.012709 | 0.012405 | 0.012104 | 0.011805 | 0.011509 | 0.011214 | 0.010922 | 0.010632 | 0.010345 | 0.010063 | 0.0097851 | 0.0095137 | 0.0092483 | 0.0089891 | 0.0087417 | 0.0085051 | 0.0082785 | 0.0080612 | 0.0078528 | 0.013016 | 0.025641 | 0.037871 | 0.049704 | 0.061134 | 0.072153 | 0.082754 | 0.092931 | 0.10268 | 0.11201 | 0.12093 | 0.12944 | 0.13757 | 0.14533 | 0.15272 | 0.15987 | 0.16677 | 0.17346 | 0.17993 | 0.18621 | 0.036572 | 0.035941 | 0.035322 | 0.034713 | 0.034114 | 0.033526 | 0.032948 | 0.03238 | 0.031822 | 0.031273 | 0.030734 | 0.030204 | 0.029683 | 0.029171 | 0.028668 | 0.028174 | 0.027688 | 0.027211 | 0.026742 | 0.026281 | 0.036572 | 0.072513 | 0.10784 | 0.14255 | 0.17666 | 0.21019 | 0.24314 | 0.27552 | 0.30734 | 0.33861 | 0.36935 | 0.39955 | 0.42923 | 0.4584 | 0.48707 | 0.51525 | 0.54293 | 0.57015 | 0.59689 | 0.62317 | 0.011086 | 0.010846 | 0.01061 | 0.010377 | 0.010146 | 0.0099167 | 0.009689 | 0.0094627 | 0.0092382 | 0.0090158 | 0.0087959 | 0.0085785 | 0.008364 | 0.0081524 | 0.0079442 | 0.0077436 | 0.0075509 | 0.0073658 | 0.0071882 | 0.0070178 | 0.011086 | 0.021883 | 0.032392 | 0.042613 | 0.052541 | 0.062172 | 0.071499 | 0.080517 | 0.089224 | 0.097619 | 0.1057 | 0.11348 | 0.12095 | 0.12811 | 0.13497 | 0.14161 | 0.14806 | 0.15433 | 0.16044 | 0.1664 | 0.031086 | 0.03055 | 0.030024 | 0.029506 | 0.028997 | 0.028497 | 0.028006 | 0.027523 | 0.027048 | 0.026582 | 0.026124 | 0.025673 | 0.025231 | 0.024796 | 0.024368 | 0.023948 | 0.023535 | 0.023129 | 0.022731 | 0.022339 | 0.031086 | 0.061636 | 0.09166 | 0.12117 | 0.15016 | 0.17866 | 0.20667 | 0.23419 | 0.26124 | 0.28782 | 0.31394 | 0.33962 | 0.36485 | 0.38964 | 0.41401 | 0.43796 | 0.46149 | 0.48462 | 0.50735 | 0.52969 | 0.011086 | 0.010846 | 0.01061 | 0.010377 | 0.010146 | 0.0099167 | 0.009689 | 0.0094627 | 0.0092382 | 0.0090158 | 0.0087959 | 0.0085785 | 0.008364 | 0.0081524 | 0.0079442 | 0.0077436 | 0.0075509 | 0.0073658 | 0.0071882 | 0.0070178 | 0.011086 | 0.021883 | 0.032392 | 0.042613 | 0.052541 | 0.062172 | 0.071499 | 0.080517 | 0.089224 | 0.097619 | 0.1057 | 0.11348 | 0.12095 | 0.12811 | 0.13497 | 0.14161 | 0.14806 | 0.15433 | 0.16044 | 0.1664 | 0.031086 | 0.03055 | 0.030024 | 0.029506 | 0.028997 | 0.028497 | 0.028006 | 0.027523 | 0.027048 | 0.026582 | 0.026124 | 0.025673 | 0.025231 | 0.024796 | 0.024368 | 0.023948 | 0.023535 | 0.023129 | 0.022731 | 0.022339 | 0.031086 | 0.061636 | 0.09166 | 0.12117 | 0.15016 | 0.17866 | 0.20667 | 0.23419 | 0.26124 | 0.28782 | 0.31394 | 0.33962 | 0.36485 | 0.38964 | 0.41401 | 0.43796 | 0.46149 | 0.48462 | 0.50735 | 0.52969 | 0.011086 | 0.010846 | 0.01061 | 0.010377 | 0.010146 | 0.0099167 | 0.009689 | 0.0094627 | 0.0092382 | 0.0090158 | 0.0087959 | 0.0085785 | 0.008364 | 0.0081524 | 0.0079442 | 0.0077436 | 0.0075509 | 0.0073658 | 0.0071882 | 0.0070178 | 0.011086 | 0.021883 | 0.032392 | 0.042613 | 0.052541 | 0.062172 | 0.071499 | 0.080517 | 0.089224 | 0.097619 | 0.1057 | 0.11348 | 0.12095 | 0.12811 | 0.13497 | 0.14161 | 0.14806 | 0.15433 | 0.16044 | 0.1664 | 0.031086 | 0.03055 | 0.030024 | 0.029506 | 0.028997 | 0.028497 | 0.028006 | 0.027523 | 0.027048 | 0.026582 | 0.026124 | 0.025673 | 0.025231 | 0.024796 | 0.024368 | 0.023948 | 0.023535 | 0.023129 | 0.022731 | 0.022339 | 0.031086 | 0.061636 | 0.09166 | 0.12117 | 0.15016 | 0.17866 | 0.20667 | 0.23419 | 0.26124 | 0.28782 | 0.31394 | 0.33962 | 0.36485 | 0.38964 | 0.41401 | 0.43796 | 0.46149 | 0.48462 | 0.50735 | 0.52969 | 0.011086 | 0.010846 | 0.01061 | 0.010377 | 0.010146 | 0.0099167 | 0.009689 | 0.0094627 | 0.0092382 | 0.0090158 | 0.0087959 | 0.0085785 | 0.008364 | 0.0081524 | 0.0079442 | 0.0077436 | 0.0075509 | 0.0073658 | 0.0071882 | 0.0070178 | 0.011086 | 0.021883 | 0.032392 | 0.042613 | 0.052541 | 0.062172 | 0.071499 | 0.080517 | 0.089224 | 0.097619 | 0.1057 | 0.11348 | 0.12095 | 0.12811 | 0.13497 | 0.14161 | 0.14806 | 0.15433 | 0.16044 | 0.1664 | 0.031086 | 0.03055 | 0.030024 | 0.029506 | 0.028997 | 0.028497 | 0.028006 | 0.027523 | 0.027048 | 0.026582 | 0.026124 | 0.025673 | 0.025231 | 0.024796 | 0.024368 | 0.023948 | 0.023535 | 0.023129 | 0.022731 | 0.022339 | 0.031086 | 0.061636 | 0.09166 | 0.12117 | 0.15016 | 0.17866 | 0.20667 | 0.23419 | 0.26124 | 0.28782 | 0.31394 | 0.33962 | 0.36485 | 0.38964 | 0.41401 | 0.43796 | 0.46149 | 0.48462 | 0.50735 | 0.52969 | 215.3157 | 215.5918 | 215.8628 | 216.1282 | 216.3872 | 216.6394 | 216.8843 | 217.1212 | 217.3498 | 217.5697 | 217.7805 | 217.9819 | 218.1734 | 218.3548 | 218.5259 | 218.6864 | 218.836 | 218.9746 | 219.1019 | 219.2177 | 136.266 | 136.4407 | 136.6122 | 136.7801 | 136.9441 | 137.1037 | 137.2586 | 137.4086 | 137.5533 | 137.6925 | 137.8259 | 137.9533 | 138.0745 | 138.1893 | 138.2976 | 138.3992 | 138.4938 | 138.5815 | 138.6621 | 138.7354
WA_Industrial_Primary Metals_Existing_Process_Natural Gas_Gas Boiler - Insulate Hot Water Lines_A | WA | Industrial | Primary Metals | Existing | Process | Natural Gas | Gas Boiler - Insulate Hot Water Lines | A | IM188 | No insulation | Insulated water lines | 20 | 343.1401 | 0 | 0 | 1645.32 | 0 | 0 | 0 | 822.6586 |  | sqft | 40% | 50% | Retrofit | RetroEven20 | 80.75% | TBD | 0.2% | 217.3317 |  | 137.5418 |  | 0.38562 | PGE Workpaper - SWWH017-01 | PGE Workpaper - SWWH017-01 | PGE Workpaper - SWWH017-01 | No insulation | No insulation | No insulation | No insulation | No insulation | No insulation | No insulation | No insulation | No insulation | No insulation | No insulation | No insulation | No insulation | No insulation | No insulation | No insulation | No insulation | No insulation | No insulation | No insulation | No insulation | No insulation | Insulated water lines | Insulated water lines | Insulated water lines | Insulated water lines | Insulated water lines | Insulated water lines | Insulated water lines | Insulated water lines | Insulated water lines | Insulated water lines | Insulated water lines | Insulated water lines | Insulated water lines | Insulated water lines | Insulated water lines | Insulated water lines | Insulated water lines | Insulated water lines | Insulated water lines | Insulated water lines | Insulated water lines | Insulated water lines | 1645.32 | 1645.32 | 1645.32 | 1645.32 | 1645.32 | 1645.32 | 1645.32 | 1645.32 | 1645.32 | 1645.32 | 1645.32 | 1645.32 | 1645.32 | 1645.32 | 1645.32 | 1645.32 | 1645.32 | 1645.32 | 1645.32 | 1645.32 | 1645.32 | 1645.32 | 0 | 0 | 342.3766 | 341.603 | 340.8162 | 340.0142 | 339.1955 | 338.3957 | 337.6475 | 336.9413 | 336.2707 | 335.6312 | 335.0188 | 334.4298 | 333.858 | 333.2975 | 332.7426 | 332.1889 | 331.6626 | 331.1277 | 330.5839 | 330.0311 | 0.45352 | 0.44469 | 0.43602 | 0.42749 | 0.41911 | 0.41091 | 0.40293 | 0.39516 | 0.38757 | 0.38016 | 0.37293 | 0.36585 | 0.35893 | 0.35215 | 0.3455 | 0.33898 | 0.33261 | 0.32635 | 0.32019 | 0.31415 | 0.45352 | 0.89718 | 1.3311 | 1.7555 | 2.1704 | 2.5762 | 2.9734 | 3.3623 | 3.7432 | 4.1163 | 4.4817 | 4.8397 | 5.1903 | 5.5337 | 5.87 | 6.1993 | 6.522 | 6.8379 | 7.1468 | 7.449 | 1.3246 | 1.3018 | 1.2793 | 1.2573 | 1.2356 | 1.2143 | 1.1934 | 1.1728 | 1.1526 | 1.1327 | 1.1132 | 1.094 | 1.0751 | 1.0566 | 1.0384 | 1.0204 | 1.0029 | 0.98556 | 0.96857 | 0.95187 | 1.3246 | 2.6264 | 3.9057 | 5.163 | 6.3986 | 7.6129 | 8.8062 | 9.979 | 11.1315 | 12.2642 | 13.3774 | 14.4714 | 15.5465 | 16.603 | 17.6414 | 18.6618 | 19.6647 | 20.6502 | 21.6188 | 22.5707 | 0.38562 | 0.37824 | 0.37099 | 0.36387 | 0.35686 | 0.35001 | 0.34333 | 0.33681 | 0.33044 | 0.32422 | 0.31814 | 0.31218 | 0.30636 | 0.30065 | 0.29504 | 0.28955 | 0.28417 | 0.27889 | 0.2737 | 0.2686 | 0.38562 | 0.76312 | 1.1326 | 1.4942 | 1.848 | 2.1943 | 2.5335 | 2.8658 | 3.1914 | 3.5105 | 3.8232 | 4.1297 | 4.43 | 4.7244 | 5.0127 | 5.2952 | 5.5723 | 5.8436 | 6.1091 | 6.3691 | 1.1259 | 1.1065 | 1.0874 | 1.0687 | 1.0503 | 1.0321 | 1.0144 | 0.99686 | 0.97967 | 0.96278 | 0.94618 | 0.92987 | 0.91384 | 0.89808 | 0.8826 | 0.86738 | 0.85243 | 0.83773 | 0.82329 | 0.80909 | 1.1259 | 2.2324 | 3.3199 | 4.3885 | 5.4388 | 6.4709 | 7.4853 | 8.4821 | 9.4618 | 10.4246 | 11.3708 | 12.3007 | 13.2145 | 14.1126 | 14.9952 | 15.8626 | 16.715 | 17.5527 | 18.376 | 19.1851 | 0.38562 | 0.37824 | 0.37099 | 0.36387 | 0.35686 | 0.35001 | 0.34333 | 0.33681 | 0.33044 | 0.32422 | 0.31814 | 0.31218 | 0.30636 | 0.30065 | 0.29504 | 0.28955 | 0.28417 | 0.27889 | 0.2737 | 0.2686 | 0.38562 | 0.76312 | 1.1326 | 1.4942 | 1.848 | 2.1943 | 2.5335 | 2.8658 | 3.1914 | 3.5105 | 3.8232 | 4.1297 | 4.43 | 4.7244 | 5.0127 | 5.2952 | 5.5723 | 5.8436 | 6.1091 | 6.3691 | 1.1259 | 1.1065 | 1.0874 | 1.0687 | 1.0503 | 1.0321 | 1.0144 | 0.99686 | 0.97967 | 0.96278 | 0.94618 | 0.92987 | 0.91384 | 0.89808 | 0.8826 | 0.86738 | 0.85243 | 0.83773 | 0.82329 | 0.80909 | 1.1259 | 2.2324 | 3.3199 | 4.3885 | 5.4388 | 6.4709 | 7.4853 | 8.4821 | 9.4618 | 10.4246 | 11.3708 | 12.3007 | 13.2145 | 14.1126 | 14.9952 | 15.8626 | 16.715 | 17.5527 | 18.376 | 19.1851 | 0.38562 | 0.37824 | 0.37099 | 0.36387 | 0.35686 | 0.35001 | 0.34333 | 0.33681 | 0.33044 | 0.32422 | 0.31814 | 0.31218 | 0.30636 | 0.30065 | 0.29504 | 0.28955 | 0.28417 | 0.27889 | 0.2737 | 0.2686 | 0.38562 | 0.76312 | 1.1326 | 1.4942 | 1.848 | 2.1943 | 2.5335 | 2.8658 | 3.1914 | 3.5105 | 3.8232 | 4.1297 | 4.43 | 4.7244 | 5.0127 | 5.2952 | 5.5723 | 5.8436 | 6.1091 | 6.3691 | 1.1259 | 1.1065 | 1.0874 | 1.0687 | 1.0503 | 1.0321 | 1.0144 | 0.99686 | 0.97967 | 0.96278 | 0.94618 | 0.92987 | 0.91384 | 0.89808 | 0.8826 | 0.86738 | 0.85243 | 0.83773 | 0.82329 | 0.80909 | 1.1259 | 2.2324 | 3.3199 | 4.3885 | 5.4388 | 6.4709 | 7.4853 | 8.4821 | 9.4618 | 10.4246 | 11.3708 | 12.3007 | 13.2145 | 14.1126 | 14.9952 | 15.8626 | 16.715 | 17.5527 | 18.376 | 19.1851 | 0.38562 | 0.37824 | 0.37099 | 0.36387 | 0.35686 | 0.35001 | 0.34333 | 0.33681 | 0.33044 | 0.32422 | 0.31814 | 0.31218 | 0.30636 | 0.30065 | 0.29504 | 0.28955 | 0.28417 | 0.27889 | 0.2737 | 0.2686 | 0.38562 | 0.76312 | 1.1326 | 1.4942 | 1.848 | 2.1943 | 2.5335 | 2.8658 | 3.1914 | 3.5105 | 3.8232 | 4.1297 | 4.43 | 4.7244 | 5.0127 | 5.2952 | 5.5723 | 5.8436 | 6.1091 | 6.3691 | 1.1259 | 1.1065 | 1.0874 | 1.0687 | 1.0503 | 1.0321 | 1.0144 | 0.99686 | 0.97967 | 0.96278 | 0.94618 | 0.92987 | 0.91384 | 0.89808 | 0.8826 | 0.86738 | 0.85243 | 0.83773 | 0.82329 | 0.80909 | 1.1259 | 2.2324 | 3.3199 | 4.3885 | 5.4388 | 6.4709 | 7.4853 | 8.4821 | 9.4618 | 10.4246 | 11.3708 | 12.3007 | 13.2145 | 14.1126 | 14.9952 | 15.8626 | 16.715 | 17.5527 | 18.376 | 19.1851 | 215.3157 | 215.5918 | 215.8628 | 216.1282 | 216.3872 | 216.6394 | 216.8843 | 217.1212 | 217.3498 | 217.5697 | 217.7805 | 217.9819 | 218.1734 | 218.3548 | 218.5259 | 218.6864 | 218.836 | 218.9746 | 219.1019 | 219.2177 | 136.266 | 136.4407 | 136.6122 | 136.7801 | 136.9441 | 137.1037 | 137.2586 | 137.4086 | 137.5533 | 137.6925 | 137.8259 | 137.9533 | 138.0745 | 138.1893 | 138.2976 | 138.3992 | 138.4938 | 138.5815 | 138.6621 | 138.7354
WA_Industrial_Primary Metals_Existing_Process_Natural Gas_Process - Insulate Heated Process Fluids_A | WA | Industrial | Primary Metals | Existing | Process | Natural Gas | Process - Insulate Heated Process Fluids | A | IM189 | No insulation | Insulated process fluid lines | 20 | 1904.8967 | 0 | 0 | 2317.38 | 0 | 0 | 0 | 1158.6899 |  | employee | 5% | 10% | Retrofit | Retro12Med | 75.44% | TBD | 0.2% | 111.5013 |  | 70.5654 |  | 2.3457 | PGE Workpaper - SWWH017-01 | PGE Workpaper - SWWH017-01 | PGE Workpaper - SWWH017-01 | No insulation | No insulation | No insulation | No insulation | No insulation | No insulation | No insulation | No insulation | No insulation | No insulation | No insulation | No insulation | No insulation | No insulation | No insulation | No insulation | No insulation | No insulation | No insulation | No insulation | No insulation | No insulation | Insulated process fluid lines | Insulated process fluid lines | Insulated process fluid lines | Insulated process fluid lines | Insulated process fluid lines | Insulated process fluid lines | Insulated process fluid lines | Insulated process fluid lines | Insulated process fluid lines | Insulated process fluid lines | Insulated process fluid lines | Insulated process fluid lines | Insulated process fluid lines | Insulated process fluid lines | Insulated process fluid lines | Insulated process fluid lines | Insulated process fluid lines | Insulated process fluid lines | Insulated process fluid lines | Insulated process fluid lines | Insulated process fluid lines | Insulated process fluid lines | 2317.38 | 2317.38 | 2317.38 | 2317.38 | 2317.38 | 2317.38 | 2317.38 | 2317.38 | 2317.38 | 2317.38 | 2317.38 | 2317.38 | 2317.38 | 2317.38 | 2317.38 | 2317.38 | 2317.38 | 2317.38 | 2317.38 | 2317.38 | 2317.38 | 2317.38 | 0 | 0 | 1904.7708 | 1904.6803 | 1904.6153 | 1904.5628 | 1904.5152 | 1904.4724 | 1904.4341 | 1904.3997 | 1904.3688 | 1904.3409 | 1904.3157 | 1904.2934 | 1904.2734 | 1904.2551 | 1904.2382 | 1904.2214 | 1904.2054 | 1904.1898 | 1904.1744 | 1904.1594 | 2.7596 | 2.7119 | 2.665 | 2.619 | 2.5738 | 2.2764 | 1.7897 | 1.4071 | 1.1062 | 0.86971 | 0.68376 | 0.53757 | 0.42264 | 0.33228 | 0.26124 | 0.20538 | 0.0013767 | 0.0004832 | 0.00016189 | 5.1879e-05 | 2.7596 | 5.4714 | 8.1362 | 10.755 | 13.3286 | 15.6047 | 17.3941 | 18.8009 | 19.9068 | 20.7762 | 21.4597 | 21.997 | 22.4194 | 22.7515 | 23.0125 | 23.2177 | 23.2189 | 23.2192 | 23.2191 | 23.219 | 1.4488 | 1.4238 | 1.3993 | 1.3751 | 1.3514 | 1.1953 | 0.93976 | 0.73885 | 0.58089 | 0.4567 | 0.35906 | 0.28229 | 0.22194 | 0.17449 | 0.13719 | 0.10786 | 0.00072299 | 0.00025376 | 8.5017e-05 | 2.7245e-05 | 1.4488 | 2.8726 | 4.2719 | 5.647 | 6.9984 | 8.1937 | 9.1335 | 9.8723 | 10.4532 | 10.9099 | 11.269 | 11.5513 | 11.7732 | 11.9477 | 12.0849 | 12.1927 | 12.1935 | 12.1937 | 12.1938 | 12.1938 | 2.3457 | 2.3052 | 2.2653 | 2.2262 | 2.1878 | 1.935 | 1.5213 | 1.196 | 0.94033 | 0.73928 | 0.58122 | 0.45696 | 0.35926 | 0.28245 | 0.22206 | 0.17459 | 0.0011703 | 0.00041074 | 0.00013761 | 4.4099e-05 | 2.3457 | 4.6507 | 6.916 | 9.142 | 11.3296 | 13.2645 | 14.7855 | 15.9814 | 16.9215 | 17.6605 | 18.2416 | 18.6983 | 19.0574 | 19.3397 | 19.5616 | 19.7361 | 19.7371 | 19.7374 | 19.7374 | 19.7373 | 1.2315 | 1.2102 | 1.1894 | 1.1689 | 1.1487 | 1.016 | 0.7988 | 0.62802 | 0.49375 | 0.38819 | 0.3052 | 0.23995 | 0.18865 | 0.14832 | 0.11661 | 0.091679 | 0.00061454 | 0.00021569 | 7.2264e-05 | 2.3158e-05 | 1.2315 | 2.4417 | 3.6311 | 4.7999 | 5.9486 | 6.9647 | 7.7635 | 8.3915 | 8.8852 | 9.2734 | 9.5786 | 9.8186 | 10.0072 | 10.1555 | 10.2722 | 10.3638 | 10.3644 | 10.3647 | 10.3647 | 10.3648 | 2.3457 | 2.3052 | 2.2653 | 2.2262 | 2.1878 | 1.935 | 1.5213 | 1.196 | 0.94033 | 0.73928 | 0.58122 | 0.45696 | 0.35926 | 0.28245 | 0.22206 | 0.17459 | 0.0011703 | 0.00041074 | 0.00013761 | 4.4099e-05 | 2.3457 | 4.6507 | 6.916 | 9.142 | 11.3296 | 13.2645 | 14.7855 | 15.9814 | 16.9215 | 17.6605 | 18.2416 | 18.6983 | 19.0574 | 19.3397 | 19.5616 | 19.7361 | 19.7371 | 19.7374 | 19.7374 | 19.7373 | 1.2315 | 1.2102 | 1.1894 | 1.1689 | 1.1487 | 1.016 | 0.7988 | 0.62802 | 0.49375 | 0.38819 | 0.3052 | 0.23995 | 0.18865 | 0.14832 | 0.11661 | 0.091679 | 0.00061454 | 0.00021569 | 7.2264e-05 | 2.3158e-05 | 1.2315 | 2.4417 | 3.6311 | 4.7999 | 5.9486 | 6.9647 | 7.7635 | 8.3915 | 8.8852 | 9.2734 | 9.5786 | 9.8186 | 10.0072 | 10.1555 | 10.2722 | 10.3638 | 10.3644 | 10.3647 | 10.3647 | 10.3648 | 2.3457 | 2.3052 | 2.2653 | 2.2262 | 2.1878 | 1.935 | 1.5213 | 1.196 | 0.94033 | 0.73928 | 0.58122 | 0.45696 | 0.35926 | 0.28245 | 0.22206 | 0.17459 | 0.0011703 | 0.00041074 | 0.00013761 | 4.4099e-05 | 2.3457 | 4.6507 | 6.916 | 9.142 | 11.3296 | 13.2645 | 14.7855 | 15.9814 | 16.9215 | 17.6605 | 18.2416 | 18.6983 | 19.0574 | 19.3397 | 19.5616 | 19.7361 | 19.7371 | 19.7374 | 19.7374 | 19.7373 | 1.2315 | 1.2102 | 1.1894 | 1.1689 | 1.1487 | 1.016 | 0.7988 | 0.62802 | 0.49375 | 0.38819 | 0.3052 | 0.23995 | 0.18865 | 0.14832 | 0.11661 | 0.091679 | 0.00061454 | 0.00021569 | 7.2264e-05 | 2.3158e-05 | 1.2315 | 2.4417 | 3.6311 | 4.7999 | 5.9486 | 6.9647 | 7.7635 | 8.3915 | 8.8852 | 9.2734 | 9.5786 | 9.8186 | 10.0072 | 10.1555 | 10.2722 | 10.3638 | 10.3644 | 10.3647 | 10.3647 | 10.3648 | 2.3457 | 2.3052 | 2.2653 | 2.2262 | 2.1878 | 1.935 | 1.5213 | 1.196 | 0.94033 | 0.73928 | 0.58122 | 0.45696 | 0.35926 | 0.28245 | 0.22206 | 0.17459 | 0.0011703 | 0.00041074 | 0.00013761 | 4.4099e-05 | 2.3457 | 4.6507 | 6.916 | 9.142 | 11.3296 | 13.2645 | 14.7855 | 15.9814 | 16.9215 | 17.6605 | 18.2416 | 18.6983 | 19.0574 | 19.3397 | 19.5616 | 19.7361 | 19.7371 | 19.7374 | 19.7374 | 19.7373 | 1.2315 | 1.2102 | 1.1894 | 1.1689 | 1.1487 | 1.016 | 0.7988 | 0.62802 | 0.49375 | 0.38819 | 0.3052 | 0.23995 | 0.18865 | 0.14832 | 0.11661 | 0.091679 | 0.00061454 | 0.00021569 | 7.2264e-05 | 2.3158e-05 | 1.2315 | 2.4417 | 3.6311 | 4.7999 | 5.9486 | 6.9647 | 7.7635 | 8.3915 | 8.8852 | 9.2734 | 9.5786 | 9.8186 | 10.0072 | 10.1555 | 10.2722 | 10.3638 | 10.3644 | 10.3647 | 10.3647 | 10.3648 | 111.5006 | 111.5006 | 111.5006 | 111.5006 | 111.5006 | 111.5006 | 111.5006 | 111.5006 | 111.5006 | 111.5006 | 111.5006 | 111.5006 | 111.5006 | 111.5006 | 111.5006 | 111.5006 | 111.5006 | 111.5006 | 111.5006 | 111.5006 | 70.5649 | 70.5649 | 70.5649 | 70.5649 | 70.5649 | 70.5649 | 70.5649 | 70.5649 | 70.5649 | 70.5649 | 70.5649 | 70.5649 | 70.5649 | 70.5649 | 70.5649 | 70.5649 | 70.5649 | 70.5649 | 70.5649 | 70.5649
WA_Industrial_Primary Metals_Existing_Process_Natural Gas_Process Heat Recovery_A | WA | Industrial | Primary Metals | Existing | Process | Natural Gas | Process Heat Recovery | A | IM190 | No HR system | HR system installed | 15 | 3.7787 | 0 | 0 | 687.24 | 0 | 0 | 0 | 343.6215 |  | cfm | 5% | 50% | Retrofit | Retro12Med | 75.44% | TBD | 0.2% | 12909.4537 |  | 8564.1942 |  | 0.16713 | MN TRM v3.1 - Exhaust Energy Recovery | WI TRM - Process Exhaust Filtration, 3244 | MN TRM v3.1 - Exhaust Energy Recovery | No HR system | No HR system | No HR system | No HR system | No HR system | No HR system | No HR system | No HR system | No HR system | No HR system | No HR system | No HR system | No HR system | No HR system | No HR system | No HR system | No HR system | No HR system | No HR system | No HR system | No HR system | No HR system | HR system installed | HR system installed | HR system installed | HR system installed | HR system installed | HR system installed | HR system installed | HR system installed | HR system installed | HR system installed | HR system installed | HR system installed | HR system installed | HR system installed | HR system installed | HR system installed | HR system installed | HR system installed | HR system installed | HR system installed | HR system installed | HR system installed | 687.24 | 687.24 | 687.24 | 687.24 | 687.24 | 687.24 | 687.24 | 687.24 | 687.24 | 687.24 | 687.24 | 687.24 | 687.24 | 687.24 | 687.24 | 687.24 | 687.24 | 687.24 | 687.24 | 687.24 | 687.24 | 687.24 | 0 | 0 | 3.7684 | 3.7579 | 3.7472 | 3.7363 | 3.7252 | 3.7142 | 3.7039 | 3.694 | 3.6846 | 3.6757 | 3.667 | 3.6587 | 3.6507 | 3.6428 | 3.635 | 3.6273 | 3.62 | 3.6126 | 3.6051 | 3.5975 | 0.19655 | 0.19262 | 0.18876 | 0.18497 | 0.18123 | 0.15983 | 0.12531 | 0.098256 | 0.077053 | 0.060432 | 0.0474 | 0.037182 | 0.029168 | 0.022883 | 0.017952 | 0.014084 | 9.422e-05 | 3.3002e-05 | 1.1034e-05 | 3.5285e-06 | 0.19655 | 0.38862 | 0.57628 | 0.75957 | 0.93853 | 1.0956 | 1.2178 | 1.3129 | 1.3866 | 1.4436 | 1.4876 | 1.5215 | 1.5473 | 1.5668 | 1.5814 | 1.5922 | 1.5891 | 1.5858 | 1.5826 | 1.5792 | 52.1563 | 51.2571 | 50.3733 | 49.5048 | 48.6513 | 43.0312 | 33.8314 | 26.5985 | 20.9119 | 16.4411 | 12.9261 | 10.1626 | 7.9899 | 6.2817 | 4.9387 | 3.8829 | 0.026027 | 0.0091353 | 0.0030606 | 0.00098081 | 52.1563 | 103.4134 | 153.7867 | 203.2915 | 251.9427 | 294.974 | 328.8054 | 355.4039 | 376.3158 | 392.7569 | 405.6831 | 415.8457 | 423.8356 | 430.1173 | 435.056 | 438.9389 | 438.9649 | 438.974 | 438.9771 | 438.9781 | 0.16713 | 0.16386 | 0.16065 | 0.15749 | 0.15438 | 0.1362 | 0.10683 | 0.083803 | 0.065744 | 0.051581 | 0.040473 | 0.031759 | 0.024922 | 0.019558 | 0.015349 | 0.012046 | 8.0607e-05 | 2.8243e-05 | 9.4455e-06 | 3.0215e-06 | 0.16713 | 0.3306 | 0.49045 | 0.64673 | 0.79946 | 0.93367 | 1.0383 | 1.1198 | 1.1831 | 1.2322 | 1.2702 | 1.2995 | 1.322 | 1.3392 | 1.3521 | 1.3617 | 1.3595 | 1.3571 | 1.3548 | 1.3523 | 44.3329 | 43.5685 | 42.8173 | 42.0791 | 41.3536 | 36.5765 | 28.7567 | 22.6087 | 17.7751 | 13.9749 | 10.9872 | 8.6382 | 6.7914 | 5.3395 | 4.1979 | 3.3004 | 0.022123 | 0.007765 | 0.0026015 | 0.00083369 | 44.3329 | 87.9014 | 130.7187 | 172.7978 | 214.1513 | 250.7279 | 279.4846 | 302.0933 | 319.8685 | 333.8434 | 344.8306 | 353.4688 | 360.2602 | 365.5997 | 369.7976 | 373.098 | 373.1202 | 373.1279 | 373.1305 | 373.1314 | 0 | 0 | 0 | 0 | 0 | 0 | 0 | 0 | 0 | 0 | 0 | 0 | 0 | 0 | 0 | 0 | 0 | 0 | 0 | 0 | 0 | 0 | 0 | 0 | 0 | 0 | 0 | 0 | 0 | 0 | 0 | 0 | 0 | 0 | 0 | 0 | 0 | 0 | 0 | 0 | 0 | 0 | 0 | 0 | 0 | 0 | 0 | 0 | 0 | 0 | 0 | 0 | 0 | 0 | 0 | 0 | 0 | 0 | 0 | 0 | 0 | 0 | 0 | 0 | 0 | 0 | 0 | 0 | 0 | 0 | 0 | 0 | 0 | 0 | 0 | 0 | 0 | 0 | 0 | 0 | 0 | 0 | 0 | 0 | 0 | 0 | 0 | 0 | 0 | 0 | 0 | 0 | 0 | 0 | 0 | 0 | 0 | 0 | 0 | 0 | 0 | 0 | 0 | 0 | 0 | 0 | 0 | 0 | 0 | 0 | 0 | 0 | 0 | 0 | 0 | 0 | 0 | 0 | 0 | 0 | 0 | 0 | 0 | 0 | 0 | 0 | 0 | 0 | 0 | 0 | 0 | 0 | 0 | 0 | 0 | 0 | 0 | 0 | 0 | 0 | 0 | 0 | 0 | 0 | 0 | 0 | 0 | 0 | 0 | 0 | 0 | 0 | 0 | 0 | 0 | 0 | 0 | 0 | 0 | 0 | 0 | 0 | 0 | 0 | 0 | 0 | 0 | 0 | 0 | 0 | 0 | 0 | 0 | 0 | 0 | 0 | 0 | 0 | 0 | 0 | 0 | 0 | 0 | 0 | 0 | 0 | 0 | 0 | 0 | 0 | 0 | 0 | 0 | 0 | 0 | 0 | 0 | 0 | 0 | 0 | 0 | 0 | 0 | 0 | 0 | 0 | 0 | 0 | 0 | 0 | 0 | 0 | 0 | 0 | 0 | 0 | 0 | 0 | 0 | 0 | 0 | 0 | 0 | 0 | 0 | 0 | 0 | 0 | 0 | 0 | 0 | 0 | 0 | 0 | 0 | 0 | 0 | 0 | 0 | 0 | 19661.0561 | 19661.0561 | 19661.0561 | 19661.0561 | 19661.0561 | 19661.0561 | 19661.0561 | 19661.0561 | 19661.0561 | 19661.0561 | 19661.0561 | 19661.0561 | 19661.0561 | 19661.0561 | 19661.0561 | 19661.0561 | 19661.0561 | 19661.0561 | 19661.0561 | 19661.0561 | 13043.24 | 13043.24 | 13043.24 | 13043.24 | 13043.24 | 13043.24 | 13043.24 | 13043.24 | 13043.24 | 13043.24 | 13043.24 | 13043.24 | 13043.24 | 13043.24 | 13043.24 | 13043.24 | 13043.24 | 13043.24 | 13043.24 | 13043.24
WA_Industrial_Primary Metals_Existing_Space Heating_Natural Gas_Building Automation System_A | WA | Industrial | Primary Metals | Existing | Space Heating | Natural Gas | Building Automation System | A | IM191 | No control system | Automation system installed and programmed | 15 | 0.015698 | 0 | 0 | 0.1 | 0.03 | 0 | 0 | 0.05225 |  | sqft | 5% | 65% | Retrofit | Retro1Slow | 84.81% | TBD | 0.2% | 154.5381 |  | 90.7043 |  | 0.012508 | COM_EMS-All-XCELCO-2017-18-3 | BEHAV_EIS-All-CPUC-2018_PG-10 | COM_EMS-All-XCELCO-2017-18-3 | No control system | No control system | No control system | No control system | No control system | No control system | No control system | No control system | No control system | No control system | No control system | No control system | No control system | No control system | No control system | No control system | No control system | No control system | No control system | No control system | No control system | No control system | Automation system installed and programmed | Automation system installed and programmed | Automation system installed and programmed | Automation system installed and programmed | Automation system installed and programmed | Automation system installed and programmed | Automation system installed and programmed | Automation system installed and programmed | Automation system installed and programmed | Automation system installed and programmed | Automation system installed and programmed | Automation system installed and programmed | Automation system installed and programmed | Automation system installed and programmed | Automation system installed and programmed | Automation system installed and programmed | Automation system installed and programmed | Automation system installed and programmed | Automation system installed and programmed | Automation system installed and programmed | Automation system installed and programmed | Automation system installed and programmed | 0.1 | 0.1 | 0.1 | 0.1 | 0.1 | 0.1 | 0.1 | 0.1 | 0.1 | 0.1 | 0.1 | 0.1 | 0.1 | 0.1 | 0.1 | 0.1 | 0.1 | 0.1 | 0.1 | 0.1 | 0.1 | 0.1 | 0 | 0 | 0.015564 | 0.015463 | 0.015358 | 0.015246 | 0.01513 | 0.015007 | 0.014877 | 0.014742 | 0.014601 | 0.014456 | 0.014308 | 0.014156 | 0.014005 | 0.013853 | 0.0137 | 0.013556 | 0.013419 | 0.013289 | 0.013166 | 0.013048 | 0.014686 | 0.028663 | 0.049673 | 0.078832 | 0.11669 | 0.16291 | 0.21591 | 0.27256 | 0.32814 | 0.3765 | 0.41087 | 0.42501 | 0.41493 | 0.38022 | 0.32492 | 0.26129 | 0.19439 | 0.13098 | 0.081472 | 0.051751 | 0.014686 | 0.043254 | 0.092631 | 0.17079 | 0.28618 | 0.44676 | 0.65882 | 0.92539 | 1.2447 | 1.6088 | 2.0032 | 2.407 | 2.7962 | 3.146 | 3.4363 | 3.6614 | 3.8189 | 3.9129 | 3.958 | 3.9744 | 943.5673 | 1853.6096 | 3234.4235 | 5170.5222 | 7712.818 | 10855.9482 | 14512.4662 | 18489.0288 | 22473.4706 | 26044.637 | 28716.5903 | 30022.3377 | 29627.8895 | 27447.7431 | 23716.6239 | 19275.2241 | 14485.7414 | 9855.6835 | 6188.1231 | 3966.1509 | 943.5673 | 2797.1769 | 6031.6004 | 11202.1226 | 18914.9406 | 29770.8888 | 44283.355 | 62772.3838 | 85245.8544 | 111290.4914 | 140007.0817 | 170029.4194 | 199657.3088 | 227105.0519 | 250821.6758 | 270096.9 | 284582.6414 | 294438.3249 | 300626.448 | 304592.5989 | 0.012508 | 0.024463 | 0.042489 | 0.06759 | 0.1003 | 0.14039 | 0.18657 | 0.2362 | 0.28518 | 0.32819 | 0.35922 | 0.3727 | 0.3649 | 0.33527 | 0.28725 | 0.23155 | 0.17265 | 0.11659 | 0.072681 | 0.04627 | 0.012508 | 0.036916 | 0.079233 | 0.14644 | 0.24598 | 0.38501 | 0.5693 | 0.80191 | 1.0818 | 1.4024 | 1.7514 | 2.1108 | 2.459 | 2.7741 | 3.0379 | 3.2446 | 3.3918 | 3.483 | 3.5309 | 3.5534 | 802.0322 | 1575.5682 | 2749.26 | 4394.9439 | 6555.8953 | 9227.556 | 12335.5962 | 15715.6744 | 19102.45 | 22137.9414 | 24409.1018 | 25518.987 | 25183.706 | 23330.5816 | 20159.1303 | 16383.9405 | 12312.8802 | 8377.331 | 5259.9047 | 3371.2282 | 802.0322 | 2377.6003 | 5126.8603 | 9521.8042 | 16077.6995 | 25305.2555 | 37640.8518 | 53356.5262 | 72458.9762 | 94596.9177 | 119006.0194 | 144525.0065 | 169708.7125 | 193039.2941 | 213198.4245 | 229582.365 | 241895.2452 | 250272.5762 | 255532.4808 | 258903.7091 | 0.012508 | 0.024463 | 0.042489 | 0.06759 | 0.1003 | 0.14039 | 0.18657 | 0.2362 | 0.28518 | 0.32819 | 0.35922 | 0.3727 | 0.3649 | 0.33528 | 0.28725 | 0.23155 | 0.17265 | 0.11659 | 0.072681 | 0.04627 | 0.012508 | 0.036916 | 0.079234 | 0.14644 | 0.24598 | 0.38501 | 0.56931 | 0.80191 | 1.0818 | 1.4024 | 1.7514 | 2.1108 | 2.459 | 2.7741 | 3.0379 | 3.2446 | 3.3918 | 3.483 | 3.5309 | 3.5535 | 802.0322 | 1575.5682 | 2749.26 | 4394.9439 | 6555.8953 | 9227.556 | 12335.5962 | 15715.6744 | 19102.45 | 22137.9414 | 24409.1018 | 25518.987 | 25183.706 | 23330.5816 | 20159.1303 | 16383.9405 | 12312.8802 | 8377.331 | 5259.9047 | 3371.2282 | 802.0322 | 2377.6003 | 5126.8603 | 9521.8042 | 16077.6995 | 25305.2555 | 37640.8518 | 53356.5262 | 72458.9762 | 94596.9177 | 119006.0194 | 144525.0065 | 169708.7125 | 193039.2941 | 213198.4245 | 229582.365 | 241895.2452 | 250272.5762 | 255532.4808 | 258903.7091 | 0.012508 | 0.024463 | 0.042489 | 0.06759 | 0.1003 | 0.14039 | 0.18657 | 0.2362 | 0.28518 | 0.32819 | 0.35922 | 0.3727 | 0.3649 | 0.33528 | 0.28725 | 0.23155 | 0.17265 | 0.11659 | 0.072681 | 0.04627 | 0.012508 | 0.036916 | 0.079234 | 0.14644 | 0.24598 | 0.38501 | 0.56931 | 0.80191 | 1.0818 | 1.4024 | 1.7514 | 2.1108 | 2.459 | 2.7741 | 3.0379 | 3.2446 | 3.3918 | 3.483 | 3.5309 | 3.5535 | 802.0322 | 1575.5682 | 2749.26 | 4394.9439 | 6555.8953 | 9227.556 | 12335.5962 | 15715.6744 | 19102.45 | 22137.9414 | 24409.1018 | 25518.987 | 25183.706 | 23330.5816 | 20159.1303 | 16383.9405 | 12312.8802 | 8377.331 | 5259.9047 | 3371.2282 | 802.0322 | 2377.6003 | 5126.8603 | 9521.8042 | 16077.6995 | 25305.2555 | 37640.8518 | 53356.5262 | 72458.9762 | 94596.9177 | 119006.0194 | 144525.0065 | 169708.7125 | 193039.2941 | 213198.4245 | 229582.365 | 241895.2452 | 250272.5762 | 255532.4808 | 258903.7091 | 0.012508 | 0.024463 | 0.042489 | 0.06759 | 0.1003 | 0.14039 | 0.18657 | 0.2362 | 0.28518 | 0.32819 | 0.35922 | 0.3727 | 0.3649 | 0.33528 | 0.28725 | 0.23155 | 0.17265 | 0.11659 | 0.072681 | 0.04627 | 0.012508 | 0.036916 | 0.079234 | 0.14644 | 0.24598 | 0.38501 | 0.56931 | 0.80191 | 1.0818 | 1.4024 | 1.7514 | 2.1108 | 2.459 | 2.7741 | 3.0379 | 3.2446 | 3.3918 | 3.483 | 3.5309 | 3.5535 | 802.0322 | 1575.5682 | 2749.26 | 4394.9439 | 6555.8953 | 9227.556 | 12335.5962 | 15715.6744 | 19102.45 | 22137.9414 | 24409.1018 | 25518.987 | 25183.706 | 23330.5816 | 20159.1303 | 16383.9405 | 12312.8802 | 8377.331 | 5259.9047 | 3371.2282 | 802.0322 | 2377.6003 | 5126.8603 | 9521.8042 | 16077.6995 | 25305.2555 | 37640.8518 | 53356.5262 | 72458.9762 | 94596.9177 | 119006.0194 | 144525.0065 | 169708.7125 | 193039.2941 | 213198.4245 | 229582.365 | 241895.2452 | 250272.5762 | 255532.4808 | 258903.7091 | 2871.0518 | 2877.8949 | 2884.7444 | 2891.5488 | 2898.2586 | 2904.8265 | 2911.207 | 2917.3565 | 2923.2335 | 2928.798 | 2934.0638 | 2939.044 | 2943.7515 | 2948.1982 | 2952.3957 | 2956.355 | 2960.0868 | 2963.6009 | 2966.907 | 2970.0142 | 459.0069 | 460.1009 | 461.196 | 462.2838 | 463.3566 | 464.4066 | 465.4267 | 466.4098 | 467.3494 | 468.239 | 469.0809 | 469.8771 | 470.6297 | 471.3406 | 472.0117 | 472.6447 | 473.2413 | 473.8031 | 474.3317 | 474.8284
WA_Industrial_Primary Metals_Existing_Space Heating_Natural Gas_Steam System Efficiency Improvements_A | WA | Industrial | Primary Metals | Existing | Space Heating | Natural Gas | Steam System Efficiency Improvements | A | IM192 | Average system efficiency | Optimized system | 5 | 0.14024 | 0 | 0 | 0.12 | 0 | 0 | 0 | 0.0594 |  | sqft | 30% | 60% | Retrofit | Retro1Slow | 84.81% | TBD | 0.2% | 15051.9834 |  | 11643.0261 |  | 0.0007869 | AEG Research | DOE - Improving Steam System Performance: A Sourcebook for Industry, Second Edition. October 2012. | DOE - Improving Steam System Performance: A Sourcebook for Industry, Second Edition. October 2012. | Average system efficiency | Average system efficiency | Average system efficiency | Average system efficiency | Average system efficiency | Average system efficiency | Average system efficiency | Average system efficiency | Average system efficiency | Average system efficiency | Average system efficiency | Average system efficiency | Average system efficiency | Average system efficiency | Average system efficiency | Average system efficiency | Average system efficiency | Average system efficiency | Average system efficiency | Average system efficiency | Average system efficiency | Average system efficiency | Optimized system | Optimized system | Optimized system | Optimized system | Optimized system | Optimized system | Optimized system | Optimized system | Optimized system | Optimized system | Optimized system | Optimized system | Optimized system | Optimized system | Optimized system | Optimized system | Optimized system | Optimized system | Optimized system | Optimized system | Optimized system | Optimized system | 0.12 | 0.12 | 0.12 | 0.12 | 0.12 | 0.12 | 0.12 | 0.12 | 0.12 | 0.12 | 0.12 | 0.12 | 0.12 | 0.12 | 0.12 | 0.12 | 0.12 | 0.12 | 0.12 | 0.12 | 0.12 | 0.12 | 0 | 0 | 0.13802 | 0.13563 | 0.13258 | 0.12877 | 0.12425 | 0.11916 | 0.11373 | 0.10821 | 0.10285 | 0.097815 | 0.093226 | 0.08911 | 0.085473 | 0.082269 | 0.079449 | 0.076995 | 0.074847 | 0.072925 | 0.071261 | 0.069695 | 0.00092296 | 0.0017818 | 0.003039 | 0.0047187 | 0.0067919 | 0.009168 | 0.011697 | 0.014179 | 0.01638 | 0.018055 | 0.018973 | 0.01896 | 0.017947 | 0.016003 | 0.013354 | 0.010518 | 0.0076839 | 0.0050937 | 0.0031252 | 0.001959 | 0.00092296 | 0.0026888 | 0.0056672 | 0.010223 | 0.016656 | 0.025142 | 0.035692 | 0.048139 | 0.062134 | 0.07715 | 0.092503 | 0.10738 | 0.12094 | 0.13241 | 0.14123 | 0.14739 | 0.15096 | 0.15217 | 0.15183 | 0.15045 | 6.6872 | 13.1368 | 22.9228 | 36.6441 | 54.6617 | 76.9374 | 102.8516 | 131.034 | 159.2722 | 184.5815 | 203.518 | 212.772 | 209.9765 | 194.5255 | 168.0826 | 136.6059 | 102.6622 | 69.8484 | 43.856 | 28.1086 | 6.6872 | 19.8239 | 42.7467 | 79.3908 | 134.0525 | 210.9899 | 313.8416 | 444.8756 | 604.1478 | 788.7293 | 992.2473 | 1205.0193 | 1414.9958 | 1609.5213 | 1777.6039 | 1914.2098 | 2016.872 | 2086.7204 | 2130.5764 | 2158.685 | 0.0007869 | 0.0015248 | 0.0026127 | 0.00408 | 0.0059126 | 0.0080441 | 0.010353 | 0.012668 | 0.014777 | 0.016444 | 0.017442 | 0.017583 | 0.016777 | 0.015069 | 0.012657 | 0.010028 | 0.0073648 | 0.0049065 | 0.0030241 | 0.0019042 | 0.0007869 | 0.002301 | 0.0048722 | 0.0088394 | 0.0145 | 0.02206 | 0.031592 | 0.04301 | 0.056051 | 0.070268 | 0.085036 | 0.099581 | 0.11306 | 0.12468 | 0.13386 | 0.14051 | 0.14469 | 0.14658 | 0.14691 | 0.14624 | 5.6841 | 11.1662 | 19.4843 | 31.1475 | 46.4624 | 65.3968 | 87.4239 | 111.3789 | 135.3814 | 156.8943 | 172.9903 | 180.8562 | 178.48 | 165.3467 | 142.8702 | 116.115 | 87.2629 | 59.3712 | 37.2776 | 23.8923 | 5.6841 | 16.8503 | 36.3347 | 67.4822 | 113.9446 | 179.3414 | 266.7653 | 378.1442 | 513.5256 | 670.4199 | 843.4102 | 1024.2664 | 1202.7464 | 1368.0931 | 1510.9633 | 1627.0783 | 1714.3412 | 1773.7124 | 1810.9899 | 1834.8823 | 0.00078844 | 0.0015309 | 0.0026289 | 0.0041149 | 0.0059787 | 0.0081574 | 0.010532 | 0.012933 | 0.015144 | 0.016925 | 0.018033 | 0.018266 | 0.017514 | 0.015807 | 0.013338 | 0.010613 | 0.0078259 | 0.0052331 | 0.0032366 | 0.0020448 | 0.00078844 | 0.0023102 | 0.0049024 | 0.0089151 | 0.014662 | 0.02237 | 0.032139 | 0.043908 | 0.057445 | 0.072322 | 0.087921 | 0.10345 | 0.11802 | 0.13078 | 0.14106 | 0.14871 | 0.15375 | 0.15634 | 0.15724 | 0.15704 | 5.6841 | 11.1662 | 19.4843 | 31.1475 | 46.4624 | 65.3968 | 87.4239 | 111.3789 | 135.3814 | 156.8943 | 172.9903 | 180.8562 | 178.48 | 165.3467 | 142.8702 | 116.115 | 87.2629 | 59.3712 | 37.2776 | 23.8923 | 5.6841 | 16.8503 | 36.3347 | 67.4822 | 113.9446 | 179.3414 | 266.7653 | 378.1442 | 513.5256 | 670.4199 | 843.4102 | 1024.2664 | 1202.7464 | 1368.0931 | 1510.9633 | 1627.0783 | 1714.3412 | 1773.7124 | 1810.9899 | 1834.8823 | 0.00079136 | 0.0015468 | 0.0026846 | 0.0042662 | 0.0063217 | 0.0088315 | 0.011706 | 0.014771 | 0.017762 | 0.020343 | 0.022145 | 0.022841 | 0.022228 | 0.020304 | 0.017302 | 0.013882 | 0.01031 | 0.0069408 | 0.0043165 | 0.0027425 | 0.00079136 | 0.0023343 | 0.0050063 | 0.0092428 | 0.015503 | 0.024219 | 0.03572 | 0.05015 | 0.067375 | 0.086925 | 0.10797 | 0.12936 | 0.14979 | 0.168 | 0.18298 | 0.19452 | 0.20255 | 0.20736 | 0.2097 | 0.21062 | 5.6841 | 11.1662 | 19.4843 | 31.1475 | 46.4624 | 65.3968 | 87.4239 | 111.3789 | 135.3814 | 156.8943 | 172.9903 | 180.8562 | 178.48 | 165.3467 | 142.8702 | 116.115 | 87.2629 | 59.3712 | 37.2776 | 23.8923 | 5.6841 | 16.8503 | 36.3347 | 67.4822 | 113.9446 | 179.3414 | 266.7653 | 378.1442 | 513.5256 | 670.4199 | 843.4102 | 1024.2664 | 1202.7464 | 1368.0931 | 1510.9633 | 1627.0783 | 1714.3412 | 1773.7124 | 1810.9899 | 1834.8823 | 0.00079136 | 0.0015468 | 0.0026846 | 0.0042662 | 0.0063217 | 0.0088315 | 0.011706 | 0.014771 | 0.017762 | 0.020343 | 0.022145 | 0.022841 | 0.022228 | 0.020304 | 0.017302 | 0.013882 | 0.01031 | 0.0069408 | 0.0043165 | 0.0027425 | 0.00079136 | 0.0023343 | 0.0050063 | 0.0092428 | 0.015503 | 0.024219 | 0.03572 | 0.05015 | 0.067375 | 0.086925 | 0.10797 | 0.12936 | 0.14979 | 0.168 | 0.18298 | 0.19452 | 0.20255 | 0.20736 | 0.2097 | 0.21062 | 5.6841 | 11.1662 | 19.4843 | 31.1475 | 46.4624 | 65.3968 | 87.4239 | 111.3789 | 135.3814 | 156.8943 | 172.9903 | 180.8562 | 178.48 | 165.3467 | 142.8702 | 116.115 | 87.2629 | 59.3712 | 37.2776 | 23.8923 | 5.6841 | 16.8503 | 36.3347 | 67.4822 | 113.9446 | 179.3414 | 266.7653 | 378.1442 | 513.5256 | 670.4199 | 843.4102 | 1024.2664 | 1202.7464 | 1368.0931 | 1510.9633 | 1627.0783 | 1714.3412 | 1773.7124 | 1810.9899 | 1834.8823 | 122638.5059 | 122795.7293 | 122950.1008 | 123101.2399 | 123248.7958 | 123392.4444 | 123531.8869 | 123666.8471 | 123797.0703 | 123922.3212 | 124042.3824 | 124157.0535 | 124266.1495 | 124369.4997 | 124466.947 | 124558.3465 | 124643.5653 | 124722.4809 | 124794.9813 | 124860.964 | 94863.4668 | 94985.0824 | 95104.492 | 95221.4013 | 95335.5389 | 95446.6541 | 95554.5158 | 95658.9104 | 95759.6408 | 95856.525 | 95949.3949 | 96038.0954 | 96122.4834 | 96202.427 | 96277.8045 | 96348.504 | 96414.4225 | 96475.4654 | 96531.546 | 96582.585
WA_Industrial_Primary Metals_Existing_Process_Natural Gas_Steam System Efficiency Improvements_A | WA | Industrial | Primary Metals | Existing | Process | Natural Gas | Steam System Efficiency Improvements | A | IM193 | Average system efficiency | Optimized system | 5 | 0.13402 | 0 | 0 | 141.24 | 0 | 0 | 0 | 70.6183 |  | sqft | 30% | 60% | Retrofit | Retro1Slow | 84.81% | TBD | 0.2% | 15051.9834 |  | 11643.0261 |  | 2.3164e-05 | AEG Research | DOE - Improving Steam System Performance: A Sourcebook for Industry, Second Edition. October 2012. | DOE - Improving Steam System Performance: A Sourcebook for Industry, Second Edition. October 2012. | Average system efficiency | Average system efficiency | Average system efficiency | Average system efficiency | Average system efficiency | Average system efficiency | Average system efficiency | Average system efficiency | Average system efficiency | Average system efficiency | Average system efficiency | Average system efficiency | Average system efficiency | Average system efficiency | Average system efficiency | Average system efficiency | Average system efficiency | Average system efficiency | Average system efficiency | Average system efficiency | Average system efficiency | Average system efficiency | Optimized system | Optimized system | Optimized system | Optimized system | Optimized system | Optimized system | Optimized system | Optimized system | Optimized system | Optimized system | Optimized system | Optimized system | Optimized system | Optimized system | Optimized system | Optimized system | Optimized system | Optimized system | Optimized system | Optimized system | Optimized system | Optimized system | 141.24 | 141.24 | 141.24 | 141.24 | 141.24 | 141.24 | 141.24 | 141.24 | 141.24 | 141.24 | 141.24 | 141.24 | 141.24 | 141.24 | 141.24 | 141.24 | 141.24 | 141.24 | 141.24 | 141.24 | 141.24 | 141.24 | 0 | 0 | 0.13366 | 0.13329 | 0.13291 | 0.13252 | 0.13212 | 0.13174 | 0.13137 | 0.13102 | 0.13069 | 0.13037 | 0.13006 | 0.12977 | 0.12948 | 0.1292 | 0.12893 | 0.12865 | 0.1284 | 0.12813 | 0.12787 | 0.1276 | 2.7241e-05 | 5.3365e-05 | 9.2853e-05 | 0.000148 | 0.00022011 | 0.0003089 | 0.0004118 | 0.00052324 | 0.00063439 | 0.0007334 | 0.00080674 | 0.00084151 | 0.00082863 | 0.000766 | 0.00066047 | 0.00053564 | 0.00040174 | 0.00027277 | 0.00017091 | 0.00010931 | 2.7241e-05 | 8.0529e-05 | 0.00017315 | 0.00032065 | 0.00053981 | 0.00084712 | 0.0012566 | 0.0017765 | 0.0024063 | 0.0031339 | 0.0039332 | 0.0047658 | 0.005584 | 0.006338 | 0.0069849 | 0.0075058 | 0.0078924 | 0.008149 | 0.008303 | 0.0083948 | 0.20381 | 0.40038 | 0.69863 | 1.1168 | 1.666 | 2.3449 | 3.1347 | 3.9936 | 4.8542 | 5.6256 | 6.2028 | 6.4848 | 6.3996 | 5.9287 | 5.1228 | 4.1634 | 3.1289 | 2.1288 | 1.3366 | 0.85668 | 0.20381 | 0.60419 | 1.3028 | 2.4196 | 4.0856 | 6.4305 | 9.5652 | 13.5588 | 18.413 | 24.0386 | 30.2414 | 36.7262 | 43.1258 | 49.0544 | 54.1772 | 58.3406 | 61.4695 | 63.5983 | 64.935 | 65.7917 | 2.3164e-05 | 4.5397e-05 | 7.9024e-05 | 0.00012602 | 0.0001875 | 0.00026325 | 0.00035108 | 0.00044627 | 0.00054128 | 0.00062599 | 0.00068883 | 0.00071877 | 0.000708 | 0.0006547 | 0.00056468 | 0.00045811 | 0.00034369 | 0.00023343 | 0.00014631 | 9.3605e-05 | 2.3164e-05 | 6.8507e-05 | 0.00014737 | 0.00027302 | 0.00045982 | 0.00072192 | 0.0010713 | 0.0015152 | 0.0020532 | 0.0026749 | 0.0033584 | 0.0040707 | 0.0047711 | 0.0054171 | 0.005972 | 0.0064194 | 0.0067521 | 0.0069738 | 0.0071078 | 0.0071887 | 0.17324 | 0.34032 | 0.59384 | 0.9493 | 1.4161 | 1.9931 | 2.6645 | 3.3946 | 4.1261 | 4.7818 | 5.2723 | 5.5121 | 5.4397 | 5.0394 | 4.3543 | 3.5389 | 2.6596 | 1.8095 | 1.1361 | 0.72818 | 0.17324 | 0.51356 | 1.1074 | 2.0567 | 3.4728 | 5.4659 | 8.1304 | 11.5249 | 15.6511 | 20.4328 | 25.7052 | 31.2172 | 36.6569 | 41.6963 | 46.0506 | 49.5895 | 52.2491 | 54.0586 | 55.1947 | 55.9229 | 0 | 0 | 0 | 0 | 0 | 0 | 0 | 0 | 0 | 0 | 0 | 0 | 0 | 0 | 0 | 0 | 0 | 0 | 0 | 0 | 0 | 0 | 0 | 0 | 0 | 0 | 0 | 0 | 0 | 0 | 0 | 0 | 0 | 0 | 0 | 0 | 0 | 0 | 0 | 0 | 0 | 0 | 0 | 0 | 0 | 0 | 0 | 0 | 0 | 0 | 0 | 0 | 0 | 0 | 0 | 0 | 0 | 0 | 0 | 0 | 0 | 0 | 0 | 0 | 0 | 0 | 0 | 0 | 0 | 0 | 0 | 0 | 0 | 0 | 0 | 0 | 0 | 0 | 0 | 0 | 0 | 0 | 0 | 0 | 0 | 0 | 0 | 0 | 0 | 0 | 0 | 0 | 0 | 0 | 0 | 0 | 0 | 0 | 0 | 0 | 0 | 0 | 0 | 0 | 0 | 0 | 0 | 0 | 0 | 0 | 0 | 0 | 0 | 0 | 0 | 0 | 0 | 0 | 0 | 0 | 0 | 0 | 0 | 0 | 0 | 0 | 0 | 0 | 0 | 0 | 0 | 0 | 0 | 0 | 0 | 0 | 0 | 0 | 0 | 0 | 0 | 0 | 0 | 0 | 0 | 0 | 0 | 0 | 0 | 0 | 0 | 0 | 0 | 0 | 0 | 0 | 0 | 0 | 0 | 0 | 0 | 0 | 0 | 0 | 0 | 0 | 0 | 0 | 0 | 0 | 0 | 0 | 0 | 0 | 0 | 0 | 0 | 0 | 0 | 0 | 0 | 0 | 0 | 0 | 0 | 0 | 0 | 0 | 0 | 0 | 0 | 0 | 0 | 0 | 0 | 0 | 0 | 0 | 0 | 0 | 0 | 0 | 0 | 0 | 0 | 0 | 0 | 0 | 0 | 0 | 0 | 0 | 0 | 0 | 0 | 0 | 0 | 0 | 0 | 0 | 0 | 0 | 0 | 0 | 0 | 0 | 0 | 0 | 0 | 0 | 0 | 0 | 0 | 0 | 0 | 0 | 0 | 0 | 0 | 0 | 122638.5059 | 122795.7293 | 122950.1008 | 123101.2399 | 123248.7958 | 123392.4444 | 123531.8869 | 123666.8471 | 123797.0703 | 123922.3212 | 124042.3824 | 124157.0535 | 124266.1495 | 124369.4997 | 124466.947 | 124558.3465 | 124643.5653 | 124722.4809 | 124794.9813 | 124860.964 | 94863.4668 | 94985.0824 | 95104.492 | 95221.4013 | 95335.5389 | 95446.6541 | 95554.5158 | 95658.9104 | 95759.6408 | 95856.525 | 95949.3949 | 96038.0954 | 96122.4834 | 96202.427 | 96277.8045 | 96348.504 | 96414.4225 | 96475.4654 | 96531.546 | 96582.585
WA_Industrial_Primary Metals_Existing_Space Heating_Natural Gas_Strategic Energy Management_A | WA | Industrial | Primary Metals | Existing | Space Heating | Natural Gas | Strategic Energy Management | A | IM194 | No energy management system | Energy management system installed and programmed | 5 | 16.5531 | 0 | 0 | 188.59 | 0 | 4.49 | 0 | 94.2927 |  | employee | 5% | 50% | Retrofit | RetroEven20 | 80.75% | TBD | 0.2% | 299.0712 |  | 258.1813 |  | 0.078731 | BEHAV_SEM-All-CPUC-2018_PG-26 | BEHAV_SEM-All-CPUC-2018_PG-26 | AEG Research | No energy management system | No energy management system | No energy management system | No energy management system | No energy management system | No energy management system | No energy management system | No energy management system | No energy management system | No energy management system | No energy management system | No energy management system | No energy management system | No energy management system | No energy management system | No energy management system | No energy management system | No energy management system | No energy management system | No energy management system | No energy management system | No energy management system | Energy management system installed and programmed | Energy management system installed and programmed | Energy management system installed and programmed | Energy management system installed and programmed | Energy management system installed and programmed | Energy management system installed and programmed | Energy management system installed and programmed | Energy management system installed and programmed | Energy management system installed and programmed | Energy management system installed and programmed | Energy management system installed and programmed | Energy management system installed and programmed | Energy management system installed and programmed | Energy management system installed and programmed | Energy management system installed and programmed | Energy management system installed and programmed | Energy management system installed and programmed | Energy management system installed and programmed | Energy management system installed and programmed | Energy management system installed and programmed | Energy management system installed and programmed | Energy management system installed and programmed | 188.59 | 188.59 | 188.59 | 188.59 | 188.59 | 188.59 | 188.59 | 188.59 | 188.59 | 188.59 | 188.59 | 188.59 | 188.59 | 188.59 | 188.59 | 188.59 | 188.59 | 188.59 | 188.59 | 188.59 | 188.59 | 188.59 | 0 | 0 | 16.432 | 16.3455 | 16.2544 | 16.1581 | 16.0563 | 15.9485 | 15.8345 | 15.7139 | 15.5875 | 15.4559 | 15.3203 | 15.1806 | 15.0401 | 14.8985 | 14.7563 | 14.6229 | 14.4977 | 14.3797 | 14.2685 | 14.1637 | 0.092457 | 0.090384 | 0.088331 | 0.086294 | 0.084271 | 0.082263 | 0.080266 | 0.078282 | 0.076313 | 0.074364 | 0.072441 | 0.070543 | 0.068685 | 0.066865 | 0.065085 | 0.063385 | 0.061759 | 0.0602 | 0.058704 | 0.057268 | 0.092457 | 0.18235 | 0.26967 | 0.35437 | 0.4364 | 0.51574 | 0.59232 | 0.66609 | 0.73704 | 0.80519 | 0.87056 | 0.93316 | 0.99321 | 1.0507 | 1.1058 | 1.1592 | 1.211 | 1.2614 | 1.3103 | 1.3579 | 5.6266 | 5.5296 | 5.4343 | 5.3406 | 5.2485 | 5.158 | 5.0691 | 4.9817 | 4.8958 | 4.8114 | 4.7284 | 4.6469 | 4.5668 | 4.488 | 4.4107 | 4.3346 | 4.2599 | 4.1864 | 4.1143 | 4.0433 | 5.6266 | 11.1562 | 16.5905 | 21.9311 | 27.1796 | 32.3376 | 37.4067 | 42.3884 | 47.2842 | 52.0956 | 56.824 | 61.4709 | 66.0377 | 70.5257 | 74.9364 | 79.271 | 83.5309 | 87.7173 | 91.8316 | 95.8749 | 0.078731 | 0.077112 | 0.075513 | 0.073932 | 0.072365 | 0.070809 | 0.069263 | 0.067726 | 0.0662 | 0.064687 | 0.063189 | 0.061705 | 0.060236 | 0.058786 | 0.057355 | 0.055976 | 0.054651 | 0.053377 | 0.052154 | 0.050979 | 0.078731 | 0.15558 | 0.23054 | 0.3036 | 0.37474 | 0.44393 | 0.51112 | 0.57627 | 0.63937 | 0.7004 | 0.75937 | 0.81625 | 0.87104 | 0.92377 | 0.97445 | 1.0237 | 1.0716 | 1.1184 | 1.1641 | 1.2088 | 4.7826 | 4.7002 | 4.6191 | 4.5395 | 4.4612 | 4.3843 | 4.3087 | 4.2344 | 4.1614 | 4.0897 | 4.0192 | 3.9499 | 3.8818 | 3.8148 | 3.7491 | 3.6844 | 3.6209 | 3.5585 | 3.4971 | 3.4368 | 4.7826 | 9.4828 | 14.1019 | 18.6414 | 23.1027 | 27.487 | 31.7957 | 36.0301 | 40.1916 | 44.2812 | 48.3004 | 52.2503 | 56.132 | 59.9469 | 63.6959 | 67.3804 | 71.0013 | 74.5597 | 78.0569 | 81.4937 | 0.078731 | 0.077112 | 0.075513 | 0.073932 | 0.072365 | 0.070809 | 0.069263 | 0.067726 | 0.0662 | 0.064687 | 0.063189 | 0.061705 | 0.060236 | 0.058786 | 0.057355 | 0.055976 | 0.054651 | 0.053377 | 0.052154 | 0.050979 | 0.078731 | 0.15558 | 0.23054 | 0.3036 | 0.37474 | 0.44393 | 0.51112 | 0.57627 | 0.63937 | 0.7004 | 0.75937 | 0.81625 | 0.87104 | 0.92377 | 0.97445 | 1.0237 | 1.0716 | 1.1184 | 1.1641 | 1.2088 | 4.7826 | 4.7002 | 4.6191 | 4.5395 | 4.4612 | 4.3843 | 4.3087 | 4.2344 | 4.1614 | 4.0897 | 4.0192 | 3.9499 | 3.8818 | 3.8148 | 3.7491 | 3.6844 | 3.6209 | 3.5585 | 3.4971 | 3.4368 | 4.7826 | 9.4828 | 14.1019 | 18.6414 | 23.1027 | 27.487 | 31.7957 | 36.0301 | 40.1916 | 44.2812 | 48.3004 | 52.2503 | 56.132 | 59.9469 | 63.6959 | 67.3804 | 71.0013 | 74.5597 | 78.0569 | 81.4937 | 0.078731 | 0.077112 | 0.075513 | 0.073932 | 0.072365 | 0.070809 | 0.069263 | 0.067726 | 0.0662 | 0.064687 | 0.063189 | 0.061705 | 0.060236 | 0.058786 | 0.057355 | 0.055976 | 0.054651 | 0.053377 | 0.052154 | 0.050979 | 0.078731 | 0.15558 | 0.23054 | 0.3036 | 0.37474 | 0.44393 | 0.51112 | 0.57627 | 0.63937 | 0.7004 | 0.75937 | 0.81625 | 0.87104 | 0.92377 | 0.97445 | 1.0237 | 1.0716 | 1.1184 | 1.1641 | 1.2088 | 4.7826 | 4.7002 | 4.6191 | 4.5395 | 4.4612 | 4.3843 | 4.3087 | 4.2344 | 4.1614 | 4.0897 | 4.0192 | 3.9499 | 3.8818 | 3.8148 | 3.7491 | 3.6844 | 3.6209 | 3.5585 | 3.4971 | 3.4368 | 4.7826 | 9.4828 | 14.1019 | 18.6414 | 23.1027 | 27.487 | 31.7957 | 36.0301 | 40.1916 | 44.2812 | 48.3004 | 52.2503 | 56.132 | 59.9469 | 63.6959 | 67.3804 | 71.0013 | 74.5597 | 78.0569 | 81.4937 | 0.078731 | 0.077112 | 0.075513 | 0.073932 | 0.072365 | 0.070809 | 0.069263 | 0.067726 | 0.0662 | 0.064687 | 0.063189 | 0.061705 | 0.060236 | 0.058786 | 0.057355 | 0.055976 | 0.054651 | 0.053377 | 0.052154 | 0.050979 | 0.078731 | 0.15558 | 0.23054 | 0.3036 | 0.37474 | 0.44393 | 0.51112 | 0.57627 | 0.63937 | 0.7004 | 0.75937 | 0.81625 | 0.87104 | 0.92377 | 0.97445 | 1.0237 | 1.0716 | 1.1184 | 1.1641 | 1.2088 | 4.7826 | 4.7002 | 4.6191 | 4.5395 | 4.4612 | 4.3843 | 4.3087 | 4.2344 | 4.1614 | 4.0897 | 4.0192 | 3.9499 | 3.8818 | 3.8148 | 3.7491 | 3.6844 | 3.6209 | 3.5585 | 3.4971 | 3.4368 | 4.7826 | 9.4828 | 14.1019 | 18.6414 | 23.1027 | 27.487 | 31.7957 | 36.0301 | 40.1916 | 44.2812 | 48.3004 | 52.2503 | 56.132 | 59.9469 | 63.6959 | 67.3804 | 71.0013 | 74.5597 | 78.0569 | 81.4937 | 300.2143 | 300.3019 | 300.3892 | 300.4756 | 300.5604 | 300.6432 | 300.7232 | 300.8001 | 300.8732 | 300.9423 | 301.0074 | 301.0688 | 301.1267 | 301.1812 | 301.2326 | 301.2809 | 301.3263 | 301.369 | 301.4091 | 301.4467 | 258.0398 | 258.1151 | 258.1901 | 258.2644 | 258.3373 | 258.4084 | 258.4772 | 258.5433 | 258.6062 | 258.6655 | 258.7215 | 258.7743 | 258.824 | 258.8709 | 258.915 | 258.9565 | 258.9956 | 259.0323 | 259.0667 | 259.099
WA_Industrial_Primary Metals_Existing_Process_Natural Gas_Strategic Energy Management_A | WA | Industrial | Primary Metals | Existing | Process | Natural Gas | Strategic Energy Management | A | IM195 | No energy management system | Energy management system installed and programmed | 5 | 100.7891 | 0 | 0 | 188.59 | 0 | 4.49 | 0 | 94.2927 |  | employee | 5% | 50% | Retrofit | RetroEven20 | 80.75% | TBD | 0.2% | 299.0712 |  | 258.1813 |  | 2.0406 | BEHAV_SEM-All-CPUC-2018_PG-26 | BEHAV_SEM-All-CPUC-2018_PG-26 | AEG Research | No energy management system | No energy management system | No energy management system | No energy management system | No energy management system | No energy management system | No energy management system | No energy management system | No energy management system | No energy management system | No energy management system | No energy management system | No energy management system | No energy management system | No energy management system | No energy management system | No energy management system | No energy management system | No energy management system | No energy management system | No energy management system | No energy management system | Energy management system installed and programmed | Energy management system installed and programmed | Energy management system installed and programmed | Energy management system installed and programmed | Energy management system installed and programmed | Energy management system installed and programmed | Energy management system installed and programmed | Energy management system installed and programmed | Energy management system installed and programmed | Energy management system installed and programmed | Energy management system installed and programmed | Energy management system installed and programmed | Energy management system installed and programmed | Energy management system installed and programmed | Energy management system installed and programmed | Energy management system installed and programmed | Energy management system installed and programmed | Energy management system installed and programmed | Energy management system installed and programmed | Energy management system installed and programmed | Energy management system installed and programmed | Energy management system installed and programmed | 188.59 | 188.59 | 188.59 | 188.59 | 188.59 | 188.59 | 188.59 | 188.59 | 188.59 | 188.59 | 188.59 | 188.59 | 188.59 | 188.59 | 188.59 | 188.59 | 188.59 | 188.59 | 188.59 | 188.59 | 188.59 | 188.59 | 0 | 0 | 100.6681 | 100.547 | 100.4253 | 100.3021 | 100.1771 | 100.0614 | 99.9641 | 99.8815 | 99.8105 | 99.7488 | 99.6945 | 99.646 | 99.602 | 99.5616 | 99.524 | 99.4884 | 99.463 | 99.4373 | 99.4111 | 99.3846 | 2.4002 | 2.356 | 2.3126 | 2.2699 | 2.228 | 2.1871 | 2.1473 | 2.1085 | 2.0707 | 2.0337 | 1.9976 | 1.9622 | 1.9275 | 1.8935 | 1.8601 | 1.8274 | 1.7954 | 1.764 | 1.7332 | 1.7028 | 2.4002 | 4.7533 | 7.0602 | 9.3214 | 11.5378 | 13.7116 | 15.8455 | 17.9409 | 19.9988 | 22.0202 | 24.0057 | 25.9562 | 27.8723 | 29.7544 | 31.6033 | 33.4194 | 35.2064 | 36.9613 | 38.6847 | 40.3772 | 23.843 | 23.4319 | 23.0279 | 22.6309 | 22.2407 | 21.8572 | 21.4804 | 21.11 | 20.746 | 20.3884 | 20.0368 | 19.6914 | 19.3519 | 19.0182 | 18.6903 | 18.3681 | 18.0514 | 17.7401 | 17.4343 | 17.1337 | 23.843 | 47.2749 | 70.3027 | 92.9336 | 115.1743 | 137.0315 | 158.5118 | 179.6218 | 200.3679 | 220.7562 | 240.793 | 260.4844 | 279.8363 | 298.8545 | 317.5448 | 335.9128 | 353.9642 | 371.7043 | 389.1386 | 406.2723 | 2.0406 | 2.0033 | 1.9668 | 1.9308 | 1.8955 | 1.861 | 1.8274 | 1.7947 | 1.7627 | 1.7314 | 1.7007 | 1.6707 | 1.6413 | 1.6124 | 1.5841 | 1.5563 | 1.5292 | 1.5025 | 1.4762 | 1.4505 | 2.0406 | 4.0418 | 6.0044 | 7.929 | 9.8161 | 11.6675 | 13.4853 | 15.2705 | 17.024 | 18.7464 | 20.4385 | 22.1007 | 23.7337 | 25.338 | 26.914 | 28.4622 | 29.9852 | 31.4811 | 32.9503 | 34.3933 | 20.2665 | 19.9171 | 19.5737 | 19.2362 | 18.9046 | 18.5786 | 18.2583 | 17.9435 | 17.6341 | 17.3301 | 17.0313 | 16.7377 | 16.4491 | 16.1655 | 15.8868 | 15.6128 | 15.3437 | 15.0791 | 14.8191 | 14.5636 | 20.2665 | 40.1836 | 59.7573 | 78.9936 | 97.8981 | 116.4767 | 134.735 | 152.6786 | 170.3127 | 187.6428 | 204.6741 | 221.4117 | 237.8608 | 254.0263 | 269.9131 | 285.5259 | 300.8696 | 315.9487 | 330.7678 | 345.3315 | 2.0406 | 2.0033 | 1.9668 | 1.9308 | 1.8955 | 1.861 | 1.8274 | 1.7947 | 1.7627 | 1.7314 | 1.7007 | 1.6707 | 1.6413 | 1.6124 | 1.5841 | 1.5563 | 1.5292 | 1.5025 | 1.4762 | 1.4505 | 2.0406 | 4.0418 | 6.0044 | 7.929 | 9.8161 | 11.6675 | 13.4853 | 15.2705 | 17.024 | 18.7464 | 20.4385 | 22.1007 | 23.7337 | 25.338 | 26.914 | 28.4622 | 29.9852 | 31.4811 | 32.9503 | 34.3933 | 20.2665 | 19.9171 | 19.5737 | 19.2362 | 18.9046 | 18.5786 | 18.2583 | 17.9435 | 17.6341 | 17.3301 | 17.0313 | 16.7377 | 16.4491 | 16.1655 | 15.8868 | 15.6128 | 15.3437 | 15.0791 | 14.8191 | 14.5636 | 20.2665 | 40.1836 | 59.7573 | 78.9936 | 97.8981 | 116.4767 | 134.735 | 152.6786 | 170.3127 | 187.6428 | 204.6741 | 221.4117 | 237.8608 | 254.0263 | 269.9131 | 285.5259 | 300.8696 | 315.9487 | 330.7678 | 345.3315 | 2.0406 | 2.0033 | 1.9668 | 1.9308 | 1.8955 | 1.861 | 1.8274 | 1.7947 | 1.7627 | 1.7314 | 1.7007 | 1.6707 | 1.6413 | 1.6124 | 1.5841 | 1.5563 | 1.5292 | 1.5025 | 1.4762 | 1.4505 | 2.0406 | 4.0418 | 6.0044 | 7.929 | 9.8161 | 11.6675 | 13.4853 | 15.2705 | 17.024 | 18.7464 | 20.4385 | 22.1007 | 23.7337 | 25.338 | 26.914 | 28.4622 | 29.9852 | 31.4811 | 32.9503 | 34.3933 | 20.2665 | 19.9171 | 19.5737 | 19.2362 | 18.9046 | 18.5786 | 18.2583 | 17.9435 | 17.6341 | 17.3301 | 17.0313 | 16.7377 | 16.4491 | 16.1655 | 15.8868 | 15.6128 | 15.3437 | 15.0791 | 14.8191 | 14.5636 | 20.2665 | 40.1836 | 59.7573 | 78.9936 | 97.8981 | 116.4767 | 134.735 | 152.6786 | 170.3127 | 187.6428 | 204.6741 | 221.4117 | 237.8608 | 254.0263 | 269.9131 | 285.5259 | 300.8696 | 315.9487 | 330.7678 | 345.3315 | 2.0406 | 2.0033 | 1.9668 | 1.9308 | 1.8955 | 1.861 | 1.8274 | 1.7947 | 1.7627 | 1.7314 | 1.7007 | 1.6707 | 1.6413 | 1.6124 | 1.5841 | 1.5563 | 1.5292 | 1.5025 | 1.4762 | 1.4505 | 2.0406 | 4.0418 | 6.0044 | 7.929 | 9.8161 | 11.6675 | 13.4853 | 15.2705 | 17.024 | 18.7464 | 20.4385 | 22.1007 | 23.7337 | 25.338 | 26.914 | 28.4622 | 29.9852 | 31.4811 | 32.9503 | 34.3933 | 20.2665 | 19.9171 | 19.5737 | 19.2362 | 18.9046 | 18.5786 | 18.2583 | 17.9435 | 17.6341 | 17.3301 | 17.0313 | 16.7377 | 16.4491 | 16.1655 | 15.8868 | 15.6128 | 15.3437 | 15.0791 | 14.8191 | 14.5636 | 20.2665 | 40.1836 | 59.7573 | 78.9936 | 97.8981 | 116.4767 | 134.735 | 152.6786 | 170.3127 | 187.6428 | 204.6741 | 221.4117 | 237.8608 | 254.0263 | 269.9131 | 285.5259 | 300.8696 | 315.9487 | 330.7678 | 345.3315 | 300.2143 | 300.3019 | 300.3892 | 300.4756 | 300.5604 | 300.6432 | 300.7232 | 300.8001 | 300.8732 | 300.9423 | 301.0074 | 301.0688 | 301.1267 | 301.1812 | 301.2326 | 301.2809 | 301.3263 | 301.369 | 301.4091 | 301.4467 | 258.0398 | 258.1151 | 258.1901 | 258.2644 | 258.3373 | 258.4084 | 258.4772 | 258.5433 | 258.6062 | 258.6655 | 258.7215 | 258.7743 | 258.824 | 258.8709 | 258.915 | 258.9565 | 258.9956 | 259.0323 | 259.0667 | 259.099
WA_Industrial_Primary Metals_Existing_Miscellaneous_Natural Gas_Strategic Energy Management_A | WA | Industrial | Primary Metals | Existing | Miscellaneous | Natural Gas | Strategic Energy Management | A | IM196 | No energy management system | Energy management system installed and programmed | 5 | 17.014 | 0 | 0 | 188.59 | 0 | 4.49 | 0 | 94.2927 |  | employee | 5% | 50% | Retrofit | RetroEven20 | 80.75% | TBD | 0.2% | 299.0712 |  | 258.1813 |  | 0.086204 | BEHAV_SEM-All-CPUC-2018_PG-26 | BEHAV_SEM-All-CPUC-2018_PG-26 | AEG Research | No energy management system | No energy management system | No energy management system | No energy management system | No energy management system | No energy management system | No energy management system | No energy management system | No energy management system | No energy management system | No energy management system | No energy management system | No energy management system | No energy management system | No energy management system | No energy management system | No energy management system | No energy management system | No energy management system | No energy management system | No energy management system | No energy management system | Energy management system installed and programmed | Energy management system installed and programmed | Energy management system installed and programmed | Energy management system installed and programmed | Energy management system installed and programmed | Energy management system installed and programmed | Energy management system installed and programmed | Energy management system installed and programmed | Energy management system installed and programmed | Energy management system installed and programmed | Energy management system installed and programmed | Energy management system installed and programmed | Energy management system installed and programmed | Energy management system installed and programmed | Energy management system installed and programmed | Energy management system installed and programmed | Energy management system installed and programmed | Energy management system installed and programmed | Energy management system installed and programmed | Energy management system installed and programmed | Energy management system installed and programmed | Energy management system installed and programmed | 188.59 | 188.59 | 188.59 | 188.59 | 188.59 | 188.59 | 188.59 | 188.59 | 188.59 | 188.59 | 188.59 | 188.59 | 188.59 | 188.59 | 188.59 | 188.59 | 188.59 | 188.59 | 188.59 | 188.59 | 188.59 | 188.59 | 0 | 0 | 17.014 | 17.014 | 17.014 | 17.014 | 17.014 | 17.014 | 17.014 | 17.014 | 17.014 | 17.014 | 17.014 | 17.014 | 17.014 | 17.014 | 17.014 | 17.014 | 17.014 | 17.014 | 17.014 | 17.014 | 0.10142 | 0.099668 | 0.097949 | 0.096261 | 0.094601 | 0.09297 | 0.091367 | 0.089792 | 0.088243 | 0.086722 | 0.085227 | 0.083757 | 0.082313 | 0.080894 | 0.079499 | 0.078129 | 0.076782 | 0.075458 | 0.074157 | 0.072878 | 0.10142 | 0.20108 | 0.29903 | 0.39529 | 0.48989 | 0.58286 | 0.67423 | 0.76402 | 0.85227 | 0.93899 | 1.0242 | 1.108 | 1.1903 | 1.2712 | 1.3507 | 1.4288 | 1.5056 | 1.581 | 1.6552 | 1.7281 | 5.9607 | 5.858 | 5.757 | 5.6577 | 5.5602 | 5.4643 | 5.3701 | 5.2775 | 5.1865 | 5.0971 | 5.0092 | 4.9228 | 4.838 | 4.7546 | 4.6726 | 4.592 | 4.5128 | 4.435 | 4.3586 | 4.2834 | 5.9607 | 11.8187 | 17.5757 | 23.2334 | 28.7936 | 34.2579 | 39.628 | 44.9055 | 50.092 | 55.1891 | 60.1983 | 65.1211 | 69.9591 | 74.7136 | 79.3862 | 83.9782 | 88.4911 | 92.9261 | 97.2847 | 101.5681 | 0.086204 | 0.084718 | 0.083257 | 0.081821 | 0.080411 | 0.079024 | 0.077662 | 0.076323 | 0.075007 | 0.073714 | 0.072443 | 0.071194 | 0.069966 | 0.06876 | 0.067574 | 0.066409 | 0.065264 | 0.064139 | 0.063033 | 0.061947 | 0.086204 | 0.17092 | 0.25418 | 0.336 | 0.41641 | 0.49543 | 0.5731 | 0.64942 | 0.72443 | 0.79814 | 0.87058 | 0.94178 | 1.0117 | 1.0805 | 1.1481 | 1.2145 | 1.2798 | 1.3439 | 1.4069 | 1.4689 | 5.0666 | 4.9793 | 4.8934 | 4.8091 | 4.7261 | 4.6447 | 4.5646 | 4.4859 | 4.4085 | 4.3325 | 4.2578 | 4.1844 | 4.1123 | 4.0414 | 3.9717 | 3.9032 | 3.8359 | 3.7698 | 3.7048 | 3.6409 | 5.0666 | 10.0459 | 14.9393 | 19.7484 | 24.4745 | 29.1192 | 33.6838 | 38.1696 | 42.5782 | 46.9107 | 51.1685 | 55.3529 | 59.4652 | 63.5066 | 67.4783 | 71.3815 | 75.2174 | 78.9872 | 82.692 | 86.3329 | 0.086204 | 0.084718 | 0.083257 | 0.081821 | 0.080411 | 0.079024 | 0.077662 | 0.076323 | 0.075007 | 0.073714 | 0.072443 | 0.071194 | 0.069966 | 0.06876 | 0.067574 | 0.066409 | 0.065264 | 0.064139 | 0.063033 | 0.061947 | 0.086204 | 0.17092 | 0.25418 | 0.336 | 0.41641 | 0.49543 | 0.5731 | 0.64942 | 0.72443 | 0.79814 | 0.87058 | 0.94178 | 1.0117 | 1.0805 | 1.1481 | 1.2145 | 1.2798 | 1.3439 | 1.4069 | 1.4689 | 5.0666 | 4.9793 | 4.8934 | 4.8091 | 4.7261 | 4.6447 | 4.5646 | 4.4859 | 4.4085 | 4.3325 | 4.2578 | 4.1844 | 4.1123 | 4.0414 | 3.9717 | 3.9032 | 3.8359 | 3.7698 | 3.7048 | 3.6409 | 5.0666 | 10.0459 | 14.9393 | 19.7484 | 24.4745 | 29.1192 | 33.6838 | 38.1696 | 42.5782 | 46.9107 | 51.1685 | 55.3529 | 59.4652 | 63.5066 | 67.4783 | 71.3815 | 75.2174 | 78.9872 | 82.692 | 86.3329 | 0.086204 | 0.084718 | 0.083257 | 0.081821 | 0.080411 | 0.079024 | 0.077662 | 0.076323 | 0.075007 | 0.073714 | 0.072443 | 0.071194 | 0.069966 | 0.06876 | 0.067574 | 0.066409 | 0.065264 | 0.064139 | 0.063033 | 0.061947 | 0.086204 | 0.17092 | 0.25418 | 0.336 | 0.41641 | 0.49543 | 0.5731 | 0.64942 | 0.72443 | 0.79814 | 0.87058 | 0.94178 | 1.0117 | 1.0805 | 1.1481 | 1.2145 | 1.2798 | 1.3439 | 1.4069 | 1.4689 | 5.0666 | 4.9793 | 4.8934 | 4.8091 | 4.7261 | 4.6447 | 4.5646 | 4.4859 | 4.4085 | 4.3325 | 4.2578 | 4.1844 | 4.1123 | 4.0414 | 3.9717 | 3.9032 | 3.8359 | 3.7698 | 3.7048 | 3.6409 | 5.0666 | 10.0459 | 14.9393 | 19.7484 | 24.4745 | 29.1192 | 33.6838 | 38.1696 | 42.5782 | 46.9107 | 51.1685 | 55.3529 | 59.4652 | 63.5066 | 67.4783 | 71.3815 | 75.2174 | 78.9872 | 82.692 | 86.3329 | 0.086204 | 0.084718 | 0.083257 | 0.081821 | 0.080411 | 0.079024 | 0.077662 | 0.076323 | 0.075007 | 0.073714 | 0.072443 | 0.071194 | 0.069966 | 0.06876 | 0.067574 | 0.066409 | 0.065264 | 0.064139 | 0.063033 | 0.061947 | 0.086204 | 0.17092 | 0.25418 | 0.336 | 0.41641 | 0.49543 | 0.5731 | 0.64942 | 0.72443 | 0.79814 | 0.87058 | 0.94178 | 1.0117 | 1.0805 | 1.1481 | 1.2145 | 1.2798 | 1.3439 | 1.4069 | 1.4689 | 5.0666 | 4.9793 | 4.8934 | 4.8091 | 4.7261 | 4.6447 | 4.5646 | 4.4859 | 4.4085 | 4.3325 | 4.2578 | 4.1844 | 4.1123 | 4.0414 | 3.9717 | 3.9032 | 3.8359 | 3.7698 | 3.7048 | 3.6409 | 5.0666 | 10.0459 | 14.9393 | 19.7484 | 24.4745 | 29.1192 | 33.6838 | 38.1696 | 42.5782 | 46.9107 | 51.1685 | 55.3529 | 59.4652 | 63.5066 | 67.4783 | 71.3815 | 75.2174 | 78.9872 | 82.692 | 86.3329 | 300.2143 | 300.3019 | 300.3892 | 300.4756 | 300.5604 | 300.6432 | 300.7232 | 300.8001 | 300.8732 | 300.9423 | 301.0074 | 301.0688 | 301.1267 | 301.1812 | 301.2326 | 301.2809 | 301.3263 | 301.369 | 301.4091 | 301.4467 | 258.0398 | 258.1151 | 258.1901 | 258.2644 | 258.3373 | 258.4084 | 258.4772 | 258.5433 | 258.6062 | 258.6655 | 258.7215 | 258.7743 | 258.824 | 258.8709 | 258.915 | 258.9565 | 258.9956 | 259.0323 | 259.0667 | 259.099
WA_Industrial_Primary Metals_Existing_Space Heating_Natural Gas_Commissioning_A | WA | Industrial | Primary Metals | Existing | Space Heating | Natural Gas | Commissioning | A | IM197 | New construction code | Optimized HVAC design and controls | 10 | 21.8027 | 0 | 0 | 0.27 | 0 | 0 | 0 | 0.1336 |  | employee | 0% | 0% | Retrofit | Retro12Med | 75.44% | TBD | 0.2% | 0.64798 |  | 0.46122 |  | 0 | DL20_COM_CX-Refrig-2021PLN-V11-3 | 2018 AMIL BUS Retro-Commissioning Initiative | U.S. Department of Energy. Lawrence Berkeley National Labs and Building Commissioning Association. https://www.bcxa.org/wp-content/uploads/2020/09/1-s2.0- S0378778819319553-main.pdf | New construction code | New construction code | New construction code | New construction code | New construction code | New construction code | New construction code | New construction code | New construction code | New construction code | New construction code | New construction code | New construction code | New construction code | New construction code | New construction code | New construction code | New construction code | New construction code | New construction code | New construction code | New construction code | Optimized HVAC design and controls | Optimized HVAC design and controls | Optimized HVAC design and controls | Optimized HVAC design and controls | Optimized HVAC design and controls | Optimized HVAC design and controls | Optimized HVAC design and controls | Optimized HVAC design and controls | Optimized HVAC design and controls | Optimized HVAC design and controls | Optimized HVAC design and controls | Optimized HVAC design and controls | Optimized HVAC design and controls | Optimized HVAC design and controls | Optimized HVAC design and controls | Optimized HVAC design and controls | Optimized HVAC design and controls | Optimized HVAC design and controls | Optimized HVAC design and controls | Optimized HVAC design and controls | Optimized HVAC design and controls | Optimized HVAC design and controls | 0.27 | 0.27 | 0.27 | 0.27 | 0.27 | 0.27 | 0.27 | 0.27 | 0.27 | 0.27 | 0.27 | 0.27 | 0.27 | 0.27 | 0.27 | 0.27 | 0.27 | 0.27 | 0.27 | 0.27 | 0.27 | 0.27 | 0 | 0 | 21.6587 | 21.5599 | 21.4548 | 21.3429 | 21.2237 | 21.0966 | 20.9611 | 20.8169 | 20.665 | 20.5062 | 20.342 | 20.1723 | 20.0015 | 19.8292 | 19.656 | 19.4945 | 19.344 | 19.2031 | 19.0712 | 18.948 | 0 | 0 | 0 | 0 | 0 | 0 | 0 | 0 | 0 | 0 | 0 | 0 | 0 | 0 | 0 | 0 | 0 | 0 | 0 | 0 | 0 | 0 | 0 | 0 | 0 | 0 | 0 | 0 | 0 | 0 | 0 | 0 | 0 | 0 | 0 | 0 | 0 | 0 | 0 | 0 | 0 | 0 | 0 | 0 | 0 | 0 | 0 | 0 | 0 | 0 | 0 | 0 | 0 | 0 | 0 | 0 | 0 | 0 | 0 | 0 | 0 | 0 | 0 | 0 | 0 | 0 | 0 | 0 | 0 | 0 | 0 | 0 | 0 | 0 | 0 | 0 | 0 | 0 | 0 | 0 | 0 | 0 | 0 | 0 | 0 | 0 | 0 | 0 | 0 | 0 | 0 | 0 | 0 | 0 | 0 | 0 | 0 | 0 | 0 | 0 | 0 | 0 | 0 | 0 | 0 | 0 | 0 | 0 | 0 | 0 | 0 | 0 | 0 | 0 | 0 | 0 | 0 | 0 | 0 | 0 | 0 | 0 | 0 | 0 | 0 | 0 | 0 | 0 | 0 | 0 | 0 | 0 | 0 | 0 | 0 | 0 | 0 | 0 | 0 | 0 | 0 | 0 | 0 | 0 | 0 | 0 | 0 | 0 | 0 | 0 | 0 | 0 | 0 | 0 | 0 | 0 | 0 | 0 | 0 | 0 | 0 | 0 | 0 | 0 | 0 | 0 | 0 | 0 | 0 | 0 | 0 | 0 | 0 | 0 | 0 | 0 | 0 | 0 | 0 | 0 | 0 | 0 | 0 | 0 | 0 | 0 | 0 | 0 | 0 | 0 | 0 | 0 | 0 | 0 | 0 | 0 | 0 | 0 | 0 | 0 | 0 | 0 | 0 | 0 | 0 | 0 | 0 | 0 | 0 | 0 | 0 | 0 | 0 | 0 | 0 | 0 | 0 | 0 | 0 | 0 | 0 | 0 | 0 | 0 | 0 | 0 | 0 | 0 | 0 | 0 | 0 | 0 | 0 | 0 | 0 | 0 | 0 | 0 | 0 | 0 | 0 | 0 | 0 | 0 | 0 | 0 | 0 | 0 | 0 | 0 | 0 | 0 | 0 | 0 | 0 | 0 | 0 | 0 | 0 | 0 | 0 | 0 | 0 | 0 | 0 | 0 | 0 | 0 | 0 | 0 | 0 | 0 | 0 | 0 | 0 | 0 | 0 | 0 | 0 | 0 | 0 | 0 | 0 | 0 | 0 | 0 | 0 | 0 | 0 | 0 | 0 | 0 | 0 | 0 | 0 | 0 | 0 | 0 | 0 | 0 | 0 | 0 | 0 | 0 | 0 | 0 | 0 | 0 | 0 | 0 | 0 | 0 | 0 | 0 | 0 | 0 | 0 | 0 | 0 | 0 | 0 | 0 | 0 | 0 | 0 | 0 | 0 | 0 | 0 | 0 | 0 | 0 | 0 | 0 | 0 | 0 | 0 | 0 | 0 | 0 | 0 | 0 | 0 | 0 | 0 | 0 | 0 | 0 | 0 | 0 | 0 | 0 | 0 | 0 | 0 | 0 | 0 | 0 | 0 | 0 | 0 | 0 | 0 | 0 | 0 | 0 | 0 | 0 | 0 | 0 | 0 | 0 | 0 | 0 | 0 | 0 | 0 | 0 | 0 | 0 | 0 | 0 | 0 | 0 | 0 | 0 | 0 | 0 | 0 | 0 | 0 | 0 | 0 | 0 | 0 | 0 | 0 | 0 | 0 | 0 | 0.064619 | 0.064625 | 0.06463 | 0.064636 | 0.064641 | 0.064647 | 0.064652 | 0.064657 | 0.064662 | 0.064666 | 0.06467 | 0.064674 | 0.064678 | 0.064682 | 0.064685 | 0.064688 | 0.064691 | 0.064694 | 0.064697 | 0.064699 | 0.045994 | 0.045998 | 0.046002 | 0.046006 | 0.04601 | 0.046014 | 0.046017 | 0.046021 | 0.046024 | 0.046028 | 0.046031 | 0.046033 | 0.046036 | 0.046039 | 0.046041 | 0.046043 | 0.046045 | 0.046047 | 0.046049 | 0.046051
WA_Industrial_Primary Metals_Existing_Process_Natural Gas_Commissioning_A | WA | Industrial | Primary Metals | Existing | Process | Natural Gas | Commissioning | A | IM198 | New construction code | Optimized process design and controls | 10 | 562.5435 | 0 | 0 | 0.27 | 0 | 0 | 0 | 0.1336 |  | employee | 0% | 0% | Retrofit | Retro12Med | 75.44% | TBD | 0.2% | 0.64798 |  | 0.46122 |  | 0 | DL20_COM_CX-Refrig-2021PLN-V11-3 | 2018 AMIL BUS Retro-Commissioning Initiative | U.S. Department of Energy. Lawrence Berkeley National Labs and Building Commissioning Association. https://www.bcxa.org/wp-content/uploads/2020/09/1-s2.0- S0378778819319553-main.pdf | New construction code | New construction code | New construction code | New construction code | New construction code | New construction code | New construction code | New construction code | New construction code | New construction code | New construction code | New construction code | New construction code | New construction code | New construction code | New construction code | New construction code | New construction code | New construction code | New construction code | New construction code | New construction code | Optimized process design and controls | Optimized process design and controls | Optimized process design and controls | Optimized process design and controls | Optimized process design and controls | Optimized process design and controls | Optimized process design and controls | Optimized process design and controls | Optimized process design and controls | Optimized process design and controls | Optimized process design and controls | Optimized process design and controls | Optimized process design and controls | Optimized process design and controls | Optimized process design and controls | Optimized process design and controls | Optimized process design and controls | Optimized process design and controls | Optimized process design and controls | Optimized process design and controls | Optimized process design and controls | Optimized process design and controls | 0.27 | 0.27 | 0.27 | 0.27 | 0.27 | 0.27 | 0.27 | 0.27 | 0.27 | 0.27 | 0.27 | 0.27 | 0.27 | 0.27 | 0.27 | 0.27 | 0.27 | 0.27 | 0.27 | 0.27 | 0.27 | 0.27 | 0 | 0 | 562.5435 | 562.5435 | 562.5435 | 562.5435 | 562.5435 | 562.5435 | 562.5435 | 562.5435 | 562.5435 | 562.5435 | 562.5435 | 562.5435 | 562.5435 | 562.5435 | 562.5435 | 562.5435 | 562.5435 | 562.5435 | 562.5435 | 562.5435 | 0 | 0 | 0 | 0 | 0 | 0 | 0 | 0 | 0 | 0 | 0 | 0 | 0 | 0 | 0 | 0 | 0 | 0 | 0 | 0 | 0 | 0 | 0 | 0 | 0 | 0 | 0 | 0 | 0 | 0 | 0 | 0 | 0 | 0 | 0 | 0 | 0 | 0 | 0 | 0 | 0 | 0 | 0 | 0 | 0 | 0 | 0 | 0 | 0 | 0 | 0 | 0 | 0 | 0 | 0 | 0 | 0 | 0 | 0 | 0 | 0 | 0 | 0 | 0 | 0 | 0 | 0 | 0 | 0 | 0 | 0 | 0 | 0 | 0 | 0 | 0 | 0 | 0 | 0 | 0 | 0 | 0 | 0 | 0 | 0 | 0 | 0 | 0 | 0 | 0 | 0 | 0 | 0 | 0 | 0 | 0 | 0 | 0 | 0 | 0 | 0 | 0 | 0 | 0 | 0 | 0 | 0 | 0 | 0 | 0 | 0 | 0 | 0 | 0 | 0 | 0 | 0 | 0 | 0 | 0 | 0 | 0 | 0 | 0 | 0 | 0 | 0 | 0 | 0 | 0 | 0 | 0 | 0 | 0 | 0 | 0 | 0 | 0 | 0 | 0 | 0 | 0 | 0 | 0 | 0 | 0 | 0 | 0 | 0 | 0 | 0 | 0 | 0 | 0 | 0 | 0 | 0 | 0 | 0 | 0 | 0 | 0 | 0 | 0 | 0 | 0 | 0 | 0 | 0 | 0 | 0 | 0 | 0 | 0 | 0 | 0 | 0 | 0 | 0 | 0 | 0 | 0 | 0 | 0 | 0 | 0 | 0 | 0 | 0 | 0 | 0 | 0 | 0 | 0 | 0 | 0 | 0 | 0 | 0 | 0 | 0 | 0 | 0 | 0 | 0 | 0 | 0 | 0 | 0 | 0 | 0 | 0 | 0 | 0 | 0 | 0 | 0 | 0 | 0 | 0 | 0 | 0 | 0 | 0 | 0 | 0 | 0 | 0 | 0 | 0 | 0 | 0 | 0 | 0 | 0 | 0 | 0 | 0 | 0 | 0 | 0 | 0 | 0 | 0 | 0 | 0 | 0 | 0 | 0 | 0 | 0 | 0 | 0 | 0 | 0 | 0 | 0 | 0 | 0 | 0 | 0 | 0 | 0 | 0 | 0 | 0 | 0 | 0 | 0 | 0 | 0 | 0 | 0 | 0 | 0 | 0 | 0 | 0 | 0 | 0 | 0 | 0 | 0 | 0 | 0 | 0 | 0 | 0 | 0 | 0 | 0 | 0 | 0 | 0 | 0 | 0 | 0 | 0 | 0 | 0 | 0 | 0 | 0 | 0 | 0 | 0 | 0 | 0 | 0 | 0 | 0 | 0 | 0 | 0 | 0 | 0 | 0 | 0 | 0 | 0 | 0 | 0 | 0 | 0 | 0 | 0 | 0 | 0 | 0 | 0 | 0 | 0 | 0 | 0 | 0 | 0 | 0 | 0 | 0 | 0 | 0 | 0 | 0 | 0 | 0 | 0 | 0 | 0 | 0 | 0 | 0 | 0 | 0 | 0 | 0 | 0 | 0 | 0 | 0 | 0 | 0 | 0 | 0 | 0 | 0 | 0 | 0 | 0 | 0 | 0 | 0 | 0 | 0 | 0 | 0 | 0 | 0 | 0 | 0 | 0 | 0 | 0 | 0 | 0 | 0 | 0 | 0 | 0 | 0 | 0 | 0 | 0 | 0 | 0 | 0 | 0 | 0 | 0 | 0 | 0 | 0.064619 | 0.064625 | 0.06463 | 0.064636 | 0.064641 | 0.064647 | 0.064652 | 0.064657 | 0.064662 | 0.064666 | 0.06467 | 0.064674 | 0.064678 | 0.064682 | 0.064685 | 0.064688 | 0.064691 | 0.064694 | 0.064697 | 0.064699 | 0.045994 | 0.045998 | 0.046002 | 0.046006 | 0.04601 | 0.046014 | 0.046017 | 0.046021 | 0.046024 | 0.046028 | 0.046031 | 0.046033 | 0.046036 | 0.046039 | 0.046041 | 0.046043 | 0.046045 | 0.046047 | 0.046049 | 0.046051
WA_Industrial_Primary Metals_Existing_Space Heating_Natural Gas_Retrocommissioning_A | WA | Industrial | Primary Metals | Existing | Space Heating | Natural Gas | Retrocommissioning | A | IM199 | Vintage/existing building | Optimized HVAC flow and controls | 5 | 3.0282 | 0 | 0 | 2.06 | 0 | 0 | 0 | 1.0284 |  | employee | 15% | 50% | Retrofit | RetroEven20 | 80.75% | TBD | 0.2% | 216.1431 |  | 167.1912 |  | 0.011874 | COM_RCX-Heating-7PLN-v5-18 | COM_RCX-All-XCELCO-2017-18-1 | COM_RCX-All-XCELCO-2017-18-1 | Vintage/existing building | Vintage/existing building | Vintage/existing building | Vintage/existing building | Vintage/existing building | Vintage/existing building | Vintage/existing building | Vintage/existing building | Vintage/existing building | Vintage/existing building | Vintage/existing building | Vintage/existing building | Vintage/existing building | Vintage/existing building | Vintage/existing building | Vintage/existing building | Vintage/existing building | Vintage/existing building | Vintage/existing building | Vintage/existing building | Vintage/existing building | Vintage/existing building | Optimized HVAC flow and controls | Optimized HVAC flow and controls | Optimized HVAC flow and controls | Optimized HVAC flow and controls | Optimized HVAC flow and controls | Optimized HVAC flow and controls | Optimized HVAC flow and controls | Optimized HVAC flow and controls | Optimized HVAC flow and controls | Optimized HVAC flow and controls | Optimized HVAC flow and controls | Optimized HVAC flow and controls | Optimized HVAC flow and controls | Optimized HVAC flow and controls | Optimized HVAC flow and controls | Optimized HVAC flow and controls | Optimized HVAC flow and controls | Optimized HVAC flow and controls | Optimized HVAC flow and controls | Optimized HVAC flow and controls | Optimized HVAC flow and controls | Optimized HVAC flow and controls | 2.06 | 2.06 | 2.06 | 2.06 | 2.06 | 2.06 | 2.06 | 2.06 | 2.06 | 2.06 | 2.06 | 2.06 | 2.06 | 2.06 | 2.06 | 2.06 | 2.06 | 2.06 | 2.06 | 2.06 | 2.06 | 2.06 | 0 | 0 | 3.0081 | 2.9943 | 2.9796 | 2.964 | 2.9474 | 2.9297 | 2.9108 | 2.8908 | 2.8696 | 2.8476 | 2.8247 | 2.8011 | 2.7774 | 2.7534 | 2.7294 | 2.7069 | 2.686 | 2.6664 | 2.6481 | 2.631 | 0.013946 | 0.013642 | 0.013342 | 0.013043 | 0.012746 | 0.012451 | 0.012158 | 0.011866 | 0.011576 | 0.011289 | 0.011005 | 0.010725 | 0.010451 | 0.010182 | 0.0099192 | 0.009668 | 0.0094279 | 0.0091978 | 0.0089771 | 0.0087653 | 0.013946 | 0.027524 | 0.040731 | 0.053561 | 0.066007 | 0.078061 | 0.089717 | 0.10096 | 0.1118 | 0.12223 | 0.13226 | 0.14188 | 0.15113 | 0.16 | 0.16852 | 0.17681 | 0.18487 | 0.19272 | 0.20037 | 0.20784 | 4.6361 | 4.5562 | 4.4776 | 4.4004 | 4.3246 | 4.25 | 4.1767 | 4.1047 | 4.034 | 3.9644 | 3.896 | 3.8289 | 3.7629 | 3.698 | 3.6342 | 3.5716 | 3.51 | 3.4495 | 3.39 | 3.3315 | 4.6361 | 9.1923 | 13.67 | 18.0704 | 22.395 | 26.645 | 30.8217 | 34.9265 | 38.9604 | 42.9248 | 46.8209 | 50.6497 | 54.4126 | 58.1106 | 61.7448 | 65.3164 | 68.8264 | 72.2758 | 75.6658 | 78.9974 | 0.011874 | 0.011637 | 0.011402 | 0.01117 | 0.01094 | 0.010711 | 0.010483 | 0.010257 | 0.010032 | 0.0098094 | 0.0095883 | 0.0093693 | 0.0091525 | 0.0089382 | 0.0087267 | 0.0085229 | 0.008327 | 0.0081389 | 0.0079582 | 0.0077848 | 0.011874 | 0.023478 | 0.03481 | 0.045869 | 0.056651 | 0.067151 | 0.077362 | 0.087277 | 0.096894 | 0.10621 | 0.11523 | 0.12394 | 0.13235 | 0.14046 | 0.14826 | 0.15587 | 0.16328 | 0.17053 | 0.17763 | 0.18459 | 3.9407 | 3.8728 | 3.806 | 3.7404 | 3.6759 | 3.6125 | 3.5502 | 3.489 | 3.4289 | 3.3697 | 3.3116 | 3.2545 | 3.1984 | 3.1433 | 3.0891 | 3.0358 | 2.9835 | 2.9321 | 2.8815 | 2.8318 | 3.9407 | 7.8135 | 11.6195 | 15.3599 | 19.0357 | 22.6483 | 26.1985 | 29.6875 | 33.1164 | 36.4861 | 39.7977 | 43.0523 | 46.2507 | 49.394 | 52.4831 | 55.5189 | 58.5024 | 61.4345 | 64.316 | 67.1478 | 0.011874 | 0.011637 | 0.011402 | 0.01117 | 0.01094 | 0.010711 | 0.010483 | 0.010257 | 0.010032 | 0.0098094 | 0.0095883 | 0.0093693 | 0.0091525 | 0.0089382 | 0.0087267 | 0.0085229 | 0.008327 | 0.0081389 | 0.0079582 | 0.0077848 | 0.011874 | 0.023478 | 0.03481 | 0.045869 | 0.056651 | 0.067151 | 0.077362 | 0.087277 | 0.096894 | 0.10621 | 0.11523 | 0.12394 | 0.13235 | 0.14046 | 0.14826 | 0.15587 | 0.16328 | 0.17053 | 0.17763 | 0.18459 | 3.9407 | 3.8728 | 3.806 | 3.7404 | 3.6759 | 3.6125 | 3.5502 | 3.489 | 3.4289 | 3.3697 | 3.3116 | 3.2545 | 3.1984 | 3.1433 | 3.0891 | 3.0358 | 2.9835 | 2.9321 | 2.8815 | 2.8318 | 3.9407 | 7.8135 | 11.6195 | 15.3599 | 19.0357 | 22.6483 | 26.1985 | 29.6875 | 33.1164 | 36.4861 | 39.7977 | 43.0523 | 46.2507 | 49.394 | 52.4831 | 55.5189 | 58.5024 | 61.4345 | 64.316 | 67.1478 | 0.011874 | 0.011637 | 0.011402 | 0.01117 | 0.01094 | 0.010711 | 0.010483 | 0.010257 | 0.010032 | 0.0098094 | 0.0095883 | 0.0093693 | 0.0091525 | 0.0089382 | 0.0087267 | 0.0085229 | 0.008327 | 0.0081389 | 0.0079582 | 0.0077848 | 0.011874 | 0.023478 | 0.03481 | 0.045869 | 0.056651 | 0.067151 | 0.077362 | 0.087277 | 0.096894 | 0.10621 | 0.11523 | 0.12394 | 0.13235 | 0.14046 | 0.14826 | 0.15587 | 0.16328 | 0.17053 | 0.17763 | 0.18459 | 3.9407 | 3.8728 | 3.806 | 3.7404 | 3.6759 | 3.6125 | 3.5502 | 3.489 | 3.4289 | 3.3697 | 3.3116 | 3.2545 | 3.1984 | 3.1433 | 3.0891 | 3.0358 | 2.9835 | 2.9321 | 2.8815 | 2.8318 | 3.9407 | 7.8135 | 11.6195 | 15.3599 | 19.0357 | 22.6483 | 26.1985 | 29.6875 | 33.1164 | 36.4861 | 39.7977 | 43.0523 | 46.2507 | 49.394 | 52.4831 | 55.5189 | 58.5024 | 61.4345 | 64.316 | 67.1478 | 0.011874 | 0.011637 | 0.011402 | 0.01117 | 0.01094 | 0.010711 | 0.010483 | 0.010257 | 0.010032 | 0.0098094 | 0.0095883 | 0.0093693 | 0.0091525 | 0.0089382 | 0.0087267 | 0.0085229 | 0.008327 | 0.0081389 | 0.0079582 | 0.0077848 | 0.011874 | 0.023478 | 0.03481 | 0.045869 | 0.056651 | 0.067151 | 0.077362 | 0.087277 | 0.096894 | 0.10621 | 0.11523 | 0.12394 | 0.13235 | 0.14046 | 0.14826 | 0.15587 | 0.16328 | 0.17053 | 0.17763 | 0.18459 | 3.9407 | 3.8728 | 3.806 | 3.7404 | 3.6759 | 3.6125 | 3.5502 | 3.489 | 3.4289 | 3.3697 | 3.3116 | 3.2545 | 3.1984 | 3.1433 | 3.0891 | 3.0358 | 2.9835 | 2.9321 | 2.8815 | 2.8318 | 3.9407 | 7.8135 | 11.6195 | 15.3599 | 19.0357 | 22.6483 | 26.1985 | 29.6875 | 33.1164 | 36.4861 | 39.7977 | 43.0523 | 46.2507 | 49.394 | 52.4831 | 55.5189 | 58.5024 | 61.4345 | 64.316 | 67.1478 | 162.3376 | 162.7245 | 163.1118 | 163.4966 | 163.8759 | 164.2473 | 164.6081 | 164.9558 | 165.2881 | 165.6027 | 165.9005 | 166.1821 | 166.4482 | 166.6997 | 166.937 | 167.1609 | 167.3719 | 167.5706 | 167.7575 | 167.9332 | 125.5715 | 125.8708 | 126.1704 | 126.468 | 126.7615 | 127.0488 | 127.3278 | 127.5968 | 127.8538 | 128.0972 | 128.3275 | 128.5453 | 128.7512 | 128.9457 | 129.1293 | 129.3025 | 129.4657 | 129.6194 | 129.764 | 129.8999
WA_Industrial_Primary Metals_Existing_Process_Natural Gas_Retrocommissioning_A | WA | Industrial | Primary Metals | Existing | Process | Natural Gas | Retrocommissioning | A | IM200 | Vintage/existing building | Optimized process design and controls | 5 | 0 | 0 | 0 | 2.06 | 0 | 0 | 0 | 1.0284 |  | employee | 15% | 50% | Retrofit | RetroEven20 | 80.75% | TBD | 0.2% | 216.1431 |  | 167.1912 |  | 0 | COM_RCX-Heating-7PLN-v5-18 | COM_RCX-All-XCELCO-2017-18-1 | n/a | Vintage/existing building | Vintage/existing building | Vintage/existing building | Vintage/existing building | Vintage/existing building | Vintage/existing building | Vintage/existing building | Vintage/existing building | Vintage/existing building | Vintage/existing building | Vintage/existing building | Vintage/existing building | Vintage/existing building | Vintage/existing building | Vintage/existing building | Vintage/existing building | Vintage/existing building | Vintage/existing building | Vintage/existing building | Vintage/existing building | Vintage/existing building | Vintage/existing building | Optimized process design and controls | Optimized process design and controls | Optimized process design and controls | Optimized process design and controls | Optimized process design and controls | Optimized process design and controls | Optimized process design and controls | Optimized process design and controls | Optimized process design and controls | Optimized process design and controls | Optimized process design and controls | Optimized process design and controls | Optimized process design and controls | Optimized process design and controls | Optimized process design and controls | Optimized process design and controls | Optimized process design and controls | Optimized process design and controls | Optimized process design and controls | Optimized process design and controls | Optimized process design and controls | Optimized process design and controls | 2.06 | 2.06 | 2.06 | 2.06 | 2.06 | 2.06 | 2.06 | 2.06 | 2.06 | 2.06 | 2.06 | 2.06 | 2.06 | 2.06 | 2.06 | 2.06 | 2.06 | 2.06 | 2.06 | 2.06 | 2.06 | 2.06 | 0 | 0 | 0 | 0 | 0 | 0 | 0 | 0 | 0 | 0 | 0 | 0 | 0 | 0 | 0 | 0 | 0 | 0 | 0 | 0 | 0 | 0 | 0 | 0 | 0 | 0 | 0 | 0 | 0 | 0 | 0 | 0 | 0 | 0 | 0 | 0 | 0 | 0 | 0 | 0 | 0 | 0 | 0 | 0 | 0 | 0 | 0 | 0 | 0 | 0 | 0 | 0 | 0 | 0 | 0 | 0 | 0 | 0 | 0 | 0 | 0 | 0 | 4.6361 | 4.5562 | 4.4776 | 4.4004 | 4.3246 | 4.25 | 4.1767 | 4.1047 | 4.034 | 3.9644 | 3.896 | 3.8289 | 3.7629 | 3.698 | 3.6342 | 3.5716 | 3.51 | 3.4495 | 3.39 | 3.3315 | 4.6361 | 9.1923 | 13.67 | 18.0704 | 22.395 | 26.645 | 30.8217 | 34.9265 | 38.9604 | 42.9248 | 46.8209 | 50.6497 | 54.4126 | 58.1106 | 61.7448 | 65.3164 | 68.8264 | 72.2758 | 75.6658 | 78.9974 | 0 | 0 | 0 | 0 | 0 | 0 | 0 | 0 | 0 | 0 | 0 | 0 | 0 | 0 | 0 | 0 | 0 | 0 | 0 | 0 | 0 | 0 | 0 | 0 | 0 | 0 | 0 | 0 | 0 | 0 | 0 | 0 | 0 | 0 | 0 | 0 | 0 | 0 | 0 | 0 | 3.9407 | 3.8728 | 3.806 | 3.7404 | 3.6759 | 3.6125 | 3.5502 | 3.489 | 3.4289 | 3.3697 | 3.3116 | 3.2545 | 3.1984 | 3.1433 | 3.0891 | 3.0358 | 2.9835 | 2.9321 | 2.8815 | 2.8318 | 3.9407 | 7.8135 | 11.6195 | 15.3599 | 19.0357 | 22.6483 | 26.1985 | 29.6875 | 33.1164 | 36.4861 | 39.7977 | 43.0523 | 46.2507 | 49.394 | 52.4831 | 55.5189 | 58.5024 | 61.4345 | 64.316 | 67.1478 | 0 | 0 | 0 | 0 | 0 | 0 | 0 | 0 | 0 | 0 | 0 | 0 | 0 | 0 | 0 | 0 | 0 | 0 | 0 | 0 | 0 | 0 | 0 | 0 | 0 | 0 | 0 | 0 | 0 | 0 | 0 | 0 | 0 | 0 | 0 | 0 | 0 | 0 | 0 | 0 | 3.9407 | 3.8728 | 3.806 | 3.7404 | 3.6759 | 3.6125 | 3.5502 | 3.489 | 3.4289 | 3.3697 | 3.3116 | 3.2545 | 3.1984 | 3.1433 | 3.0891 | 3.0358 | 2.9835 | 2.9321 | 2.8815 | 2.8318 | 3.9407 | 7.8135 | 11.6195 | 15.3599 | 19.0357 | 22.6483 | 26.1985 | 29.6875 | 33.1164 | 36.4861 | 39.7977 | 43.0523 | 46.2507 | 49.394 | 52.4831 | 55.5189 | 58.5024 | 61.4345 | 64.316 | 67.1478 | 0 | 0 | 0 | 0 | 0 | 0 | 0 | 0 | 0 | 0 | 0 | 0 | 0 | 0 | 0 | 0 | 0 | 0 | 0 | 0 | 0 | 0 | 0 | 0 | 0 | 0 | 0 | 0 | 0 | 0 | 0 | 0 | 0 | 0 | 0 | 0 | 0 | 0 | 0 | 0 | 3.9407 | 3.8728 | 3.806 | 3.7404 | 3.6759 | 3.6125 | 3.5502 | 3.489 | 3.4289 | 3.3697 | 3.3116 | 3.2545 | 3.1984 | 3.1433 | 3.0891 | 3.0358 | 2.9835 | 2.9321 | 2.8815 | 2.8318 | 3.9407 | 7.8135 | 11.6195 | 15.3599 | 19.0357 | 22.6483 | 26.1985 | 29.6875 | 33.1164 | 36.4861 | 39.7977 | 43.0523 | 46.2507 | 49.394 | 52.4831 | 55.5189 | 58.5024 | 61.4345 | 64.316 | 67.1478 | 0 | 0 | 0 | 0 | 0 | 0 | 0 | 0 | 0 | 0 | 0 | 0 | 0 | 0 | 0 | 0 | 0 | 0 | 0 | 0 | 0 | 0 | 0 | 0 | 0 | 0 | 0 | 0 | 0 | 0 | 0 | 0 | 0 | 0 | 0 | 0 | 0 | 0 | 0 | 0 | 3.9407 | 3.8728 | 3.806 | 3.7404 | 3.6759 | 3.6125 | 3.5502 | 3.489 | 3.4289 | 3.3697 | 3.3116 | 3.2545 | 3.1984 | 3.1433 | 3.0891 | 3.0358 | 2.9835 | 2.9321 | 2.8815 | 2.8318 | 3.9407 | 7.8135 | 11.6195 | 15.3599 | 19.0357 | 22.6483 | 26.1985 | 29.6875 | 33.1164 | 36.4861 | 39.7977 | 43.0523 | 46.2507 | 49.394 | 52.4831 | 55.5189 | 58.5024 | 61.4345 | 64.316 | 67.1478 | 162.3376 | 162.7245 | 163.1118 | 163.4966 | 163.8759 | 164.2473 | 164.6081 | 164.9558 | 165.2881 | 165.6027 | 165.9005 | 166.1821 | 166.4482 | 166.6997 | 166.937 | 167.1609 | 167.3719 | 167.5706 | 167.7575 | 167.9332 | 125.5715 | 125.8708 | 126.1704 | 126.468 | 126.7615 | 127.0488 | 127.3278 | 127.5968 | 127.8538 | 128.0972 | 128.3275 | 128.5453 | 128.7512 | 128.9457 | 129.1293 | 129.3025 | 129.4657 | 129.6194 | 129.764 | 129.8999
WA_Industrial_Primary Metals_New_Space Heating_Natural Gas_Insulation - Roof/Ceiling_A | WA | Industrial | Primary Metals | New | Space Heating | Natural Gas | Insulation - Roof/Ceiling | A | IM201 | R-13 | R-38 | 45 | 0.078976 | 0 | 0 | 1.11 | 0 | 0 | 0 | 0.55475 |  | sqft | 0% | 0% | Retrofit | Retro3Slow | 81.94% | TBD | 0.2% | 116.4128 |  | 62.2694 |  | 0 | RTF Wkbk - ComWeatherizationSchool_v3_1 | RTF Wkbk - ComWeatherizationSchool_v3_1 | Building Energy Simulation Tool | R-13 | R-13 | R-13 | R-13 | R-13 | R-13 | R-13 | R-13 | R-13 | R-13 | R-13 | R-13 | R-13 | R-13 | R-13 | R-13 | R-13 | R-13 | R-13 | R-13 | R-13 | R-13 | R-38 | R-38 | R-38 | R-38 | R-38 | R-38 | R-38 | R-38 | R-38 | R-38 | R-38 | R-38 | R-38 | R-38 | R-38 | R-38 | R-38 | R-38 | R-38 | R-38 | R-38 | R-38 | 1.11 | 1.11 | 1.11 | 1.11 | 1.11 | 1.11 | 1.11 | 1.11 | 1.11 | 1.11 | 1.11 | 1.11 | 1.11 | 1.11 | 1.11 | 1.11 | 1.11 | 1.11 | 1.11 | 1.11 | 1.11 | 1.11 | 0 | 0 | 0.078561 | 0.073867 | 0.071969 | 0.070813 | 0.070239 | 0.069714 | 0.069246 | 0.068788 | 0.068359 | 0.067916 | 0.067315 | 0.066786 | 0.066206 | 0.066125 | 0.066017 | 0.065885 | 0.065891 | 0.065858 | 0.065931 | 0.065949 | 0 | 0 | 0 | 0 | 0 | 0 | 0 | 0 | 0 | 0 | 0 | 0 | 0 | 0 | 0 | 0 | 0 | 0 | 0 | 0 | 0 | 0 | 0 | 0 | 0 | 0 | 0 | 0 | 0 | 0 | 0 | 0 | 0 | 0 | 0 | 0 | 0 | 0 | 0 | 0 | 0 | 0 | 0 | 0 | 0 | 0 | 0 | 0 | 0 | 0 | 0 | 0 | 0 | 0 | 0 | 0 | 0 | 0 | 0 | 0 | 0 | 0 | 0 | 0 | 0 | 0 | 0 | 0 | 0 | 0 | 0 | 0 | 0 | 0 | 0 | 0 | 0 | 0 | 0 | 0 | 0 | 0 | 0 | 0 | 0 | 0 | 0 | 0 | 0 | 0 | 0 | 0 | 0 | 0 | 0 | 0 | 0 | 0 | 0 | 0 | 0 | 0 | 0 | 0 | 0 | 0 | 0 | 0 | 0 | 0 | 0 | 0 | 0 | 0 | 0 | 0 | 0 | 0 | 0 | 0 | 0 | 0 | 0 | 0 | 0 | 0 | 0 | 0 | 0 | 0 | 0 | 0 | 0 | 0 | 0 | 0 | 0 | 0 | 0 | 0 | 0 | 0 | 0 | 0 | 0 | 0 | 0 | 0 | 0 | 0 | 0 | 0 | 0 | 0 | 0 | 0 | 0 | 0 | 0 | 0 | 0 | 0 | 0 | 0 | 0 | 0 | 0 | 0 | 0 | 0 | 0 | 0 | 0 | 0 | 0 | 0 | 0 | 0 | 0 | 0 | 0 | 0 | 0 | 0 | 0 | 0 | 0 | 0 | 0 | 0 | 0 | 0 | 0 | 0 | 0 | 0 | 0 | 0 | 0 | 0 | 0 | 0 | 0 | 0 | 0 | 0 | 0 | 0 | 0 | 0 | 0 | 0 | 0 | 0 | 0 | 0 | 0 | 0 | 0 | 0 | 0 | 0 | 0 | 0 | 0 | 0 | 0 | 0 | 0 | 0 | 0 | 0 | 0 | 0 | 0 | 0 | 0 | 0 | 0 | 0 | 0 | 0 | 0 | 0 | 0 | 0 | 0 | 0 | 0 | 0 | 0 | 0 | 0 | 0 | 0 | 0 | 0 | 0 | 0 | 0 | 0 | 0 | 0 | 0 | 0 | 0 | 0 | 0 | 0 | 0 | 0 | 0 | 0 | 0 | 0 | 0 | 0 | 0 | 0 | 0 | 0 | 0 | 0 | 0 | 0 | 0 | 0 | 0 | 0 | 0 | 0 | 0 | 0 | 0 | 0 | 0 | 0 | 0 | 0 | 0 | 0 | 0 | 0 | 0 | 0 | 0 | 0 | 0 | 0 | 0 | 0 | 0 | 0 | 0 | 0 | 0 | 0 | 0 | 0 | 0 | 0 | 0 | 0 | 0 | 0 | 0 | 0 | 0 | 0 | 0 | 0 | 0 | 0 | 0 | 0 | 0 | 0 | 0 | 0 | 0 | 0 | 0 | 0 | 0 | 0 | 0 | 0 | 0 | 0 | 0 | 0 | 0 | 0 | 0 | 0 | 0 | 0 | 0 | 0 | 0 | 0 | 0 | 0 | 0 | 0 | 0 | 0 | 0 | 0 | 0 | 0 | 0 | 0 | 0 | 0 | 0 | 0 | 0 | 0 | 0 | 0 | 0 | 0 | 0 | 0 | 0 | 0 | 0 | 0 | 0 | 0 | 0 | 0 | 0 | 0 | 0 | 0 | 0 | 0 | 0 | 955.4003 | 955.4003 | 955.4003 | 955.4003 | 955.4003 | 955.4003 | 955.4003 | 955.4003 | 955.4003 | 955.4003 | 955.4003 | 955.4003 | 955.4003 | 955.4003 | 955.4003 | 955.4003 | 955.4003 | 955.4003 | 955.4003 | 955.4003 | 511.0451 | 511.0451 | 511.0451 | 511.0451 | 511.0451 | 511.0451 | 511.0451 | 511.0451 | 511.0451 | 511.0451 | 511.0451 | 511.0451 | 511.0451 | 511.0451 | 511.0451 | 511.0451 | 511.0451 | 511.0451 | 511.0451 | 511.0451
WA_Industrial_Primary Metals_New_Space Heating_Natural Gas_Insulation - Wall Cavity_A | WA | Industrial | Primary Metals | New | Space Heating | Natural Gas | Insulation - Wall Cavity | A | IM202 | R-11 or less | R-21 | 45 | 0.017277 | 0 | 0 | 0.24 | 0 | 0 | 0 | 0.1203 |  | sqft | 0% | 0% | Retrofit | Retro3Slow | 81.94% | TBD | 0.2% | 90.615 |  | 48.4701 |  | 0 | RTF Wkbk - ComWeatherizationSchool_v3_1 | N/A | Building Energy Simulation Tool | R-11 or less | R-11 or less | R-11 or less | R-11 or less | R-11 or less | R-11 or less | R-11 or less | R-11 or less | R-11 or less | R-11 or less | R-11 or less | R-11 or less | R-11 or less | R-11 or less | R-11 or less | R-11 or less | R-11 or less | R-11 or less | R-11 or less | R-11 or less | R-11 or less | R-11 or less | R-21 | R-21 | R-21 | R-21 | R-21 | R-21 | R-21 | R-21 | R-21 | R-21 | R-21 | R-21 | R-21 | R-21 | R-21 | R-21 | R-21 | R-21 | R-21 | R-21 | R-21 | R-21 | 0.24 | 0.24 | 0.24 | 0.24 | 0.24 | 0.24 | 0.24 | 0.24 | 0.24 | 0.24 | 0.24 | 0.24 | 0.24 | 0.24 | 0.24 | 0.24 | 0.24 | 0.24 | 0.24 | 0.24 | 0.24 | 0.24 | 0 | 0 | 0.017187 | 0.01616 | 0.015744 | 0.015492 | 0.015366 | 0.015251 | 0.015149 | 0.015048 | 0.014955 | 0.014858 | 0.014726 | 0.01461 | 0.014484 | 0.014466 | 0.014442 | 0.014413 | 0.014415 | 0.014408 | 0.014424 | 0.014428 | 0 | 0 | 0 | 0 | 0 | 0 | 0 | 0 | 0 | 0 | 0 | 0 | 0 | 0 | 0 | 0 | 0 | 0 | 0 | 0 | 0 | 0 | 0 | 0 | 0 | 0 | 0 | 0 | 0 | 0 | 0 | 0 | 0 | 0 | 0 | 0 | 0 | 0 | 0 | 0 | 0 | 0 | 0 | 0 | 0 | 0 | 0 | 0 | 0 | 0 | 0 | 0 | 0 | 0 | 0 | 0 | 0 | 0 | 0 | 0 | 0 | 0 | 0 | 0 | 0 | 0 | 0 | 0 | 0 | 0 | 0 | 0 | 0 | 0 | 0 | 0 | 0 | 0 | 0 | 0 | 0 | 0 | 0 | 0 | 0 | 0 | 0 | 0 | 0 | 0 | 0 | 0 | 0 | 0 | 0 | 0 | 0 | 0 | 0 | 0 | 0 | 0 | 0 | 0 | 0 | 0 | 0 | 0 | 0 | 0 | 0 | 0 | 0 | 0 | 0 | 0 | 0 | 0 | 0 | 0 | 0 | 0 | 0 | 0 | 0 | 0 | 0 | 0 | 0 | 0 | 0 | 0 | 0 | 0 | 0 | 0 | 0 | 0 | 0 | 0 | 0 | 0 | 0 | 0 | 0 | 0 | 0 | 0 | 0 | 0 | 0 | 0 | 0 | 0 | 0 | 0 | 0 | 0 | 0 | 0 | 0 | 0 | 0 | 0 | 0 | 0 | 0 | 0 | 0 | 0 | 0 | 0 | 0 | 0 | 0 | 0 | 0 | 0 | 0 | 0 | 0 | 0 | 0 | 0 | 0 | 0 | 0 | 0 | 0 | 0 | 0 | 0 | 0 | 0 | 0 | 0 | 0 | 0 | 0 | 0 | 0 | 0 | 0 | 0 | 0 | 0 | 0 | 0 | 0 | 0 | 0 | 0 | 0 | 0 | 0 | 0 | 0 | 0 | 0 | 0 | 0 | 0 | 0 | 0 | 0 | 0 | 0 | 0 | 0 | 0 | 0 | 0 | 0 | 0 | 0 | 0 | 0 | 0 | 0 | 0 | 0 | 0 | 0 | 0 | 0 | 0 | 0 | 0 | 0 | 0 | 0 | 0 | 0 | 0 | 0 | 0 | 0 | 0 | 0 | 0 | 0 | 0 | 0 | 0 | 0 | 0 | 0 | 0 | 0 | 0 | 0 | 0 | 0 | 0 | 0 | 0 | 0 | 0 | 0 | 0 | 0 | 0 | 0 | 0 | 0 | 0 | 0 | 0 | 0 | 0 | 0 | 0 | 0 | 0 | 0 | 0 | 0 | 0 | 0 | 0 | 0 | 0 | 0 | 0 | 0 | 0 | 0 | 0 | 0 | 0 | 0 | 0 | 0 | 0 | 0 | 0 | 0 | 0 | 0 | 0 | 0 | 0 | 0 | 0 | 0 | 0 | 0 | 0 | 0 | 0 | 0 | 0 | 0 | 0 | 0 | 0 | 0 | 0 | 0 | 0 | 0 | 0 | 0 | 0 | 0 | 0 | 0 | 0 | 0 | 0 | 0 | 0 | 0 | 0 | 0 | 0 | 0 | 0 | 0 | 0 | 0 | 0 | 0 | 0 | 0 | 0 | 0 | 0 | 0 | 0 | 0 | 0 | 0 | 0 | 0 | 0 | 0 | 0 | 0 | 0 | 0 | 0 | 0 | 0 | 0 | 0 | 0 | 0 | 0 | 0 | 0 | 0 | 0 | 0 | 0 | 0 | 0 | 0 | 0 | 0 | 944.2619 | 944.2619 | 944.2619 | 944.2619 | 944.2619 | 944.2619 | 944.2619 | 944.2619 | 944.2619 | 944.2619 | 944.2619 | 944.2619 | 944.2619 | 944.2619 | 944.2619 | 944.2619 | 944.2619 | 944.2619 | 944.2619 | 944.2619 | 505.0872 | 505.0872 | 505.0872 | 505.0872 | 505.0872 | 505.0872 | 505.0872 | 505.0872 | 505.0872 | 505.0872 | 505.0872 | 505.0872 | 505.0872 | 505.0872 | 505.0872 | 505.0872 | 505.0872 | 505.0872 | 505.0872 | 505.0872
WA_Industrial_Primary Metals_New_Space Heating_Natural Gas_Insulation - Ducting_A | WA | Industrial | Primary Metals | New | Space Heating | Natural Gas | Insulation - Ducting | A | IM203 | ~2°F thermal losses | 50% reduction in thermal losses | 20 | 0.0012737 | 0 | 0 | 1.52 | 0 | 0 | 0 | 0.76105 |  | sqft | 0% | 0% | Retrofit | Retro5Med | 81.71% | TBD | 0.2% | 182.7943 |  | 115.102 |  | 0 | MA TRM - 2019-2021 - COM-HVAC-DI | MEMD - MMD8.25.01.FESH23.v01 | Building Energy Simulation Tool | ~2°F thermal losses | ~2°F thermal losses | ~2°F thermal losses | ~2°F thermal losses | ~2°F thermal losses | ~2°F thermal losses | ~2°F thermal losses | ~2°F thermal losses | ~2°F thermal losses | ~2°F thermal losses | ~2°F thermal losses | ~2°F thermal losses | ~2°F thermal losses | ~2°F thermal losses | ~2°F thermal losses | ~2°F thermal losses | ~2°F thermal losses | ~2°F thermal losses | ~2°F thermal losses | ~2°F thermal losses | ~2°F thermal losses | ~2°F thermal losses | 50% reduction in thermal losses | 50% reduction in thermal losses | 50% reduction in thermal losses | 50% reduction in thermal losses | 50% reduction in thermal losses | 50% reduction in thermal losses | 50% reduction in thermal losses | 50% reduction in thermal losses | 50% reduction in thermal losses | 50% reduction in thermal losses | 50% reduction in thermal losses | 50% reduction in thermal losses | 50% reduction in thermal losses | 50% reduction in thermal losses | 50% reduction in thermal losses | 50% reduction in thermal losses | 50% reduction in thermal losses | 50% reduction in thermal losses | 50% reduction in thermal losses | 50% reduction in thermal losses | 50% reduction in thermal losses | 50% reduction in thermal losses | 1.52 | 1.52 | 1.52 | 1.52 | 1.52 | 1.52 | 1.52 | 1.52 | 1.52 | 1.52 | 1.52 | 1.52 | 1.52 | 1.52 | 1.52 | 1.52 | 1.52 | 1.52 | 1.52 | 1.52 | 1.52 | 1.52 | 0 | 0 | 0.0012643 | 0.0011873 | 0.0011555 | 0.0011358 | 0.0011249 | 0.0011152 | 0.0011065 | 0.0010982 | 0.0010901 | 0.0010819 | 0.0010714 | 0.0010623 | 0.0010522 | 0.0010504 | 0.0010483 | 0.0010462 | 0.0010461 | 0.0010456 | 0.0010468 | 0.0010471 | 0 | 0 | 0 | 0 | 0 | 0 | 0 | 0 | 0 | 0 | 0 | 0 | 0 | 0 | 0 | 0 | 0 | 0 | 0 | 0 | 0 | 0 | 0 | 0 | 0 | 0 | 0 | 0 | 0 | 0 | 0 | 0 | 0 | 0 | 0 | 0 | 0 | 0 | 0 | 0 | 0 | 0 | 0 | 0 | 0 | 0 | 0 | 0 | 0 | 0 | 0 | 0 | 0 | 0 | 0 | 0 | 0 | 0 | 0 | 0 | 0 | 0 | 0 | 0 | 0 | 0 | 0 | 0 | 0 | 0 | 0 | 0 | 0 | 0 | 0 | 0 | 0 | 0 | 0 | 0 | 0 | 0 | 0 | 0 | 0 | 0 | 0 | 0 | 0 | 0 | 0 | 0 | 0 | 0 | 0 | 0 | 0 | 0 | 0 | 0 | 0 | 0 | 0 | 0 | 0 | 0 | 0 | 0 | 0 | 0 | 0 | 0 | 0 | 0 | 0 | 0 | 0 | 0 | 0 | 0 | 0 | 0 | 0 | 0 | 0 | 0 | 0 | 0 | 0 | 0 | 0 | 0 | 0 | 0 | 0 | 0 | 0 | 0 | 0 | 0 | 0 | 0 | 0 | 0 | 0 | 0 | 0 | 0 | 0 | 0 | 0 | 0 | 0 | 0 | 0 | 0 | 0 | 0 | 0 | 0 | 0 | 0 | 0 | 0 | 0 | 0 | 0 | 0 | 0 | 0 | 0 | 0 | 0 | 0 | 0 | 0 | 0 | 0 | 0 | 0 | 0 | 0 | 0 | 0 | 0 | 0 | 0 | 0 | 0 | 0 | 0 | 0 | 0 | 0 | 0 | 0 | 0 | 0 | 0 | 0 | 0 | 0 | 0 | 0 | 0 | 0 | 0 | 0 | 0 | 0 | 0 | 0 | 0 | 0 | 0 | 0 | 0 | 0 | 0 | 0 | 0 | 0 | 0 | 0 | 0 | 0 | 0 | 0 | 0 | 0 | 0 | 0 | 0 | 0 | 0 | 0 | 0 | 0 | 0 | 0 | 0 | 0 | 0 | 0 | 0 | 0 | 0 | 0 | 0 | 0 | 0 | 0 | 0 | 0 | 0 | 0 | 0 | 0 | 0 | 0 | 0 | 0 | 0 | 0 | 0 | 0 | 0 | 0 | 0 | 0 | 0 | 0 | 0 | 0 | 0 | 0 | 0 | 0 | 0 | 0 | 0 | 0 | 0 | 0 | 0 | 0 | 0 | 0 | 0 | 0 | 0 | 0 | 0 | 0 | 0 | 0 | 0 | 0 | 0 | 0 | 0 | 0 | 0 | 0 | 0 | 0 | 0 | 0 | 0 | 0 | 0 | 0 | 0 | 0 | 0 | 0 | 0 | 0 | 0 | 0 | 0 | 0 | 0 | 0 | 0 | 0 | 0 | 0 | 0 | 0 | 0 | 0 | 0 | 0 | 0 | 0 | 0 | 0 | 0 | 0 | 0 | 0 | 0 | 0 | 0 | 0 | 0 | 0 | 0 | 0 | 0 | 0 | 0 | 0 | 0 | 0 | 0 | 0 | 0 | 0 | 0 | 0 | 0 | 0 | 0 | 0 | 0 | 0 | 0 | 0 | 0 | 0 | 0 | 0 | 0 | 0 | 0 | 0 | 0 | 0 | 0 | 0 | 0 | 0 | 0 | 0 | 0 | 0 | 0 | 0 | 0 | 0 | 0 | 0 | 0 | 0 | 0 | 0 | 0 | 0 | 110751.8776 | 110751.8776 | 110751.8776 | 110751.8776 | 110751.8776 | 110751.8776 | 110751.8776 | 110751.8776 | 110751.8776 | 110751.8776 | 110751.8776 | 110751.8776 | 110751.8776 | 110751.8776 | 110751.8776 | 110751.8776 | 110751.8776 | 110751.8776 | 110751.8776 | 110751.8776 | 69223.2564 | 69223.2564 | 69223.2564 | 69223.2564 | 69223.2564 | 69223.2564 | 69223.2564 | 69223.2564 | 69223.2564 | 69223.2564 | 69223.2564 | 69223.2564 | 69223.2564 | 69223.2564 | 69223.2564 | 69223.2564 | 69223.2564 | 69223.2564 | 69223.2564 | 69223.2564
WA_Industrial_Primary Metals_New_Space Heating_Natural Gas_HVAC - Duct Repair and Sealing_A | WA | Industrial | Primary Metals | New | Space Heating | Natural Gas | HVAC - Duct Repair and Sealing | A | IM204 | Poorly sealed/leaky ducts | 30% reduced duct leaking | 20 | 0.0036023 | 0 | 0 | 0 | 0 | 0 | 0 | 0 |  | sqft | 0% | 0% | Retrofit | RetroEven20 | 80.75% | TBD | 0.2% | 112.0167 |  | 70.8916 |  | 0 | MA TRM - 2019-2021 - COM-HVAC-DS | N/A | Building Energy Simulation Tool | Poorly sealed/leaky ducts | Poorly sealed/leaky ducts | Poorly sealed/leaky ducts | Poorly sealed/leaky ducts | Poorly sealed/leaky ducts | Poorly sealed/leaky ducts | Poorly sealed/leaky ducts | Poorly sealed/leaky ducts | Poorly sealed/leaky ducts | Poorly sealed/leaky ducts | Poorly sealed/leaky ducts | Poorly sealed/leaky ducts | Poorly sealed/leaky ducts | Poorly sealed/leaky ducts | Poorly sealed/leaky ducts | Poorly sealed/leaky ducts | Poorly sealed/leaky ducts | Poorly sealed/leaky ducts | Poorly sealed/leaky ducts | Poorly sealed/leaky ducts | Poorly sealed/leaky ducts | Poorly sealed/leaky ducts | 30% reduced duct leaking | 30% reduced duct leaking | 30% reduced duct leaking | 30% reduced duct leaking | 30% reduced duct leaking | 30% reduced duct leaking | 30% reduced duct leaking | 30% reduced duct leaking | 30% reduced duct leaking | 30% reduced duct leaking | 30% reduced duct leaking | 30% reduced duct leaking | 30% reduced duct leaking | 30% reduced duct leaking | 30% reduced duct leaking | 30% reduced duct leaking | 30% reduced duct leaking | 30% reduced duct leaking | 30% reduced duct leaking | 30% reduced duct leaking | 30% reduced duct leaking | 30% reduced duct leaking | 0 | 0 | 0 | 0 | 0 | 0 | 0 | 0 | 0 | 0 | 0 | 0 | 0 | 0 | 0 | 0 | 0 | 0 | 0 | 0 | 0 | 0 | 0 | 0 | 0.0035786 | 0.0033622 | 0.0032735 | 0.0032188 | 0.0031898 | 0.003164 | 0.0031411 | 0.0031191 | 0.0030981 | 0.0030768 | 0.0030483 | 0.0030236 | 0.0029963 | 0.0029919 | 0.0029863 | 0.0029803 | 0.0029803 | 0.0029789 | 0.0029823 | 0.0029833 | 0 | 0 | 0 | 0 | 0 | 0 | 0 | 0 | 0 | 0 | 0 | 0 | 0 | 0 | 0 | 0 | 0 | 0 | 0 | 0 | 0 | 0 | 0 | 0 | 0 | 0 | 0 | 0 | 0 | 0 | 0 | 0 | 0 | 0 | 0 | 0 | 0 | 0 | 0 | 0 | 0 | 0 | 0 | 0 | 0 | 0 | 0 | 0 | 0 | 0 | 0 | 0 | 0 | 0 | 0 | 0 | 0 | 0 | 0 | 0 | 0 | 0 | 0 | 0 | 0 | 0 | 0 | 0 | 0 | 0 | 0 | 0 | 0 | 0 | 0 | 0 | 0 | 0 | 0 | 0 | 0 | 0 | 0 | 0 | 0 | 0 | 0 | 0 | 0 | 0 | 0 | 0 | 0 | 0 | 0 | 0 | 0 | 0 | 0 | 0 | 0 | 0 | 0 | 0 | 0 | 0 | 0 | 0 | 0 | 0 | 0 | 0 | 0 | 0 | 0 | 0 | 0 | 0 | 0 | 0 | 0 | 0 | 0 | 0 | 0 | 0 | 0 | 0 | 0 | 0 | 0 | 0 | 0 | 0 | 0 | 0 | 0 | 0 | 0 | 0 | 0 | 0 | 0 | 0 | 0 | 0 | 0 | 0 | 0 | 0 | 0 | 0 | 0 | 0 | 0 | 0 | 0 | 0 | 0 | 0 | 0 | 0 | 0 | 0 | 0 | 0 | 0 | 0 | 0 | 0 | 0 | 0 | 0 | 0 | 0 | 0 | 0 | 0 | 0 | 0 | 0 | 0 | 0 | 0 | 0 | 0 | 0 | 0 | 0 | 0 | 0 | 0 | 0 | 0 | 0 | 0 | 0 | 0 | 0 | 0 | 0 | 0 | 0 | 0 | 0 | 0 | 0 | 0 | 0 | 0 | 0 | 0 | 0 | 0 | 0 | 0 | 0 | 0 | 0 | 0 | 0 | 0 | 0 | 0 | 0 | 0 | 0 | 0 | 0 | 0 | 0 | 0 | 0 | 0 | 0 | 0 | 0 | 0 | 0 | 0 | 0 | 0 | 0 | 0 | 0 | 0 | 0 | 0 | 0 | 0 | 0 | 0 | 0 | 0 | 0 | 0 | 0 | 0 | 0 | 0 | 0 | 0 | 0 | 0 | 0 | 0 | 0 | 0 | 0 | 0 | 0 | 0 | 0 | 0 | 0 | 0 | 0 | 0 | 0 | 0 | 0 | 0 | 0 | 0 | 0 | 0 | 0 | 0 | 0 | 0 | 0 | 0 | 0 | 0 | 0 | 0 | 0 | 0 | 0 | 0 | 0 | 0 | 0 | 0 | 0 | 0 | 0 | 0 | 0 | 0 | 0 | 0 | 0 | 0 | 0 | 0 | 0 | 0 | 0 | 0 | 0 | 0 | 0 | 0 | 0 | 0 | 0 | 0 | 0 | 0 | 0 | 0 | 0 | 0 | 0 | 0 | 0 | 0 | 0 | 0 | 0 | 0 | 0 | 0 | 0 | 0 | 0 | 0 | 0 | 0 | 0 | 0 | 0 | 0 | 0 | 0 | 0 | 0 | 0 | 0 | 0 | 0 | 0 | 0 | 0 | 0 | 0 | 0 | 0 | 0 | 0 | 0 | 0 | 0 | 0 | 0 | 0 | 0 | 0 | 0 | 0 | 0 | 0 | 0 | 0 | 0 | 0 | 0 | 0 | 0 | 0 | 0 | 0 | 0 | 0 | 0 | 0 | 0 | 0 | 0 | 0 | 0 | 0 | 0 | 0 | 0 | 0 | 0 | 0 | 0 | 0 | 0 | 0 | 0 | 0 | 0 | 0 | 0 | 0 | 0 | 0 | 0 | 0 | 0 | 0 | 0 | 0 | 0 | 0 | 0 | 0 | 0 | 0 | 0 | 0 | 0 | 0 | 0 | 0 | 0
WA_Industrial_Primary Metals_New_Space Heating_Natural Gas_Windows - High Efficiency_A | WA | Industrial | Primary Metals | New | Space Heating | Natural Gas | Windows - High Efficiency | A | IM205 | U-.5 or worse | U-.22 or better | 45 | 0.0073878 | 0 | 0 | 0 | 0 | 0 | 0 | 0 |  | sqft | 0% | 0% | Retrofit | Retro1Slow | 84.81% | TBD | 0.2% | 82.9217 |  | 44.355 |  | 0 | RTF Wkbk - ComWeatherizationSchool_v3_1 | N/A | Building Energy Simulation Tool | U-.5 or worse | U-.5 or worse | U-.5 or worse | U-.5 or worse | U-.5 or worse | U-.5 or worse | U-.5 or worse | U-.5 or worse | U-.5 or worse | U-.5 or worse | U-.5 or worse | U-.5 or worse | U-.5 or worse | U-.5 or worse | U-.5 or worse | U-.5 or worse | U-.5 or worse | U-.5 or worse | U-.5 or worse | U-.5 or worse | U-.5 or worse | U-.5 or worse | U-.22 or better | U-.22 or better | U-.22 or better | U-.22 or better | U-.22 or better | U-.22 or better | U-.22 or better | U-.22 or better | U-.22 or better | U-.22 or better | U-.22 or better | U-.22 or better | U-.22 or better | U-.22 or better | U-.22 or better | U-.22 or better | U-.22 or better | U-.22 or better | U-.22 or better | U-.22 or better | U-.22 or better | U-.22 or better | 0 | 0 | 0 | 0 | 0 | 0 | 0 | 0 | 0 | 0 | 0 | 0 | 0 | 0 | 0 | 0 | 0 | 0 | 0 | 0 | 0 | 0 | 0 | 0 | 0.0073393 | 0.0068954 | 0.0067134 | 0.0066014 | 0.0065419 | 0.006489 | 0.006442 | 0.0063968 | 0.0063537 | 0.00631 | 0.0062517 | 0.006201 | 0.0061449 | 0.0061359 | 0.0061246 | 0.0061122 | 0.0061121 | 0.0061093 | 0.0061164 | 0.0061183 | 0 | 0 | 0 | 0 | 0 | 0 | 0 | 0 | 0 | 0 | 0 | 0 | 0 | 0 | 0 | 0 | 0 | 0 | 0 | 0 | 0 | 0 | 0 | 0 | 0 | 0 | 0 | 0 | 0 | 0 | 0 | 0 | 0 | 0 | 0 | 0 | 0 | 0 | 0 | 0 | 0 | 0 | 0 | 0 | 0 | 0 | 0 | 0 | 0 | 0 | 0 | 0 | 0 | 0 | 0 | 0 | 0 | 0 | 0 | 0 | 0 | 0 | 0 | 0 | 0 | 0 | 0 | 0 | 0 | 0 | 0 | 0 | 0 | 0 | 0 | 0 | 0 | 0 | 0 | 0 | 0 | 0 | 0 | 0 | 0 | 0 | 0 | 0 | 0 | 0 | 0 | 0 | 0 | 0 | 0 | 0 | 0 | 0 | 0 | 0 | 0 | 0 | 0 | 0 | 0 | 0 | 0 | 0 | 0 | 0 | 0 | 0 | 0 | 0 | 0 | 0 | 0 | 0 | 0 | 0 | 0 | 0 | 0 | 0 | 0 | 0 | 0 | 0 | 0 | 0 | 0 | 0 | 0 | 0 | 0 | 0 | 0 | 0 | 0 | 0 | 0 | 0 | 0 | 0 | 0 | 0 | 0 | 0 | 0 | 0 | 0 | 0 | 0 | 0 | 0 | 0 | 0 | 0 | 0 | 0 | 0 | 0 | 0 | 0 | 0 | 0 | 0 | 0 | 0 | 0 | 0 | 0 | 0 | 0 | 0 | 0 | 0 | 0 | 0 | 0 | 0 | 0 | 0 | 0 | 0 | 0 | 0 | 0 | 0 | 0 | 0 | 0 | 0 | 0 | 0 | 0 | 0 | 0 | 0 | 0 | 0 | 0 | 0 | 0 | 0 | 0 | 0 | 0 | 0 | 0 | 0 | 0 | 0 | 0 | 0 | 0 | 0 | 0 | 0 | 0 | 0 | 0 | 0 | 0 | 0 | 0 | 0 | 0 | 0 | 0 | 0 | 0 | 0 | 0 | 0 | 0 | 0 | 0 | 0 | 0 | 0 | 0 | 0 | 0 | 0 | 0 | 0 | 0 | 0 | 0 | 0 | 0 | 0 | 0 | 0 | 0 | 0 | 0 | 0 | 0 | 0 | 0 | 0 | 0 | 0 | 0 | 0 | 0 | 0 | 0 | 0 | 0 | 0 | 0 | 0 | 0 | 0 | 0 | 0 | 0 | 0 | 0 | 0 | 0 | 0 | 0 | 0 | 0 | 0 | 0 | 0 | 0 | 0 | 0 | 0 | 0 | 0 | 0 | 0 | 0 | 0 | 0 | 0 | 0 | 0 | 0 | 0 | 0 | 0 | 0 | 0 | 0 | 0 | 0 | 0 | 0 | 0 | 0 | 0 | 0 | 0 | 0 | 0 | 0 | 0 | 0 | 0 | 0 | 0 | 0 | 0 | 0 | 0 | 0 | 0 | 0 | 0 | 0 | 0 | 0 | 0 | 0 | 0 | 0 | 0 | 0 | 0 | 0 | 0 | 0 | 0 | 0 | 0 | 0 | 0 | 0 | 0 | 0 | 0 | 0 | 0 | 0 | 0 | 0 | 0 | 0 | 0 | 0 | 0 | 0 | 0 | 0 | 0 | 0 | 0 | 0 | 0 | 0 | 0 | 0 | 0 | 0 | 0 | 0 | 0 | 0 | 0 | 0 | 0 | 0 | 0 | 0 | 0 | 0 | 0 | 0 | 0 | 0 | 0 | 0 | 0 | 0 | 0 | 0 | 0 | 0 | 0 | 0 | 0 | 0 | 0 | 0 | 0 | 0 | 0 | 0 | 0 | 0 | 0 | 0 | 0 | 0 | 0 | 0 | 0 | 0 | 0 | 0 | 0 | 0 | 0 | 0 | 0 | 0 | 0 | 0 | 0 | 0 | 0 | 0
WA_Industrial_Primary Metals_New_Space Heating_Natural Gas_Gas Boiler - Maintenance_A | WA | Industrial | Primary Metals | New | Space Heating | Natural Gas | Gas Boiler - Maintenance | A | IM206 | Degrade performance | General cleaning and maintenance | 3 | 27.8643 | 0 | 0 | 0.17 | 0 | 0 | 0 | 0.08515 |  | sqft | 5% | 10% | Retrofit | Retro20Fast | 65.82% | TBD | 0.2% | 16.6685 |  | 13.3854 |  | 0.00010595 | IL TRM - 4.3.10 - CI-HWE-DBTU-V01-180101 | IL TRM - 4.3.10 - CI-HWE-DBTU-V01-180101 | IL TRM - 4.3.10 - CI-HWE-DBTU-V01-180101 | Degrade performance | Degrade performance | Degrade performance | Degrade performance | Degrade performance | Degrade performance | Degrade performance | Degrade performance | Degrade performance | Degrade performance | Degrade performance | Degrade performance | Degrade performance | Degrade performance | Degrade performance | Degrade performance | Degrade performance | Degrade performance | Degrade performance | Degrade performance | Degrade performance | Degrade performance | General cleaning and maintenance | General cleaning and maintenance | General cleaning and maintenance | General cleaning and maintenance | General cleaning and maintenance | General cleaning and maintenance | General cleaning and maintenance | General cleaning and maintenance | General cleaning and maintenance | General cleaning and maintenance | General cleaning and maintenance | General cleaning and maintenance | General cleaning and maintenance | General cleaning and maintenance | General cleaning and maintenance | General cleaning and maintenance | General cleaning and maintenance | General cleaning and maintenance | General cleaning and maintenance | General cleaning and maintenance | General cleaning and maintenance | General cleaning and maintenance | 0.17 | 0.17 | 0.17 | 0.17 | 0.17 | 0.17 | 0.17 | 0.17 | 0.17 | 0.17 | 0.17 | 0.17 | 0.17 | 0.17 | 0.17 | 0.17 | 0.17 | 0.17 | 0.17 | 0.17 | 0.17 | 0.17 | 0 | 0 | 27.7715 | 26.1452 | 25.5089 | 25.1382 | 24.9938 | 24.8678 | 24.7725 | 24.6888 | 24.638 | 24.5887 | 24.4895 | 24.4098 | 24.3252 | 24.3998 | 24.4443 | 24.4428 | 24.4889 | 24.4815 | 24.4931 | 24.4702 | 0.00012427 | 0.00014312 | 0.00013784 | 0.00014121 | 0.00014159 | 0.00014047 | 0.00013915 | 0.00013986 | 0.00013918 | 0.00024815 | 0.00027278 | 0.00026978 | 0.00049098 | 0.00054357 | 0.00054033 | 0.00098671 | 0.0010911 | 0.0010823 | 0.0020055 | 0.0021852 | 0.00012427 | 0.00026011 | 0.00039162 | 0.00041464 | 0.00041703 | 0.00042103 | 0.00041942 | 0.000418 | 0.00041714 | 0.00041631 | 0.00041463 | 0.00041328 | 0.00041185 | 0.00041311 | 0.00041386 | 0.00041384 | 0.00041462 | 0.00041449 | 0.00041469 | 0.0004143 | 0.0044749 | 0.0054738 | 0.0054034 | 0.0056171 | 0.0056649 | 0.0056488 | 0.0056171 | 0.0056649 | 0.0056488 | 0.010092 | 0.011139 | 0.011052 | 0.020184 | 0.022278 | 0.022105 | 0.040368 | 0.044555 | 0.044209 | 0.081878 | 0.089301 | 0.0044749 | 0.0099487 | 0.015352 | 0.016494 | 0.016685 | 0.016931 | 0.016931 | 0.016931 | 0.016931 | 0.016931 | 0.016931 | 0.016931 | 0.016931 | 0.016931 | 0.016931 | 0.016931 | 0.016931 | 0.016931 | 0.016931 | 0.016931 | 0.00010595 | 0.00012818 | 0.00012559 | 0.00012967 | 0.00013026 | 0.00012932 | 0.00012807 | 0.00012862 | 0.00012789 | 0.00022781 | 0.00025031 | 0.00024736 | 0.00044997 | 0.000495 | 0.00048962 | 0.0008905 | 0.0009809 | 0.00097059 | 0.0017936 | 0.0019534 | 0.00010595 | 0.00023297 | 0.00035682 | 0.00038076 | 0.00038368 | 0.0003876 | 0.00038602 | 0.00038442 | 0.00038333 | 0.00038218 | 0.00038047 | 0.00037892 | 0.00037745 | 0.0003762 | 0.00037502 | 0.00037349 | 0.00037274 | 0.00037171 | 0.00037088 | 0.00037035 | 0.0038036 | 0.0046528 | 0.0045929 | 0.0047746 | 0.0048152 | 0.0048015 | 0.0047746 | 0.0048152 | 0.0048015 | 0.0085782 | 0.0094679 | 0.0093944 | 0.017156 | 0.018936 | 0.018789 | 0.034313 | 0.037872 | 0.037578 | 0.069597 | 0.075906 | 0.0038036 | 0.0084564 | 0.013049 | 0.01402 | 0.014183 | 0.014391 | 0.014391 | 0.014391 | 0.014391 | 0.014391 | 0.014391 | 0.014391 | 0.014391 | 0.014391 | 0.014391 | 0.014391 | 0.014391 | 0.014391 | 0.014391 | 0.014391 | 0.00010595 | 0.00012818 | 0.00012559 | 0.00012967 | 0.00013026 | 0.00012932 | 0.00012807 | 0.00012862 | 0.00012789 | 0.00022781 | 0.00025031 | 0.00024736 | 0.00044997 | 0.000495 | 0.00048962 | 0.0008905 | 0.0009809 | 0.00097059 | 0.0017936 | 0.0019534 | 0.00010595 | 0.00023297 | 0.00035682 | 0.00038076 | 0.00038368 | 0.0003876 | 0.00038602 | 0.00038442 | 0.00038333 | 0.00038218 | 0.00038047 | 0.00037892 | 0.00037745 | 0.0003762 | 0.00037502 | 0.00037349 | 0.00037274 | 0.00037171 | 0.00037088 | 0.00037035 | 0.0038036 | 0.0046528 | 0.0045929 | 0.0047746 | 0.0048152 | 0.0048015 | 0.0047746 | 0.0048152 | 0.0048015 | 0.0085782 | 0.0094679 | 0.0093944 | 0.017156 | 0.018936 | 0.018789 | 0.034313 | 0.037872 | 0.037578 | 0.069597 | 0.075906 | 0.0038036 | 0.0084564 | 0.013049 | 0.01402 | 0.014183 | 0.014391 | 0.014391 | 0.014391 | 0.014391 | 0.014391 | 0.014391 | 0.014391 | 0.014391 | 0.014391 | 0.014391 | 0.014391 | 0.014391 | 0.014391 | 0.014391 | 0.014391 | 0.00010595 | 0.00012818 | 0.00012559 | 0.00012967 | 0.00013026 | 0.00012932 | 0.00012807 | 0.00012862 | 0.00012789 | 0.00022781 | 0.00025031 | 0.00024736 | 0.00044997 | 0.000495 | 0.00048962 | 0.0008905 | 0.0009809 | 0.00097059 | 0.0017936 | 0.0019534 | 0.00010595 | 0.00023297 | 0.00035682 | 0.00038076 | 0.00038368 | 0.0003876 | 0.00038602 | 0.00038442 | 0.00038333 | 0.00038218 | 0.00038047 | 0.00037892 | 0.00037745 | 0.0003762 | 0.00037502 | 0.00037349 | 0.00037274 | 0.00037171 | 0.00037088 | 0.00037035 | 0.0038036 | 0.0046528 | 0.0045929 | 0.0047746 | 0.0048152 | 0.0048015 | 0.0047746 | 0.0048152 | 0.0048015 | 0.0085782 | 0.0094679 | 0.0093944 | 0.017156 | 0.018936 | 0.018789 | 0.034313 | 0.037872 | 0.037578 | 0.069597 | 0.075906 | 0.0038036 | 0.0084564 | 0.013049 | 0.01402 | 0.014183 | 0.014391 | 0.014391 | 0.014391 | 0.014391 | 0.014391 | 0.014391 | 0.014391 | 0.014391 | 0.014391 | 0.014391 | 0.014391 | 0.014391 | 0.014391 | 0.014391 | 0.014391 | 0.00010595 | 0.00012818 | 0.00012559 | 0.00012967 | 0.00013026 | 0.00012932 | 0.00012807 | 0.00012862 | 0.00012789 | 0.00022781 | 0.00025031 | 0.00024736 | 0.00044997 | 0.000495 | 0.00048962 | 0.0008905 | 0.0009809 | 0.00097059 | 0.0017936 | 0.0019534 | 0.00010595 | 0.00023297 | 0.00035682 | 0.00038076 | 0.00038368 | 0.0003876 | 0.00038602 | 0.00038442 | 0.00038333 | 0.00038218 | 0.00038047 | 0.00037892 | 0.00037745 | 0.0003762 | 0.00037502 | 0.00037349 | 0.00037274 | 0.00037171 | 0.00037088 | 0.00037035 | 0.0038036 | 0.0046528 | 0.0045929 | 0.0047746 | 0.0048152 | 0.0048015 | 0.0047746 | 0.0048152 | 0.0048015 | 0.0085782 | 0.0094679 | 0.0093944 | 0.017156 | 0.018936 | 0.018789 | 0.034313 | 0.037872 | 0.037578 | 0.069597 | 0.075906 | 0.0038036 | 0.0084564 | 0.013049 | 0.01402 | 0.014183 | 0.014391 | 0.014391 | 0.014391 | 0.014391 | 0.014391 | 0.014391 | 0.014391 | 0.014391 | 0.014391 | 0.014391 | 0.014391 | 0.014391 | 0.014391 | 0.014391 | 0.014391 | 1.1224 | 1.1224 | 1.1224 | 1.1224 | 1.1224 | 1.1224 | 1.1224 | 1.1224 | 1.1224 | 1.1224 | 1.1224 | 1.1224 | 1.1224 | 1.1224 | 1.1224 | 1.1224 | 1.1224 | 1.1224 | 1.1224 | 1.1224 | 0.90135 | 0.90135 | 0.90135 | 0.90135 | 0.90135 | 0.90135 | 0.90135 | 0.90135 | 0.90135 | 0.90135 | 0.90135 | 0.90135 | 0.90135 | 0.90135 | 0.90135 | 0.90135 | 0.90135 | 0.90135 | 0.90135 | 0.90135
WA_Industrial_Primary Metals_New_Process_Natural Gas_Gas Boiler - Maintenance_A | WA | Industrial | Primary Metals | New | Process | Natural Gas | Gas Boiler - Maintenance | A | IM207 | Degrade performance | General cleaning and maintenance | 3 | 28.0317 | 0 | 0 | 0.17 | 0 | 0 | 0 | 0.08515 |  | sqft | 5% | 10% | Retrofit | Retro20Fast | 65.82% | TBD | 0.2% | 16.6685 |  | 13.3854 |  | 0.0038618 | IL TRM - 4.3.10 - CI-HWE-DBTU-V01-180101 | IL TRM - 4.3.10 - CI-HWE-DBTU-V01-180101 | IL TRM - 4.3.10 - CI-HWE-DBTU-V01-180101 | Degrade performance | Degrade performance | Degrade performance | Degrade performance | Degrade performance | Degrade performance | Degrade performance | Degrade performance | Degrade performance | Degrade performance | Degrade performance | Degrade performance | Degrade performance | Degrade performance | Degrade performance | Degrade performance | Degrade performance | Degrade performance | Degrade performance | Degrade performance | Degrade performance | Degrade performance | General cleaning and maintenance | General cleaning and maintenance | General cleaning and maintenance | General cleaning and maintenance | General cleaning and maintenance | General cleaning and maintenance | General cleaning and maintenance | General cleaning and maintenance | General cleaning and maintenance | General cleaning and maintenance | General cleaning and maintenance | General cleaning and maintenance | General cleaning and maintenance | General cleaning and maintenance | General cleaning and maintenance | General cleaning and maintenance | General cleaning and maintenance | General cleaning and maintenance | General cleaning and maintenance | General cleaning and maintenance | General cleaning and maintenance | General cleaning and maintenance | 0.17 | 0.17 | 0.17 | 0.17 | 0.17 | 0.17 | 0.17 | 0.17 | 0.17 | 0.17 | 0.17 | 0.17 | 0.17 | 0.17 | 0.17 | 0.17 | 0.17 | 0.17 | 0.17 | 0.17 | 0.17 | 0.17 | 0 | 0 | 28.0317 | 28.0317 | 28.0317 | 28.0317 | 28.0317 | 28.0317 | 28.0317 | 28.0317 | 28.0317 | 28.0317 | 28.0317 | 28.0317 | 28.0317 | 28.0317 | 28.0317 | 28.0317 | 28.0317 | 28.0317 | 28.0317 | 28.0317 | 0.0045433 | 0.0055575 | 0.005486 | 0.005703 | 0.0057515 | 0.0057352 | 0.005703 | 0.0057515 | 0.0057352 | 0.010246 | 0.011309 | 0.011221 | 0.020493 | 0.022618 | 0.022442 | 0.040985 | 0.045236 | 0.044885 | 0.08313 | 0.090666 | 0.0045433 | 0.010101 | 0.015587 | 0.016747 | 0.016941 | 0.01719 | 0.01719 | 0.01719 | 0.01719 | 0.01719 | 0.01719 | 0.01719 | 0.01719 | 0.01719 | 0.01719 | 0.01719 | 0.01719 | 0.01719 | 0.01719 | 0.01719 | 0.16208 | 0.19826 | 0.19571 | 0.20345 | 0.20518 | 0.2046 | 0.20345 | 0.20518 | 0.2046 | 0.36553 | 0.40344 | 0.40031 | 0.73105 | 0.80687 | 0.80061 | 1.4621 | 1.6137 | 1.6012 | 2.9656 | 3.2344 | 0.16208 | 0.36034 | 0.55604 | 0.59742 | 0.60434 | 0.61322 | 0.61322 | 0.61322 | 0.61322 | 0.61322 | 0.61322 | 0.61322 | 0.61322 | 0.61322 | 0.61322 | 0.61322 | 0.61322 | 0.61322 | 0.61322 | 0.61322 | 0.0038618 | 0.0047239 | 0.0046631 | 0.0048476 | 0.0048888 | 0.0048749 | 0.0048476 | 0.0048888 | 0.0048749 | 0.0087094 | 0.0096127 | 0.009538 | 0.017419 | 0.019225 | 0.019076 | 0.034837 | 0.038451 | 0.038152 | 0.070661 | 0.077066 | 0.0038618 | 0.0085857 | 0.013249 | 0.014235 | 0.014399 | 0.014611 | 0.014611 | 0.014611 | 0.014611 | 0.014611 | 0.014611 | 0.014611 | 0.014611 | 0.014611 | 0.014611 | 0.014611 | 0.014611 | 0.014611 | 0.014611 | 0.014611 | 0.13777 | 0.16852 | 0.16635 | 0.17293 | 0.1744 | 0.17391 | 0.17293 | 0.1744 | 0.17391 | 0.3107 | 0.34292 | 0.34026 | 0.62139 | 0.68584 | 0.68052 | 1.2428 | 1.3717 | 1.361 | 2.5207 | 2.7493 | 0.13777 | 0.30628 | 0.47264 | 0.5078 | 0.51369 | 0.52124 | 0.52124 | 0.52124 | 0.52124 | 0.52124 | 0.52124 | 0.52124 | 0.52124 | 0.52124 | 0.52124 | 0.52124 | 0.52124 | 0.52124 | 0.52124 | 0.52124 | 0.0038618 | 0.0047239 | 0.0046631 | 0.0048476 | 0.0048888 | 0.0048749 | 0.0048476 | 0.0048888 | 0.0048749 | 0.0087094 | 0.0096127 | 0.009538 | 0.017419 | 0.019225 | 0.019076 | 0.034837 | 0.038451 | 0.038152 | 0.070661 | 0.077066 | 0.0038618 | 0.0085857 | 0.013249 | 0.014235 | 0.014399 | 0.014611 | 0.014611 | 0.014611 | 0.014611 | 0.014611 | 0.014611 | 0.014611 | 0.014611 | 0.014611 | 0.014611 | 0.014611 | 0.014611 | 0.014611 | 0.014611 | 0.014611 | 0.13777 | 0.16852 | 0.16635 | 0.17293 | 0.1744 | 0.17391 | 0.17293 | 0.1744 | 0.17391 | 0.3107 | 0.34292 | 0.34026 | 0.62139 | 0.68584 | 0.68052 | 1.2428 | 1.3717 | 1.361 | 2.5207 | 2.7493 | 0.13777 | 0.30628 | 0.47264 | 0.5078 | 0.51369 | 0.52124 | 0.52124 | 0.52124 | 0.52124 | 0.52124 | 0.52124 | 0.52124 | 0.52124 | 0.52124 | 0.52124 | 0.52124 | 0.52124 | 0.52124 | 0.52124 | 0.52124 | 0.0038618 | 0.0047239 | 0.0046631 | 0.0048476 | 0.0048888 | 0.0048749 | 0.0048476 | 0.0048888 | 0.0048749 | 0.0087094 | 0.0096127 | 0.009538 | 0.017419 | 0.019225 | 0.019076 | 0.034837 | 0.038451 | 0.038152 | 0.070661 | 0.077066 | 0.0038618 | 0.0085857 | 0.013249 | 0.014235 | 0.014399 | 0.014611 | 0.014611 | 0.014611 | 0.014611 | 0.014611 | 0.014611 | 0.014611 | 0.014611 | 0.014611 | 0.014611 | 0.014611 | 0.014611 | 0.014611 | 0.014611 | 0.014611 | 0.13777 | 0.16852 | 0.16635 | 0.17293 | 0.1744 | 0.17391 | 0.17293 | 0.1744 | 0.17391 | 0.3107 | 0.34292 | 0.34026 | 0.62139 | 0.68584 | 0.68052 | 1.2428 | 1.3717 | 1.361 | 2.5207 | 2.7493 | 0.13777 | 0.30628 | 0.47264 | 0.5078 | 0.51369 | 0.52124 | 0.52124 | 0.52124 | 0.52124 | 0.52124 | 0.52124 | 0.52124 | 0.52124 | 0.52124 | 0.52124 | 0.52124 | 0.52124 | 0.52124 | 0.52124 | 0.52124 | 0.0038618 | 0.0047239 | 0.0046631 | 0.0048476 | 0.0048888 | 0.0048749 | 0.0048476 | 0.0048888 | 0.0048749 | 0.0087094 | 0.0096127 | 0.009538 | 0.017419 | 0.019225 | 0.019076 | 0.034837 | 0.038451 | 0.038152 | 0.070661 | 0.077066 | 0.0038618 | 0.0085857 | 0.013249 | 0.014235 | 0.014399 | 0.014611 | 0.014611 | 0.014611 | 0.014611 | 0.014611 | 0.014611 | 0.014611 | 0.014611 | 0.014611 | 0.014611 | 0.014611 | 0.014611 | 0.014611 | 0.014611 | 0.014611 | 0.13777 | 0.16852 | 0.16635 | 0.17293 | 0.1744 | 0.17391 | 0.17293 | 0.1744 | 0.17391 | 0.3107 | 0.34292 | 0.34026 | 0.62139 | 0.68584 | 0.68052 | 1.2428 | 1.3717 | 1.361 | 2.5207 | 2.7493 | 0.13777 | 0.30628 | 0.47264 | 0.5078 | 0.51369 | 0.52124 | 0.52124 | 0.52124 | 0.52124 | 0.52124 | 0.52124 | 0.52124 | 0.52124 | 0.52124 | 0.52124 | 0.52124 | 0.52124 | 0.52124 | 0.52124 | 0.52124 | 1.1224 | 1.1224 | 1.1224 | 1.1224 | 1.1224 | 1.1224 | 1.1224 | 1.1224 | 1.1224 | 1.1224 | 1.1224 | 1.1224 | 1.1224 | 1.1224 | 1.1224 | 1.1224 | 1.1224 | 1.1224 | 1.1224 | 1.1224 | 0.90135 | 0.90135 | 0.90135 | 0.90135 | 0.90135 | 0.90135 | 0.90135 | 0.90135 | 0.90135 | 0.90135 | 0.90135 | 0.90135 | 0.90135 | 0.90135 | 0.90135 | 0.90135 | 0.90135 | 0.90135 | 0.90135 | 0.90135
WA_Industrial_Primary Metals_New_Space Heating_Natural Gas_Gas Furnace - Maintenance_A | WA | Industrial | Primary Metals | New | Space Heating | Natural Gas | Gas Furnace - Maintenance | A | IM208 | Degrade performance | General cleaning and maintenance | 3 | 0.0083129 | 0 | 0 | 0.03 | 0 | 0 | 0 | 0.01445 |  | sqft | 5% | 10% | Retrofit | Retro20Fast | 65.82% | TBD | 0.2% | 455.5108 |  | 365.7916 |  | 4.8654e-07 | IL TRM - 4.4.31 - CI-HVC-FTUN-V03-200101 | MN TRM 3.1 - Forced-Air Heating Maintenance v2.0 | MN TRM v3.1 - Forced-Air Heating Maintenance | Degrade performance | Degrade performance | Degrade performance | Degrade performance | Degrade performance | Degrade performance | Degrade performance | Degrade performance | Degrade performance | Degrade performance | Degrade performance | Degrade performance | Degrade performance | Degrade performance | Degrade performance | Degrade performance | Degrade performance | Degrade performance | Degrade performance | Degrade performance | Degrade performance | Degrade performance | General cleaning and maintenance | General cleaning and maintenance | General cleaning and maintenance | General cleaning and maintenance | General cleaning and maintenance | General cleaning and maintenance | General cleaning and maintenance | General cleaning and maintenance | General cleaning and maintenance | General cleaning and maintenance | General cleaning and maintenance | General cleaning and maintenance | General cleaning and maintenance | General cleaning and maintenance | General cleaning and maintenance | General cleaning and maintenance | General cleaning and maintenance | General cleaning and maintenance | General cleaning and maintenance | General cleaning and maintenance | General cleaning and maintenance | General cleaning and maintenance | 0.03 | 0.03 | 0.03 | 0.03 | 0.03 | 0.03 | 0.03 | 0.03 | 0.03 | 0.03 | 0.03 | 0.03 | 0.03 | 0.03 | 0.03 | 0.03 | 0.03 | 0.03 | 0.03 | 0.03 | 0.03 | 0.03 | 0 | 0 | 0.0082718 | 0.0077802 | 0.0075841 | 0.007468 | 0.0074167 | 0.0073736 | 0.0073403 | 0.0073117 | 0.0072922 | 0.0072742 | 0.0072418 | 0.0072163 | 0.0071882 | 0.0072081 | 0.0072193 | 0.0072186 | 0.0072312 | 0.0072293 | 0.007233 | 0.0072265 | 5.7055e-07 | 6.5644e-07 | 6.3166e-07 | 6.4659e-07 | 6.4761e-07 | 6.4202e-07 | 6.3554e-07 | 6.3844e-07 | 6.3494e-07 | 1.1316e-06 | 1.2434e-06 | 1.2294e-06 | 2.2364e-06 | 2.4752e-06 | 2.4597e-06 | 4.4916e-06 | 4.9662e-06 | 4.9263e-06 | 9.1285e-06 | 9.9471e-06 | 5.7055e-07 | 1.1931e-06 | 1.7947e-06 | 1.8987e-06 | 1.9075e-06 | 1.9243e-06 | 1.9156e-06 | 1.9081e-06 | 1.903e-06 | 1.8983e-06 | 1.8899e-06 | 1.8832e-06 | 1.8759e-06 | 1.8811e-06 | 1.884e-06 | 1.8838e-06 | 1.8871e-06 | 1.8866e-06 | 1.8876e-06 | 1.8859e-06 | 0.068975 | 0.084373 | 0.083288 | 0.086582 | 0.087318 | 0.087071 | 0.086582 | 0.087318 | 0.087071 | 0.15556 | 0.17169 | 0.17036 | 0.31112 | 0.34338 | 0.34072 | 0.62223 | 0.68677 | 0.68144 | 1.2621 | 1.3765 | 0.068975 | 0.15335 | 0.23664 | 0.25424 | 0.25719 | 0.26097 | 0.26097 | 0.26097 | 0.26097 | 0.26097 | 0.26097 | 0.26097 | 0.26097 | 0.26097 | 0.26097 | 0.26097 | 0.26097 | 0.26097 | 0.26097 | 0.26097 | 4.8654e-07 | 5.8816e-07 | 5.7583e-07 | 5.9413e-07 | 5.963e-07 | 5.9158e-07 | 5.8553e-07 | 5.878e-07 | 5.8417e-07 | 1.0401e-06 | 1.1424e-06 | 1.1287e-06 | 2.0525e-06 | 2.2573e-06 | 2.2323e-06 | 4.0598e-06 | 4.4715e-06 | 4.4246e-06 | 8.1767e-06 | 8.9055e-06 | 4.8654e-07 | 1.069e-06 | 1.636e-06 | 1.7446e-06 | 1.7563e-06 | 1.7731e-06 | 1.7649e-06 | 1.7568e-06 | 1.7509e-06 | 1.7449e-06 | 1.7365e-06 | 1.729e-06 | 1.7217e-06 | 1.7156e-06 | 1.7098e-06 | 1.7027e-06 | 1.6992e-06 | 1.6945e-06 | 1.6908e-06 | 1.6884e-06 | 0.058629 | 0.071717 | 0.070795 | 0.073595 | 0.074221 | 0.07401 | 0.073595 | 0.074221 | 0.07401 | 0.13222 | 0.14594 | 0.14481 | 0.26445 | 0.29188 | 0.28961 | 0.5289 | 0.58375 | 0.57922 | 1.0728 | 1.17 | 0.058629 | 0.13035 | 0.20114 | 0.21611 | 0.21861 | 0.22183 | 0.22183 | 0.22183 | 0.22183 | 0.22183 | 0.22183 | 0.22183 | 0.22183 | 0.22183 | 0.22183 | 0.22183 | 0.22183 | 0.22183 | 0.22183 | 0.22183 | 0 | 0 | 0 | 0 | 0 | 0 | 0 | 0 | 0 | 0 | 0 | 0 | 0 | 0 | 0 | 0 | 0 | 0 | 0 | 0 | 0 | 0 | 0 | 0 | 0 | 0 | 0 | 0 | 0 | 0 | 0 | 0 | 0 | 0 | 0 | 0 | 0 | 0 | 0 | 0 | 0 | 0 | 0 | 0 | 0 | 0 | 0 | 0 | 0 | 0 | 0 | 0 | 0 | 0 | 0 | 0 | 0 | 0 | 0 | 0 | 0 | 0 | 0 | 0 | 0 | 0 | 0 | 0 | 0 | 0 | 0 | 0 | 0 | 0 | 0 | 0 | 0 | 0 | 0 | 0 | 0 | 0 | 0 | 0 | 0 | 0 | 0 | 0 | 0 | 0 | 0 | 0 | 0 | 0 | 0 | 0 | 0 | 0 | 0 | 0 | 0 | 0 | 0 | 0 | 0 | 0 | 0 | 0 | 0 | 0 | 0 | 0 | 0 | 0 | 0 | 0 | 0 | 0 | 0 | 0 | 0 | 0 | 0 | 0 | 0 | 0 | 0 | 0 | 0 | 0 | 0 | 0 | 0 | 0 | 0 | 0 | 0 | 0 | 0 | 0 | 0 | 0 | 0 | 0 | 0 | 0 | 0 | 0 | 0 | 0 | 0 | 0 | 0 | 0 | 0 | 0 | 0 | 0 | 0 | 0 | 0 | 0 | 0 | 0 | 0 | 0 | 0 | 0 | 0 | 0 | 0 | 0 | 0 | 0 | 0 | 0 | 0 | 0 | 0 | 0 | 0 | 0 | 0 | 0 | 0 | 0 | 0 | 0 | 0 | 0 | 0 | 0 | 0 | 0 | 0 | 0 | 0 | 0 | 0 | 0 | 0 | 0 | 0 | 0 | 0 | 0 | 0 | 0 | 0 | 0 | 0 | 0 | 0 | 0 | 0 | 0 | 0 | 0 | 0 | 0 | 0 | 0 | 0 | 0 | 0 | 0 | 0 | 0 | 0 | 0 | 0 | 0 | 0 | 0 | 0 | 0 | 0 | 0 | 0 | 0 | 1331.8648 | 1331.8648 | 1331.8648 | 1331.8648 | 1331.8648 | 1331.8648 | 1331.8648 | 1331.8648 | 1331.8648 | 1331.8648 | 1331.8648 | 1331.8648 | 1331.8648 | 1331.8648 | 1331.8648 | 1331.8648 | 1331.8648 | 1331.8648 | 1331.8648 | 1331.8648 | 1069.5353 | 1069.5353 | 1069.5353 | 1069.5353 | 1069.5353 | 1069.5353 | 1069.5353 | 1069.5353 | 1069.5353 | 1069.5353 | 1069.5353 | 1069.5353 | 1069.5353 | 1069.5353 | 1069.5353 | 1069.5353 | 1069.5353 | 1069.5353 | 1069.5353 | 1069.5353
WA_Industrial_Primary Metals_New_Space Heating_Natural Gas_Gas Boiler - Hot Water Reset_A | WA | Industrial | Primary Metals | New | Space Heating | Natural Gas | Gas Boiler - Hot Water Reset | A | IM209 | No control | Reset control installed | 16 | 101.3247 | 0 | 0 | 303.77 | 0 | 0 | 0 | 151.885 |  | sqft | 20% | 45% | Retrofit | Retro5Med | 81.71% | TBD | 0.2% | 206.3457 |  | 135.4942 |  | 0.00037401 | IL TRM - 4.4.4 - CI-HVC-BLRC-V04-210101 | IL TRM - 4.4.4 - CI-HVC-BLRC-V04-210101 | IL TRM - 4.4.4 - CI-HVC-BLRC-V04-210101 | No control | No control | No control | No control | No control | No control | No control | No control | No control | No control | No control | No control | No control | No control | No control | No control | No control | No control | No control | No control | No control | No control | Reset control installed | Reset control installed | Reset control installed | Reset control installed | Reset control installed | Reset control installed | Reset control installed | Reset control installed | Reset control installed | Reset control installed | Reset control installed | Reset control installed | Reset control installed | Reset control installed | Reset control installed | Reset control installed | Reset control installed | Reset control installed | Reset control installed | Reset control installed | Reset control installed | Reset control installed | 303.77 | 303.77 | 303.77 | 303.77 | 303.77 | 303.77 | 303.77 | 303.77 | 303.77 | 303.77 | 303.77 | 303.77 | 303.77 | 303.77 | 303.77 | 303.77 | 303.77 | 303.77 | 303.77 | 303.77 | 303.77 | 303.77 | 0 | 0 | 100.8399 | 94.8564 | 92.4769 | 91.0721 | 90.463 | 89.953 | 89.5646 | 89.231 | 89.0094 | 88.8015 | 88.4147 | 88.1058 | 87.7659 | 88.0087 | 88.1439 | 88.1323 | 88.2871 | 88.2629 | 88.3079 | 88.2284 | 0.0004386 | 0.00088407 | 0.001504 | 0.002295 | 0.002993 | 0.0040095 | 0.0049512 | 0.0056937 | 0.0058105 | 0.005435 | 0.0045311 | 0.0032512 | 0.0019837 | 0.0010183 | 0.00045713 | 0.00017706 | 0.000384 | 0.00082262 | 0.0014362 | 0.0022233 | 0.0004386 | 0.0012966 | 0.0027681 | 0.005021 | 0.0079804 | 0.011945 | 0.016845 | 0.022476 | 0.02823 | 0.033599 | 0.037984 | 0.041103 | 0.042928 | 0.044065 | 0.04459 | 0.044761 | 0.044839 | 0.044827 | 0.04485 | 0.04481 | 0.0043495 | 0.0093201 | 0.016263 | 0.0252 | 0.033085 | 0.044574 | 0.055281 | 0.063808 | 0.06528 | 0.061203 | 0.051248 | 0.036901 | 0.022602 | 0.011571 | 0.0051861 | 0.002009 | 0.0043495 | 0.0093201 | 0.016263 | 0.0252 | 0.0043495 | 0.01367 | 0.029933 | 0.055132 | 0.088218 | 0.13279 | 0.18807 | 0.25188 | 0.31716 | 0.37836 | 0.42961 | 0.46651 | 0.48912 | 0.50069 | 0.50587 | 0.50788 | 0.50788 | 0.50788 | 0.50788 | 0.50788 | 0.00037401 | 0.00079209 | 0.0013709 | 0.0021086 | 0.0027555 | 0.003694 | 0.0045609 | 0.005241 | 0.0053448 | 0.0049945 | 0.0041623 | 0.0029842 | 0.0018201 | 0.00092846 | 0.00041475 | 0.00016 | 0.00034567 | 0.00073866 | 0.0012861 | 0.00199 | 0.00037401 | 0.0011617 | 0.0025232 | 0.0046133 | 0.0073473 | 0.011005 | 0.015517 | 0.020689 | 0.025967 | 0.030876 | 0.034892 | 0.037728 | 0.039388 | 0.040176 | 0.040456 | 0.040448 | 0.040363 | 0.040252 | 0.040163 | 0.040107 | 0.003697 | 0.0079221 | 0.013824 | 0.02142 | 0.028123 | 0.037888 | 0.046989 | 0.054237 | 0.055488 | 0.052023 | 0.043561 | 0.031366 | 0.019212 | 0.009835 | 0.0044082 | 0.0017077 | 0.003697 | 0.0079221 | 0.013824 | 0.02142 | 0.003697 | 0.011619 | 0.025443 | 0.046862 | 0.074985 | 0.11287 | 0.15986 | 0.2141 | 0.26959 | 0.32161 | 0.36517 | 0.39654 | 0.41575 | 0.42558 | 0.42999 | 0.4317 | 0.4317 | 0.4317 | 0.4317 | 0.4317 | 0.00037401 | 0.00079209 | 0.0013709 | 0.0021086 | 0.0027555 | 0.003694 | 0.0045609 | 0.005241 | 0.0053448 | 0.0049945 | 0.0041623 | 0.0029842 | 0.0018201 | 0.00092846 | 0.00041475 | 0.00016 | 0.00034567 | 0.00073866 | 0.0012861 | 0.00199 | 0.00037401 | 0.0011617 | 0.0025232 | 0.0046133 | 0.0073473 | 0.011005 | 0.015517 | 0.020689 | 0.025967 | 0.030876 | 0.034892 | 0.037728 | 0.039388 | 0.040176 | 0.040456 | 0.040448 | 0.040363 | 0.040252 | 0.040163 | 0.040107 | 0.003697 | 0.0079221 | 0.013824 | 0.02142 | 0.028123 | 0.037888 | 0.046989 | 0.054237 | 0.055488 | 0.052023 | 0.043561 | 0.031366 | 0.019212 | 0.009835 | 0.0044082 | 0.0017077 | 0.003697 | 0.0079221 | 0.013824 | 0.02142 | 0.003697 | 0.011619 | 0.025443 | 0.046862 | 0.074985 | 0.11287 | 0.15986 | 0.2141 | 0.26959 | 0.32161 | 0.36517 | 0.39654 | 0.41575 | 0.42558 | 0.42999 | 0.4317 | 0.4317 | 0.4317 | 0.4317 | 0.4317 | 0.00037401 | 0.00079209 | 0.0013709 | 0.0021086 | 0.0027555 | 0.003694 | 0.0045609 | 0.005241 | 0.0053448 | 0.0049945 | 0.0041623 | 0.0029842 | 0.0018201 | 0.00092846 | 0.00041475 | 0.00016 | 0.00034567 | 0.00073866 | 0.0012861 | 0.00199 | 0.00037401 | 0.0011617 | 0.0025232 | 0.0046133 | 0.0073473 | 0.011005 | 0.015517 | 0.020689 | 0.025967 | 0.030876 | 0.034892 | 0.037728 | 0.039388 | 0.040176 | 0.040456 | 0.040448 | 0.040363 | 0.040252 | 0.040163 | 0.040107 | 0.003697 | 0.0079221 | 0.013824 | 0.02142 | 0.028123 | 0.037888 | 0.046989 | 0.054237 | 0.055488 | 0.052023 | 0.043561 | 0.031366 | 0.019212 | 0.009835 | 0.0044082 | 0.0017077 | 0.003697 | 0.0079221 | 0.013824 | 0.02142 | 0.003697 | 0.011619 | 0.025443 | 0.046862 | 0.074985 | 0.11287 | 0.15986 | 0.2141 | 0.26959 | 0.32161 | 0.36517 | 0.39654 | 0.41575 | 0.42558 | 0.42999 | 0.4317 | 0.4317 | 0.4317 | 0.4317 | 0.4317 | 0.00037401 | 0.00079209 | 0.0013709 | 0.0021086 | 0.0027555 | 0.003694 | 0.0045609 | 0.005241 | 0.0053448 | 0.0049945 | 0.0041623 | 0.0029842 | 0.0018201 | 0.00092846 | 0.00041475 | 0.00016 | 0.00034567 | 0.00073866 | 0.0012861 | 0.00199 | 0.00037401 | 0.0011617 | 0.0025232 | 0.0046133 | 0.0073473 | 0.011005 | 0.015517 | 0.020689 | 0.025967 | 0.030876 | 0.034892 | 0.037728 | 0.039388 | 0.040176 | 0.040456 | 0.040448 | 0.040363 | 0.040252 | 0.040163 | 0.040107 | 0.003697 | 0.0079221 | 0.013824 | 0.02142 | 0.028123 | 0.037888 | 0.046989 | 0.054237 | 0.055488 | 0.052023 | 0.043561 | 0.031366 | 0.019212 | 0.009835 | 0.0044082 | 0.0017077 | 0.003697 | 0.0079221 | 0.013824 | 0.02142 | 0.003697 | 0.011619 | 0.025443 | 0.046862 | 0.074985 | 0.11287 | 0.15986 | 0.2141 | 0.26959 | 0.32161 | 0.36517 | 0.39654 | 0.41575 | 0.42558 | 0.42999 | 0.4317 | 0.4317 | 0.4317 | 0.4317 | 0.4317 | 207.3821 | 207.3821 | 207.3821 | 207.3821 | 207.3821 | 207.3821 | 207.3821 | 207.3821 | 207.3821 | 207.3821 | 207.3821 | 207.3821 | 207.3821 | 207.3821 | 207.3821 | 207.3821 | 207.3821 | 207.3821 | 207.3821 | 207.3821 | 136.1748 | 136.1748 | 136.1748 | 136.1748 | 136.1748 | 136.1748 | 136.1748 | 136.1748 | 136.1748 | 136.1748 | 136.1748 | 136.1748 | 136.1748 | 136.1748 | 136.1748 | 136.1748 | 136.1748 | 136.1748 | 136.1748 | 136.1748
WA_Industrial_Primary Metals_New_Process_Natural Gas_Gas Boiler - Hot Water Reset_A | WA | Industrial | Primary Metals | New | Process | Natural Gas | Gas Boiler - Hot Water Reset | A | IM210 | No control | Reset control installed | 16 | 50.9667 | 0 | 0 | 303.77 | 0 | 0 | 0 | 151.885 |  | sqft | 20% | 45% | Retrofit | Retro5Med | 81.71% | TBD | 0.2% | 206.3457 |  | 135.4942 |  | 0.0068124 | IL TRM - 4.4.4 - CI-HVC-BLRC-V04-210101 | IL TRM - 4.4.4 - CI-HVC-BLRC-V04-210101 | XCEL CO 2019-2020 DSM Plan | No control | No control | No control | No control | No control | No control | No control | No control | No control | No control | No control | No control | No control | No control | No control | No control | No control | No control | No control | No control | No control | No control | Reset control installed | Reset control installed | Reset control installed | Reset control installed | Reset control installed | Reset control installed | Reset control installed | Reset control installed | Reset control installed | Reset control installed | Reset control installed | Reset control installed | Reset control installed | Reset control installed | Reset control installed | Reset control installed | Reset control installed | Reset control installed | Reset control installed | Reset control installed | Reset control installed | Reset control installed | 303.77 | 303.77 | 303.77 | 303.77 | 303.77 | 303.77 | 303.77 | 303.77 | 303.77 | 303.77 | 303.77 | 303.77 | 303.77 | 303.77 | 303.77 | 303.77 | 303.77 | 303.77 | 303.77 | 303.77 | 303.77 | 303.77 | 0 | 0 | 50.8592 | 50.7981 | 50.7419 | 50.6924 | 50.6227 | 50.5793 | 50.5514 | 50.5392 | 50.5244 | 50.5194 | 50.5175 | 50.5226 | 50.5193 | 50.5223 | 50.5264 | 50.5394 | 50.5524 | 50.571 | 50.5878 | 50.6032 | 0.0080121 | 0.017148 | 0.029889 | 0.046268 | 0.060662 | 0.081656 | 0.10122 | 0.1168 | 0.11946 | 0.11199 | 0.093769 | 0.067524 | 0.041357 | 0.021173 | 0.0094908 | 0.0036775 | 0.0079637 | 0.017071 | 0.029798 | 0.046186 | 0.0080121 | 0.02515 | 0.055011 | 0.10122 | 0.16175 | 0.24327 | 0.34435 | 0.46107 | 0.58039 | 0.69232 | 0.78606 | 0.85367 | 0.89497 | 0.91619 | 0.92576 | 0.92967 | 0.92991 | 0.93026 | 0.93057 | 0.93085 | 0.15753 | 0.33757 | 0.58903 | 0.91271 | 1.1983 | 1.6144 | 2.0022 | 2.3111 | 2.3644 | 2.2167 | 1.8562 | 1.3365 | 0.81863 | 0.41908 | 0.18784 | 0.072765 | 0.15753 | 0.33757 | 0.58903 | 0.91271 | 0.15753 | 0.4951 | 1.0841 | 1.9968 | 3.1952 | 4.8096 | 6.8118 | 9.1229 | 11.4873 | 13.7041 | 15.5602 | 16.8967 | 17.7154 | 18.1345 | 18.3223 | 18.3951 | 18.3951 | 18.3951 | 18.3951 | 18.3951 | 0.0068124 | 0.014583 | 0.025422 | 0.039359 | 0.051616 | 0.069487 | 0.086139 | 0.099406 | 0.10167 | 0.095316 | 0.07981 | 0.057471 | 0.0352 | 0.018021 | 0.0080777 | 0.0031298 | 0.0067775 | 0.014527 | 0.025357 | 0.0393 | 0.0068124 | 0.021388 | 0.04679 | 0.086111 | 0.13763 | 0.20701 | 0.29306 | 0.3924 | 0.49398 | 0.58925 | 0.66904 | 0.72657 | 0.76173 | 0.77979 | 0.78792 | 0.79122 | 0.7914 | 0.79164 | 0.79187 | 0.79207 | 0.1339 | 0.28693 | 0.50068 | 0.7758 | 1.0186 | 1.3723 | 1.7019 | 1.9644 | 2.0097 | 1.8842 | 1.5777 | 1.136 | 0.69584 | 0.35622 | 0.15966 | 0.06185 | 0.1339 | 0.28693 | 0.50068 | 0.7758 | 0.1339 | 0.42084 | 0.92152 | 1.6973 | 2.7159 | 4.0882 | 5.7901 | 7.7545 | 9.7642 | 11.6484 | 13.2262 | 14.3622 | 15.0581 | 15.4143 | 15.5739 | 15.6358 | 15.6358 | 15.6358 | 15.6358 | 15.6358 | 0.0068124 | 0.014583 | 0.025422 | 0.039359 | 0.051616 | 0.069487 | 0.086139 | 0.099406 | 0.10167 | 0.095316 | 0.07981 | 0.057471 | 0.0352 | 0.018021 | 0.0080777 | 0.0031298 | 0.0067775 | 0.014527 | 0.025357 | 0.0393 | 0.0068124 | 0.021388 | 0.04679 | 0.086111 | 0.13763 | 0.20701 | 0.29306 | 0.3924 | 0.49398 | 0.58925 | 0.66904 | 0.72657 | 0.76173 | 0.77979 | 0.78792 | 0.79122 | 0.7914 | 0.79164 | 0.79187 | 0.79207 | 0.1339 | 0.28693 | 0.50068 | 0.7758 | 1.0186 | 1.3723 | 1.7019 | 1.9644 | 2.0097 | 1.8842 | 1.5777 | 1.136 | 0.69584 | 0.35622 | 0.15966 | 0.06185 | 0.1339 | 0.28693 | 0.50068 | 0.7758 | 0.1339 | 0.42084 | 0.92152 | 1.6973 | 2.7159 | 4.0882 | 5.7901 | 7.7545 | 9.7642 | 11.6484 | 13.2262 | 14.3622 | 15.0581 | 15.4143 | 15.5739 | 15.6358 | 15.6358 | 15.6358 | 15.6358 | 15.6358 | 0.0068124 | 0.014583 | 0.025422 | 0.039359 | 0.051616 | 0.069487 | 0.086139 | 0.099406 | 0.10167 | 0.095316 | 0.07981 | 0.057471 | 0.0352 | 0.018021 | 0.0080777 | 0.0031298 | 0.0067775 | 0.014527 | 0.025357 | 0.0393 | 0.0068124 | 0.021388 | 0.04679 | 0.086111 | 0.13763 | 0.20701 | 0.29306 | 0.3924 | 0.49398 | 0.58925 | 0.66904 | 0.72657 | 0.76173 | 0.77979 | 0.78792 | 0.79122 | 0.7914 | 0.79164 | 0.79187 | 0.79207 | 0.1339 | 0.28693 | 0.50068 | 0.7758 | 1.0186 | 1.3723 | 1.7019 | 1.9644 | 2.0097 | 1.8842 | 1.5777 | 1.136 | 0.69584 | 0.35622 | 0.15966 | 0.06185 | 0.1339 | 0.28693 | 0.50068 | 0.7758 | 0.1339 | 0.42084 | 0.92152 | 1.6973 | 2.7159 | 4.0882 | 5.7901 | 7.7545 | 9.7642 | 11.6484 | 13.2262 | 14.3622 | 15.0581 | 15.4143 | 15.5739 | 15.6358 | 15.6358 | 15.6358 | 15.6358 | 15.6358 | 0.0068124 | 0.014583 | 0.025422 | 0.039359 | 0.051616 | 0.069487 | 0.086139 | 0.099406 | 0.10167 | 0.095316 | 0.07981 | 0.057471 | 0.0352 | 0.018021 | 0.0080777 | 0.0031298 | 0.0067775 | 0.014527 | 0.025357 | 0.0393 | 0.0068124 | 0.021388 | 0.04679 | 0.086111 | 0.13763 | 0.20701 | 0.29306 | 0.3924 | 0.49398 | 0.58925 | 0.66904 | 0.72657 | 0.76173 | 0.77979 | 0.78792 | 0.79122 | 0.7914 | 0.79164 | 0.79187 | 0.79207 | 0.1339 | 0.28693 | 0.50068 | 0.7758 | 1.0186 | 1.3723 | 1.7019 | 1.9644 | 2.0097 | 1.8842 | 1.5777 | 1.136 | 0.69584 | 0.35622 | 0.15966 | 0.06185 | 0.1339 | 0.28693 | 0.50068 | 0.7758 | 0.1339 | 0.42084 | 0.92152 | 1.6973 | 2.7159 | 4.0882 | 5.7901 | 7.7545 | 9.7642 | 11.6484 | 13.2262 | 14.3622 | 15.0581 | 15.4143 | 15.5739 | 15.6358 | 15.6358 | 15.6358 | 15.6358 | 15.6358 | 207.3821 | 207.3821 | 207.3821 | 207.3821 | 207.3821 | 207.3821 | 207.3821 | 207.3821 | 207.3821 | 207.3821 | 207.3821 | 207.3821 | 207.3821 | 207.3821 | 207.3821 | 207.3821 | 207.3821 | 207.3821 | 207.3821 | 207.3821 | 136.1748 | 136.1748 | 136.1748 | 136.1748 | 136.1748 | 136.1748 | 136.1748 | 136.1748 | 136.1748 | 136.1748 | 136.1748 | 136.1748 | 136.1748 | 136.1748 | 136.1748 | 136.1748 | 136.1748 | 136.1748 | 136.1748 | 136.1748
WA_Industrial_Primary Metals_New_Space Heating_Natural Gas_Steam Trap Maintenance_A | WA | Industrial | Primary Metals | New | Space Heating | Natural Gas | Steam Trap Maintenance | A | IM211 | Degrade performance | Cleaning and maintenance | 6 | 35.7959 | 0 | 0 | 39.5 | 0 | 0 | 0 | 19.7517 |  | sqft | 0% | 0% | Retrofit | RetroEven20 | 80.75% | TBD | 0.2% | 116.7019 |  | 88.4365 |  | 0 | IL TRM - 4.4.16 - CI-HVC-STRE-V07-210101 | IL TRM - 4.4.16 - CI-HVC-STRE-V07-210101 | IL TRM - 4.4.16 - CI-HVC-STRE-V07-210101 | Degrade performance | Degrade performance | Degrade performance | Degrade performance | Degrade performance | Degrade performance | Degrade performance | Degrade performance | Degrade performance | Degrade performance | Degrade performance | Degrade performance | Degrade performance | Degrade performance | Degrade performance | Degrade performance | Degrade performance | Degrade performance | Degrade performance | Degrade performance | Degrade performance | Degrade performance | Cleaning and maintenance | Cleaning and maintenance | Cleaning and maintenance | Cleaning and maintenance | Cleaning and maintenance | Cleaning and maintenance | Cleaning and maintenance | Cleaning and maintenance | Cleaning and maintenance | Cleaning and maintenance | Cleaning and maintenance | Cleaning and maintenance | Cleaning and maintenance | Cleaning and maintenance | Cleaning and maintenance | Cleaning and maintenance | Cleaning and maintenance | Cleaning and maintenance | Cleaning and maintenance | Cleaning and maintenance | Cleaning and maintenance | Cleaning and maintenance | 39.5 | 39.5 | 39.5 | 39.5 | 39.5 | 39.5 | 39.5 | 39.5 | 39.5 | 39.5 | 39.5 | 39.5 | 39.5 | 39.5 | 39.5 | 39.5 | 39.5 | 39.5 | 39.5 | 39.5 | 39.5 | 39.5 | 0 | 0 | 35.6757 | 33.5865 | 32.7689 | 32.293 | 32.1075 | 31.9457 | 31.8234 | 31.7159 | 31.6507 | 31.5875 | 31.4601 | 31.3577 | 31.249 | 31.3448 | 31.402 | 31.4002 | 31.4594 | 31.4499 | 31.4648 | 31.4354 | 0 | 0 | 0 | 0 | 0 | 0 | 0 | 0 | 0 | 0 | 0 | 0 | 0 | 0 | 0 | 0 | 0 | 0 | 0 | 0 | 0 | 0 | 0 | 0 | 0 | 0 | 0 | 0 | 0 | 0 | 0 | 0 | 0 | 0 | 0 | 0 | 0 | 0 | 0 | 0 | 0 | 0 | 0 | 0 | 0 | 0 | 0 | 0 | 0 | 0 | 0 | 0 | 0 | 0 | 0 | 0 | 0 | 0 | 0 | 0 | 0 | 0 | 0 | 0 | 0 | 0 | 0 | 0 | 0 | 0 | 0 | 0 | 0 | 0 | 0 | 0 | 0 | 0 | 0 | 0 | 0 | 0 | 0 | 0 | 0 | 0 | 0 | 0 | 0 | 0 | 0 | 0 | 0 | 0 | 0 | 0 | 0 | 0 | 0 | 0 | 0 | 0 | 0 | 0 | 0 | 0 | 0 | 0 | 0 | 0 | 0 | 0 | 0 | 0 | 0 | 0 | 0 | 0 | 0 | 0 | 0 | 0 | 0 | 0 | 0 | 0 | 0 | 0 | 0 | 0 | 0 | 0 | 0 | 0 | 0 | 0 | 0 | 0 | 0 | 0 | 0 | 0 | 0 | 0 | 0 | 0 | 0 | 0 | 0 | 0 | 0 | 0 | 0 | 0 | 0 | 0 | 0 | 0 | 0 | 0 | 0 | 0 | 0 | 0 | 0 | 0 | 0 | 0 | 0 | 0 | 0 | 0 | 0 | 0 | 0 | 0 | 0 | 0 | 0 | 0 | 0 | 0 | 0 | 0 | 0 | 0 | 0 | 0 | 0 | 0 | 0 | 0 | 0 | 0 | 0 | 0 | 0 | 0 | 0 | 0 | 0 | 0 | 0 | 0 | 0 | 0 | 0 | 0 | 0 | 0 | 0 | 0 | 0 | 0 | 0 | 0 | 0 | 0 | 0 | 0 | 0 | 0 | 0 | 0 | 0 | 0 | 0 | 0 | 0 | 0 | 0 | 0 | 0 | 0 | 0 | 0 | 0 | 0 | 0 | 0 | 0 | 0 | 0 | 0 | 0 | 0 | 0 | 0 | 0 | 0 | 0 | 0 | 0 | 0 | 0 | 0 | 0 | 0 | 0 | 0 | 0 | 0 | 0 | 0 | 0 | 0 | 0 | 0 | 0 | 0 | 0 | 0 | 0 | 0 | 0 | 0 | 0 | 0 | 0 | 0 | 0 | 0 | 0 | 0 | 0 | 0 | 0 | 0 | 0 | 0 | 0 | 0 | 0 | 0 | 0 | 0 | 0 | 0 | 0 | 0 | 0 | 0 | 0 | 0 | 0 | 0 | 0 | 0 | 0 | 0 | 0 | 0 | 0 | 0 | 0 | 0 | 0 | 0 | 0 | 0 | 0 | 0 | 0 | 0 | 0 | 0 | 0 | 0 | 0 | 0 | 0 | 0 | 0 | 0 | 0 | 0 | 0 | 0 | 0 | 0 | 0 | 0 | 0 | 0 | 0 | 0 | 0 | 0 | 0 | 0 | 0 | 0 | 0 | 0 | 0 | 0 | 0 | 0 | 0 | 0 | 0 | 0 | 0 | 0 | 0 | 0 | 0 | 0 | 0 | 0 | 0 | 0 | 0 | 0 | 0 | 0 | 0 | 0 | 0 | 0 | 0 | 0 | 0 | 0 | 0 | 0 | 0 | 0 | 0 | 0 | 0 | 0 | 0 | 0 | 0 | 0 | 0 | 0 | 0 | 0 | 112.9559 | 112.9559 | 112.9559 | 112.9559 | 112.9559 | 112.9559 | 112.9559 | 112.9559 | 112.9559 | 112.9559 | 112.9559 | 112.9559 | 112.9559 | 112.9559 | 112.9559 | 112.9559 | 112.9559 | 112.9559 | 112.9559 | 112.9559 | 85.5978 | 85.5978 | 85.5978 | 85.5978 | 85.5978 | 85.5978 | 85.5978 | 85.5978 | 85.5978 | 85.5978 | 85.5978 | 85.5978 | 85.5978 | 85.5978 | 85.5978 | 85.5978 | 85.5978 | 85.5978 | 85.5978 | 85.5978
WA_Industrial_Primary Metals_New_Process_Natural Gas_Steam Trap Maintenance_A | WA | Industrial | Primary Metals | New | Process | Natural Gas | Steam Trap Maintenance | A | IM212 | Degrade performance | Cleaning and maintenance | 6 | 36.0109 | 0 | 0 | 39.5 | 0 | 0 | 0 | 19.7517 |  | sqft | 0% | 0% | Retrofit | RetroEven20 | 80.75% | TBD | 0.2% | 116.7019 |  | 88.4365 |  | 0 | IL TRM - 4.4.16 - CI-HVC-STRE-V07-210101 | IL TRM - 4.4.16 - CI-HVC-STRE-V07-210101 | IL TRM - 4.4.16 - CI-HVC-STRE-V07-210101 | Degrade performance | Degrade performance | Degrade performance | Degrade performance | Degrade performance | Degrade performance | Degrade performance | Degrade performance | Degrade performance | Degrade performance | Degrade performance | Degrade performance | Degrade performance | Degrade performance | Degrade performance | Degrade performance | Degrade performance | Degrade performance | Degrade performance | Degrade performance | Degrade performance | Degrade performance | Cleaning and maintenance | Cleaning and maintenance | Cleaning and maintenance | Cleaning and maintenance | Cleaning and maintenance | Cleaning and maintenance | Cleaning and maintenance | Cleaning and maintenance | Cleaning and maintenance | Cleaning and maintenance | Cleaning and maintenance | Cleaning and maintenance | Cleaning and maintenance | Cleaning and maintenance | Cleaning and maintenance | Cleaning and maintenance | Cleaning and maintenance | Cleaning and maintenance | Cleaning and maintenance | Cleaning and maintenance | Cleaning and maintenance | Cleaning and maintenance | 39.5 | 39.5 | 39.5 | 39.5 | 39.5 | 39.5 | 39.5 | 39.5 | 39.5 | 39.5 | 39.5 | 39.5 | 39.5 | 39.5 | 39.5 | 39.5 | 39.5 | 39.5 | 39.5 | 39.5 | 39.5 | 39.5 | 0 | 0 | 35.9697 | 35.9465 | 35.9252 | 35.9066 | 35.8802 | 35.8615 | 35.85 | 35.8454 | 35.84 | 35.8395 | 35.8407 | 35.845 | 35.8461 | 35.8499 | 35.8541 | 35.8598 | 35.8657 | 35.8723 | 35.8782 | 35.8836 | 0 | 0 | 0 | 0 | 0 | 0 | 0 | 0 | 0 | 0 | 0 | 0 | 0 | 0 | 0 | 0 | 0 | 0 | 0 | 0 | 0 | 0 | 0 | 0 | 0 | 0 | 0 | 0 | 0 | 0 | 0 | 0 | 0 | 0 | 0 | 0 | 0 | 0 | 0 | 0 | 0 | 0 | 0 | 0 | 0 | 0 | 0 | 0 | 0 | 0 | 0 | 0 | 0 | 0 | 0 | 0 | 0 | 0 | 0 | 0 | 0 | 0 | 0 | 0 | 0 | 0 | 0 | 0 | 0 | 0 | 0 | 0 | 0 | 0 | 0 | 0 | 0 | 0 | 0 | 0 | 0 | 0 | 0 | 0 | 0 | 0 | 0 | 0 | 0 | 0 | 0 | 0 | 0 | 0 | 0 | 0 | 0 | 0 | 0 | 0 | 0 | 0 | 0 | 0 | 0 | 0 | 0 | 0 | 0 | 0 | 0 | 0 | 0 | 0 | 0 | 0 | 0 | 0 | 0 | 0 | 0 | 0 | 0 | 0 | 0 | 0 | 0 | 0 | 0 | 0 | 0 | 0 | 0 | 0 | 0 | 0 | 0 | 0 | 0 | 0 | 0 | 0 | 0 | 0 | 0 | 0 | 0 | 0 | 0 | 0 | 0 | 0 | 0 | 0 | 0 | 0 | 0 | 0 | 0 | 0 | 0 | 0 | 0 | 0 | 0 | 0 | 0 | 0 | 0 | 0 | 0 | 0 | 0 | 0 | 0 | 0 | 0 | 0 | 0 | 0 | 0 | 0 | 0 | 0 | 0 | 0 | 0 | 0 | 0 | 0 | 0 | 0 | 0 | 0 | 0 | 0 | 0 | 0 | 0 | 0 | 0 | 0 | 0 | 0 | 0 | 0 | 0 | 0 | 0 | 0 | 0 | 0 | 0 | 0 | 0 | 0 | 0 | 0 | 0 | 0 | 0 | 0 | 0 | 0 | 0 | 0 | 0 | 0 | 0 | 0 | 0 | 0 | 0 | 0 | 0 | 0 | 0 | 0 | 0 | 0 | 0 | 0 | 0 | 0 | 0 | 0 | 0 | 0 | 0 | 0 | 0 | 0 | 0 | 0 | 0 | 0 | 0 | 0 | 0 | 0 | 0 | 0 | 0 | 0 | 0 | 0 | 0 | 0 | 0 | 0 | 0 | 0 | 0 | 0 | 0 | 0 | 0 | 0 | 0 | 0 | 0 | 0 | 0 | 0 | 0 | 0 | 0 | 0 | 0 | 0 | 0 | 0 | 0 | 0 | 0 | 0 | 0 | 0 | 0 | 0 | 0 | 0 | 0 | 0 | 0 | 0 | 0 | 0 | 0 | 0 | 0 | 0 | 0 | 0 | 0 | 0 | 0 | 0 | 0 | 0 | 0 | 0 | 0 | 0 | 0 | 0 | 0 | 0 | 0 | 0 | 0 | 0 | 0 | 0 | 0 | 0 | 0 | 0 | 0 | 0 | 0 | 0 | 0 | 0 | 0 | 0 | 0 | 0 | 0 | 0 | 0 | 0 | 0 | 0 | 0 | 0 | 0 | 0 | 0 | 0 | 0 | 0 | 0 | 0 | 0 | 0 | 0 | 0 | 0 | 0 | 0 | 0 | 0 | 0 | 0 | 0 | 0 | 0 | 0 | 0 | 0 | 0 | 0 | 0 | 0 | 0 | 0 | 0 | 0 | 0 | 0 | 0 | 0 | 0 | 0 | 0 | 0 | 0 | 0 | 0 | 112.9559 | 112.9559 | 112.9559 | 112.9559 | 112.9559 | 112.9559 | 112.9559 | 112.9559 | 112.9559 | 112.9559 | 112.9559 | 112.9559 | 112.9559 | 112.9559 | 112.9559 | 112.9559 | 112.9559 | 112.9559 | 112.9559 | 112.9559 | 85.5978 | 85.5978 | 85.5978 | 85.5978 | 85.5978 | 85.5978 | 85.5978 | 85.5978 | 85.5978 | 85.5978 | 85.5978 | 85.5978 | 85.5978 | 85.5978 | 85.5978 | 85.5978 | 85.5978 | 85.5978 | 85.5978 | 85.5978
WA_Industrial_Primary Metals_New_Space Heating_Natural Gas_Gas Boiler - High Turndown_A | WA | Industrial | Primary Metals | New | Space Heating | Natural Gas | Gas Boiler - High Turndown | A | IM213 | No control | Turndown control installed | 15 | 37.9968 | 0 | 0 | 565.12 | 0 | 0 | 0 | 282.56 |  | sqft | 35% | 50% | Retrofit | Retro12Med | 75.44% | TBD | 0.2% | 784.4172 |  | 520.3862 |  | 0.00021396 | MN TRM 3.1 - Boiler Modifications, Space Heating Only v4.0 | MN TRM 3.1 - Boiler Modifications, Space Heating Only v4.0 | MN TRM 3.1 - Boiler Modifications, Space Heating Only v4.0 | No control | No control | No control | No control | No control | No control | No control | No control | No control | No control | No control | No control | No control | No control | No control | No control | No control | No control | No control | No control | No control | No control | Turndown control installed | Turndown control installed | Turndown control installed | Turndown control installed | Turndown control installed | Turndown control installed | Turndown control installed | Turndown control installed | Turndown control installed | Turndown control installed | Turndown control installed | Turndown control installed | Turndown control installed | Turndown control installed | Turndown control installed | Turndown control installed | Turndown control installed | Turndown control installed | Turndown control installed | Turndown control installed | Turndown control installed | Turndown control installed | 565.12 | 565.12 | 565.12 | 565.12 | 565.12 | 565.12 | 565.12 | 565.12 | 565.12 | 565.12 | 565.12 | 565.12 | 565.12 | 565.12 | 565.12 | 565.12 | 565.12 | 565.12 | 565.12 | 565.12 | 565.12 | 565.12 | 0 | 0 | 37.7973 | 35.5388 | 34.6254 | 34.0694 | 33.7931 | 33.5405 | 33.3155 | 33.095 | 32.8885 | 32.6758 | 32.3864 | 32.1318 | 31.8529 | 31.8139 | 31.7619 | 31.6985 | 31.7013 | 31.6855 | 31.7207 | 31.7294 | 0.0002509 | 0.0004117 | 0.00057197 | 0.00075122 | 0.00085768 | 0.00088286 | 0.00079313 | 0.00071217 | 0.00061466 | 0.00053286 | 0.00045718 | 0.00039479 | 0.00033027 | 0.00028058 | 0.00023741 | 0.00021041 | 0.00036724 | 0.00052341 | 0.00069943 | 0.00080531 | 0.0002509 | 0.00064761 | 0.0012029 | 0.0019348 | 0.0027768 | 0.0036389 | 0.0044077 | 0.0050907 | 0.0056735 | 0.0061697 | 0.0065723 | 0.0069154 | 0.0071856 | 0.0074574 | 0.0076826 | 0.0076673 | 0.007668 | 0.0076642 | 0.0076727 | 0.0076748 | 0.006638 | 0.011585 | 0.016519 | 0.02205 | 0.02538 | 0.026322 | 0.023807 | 0.021519 | 0.018689 | 0.016307 | 0.014116 | 0.012287 | 0.010369 | 0.0088195 | 0.0074748 | 0.006638 | 0.011585 | 0.016519 | 0.02205 | 0.02538 | 0.006638 | 0.018222 | 0.034741 | 0.056791 | 0.082171 | 0.10849 | 0.1323 | 0.15382 | 0.17251 | 0.18882 | 0.20293 | 0.21522 | 0.22559 | 0.23441 | 0.24188 | 0.24188 | 0.24188 | 0.24188 | 0.24188 | 0.24188 | 0.00021396 | 0.00036892 | 0.0005215 | 0.00069047 | 0.00079009 | 0.00081409 | 0.0007315 | 0.00065664 | 0.00056665 | 0.00049108 | 0.00042146 | 0.00036391 | 0.00030455 | 0.00025725 | 0.00021672 | 0.00019135 | 0.00033278 | 0.00047313 | 0.00063046 | 0.00072541 | 0.00021396 | 0.0005803 | 0.0010968 | 0.0017784 | 0.002558 | 0.0033555 | 0.0040651 | 0.0046937 | 0.0052304 | 0.005686 | 0.0060588 | 0.0063744 | 0.006626 | 0.0068374 | 0.0070129 | 0.0069727 | 0.0069483 | 0.0069279 | 0.0069161 | 0.0069133 | 0.0056423 | 0.0098468 | 0.014041 | 0.018742 | 0.021573 | 0.022374 | 0.020236 | 0.018291 | 0.015886 | 0.013861 | 0.011999 | 0.010444 | 0.0088134 | 0.0074965 | 0.0063536 | 0.0056423 | 0.0098468 | 0.014041 | 0.018742 | 0.021573 | 0.0056423 | 0.015489 | 0.02953 | 0.048272 | 0.069846 | 0.09222 | 0.11246 | 0.13075 | 0.14663 | 0.16049 | 0.17249 | 0.18294 | 0.19175 | 0.19925 | 0.2056 | 0.2056 | 0.2056 | 0.2056 | 0.2056 | 0.2056 | 0 | 0 | 0 | 0 | 0 | 0 | 0 | 0 | 0 | 0 | 0 | 0 | 0 | 0 | 0 | 0 | 0 | 0 | 0 | 0 | 0 | 0 | 0 | 0 | 0 | 0 | 0 | 0 | 0 | 0 | 0 | 0 | 0 | 0 | 0 | 0 | 0 | 0 | 0 | 0 | 0 | 0 | 0 | 0 | 0 | 0 | 0 | 0 | 0 | 0 | 0 | 0 | 0 | 0 | 0 | 0 | 0 | 0 | 0 | 0 | 0 | 0 | 0 | 0 | 0 | 0 | 0 | 0 | 0 | 0 | 0 | 0 | 0 | 0 | 0 | 0 | 0 | 0 | 0 | 0 | 0.00021396 | 0.00036892 | 0.0005215 | 0.00069047 | 0.00079009 | 0.00081409 | 0.0007315 | 0.00065664 | 0.00056665 | 0.00049108 | 0.00042146 | 0.00036391 | 0.00030455 | 0.00025725 | 0.00021672 | 0.00019135 | 0.00033278 | 0.00047313 | 0.00063046 | 0.00072541 | 0.00021396 | 0.0005803 | 0.0010968 | 0.0017784 | 0.002558 | 0.0033555 | 0.0040651 | 0.0046937 | 0.0052304 | 0.005686 | 0.0060588 | 0.0063744 | 0.006626 | 0.0068374 | 0.0070129 | 0.0069727 | 0.0069483 | 0.0069279 | 0.0069161 | 0.0069133 | 0.0056423 | 0.0098468 | 0.014041 | 0.018742 | 0.021573 | 0.022374 | 0.020236 | 0.018291 | 0.015886 | 0.013861 | 0.011999 | 0.010444 | 0.0088134 | 0.0074965 | 0.0063536 | 0.0056423 | 0.0098468 | 0.014041 | 0.018742 | 0.021573 | 0.0056423 | 0.015489 | 0.02953 | 0.048272 | 0.069846 | 0.09222 | 0.11246 | 0.13075 | 0.14663 | 0.16049 | 0.17249 | 0.18294 | 0.19175 | 0.19925 | 0.2056 | 0.2056 | 0.2056 | 0.2056 | 0.2056 | 0.2056 | 0 | 0 | 0 | 0 | 0 | 0 | 0 | 0 | 0 | 0 | 0 | 0 | 0 | 0 | 0 | 0 | 0 | 0 | 0 | 0 | 0 | 0 | 0 | 0 | 0 | 0 | 0 | 0 | 0 | 0 | 0 | 0 | 0 | 0 | 0 | 0 | 0 | 0 | 0 | 0 | 0 | 0 | 0 | 0 | 0 | 0 | 0 | 0 | 0 | 0 | 0 | 0 | 0 | 0 | 0 | 0 | 0 | 0 | 0 | 0 | 0 | 0 | 0 | 0 | 0 | 0 | 0 | 0 | 0 | 0 | 0 | 0 | 0 | 0 | 0 | 0 | 0 | 0 | 0 | 0 | 801.4986 | 801.4986 | 801.4986 | 801.4986 | 801.4986 | 801.4986 | 801.4986 | 801.4986 | 801.4986 | 801.4986 | 801.4986 | 801.4986 | 801.4986 | 801.4986 | 801.4986 | 801.4986 | 801.4986 | 801.4986 | 801.4986 | 801.4986 | 531.7181 | 531.7181 | 531.7181 | 531.7181 | 531.7181 | 531.7181 | 531.7181 | 531.7181 | 531.7181 | 531.7181 | 531.7181 | 531.7181 | 531.7181 | 531.7181 | 531.7181 | 531.7181 | 531.7181 | 531.7181 | 531.7181 | 531.7181
WA_Industrial_Primary Metals_New_Process_Natural Gas_Gas Boiler - High Turndown_A | WA | Industrial | Primary Metals | New | Process | Natural Gas | Gas Boiler - High Turndown | A | IM214 | No control | Turndown control installed | 15 | 38.225 | 0 | 0 | 565.12 | 0 | 0 | 0 | 282.56 |  | sqft | 35% | 50% | Retrofit | Retro12Med | 75.44% | TBD | 0.2% | 784.4172 |  | 520.3862 |  | 0.0077949 | MN TRM 3.1 - Boiler Modifications, Space Heating Only v4.0 | MN TRM 3.1 - Boiler Modifications, Space Heating Only v4.0 | MN TRM 3.1 - Boiler Modifications, Space Heating Only v4.0 | No control | No control | No control | No control | No control | No control | No control | No control | No control | No control | No control | No control | No control | No control | No control | No control | No control | No control | No control | No control | No control | No control | Turndown control installed | Turndown control installed | Turndown control installed | Turndown control installed | Turndown control installed | Turndown control installed | Turndown control installed | Turndown control installed | Turndown control installed | Turndown control installed | Turndown control installed | Turndown control installed | Turndown control installed | Turndown control installed | Turndown control installed | Turndown control installed | Turndown control installed | Turndown control installed | Turndown control installed | Turndown control installed | Turndown control installed | Turndown control installed | 565.12 | 565.12 | 565.12 | 565.12 | 565.12 | 565.12 | 565.12 | 565.12 | 565.12 | 565.12 | 565.12 | 565.12 | 565.12 | 565.12 | 565.12 | 565.12 | 565.12 | 565.12 | 565.12 | 565.12 | 565.12 | 565.12 | 0 | 0 | 38.129 | 38.074 | 38.0227 | 37.9772 | 37.913 | 37.8701 | 37.8398 | 37.8231 | 37.8035 | 37.7937 | 37.7875 | 37.7889 | 37.7827 | 37.7831 | 37.7847 | 37.7945 | 37.802 | 37.8145 | 37.8254 | 37.8351 | 0.0091671 | 0.015975 | 0.022749 | 0.030329 | 0.034852 | 0.036104 | 0.032628 | 0.029479 | 0.025589 | 0.022323 | 0.01932 | 0.016817 | 0.014189 | 0.012069 | 0.01023 | 0.0090866 | 0.015861 | 0.022625 | 0.030208 | 0.03478 | 0.0091671 | 0.025129 | 0.047844 | 0.078116 | 0.11284 | 0.14881 | 0.18132 | 0.21072 | 0.2362 | 0.25846 | 0.27774 | 0.29457 | 0.30871 | 0.32078 | 0.33102 | 0.33111 | 0.33118 | 0.33129 | 0.33138 | 0.33147 | 0.24042 | 0.41958 | 0.5983 | 0.79862 | 0.91926 | 0.95337 | 0.86226 | 0.7794 | 0.67691 | 0.59064 | 0.51129 | 0.44501 | 0.37555 | 0.31943 | 0.27073 | 0.24042 | 0.41958 | 0.5983 | 0.79862 | 0.91926 | 0.24042 | 0.66 | 1.2583 | 2.0569 | 2.9762 | 3.9296 | 4.7918 | 5.5712 | 6.2481 | 6.8388 | 7.3501 | 7.7951 | 8.1706 | 8.4901 | 8.7608 | 8.7608 | 8.7608 | 8.7608 | 8.7608 | 8.7608 | 0.0077949 | 0.013587 | 0.019352 | 0.025805 | 0.029661 | 0.030732 | 0.027776 | 0.025097 | 0.021787 | 0.019007 | 0.016451 | 0.014319 | 0.012082 | 0.010277 | 0.0087103 | 0.0077368 | 0.013504 | 0.019262 | 0.025717 | 0.029609 | 0.0077949 | 0.021372 | 0.0407 | 0.066464 | 0.096029 | 0.12667 | 0.15436 | 0.1794 | 0.20111 | 0.22007 | 0.23649 | 0.25081 | 0.26286 | 0.27314 | 0.28186 | 0.28192 | 0.28197 | 0.28205 | 0.28212 | 0.28218 | 0.20436 | 0.35664 | 0.50856 | 0.67883 | 0.78137 | 0.81037 | 0.73292 | 0.66249 | 0.57537 | 0.50205 | 0.43459 | 0.37826 | 0.31922 | 0.27152 | 0.23012 | 0.20436 | 0.35664 | 0.50856 | 0.67883 | 0.78137 | 0.20436 | 0.561 | 1.0696 | 1.7484 | 2.5298 | 3.3401 | 4.073 | 4.7355 | 5.3109 | 5.813 | 6.2476 | 6.6258 | 6.945 | 7.2165 | 7.4467 | 7.4467 | 7.4467 | 7.4467 | 7.4467 | 7.4467 | 0 | 0 | 0 | 0 | 0 | 0 | 0 | 0 | 0 | 0 | 0 | 0 | 0 | 0 | 0 | 0 | 0 | 0 | 0 | 0 | 0 | 0 | 0 | 0 | 0 | 0 | 0 | 0 | 0 | 0 | 0 | 0 | 0 | 0 | 0 | 0 | 0 | 0 | 0 | 0 | 0 | 0 | 0 | 0 | 0 | 0 | 0 | 0 | 0 | 0 | 0 | 0 | 0 | 0 | 0 | 0 | 0 | 0 | 0 | 0 | 0 | 0 | 0 | 0 | 0 | 0 | 0 | 0 | 0 | 0 | 0 | 0 | 0 | 0 | 0 | 0 | 0 | 0 | 0 | 0 | 0.0077949 | 0.013587 | 0.019352 | 0.025805 | 0.029661 | 0.030732 | 0.027776 | 0.025097 | 0.021787 | 0.019007 | 0.016451 | 0.014319 | 0.012082 | 0.010277 | 0.0087103 | 0.0077368 | 0.013504 | 0.019262 | 0.025717 | 0.029609 | 0.0077949 | 0.021372 | 0.0407 | 0.066464 | 0.096029 | 0.12667 | 0.15436 | 0.1794 | 0.20111 | 0.22007 | 0.23649 | 0.25081 | 0.26286 | 0.27314 | 0.28186 | 0.28192 | 0.28197 | 0.28205 | 0.28212 | 0.28218 | 0.20436 | 0.35664 | 0.50856 | 0.67883 | 0.78137 | 0.81037 | 0.73292 | 0.66249 | 0.57537 | 0.50205 | 0.43459 | 0.37826 | 0.31922 | 0.27152 | 0.23012 | 0.20436 | 0.35664 | 0.50856 | 0.67883 | 0.78137 | 0.20436 | 0.561 | 1.0696 | 1.7484 | 2.5298 | 3.3401 | 4.073 | 4.7355 | 5.3109 | 5.813 | 6.2476 | 6.6258 | 6.945 | 7.2165 | 7.4467 | 7.4467 | 7.4467 | 7.4467 | 7.4467 | 7.4467 | 0 | 0 | 0 | 0 | 0 | 0 | 0 | 0 | 0 | 0 | 0 | 0 | 0 | 0 | 0 | 0 | 0 | 0 | 0 | 0 | 0 | 0 | 0 | 0 | 0 | 0 | 0 | 0 | 0 | 0 | 0 | 0 | 0 | 0 | 0 | 0 | 0 | 0 | 0 | 0 | 0 | 0 | 0 | 0 | 0 | 0 | 0 | 0 | 0 | 0 | 0 | 0 | 0 | 0 | 0 | 0 | 0 | 0 | 0 | 0 | 0 | 0 | 0 | 0 | 0 | 0 | 0 | 0 | 0 | 0 | 0 | 0 | 0 | 0 | 0 | 0 | 0 | 0 | 0 | 0 | 801.4986 | 801.4986 | 801.4986 | 801.4986 | 801.4986 | 801.4986 | 801.4986 | 801.4986 | 801.4986 | 801.4986 | 801.4986 | 801.4986 | 801.4986 | 801.4986 | 801.4986 | 801.4986 | 801.4986 | 801.4986 | 801.4986 | 801.4986 | 531.7181 | 531.7181 | 531.7181 | 531.7181 | 531.7181 | 531.7181 | 531.7181 | 531.7181 | 531.7181 | 531.7181 | 531.7181 | 531.7181 | 531.7181 | 531.7181 | 531.7181 | 531.7181 | 531.7181 | 531.7181 | 531.7181 | 531.7181
WA_Industrial_Primary Metals_New_Space Heating_Natural Gas_Gas Boiler - Burner Control Optimization_A | WA | Industrial | Primary Metals | New | Space Heating | Natural Gas | Gas Boiler - Burner Control Optimization | A | IM215 | Average performance | Optimized burner controls | 18 | 11.0191 | 0 | 0 | 189.86 | 0 | 0 | 0 | 94.9312 |  | sqft | 5% | 85% | Retrofit | Retro3Slow | 84.16% | TBD | 0.2% | 774.8256 |  | 499.0926 |  | 1.6737e-05 | IL TRM - 4.4.22 - CI-HVC-O2TC-V01-140601 | GBLR_O2TRM-Heating-MEMD-2018-1 | IL TRM - 4.4.22 - CI-HVC-O2TC-V01-140601 | Average performance | Average performance | Average performance | Average performance | Average performance | Average performance | Average performance | Average performance | Average performance | Average performance | Average performance | Average performance | Average performance | Average performance | Average performance | Average performance | Average performance | Average performance | Average performance | Average performance | Average performance | Average performance | Optimized burner controls | Optimized burner controls | Optimized burner controls | Optimized burner controls | Optimized burner controls | Optimized burner controls | Optimized burner controls | Optimized burner controls | Optimized burner controls | Optimized burner controls | Optimized burner controls | Optimized burner controls | Optimized burner controls | Optimized burner controls | Optimized burner controls | Optimized burner controls | Optimized burner controls | Optimized burner controls | Optimized burner controls | Optimized burner controls | Optimized burner controls | Optimized burner controls | 189.86 | 189.86 | 189.86 | 189.86 | 189.86 | 189.86 | 189.86 | 189.86 | 189.86 | 189.86 | 189.86 | 189.86 | 189.86 | 189.86 | 189.86 | 189.86 | 189.86 | 189.86 | 189.86 | 189.86 | 189.86 | 189.86 | 0 | 0 | 10.9607 | 10.3054 | 10.0403 | 9.8788 | 9.7984 | 9.7249 | 9.6596 | 9.5956 | 9.5356 | 9.474 | 9.3901 | 9.3163 | 9.2354 | 9.2242 | 9.2091 | 9.1909 | 9.1917 | 9.1873 | 9.1975 | 9.2001 | 1.9626e-05 | 5.0622e-05 | 0.00014065 | 0.00032327 | 0.00057412 | 0.00091928 | 0.0013138 | 0.0017204 | 0.0019988 | 0.002166 | 0.0021681 | 0.0020478 | 0.0017635 | 0.0014566 | 0.0011352 | 0.00084483 | 0.00058608 | 0.00039065 | 0.00024865 | 0.00017556 | 1.9626e-05 | 6.9075e-05 | 0.00020795 | 0.00052788 | 0.0010977 | 0.0020087 | 0.0033091 | 0.0050076 | 0.0069751 | 0.009096 | 0.011184 | 0.013143 | 0.014793 | 0.016231 | 0.01734 | 0.018151 | 0.018738 | 0.01912 | 0.019373 | 0.019509 | 0.0017906 | 0.0049122 | 0.014009 | 0.032724 | 0.058593 | 0.094528 | 0.13601 | 0.17929 | 0.20961 | 0.22863 | 0.23089 | 0.21981 | 0.19095 | 0.15791 | 0.12327 | 0.091921 | 0.063762 | 0.042521 | 0.027034 | 0.019082 | 0.0017906 | 0.0067028 | 0.020712 | 0.053436 | 0.11203 | 0.20656 | 0.34257 | 0.52186 | 0.73147 | 0.9601 | 1.191 | 1.4108 | 1.6018 | 1.7597 | 1.8829 | 1.9748 | 2.0386 | 2.0811 | 2.1064 | 2.1205 | 1.6737e-05 | 4.5362e-05 | 0.00012825 | 0.00029714 | 0.00052889 | 0.00084769 | 0.0012118 | 0.0015863 | 0.0018427 | 0.0019962 | 0.0019988 | 0.0018876 | 0.0016262 | 0.0013355 | 0.0010362 | 0.00076832 | 0.00053109 | 0.00035313 | 0.00022414 | 0.00015814 | 1.6737e-05 | 6.1897e-05 | 0.00018961 | 0.0004852 | 0.0010112 | 0.0018523 | 0.003052 | 0.0046172 | 0.0064305 | 0.008383 | 0.01031 | 0.012116 | 0.013641 | 0.014882 | 0.015829 | 0.016507 | 0.01698 | 0.017283 | 0.017464 | 0.017574 | 0.001522 | 0.0041753 | 0.011908 | 0.027815 | 0.049804 | 0.080348 | 0.11561 | 0.1524 | 0.17817 | 0.19433 | 0.19626 | 0.18684 | 0.16231 | 0.13422 | 0.10478 | 0.078133 | 0.054197 | 0.036143 | 0.022979 | 0.01622 | 0.001522 | 0.0056974 | 0.017605 | 0.04542 | 0.095224 | 0.17557 | 0.29118 | 0.44358 | 0.62175 | 0.81609 | 1.0123 | 1.1992 | 1.3615 | 1.4957 | 1.6005 | 1.6786 | 1.7328 | 1.769 | 1.7904 | 1.8025 | 0 | 0 | 0 | 0 | 0 | 0 | 0 | 0 | 0 | 0 | 0 | 0 | 0 | 0 | 0 | 0 | 0 | 0 | 0 | 0 | 0 | 0 | 0 | 0 | 0 | 0 | 0 | 0 | 0 | 0 | 0 | 0 | 0 | 0 | 0 | 0 | 0 | 0 | 0 | 0 | 0 | 0 | 0 | 0 | 0 | 0 | 0 | 0 | 0 | 0 | 0 | 0 | 0 | 0 | 0 | 0 | 0 | 0 | 0 | 0 | 0 | 0 | 0 | 0 | 0 | 0 | 0 | 0 | 0 | 0 | 0 | 0 | 0 | 0 | 0 | 0 | 0 | 0 | 0 | 0 | 1.6737e-05 | 4.5362e-05 | 0.00012825 | 0.00029714 | 0.00052889 | 0.00084769 | 0.0012118 | 0.0015863 | 0.0018427 | 0.0019962 | 0.0019988 | 0.0018876 | 0.0016262 | 0.0013355 | 0.0010362 | 0.00076832 | 0.00053109 | 0.00035313 | 0.00022414 | 0.00015814 | 1.6737e-05 | 6.1897e-05 | 0.00018961 | 0.0004852 | 0.0010112 | 0.0018523 | 0.003052 | 0.0046172 | 0.0064305 | 0.008383 | 0.01031 | 0.012116 | 0.013641 | 0.014882 | 0.015829 | 0.016507 | 0.01698 | 0.017283 | 0.017464 | 0.017574 | 0.001522 | 0.0041753 | 0.011908 | 0.027815 | 0.049804 | 0.080348 | 0.11561 | 0.1524 | 0.17817 | 0.19433 | 0.19626 | 0.18684 | 0.16231 | 0.13422 | 0.10478 | 0.078133 | 0.054197 | 0.036143 | 0.022979 | 0.01622 | 0.001522 | 0.0056974 | 0.017605 | 0.04542 | 0.095224 | 0.17557 | 0.29118 | 0.44358 | 0.62175 | 0.81609 | 1.0123 | 1.1992 | 1.3615 | 1.4957 | 1.6005 | 1.6786 | 1.7328 | 1.769 | 1.7904 | 1.8025 | 0 | 0 | 0 | 0 | 0 | 0 | 0 | 0 | 0 | 0 | 0 | 0 | 0 | 0 | 0 | 0 | 0 | 0 | 0 | 0 | 0 | 0 | 0 | 0 | 0 | 0 | 0 | 0 | 0 | 0 | 0 | 0 | 0 | 0 | 0 | 0 | 0 | 0 | 0 | 0 | 0 | 0 | 0 | 0 | 0 | 0 | 0 | 0 | 0 | 0 | 0 | 0 | 0 | 0 | 0 | 0 | 0 | 0 | 0 | 0 | 0 | 0 | 0 | 0 | 0 | 0 | 0 | 0 | 0 | 0 | 0 | 0 | 0 | 0 | 0 | 0 | 0 | 0 | 0 | 0 | 834.0769 | 834.0769 | 834.0769 | 834.0769 | 834.0769 | 834.0769 | 834.0769 | 834.0769 | 834.0769 | 834.0769 | 834.0769 | 834.0769 | 834.0769 | 834.0769 | 834.0769 | 834.0769 | 834.0769 | 834.0769 | 834.0769 | 834.0769 | 537.2585 | 537.2585 | 537.2585 | 537.2585 | 537.2585 | 537.2585 | 537.2585 | 537.2585 | 537.2585 | 537.2585 | 537.2585 | 537.2585 | 537.2585 | 537.2585 | 537.2585 | 537.2585 | 537.2585 | 537.2585 | 537.2585 | 537.2585
WA_Industrial_Primary Metals_New_Process_Natural Gas_Gas Boiler - Burner Control Optimization_A | WA | Industrial | Primary Metals | New | Process | Natural Gas | Gas Boiler - Burner Control Optimization | A | IM216 | Average performance | Optimized burner controls | 18 | 11.0853 | 0 | 0 | 189.86 | 0 | 0 | 0 | 94.9312 |  | sqft | 5% | 85% | Retrofit | Retro3Slow | 84.16% | TBD | 0.2% | 774.8256 |  | 499.0926 |  | 0.00060975 | IL TRM - 4.4.22 - CI-HVC-O2TC-V01-140601 | GBLR_O2TRM-Heating-MEMD-2018-1 | IL TRM - 4.4.22 - CI-HVC-O2TC-V01-140601 | Average performance | Average performance | Average performance | Average performance | Average performance | Average performance | Average performance | Average performance | Average performance | Average performance | Average performance | Average performance | Average performance | Average performance | Average performance | Average performance | Average performance | Average performance | Average performance | Average performance | Average performance | Average performance | Optimized burner controls | Optimized burner controls | Optimized burner controls | Optimized burner controls | Optimized burner controls | Optimized burner controls | Optimized burner controls | Optimized burner controls | Optimized burner controls | Optimized burner controls | Optimized burner controls | Optimized burner controls | Optimized burner controls | Optimized burner controls | Optimized burner controls | Optimized burner controls | Optimized burner controls | Optimized burner controls | Optimized burner controls | Optimized burner controls | Optimized burner controls | Optimized burner controls | 189.86 | 189.86 | 189.86 | 189.86 | 189.86 | 189.86 | 189.86 | 189.86 | 189.86 | 189.86 | 189.86 | 189.86 | 189.86 | 189.86 | 189.86 | 189.86 | 189.86 | 189.86 | 189.86 | 189.86 | 189.86 | 189.86 | 0 | 0 | 11.0567 | 11.0403 | 11.025 | 11.0115 | 10.9924 | 10.9796 | 10.9706 | 10.9657 | 10.9599 | 10.957 | 10.9553 | 10.9558 | 10.954 | 10.9542 | 10.9547 | 10.9577 | 10.96 | 10.9637 | 10.967 | 10.9699 | 0.00071708 | 0.0019642 | 0.005594 | 0.013051 | 0.023328 | 0.037591 | 0.054044 | 0.071209 | 0.083208 | 0.090732 | 0.091617 | 0.087221 | 0.075759 | 0.06265 | 0.048909 | 0.036482 | 0.025311 | 0.016885 | 0.010738 | 0.0075818 | 0.00071708 | 0.0026802 | 0.0082706 | 0.021312 | 0.044603 | 0.082142 | 0.13612 | 0.20727 | 0.29037 | 0.38102 | 0.47258 | 0.55982 | 0.63549 | 0.69815 | 0.74709 | 0.78378 | 0.80925 | 0.82641 | 0.83669 | 0.84254 | 0.064855 | 0.17791 | 0.50739 | 1.1852 | 2.1222 | 3.4237 | 4.9263 | 6.4938 | 7.5921 | 8.2807 | 8.3628 | 7.9612 | 6.9161 | 5.7193 | 4.4646 | 3.3293 | 2.3094 | 1.5401 | 0.97916 | 0.69114 | 0.064855 | 0.24277 | 0.75016 | 1.9354 | 4.0576 | 7.4813 | 12.4076 | 18.9014 | 26.4934 | 34.7741 | 43.137 | 51.0982 | 58.0142 | 63.7335 | 68.1982 | 71.5275 | 73.8369 | 75.3769 | 76.2913 | 76.8045 | 0.00060975 | 0.0016706 | 0.0047588 | 0.011105 | 0.019854 | 0.031998 | 0.046009 | 0.060626 | 0.070848 | 0.077257 | 0.078013 | 0.074269 | 0.06451 | 0.053348 | 0.041646 | 0.031063 | 0.021551 | 0.014376 | 0.0091424 | 0.0064546 | 0.00060975 | 0.0022796 | 0.0070358 | 0.018133 | 0.03796 | 0.069921 | 0.11588 | 0.17646 | 0.24723 | 0.32443 | 0.4024 | 0.47669 | 0.54113 | 0.59449 | 0.63616 | 0.66737 | 0.68904 | 0.70362 | 0.71233 | 0.71728 | 0.055127 | 0.15123 | 0.43129 | 1.0074 | 1.8039 | 2.9102 | 4.1873 | 5.5197 | 6.4532 | 7.0386 | 7.1084 | 6.767 | 5.8787 | 4.8614 | 3.7949 | 2.8299 | 1.963 | 1.3091 | 0.83229 | 0.58747 | 0.055127 | 0.20635 | 0.63764 | 1.6451 | 3.449 | 6.3591 | 10.5465 | 16.0662 | 22.5194 | 29.558 | 36.6664 | 43.4334 | 49.3121 | 54.1735 | 57.9684 | 60.7984 | 62.7613 | 64.0704 | 64.8476 | 65.2838 | 0 | 0 | 0 | 0 | 0 | 0 | 0 | 0 | 0 | 0 | 0 | 0 | 0 | 0 | 0 | 0 | 0 | 0 | 0 | 0 | 0 | 0 | 0 | 0 | 0 | 0 | 0 | 0 | 0 | 0 | 0 | 0 | 0 | 0 | 0 | 0 | 0 | 0 | 0 | 0 | 0 | 0 | 0 | 0 | 0 | 0 | 0 | 0 | 0 | 0 | 0 | 0 | 0 | 0 | 0 | 0 | 0 | 0 | 0 | 0 | 0 | 0 | 0 | 0 | 0 | 0 | 0 | 0 | 0 | 0 | 0 | 0 | 0 | 0 | 0 | 0 | 0 | 0 | 0 | 0 | 0.00060975 | 0.0016706 | 0.0047588 | 0.011105 | 0.019854 | 0.031998 | 0.046009 | 0.060626 | 0.070848 | 0.077257 | 0.078013 | 0.074269 | 0.06451 | 0.053348 | 0.041646 | 0.031063 | 0.021551 | 0.014376 | 0.0091424 | 0.0064546 | 0.00060975 | 0.0022796 | 0.0070358 | 0.018133 | 0.03796 | 0.069921 | 0.11588 | 0.17646 | 0.24723 | 0.32443 | 0.4024 | 0.47669 | 0.54113 | 0.59449 | 0.63616 | 0.66737 | 0.68904 | 0.70362 | 0.71233 | 0.71728 | 0.055127 | 0.15123 | 0.43129 | 1.0074 | 1.8039 | 2.9102 | 4.1873 | 5.5197 | 6.4532 | 7.0386 | 7.1084 | 6.767 | 5.8787 | 4.8614 | 3.7949 | 2.8299 | 1.963 | 1.3091 | 0.83229 | 0.58747 | 0.055127 | 0.20635 | 0.63764 | 1.6451 | 3.449 | 6.3591 | 10.5465 | 16.0662 | 22.5194 | 29.558 | 36.6664 | 43.4334 | 49.3121 | 54.1735 | 57.9684 | 60.7984 | 62.7613 | 64.0704 | 64.8476 | 65.2838 | 0 | 0 | 0 | 0 | 0 | 0 | 0 | 0 | 0 | 0 | 0 | 0 | 0 | 0 | 0 | 0 | 0 | 0 | 0 | 0 | 0 | 0 | 0 | 0 | 0 | 0 | 0 | 0 | 0 | 0 | 0 | 0 | 0 | 0 | 0 | 0 | 0 | 0 | 0 | 0 | 0 | 0 | 0 | 0 | 0 | 0 | 0 | 0 | 0 | 0 | 0 | 0 | 0 | 0 | 0 | 0 | 0 | 0 | 0 | 0 | 0 | 0 | 0 | 0 | 0 | 0 | 0 | 0 | 0 | 0 | 0 | 0 | 0 | 0 | 0 | 0 | 0 | 0 | 0 | 0 | 834.0769 | 834.0769 | 834.0769 | 834.0769 | 834.0769 | 834.0769 | 834.0769 | 834.0769 | 834.0769 | 834.0769 | 834.0769 | 834.0769 | 834.0769 | 834.0769 | 834.0769 | 834.0769 | 834.0769 | 834.0769 | 834.0769 | 834.0769 | 537.2585 | 537.2585 | 537.2585 | 537.2585 | 537.2585 | 537.2585 | 537.2585 | 537.2585 | 537.2585 | 537.2585 | 537.2585 | 537.2585 | 537.2585 | 537.2585 | 537.2585 | 537.2585 | 537.2585 | 537.2585 | 537.2585 | 537.2585
WA_Industrial_Primary Metals_New_Space Heating_Natural Gas_HVAC - Demand Controlled Ventilation_A | WA | Industrial | Primary Metals | New | Space Heating | Natural Gas | HVAC - Demand Controlled Ventilation | A | IM217 | Constant ventilation | DCV enabled | 15 | 0.067787 | 0 | 0 | 0.17 | 0.02 | 0 | 0 | 0.08455 |  | sqft | 55% | 75% | Retrofit | RetroEven20 | 80.75% | TBD | 0.2% | 147.6935 |  | 90.8304 |  | 0.0019956 | VENT_DCV-Heating-7PLN-v5-8 | VENT_DCV-Heating-7PLN-v5-8 | VENT_DCV-Heating-7PLN-v5-8 | Constant ventilation | Constant ventilation | Constant ventilation | Constant ventilation | Constant ventilation | Constant ventilation | Constant ventilation | Constant ventilation | Constant ventilation | Constant ventilation | Constant ventilation | Constant ventilation | Constant ventilation | Constant ventilation | Constant ventilation | Constant ventilation | Constant ventilation | Constant ventilation | Constant ventilation | Constant ventilation | Constant ventilation | Constant ventilation | DCV enabled | DCV enabled | DCV enabled | DCV enabled | DCV enabled | DCV enabled | DCV enabled | DCV enabled | DCV enabled | DCV enabled | DCV enabled | DCV enabled | DCV enabled | DCV enabled | DCV enabled | DCV enabled | DCV enabled | DCV enabled | DCV enabled | DCV enabled | DCV enabled | DCV enabled | 0.17 | 0.17 | 0.17 | 0.17 | 0.17 | 0.17 | 0.17 | 0.17 | 0.17 | 0.17 | 0.17 | 0.17 | 0.17 | 0.17 | 0.17 | 0.17 | 0.17 | 0.17 | 0.17 | 0.17 | 0.17 | 0.17 | 0 | 0 | 0.067559 | 0.063603 | 0.062055 | 0.061154 | 0.060802 | 0.060496 | 0.060264 | 0.060061 | 0.059937 | 0.059818 | 0.059576 | 0.059382 | 0.059177 | 0.059358 | 0.059466 | 0.059463 | 0.059575 | 0.059557 | 0.059585 | 0.05953 | 0.0023407 | 0.0038458 | 0.0053504 | 0.007038 | 0.0080546 | 0.009235 | 0.010401 | 0.011712 | 0.012688 | 0.013811 | 0.014885 | 0.016141 | 0.016968 | 0.018096 | 0.019206 | 0.020459 | 0.021328 | 0.022344 | 0.023349 | 0.024318 | 0.0023407 | 0.0060494 | 0.011253 | 0.018127 | 0.026078 | 0.035181 | 0.045447 | 0.057005 | 0.069576 | 0.083249 | 0.097797 | 0.11362 | 0.13019 | 0.14869 | 0.16817 | 0.18656 | 0.20463 | 0.22178 | 0.23838 | 0.25459 | 34.6468 | 60.4651 | 86.2201 | 115.0874 | 132.4725 | 152.6542 | 172.5816 | 194.9968 | 211.6916 | 230.8928 | 249.8394 | 271.818 | 286.7349 | 304.8644 | 322.9801 | 344.0693 | 357.9993 | 375.1644 | 391.862 | 408.5102 | 34.6468 | 95.1119 | 181.332 | 296.4194 | 428.8919 | 581.5461 | 754.1277 | 949.1245 | 1160.8161 | 1391.709 | 1641.5484 | 1913.3664 | 2200.1013 | 2504.9657 | 2827.9458 | 3137.3684 | 3434.9026 | 3723.8468 | 4000.6214 | 4276.6591 | 0.0019956 | 0.0034445 | 0.0048749 | 0.0064629 | 0.0074104 | 0.0085016 | 0.0095723 | 0.010771 | 0.01166 | 0.012679 | 0.013658 | 0.014799 | 0.015551 | 0.016479 | 0.017404 | 0.018464 | 0.019174 | 0.020037 | 0.020882 | 0.021739 | 0.0019956 | 0.0054182 | 0.010253 | 0.016646 | 0.023992 | 0.032387 | 0.041828 | 0.052425 | 0.063937 | 0.076423 | 0.089741 | 0.10417 | 0.11932 | 0.1354 | 0.15239 | 0.16837 | 0.18397 | 0.19889 | 0.21319 | 0.22758 | 29.4497 | 51.3954 | 73.2871 | 97.8243 | 112.6016 | 129.7561 | 146.6944 | 165.7473 | 179.9379 | 196.2589 | 212.3635 | 231.0453 | 243.7247 | 259.1347 | 274.5331 | 292.4589 | 304.2994 | 318.8897 | 333.0827 | 347.2337 | 29.4497 | 80.8451 | 154.1322 | 251.9565 | 364.5581 | 494.3142 | 641.0085 | 806.7559 | 986.6937 | 1182.9526 | 1395.3161 | 1626.3614 | 1870.0861 | 2129.2209 | 2403.754 | 2666.7631 | 2919.6672 | 3165.2698 | 3400.5282 | 3635.1603 | 0.0019956 | 0.0034445 | 0.0048749 | 0.0064629 | 0.0074104 | 0.0085016 | 0.0095723 | 0.010771 | 0.01166 | 0.012679 | 0.013658 | 0.014799 | 0.015551 | 0.016479 | 0.017404 | 0.018464 | 0.019174 | 0.020037 | 0.020882 | 0.021739 | 0.0019956 | 0.0054182 | 0.010253 | 0.016646 | 0.023992 | 0.032387 | 0.041828 | 0.052425 | 0.063937 | 0.076423 | 0.089741 | 0.10417 | 0.11932 | 0.1354 | 0.15239 | 0.16837 | 0.18397 | 0.19889 | 0.21319 | 0.22758 | 29.4497 | 51.3954 | 73.2871 | 97.8243 | 112.6016 | 129.7561 | 146.6944 | 165.7473 | 179.9379 | 196.2589 | 212.3635 | 231.0453 | 243.7247 | 259.1347 | 274.5331 | 292.4589 | 304.2994 | 318.8897 | 333.0827 | 347.2337 | 29.4497 | 80.8451 | 154.1322 | 251.9565 | 364.5581 | 494.3142 | 641.0085 | 806.7559 | 986.6937 | 1182.9526 | 1395.3161 | 1626.3614 | 1870.0861 | 2129.2209 | 2403.754 | 2666.7631 | 2919.6672 | 3165.2698 | 3400.5282 | 3635.1603 | 0.0019956 | 0.0034445 | 0.0048749 | 0.0064629 | 0.0074104 | 0.0085016 | 0.0095723 | 0.010771 | 0.01166 | 0.012679 | 0.013658 | 0.014799 | 0.015551 | 0.016479 | 0.017404 | 0.018464 | 0.019174 | 0.020037 | 0.020882 | 0.021739 | 0.0019956 | 0.0054182 | 0.010253 | 0.016646 | 0.023992 | 0.032387 | 0.041828 | 0.052425 | 0.063937 | 0.076423 | 0.089741 | 0.10417 | 0.11932 | 0.1354 | 0.15239 | 0.16837 | 0.18397 | 0.19889 | 0.21319 | 0.22758 | 29.4497 | 51.3954 | 73.2871 | 97.8243 | 112.6016 | 129.7561 | 146.6944 | 165.7473 | 179.9379 | 196.2589 | 212.3635 | 231.0453 | 243.7247 | 259.1347 | 274.5331 | 292.4589 | 304.2994 | 318.8897 | 333.0827 | 347.2337 | 29.4497 | 80.8451 | 154.1322 | 251.9565 | 364.5581 | 494.3142 | 641.0085 | 806.7559 | 986.6937 | 1182.9526 | 1395.3161 | 1626.3614 | 1870.0861 | 2129.2209 | 2403.754 | 2666.7631 | 2919.6672 | 3165.2698 | 3400.5282 | 3635.1603 | 0.0019956 | 0.0034445 | 0.0048749 | 0.0064629 | 0.0074104 | 0.0085016 | 0.0095723 | 0.010771 | 0.01166 | 0.012679 | 0.013658 | 0.014799 | 0.015551 | 0.016479 | 0.017404 | 0.018464 | 0.019174 | 0.020037 | 0.020882 | 0.021739 | 0.0019956 | 0.0054182 | 0.010253 | 0.016646 | 0.023992 | 0.032387 | 0.041828 | 0.052425 | 0.063937 | 0.076423 | 0.089741 | 0.10417 | 0.11932 | 0.1354 | 0.15239 | 0.16837 | 0.18397 | 0.19889 | 0.21319 | 0.22758 | 29.4497 | 51.3954 | 73.2871 | 97.8243 | 112.6016 | 129.7561 | 146.6944 | 165.7473 | 179.9379 | 196.2589 | 212.3635 | 231.0453 | 243.7247 | 259.1347 | 274.5331 | 292.4589 | 304.2994 | 318.8897 | 333.0827 | 347.2337 | 29.4497 | 80.8451 | 154.1322 | 251.9565 | 364.5581 | 494.3142 | 641.0085 | 806.7559 | 986.6937 | 1182.9526 | 1395.3161 | 1626.3614 | 1870.0861 | 2129.2209 | 2403.754 | 2666.7631 | 2919.6672 | 3165.2698 | 3400.5282 | 3635.1603 | 582.9502 | 582.9502 | 582.9502 | 582.9502 | 582.9502 | 582.9502 | 582.9502 | 582.9502 | 582.9502 | 582.9502 | 582.9502 | 582.9502 | 582.9502 | 582.9502 | 582.9502 | 582.9502 | 582.9502 | 582.9502 | 582.9502 | 582.9502 | 179.855 | 179.855 | 179.855 | 179.855 | 179.855 | 179.855 | 179.855 | 179.855 | 179.855 | 179.855 | 179.855 | 179.855 | 179.855 | 179.855 | 179.855 | 179.855 | 179.855 | 179.855 | 179.855 | 179.855
WA_Industrial_Primary Metals_New_Space Heating_Natural Gas_Gas Boiler - Stack Economizer_A | WA | Industrial | Primary Metals | New | Space Heating | Natural Gas | Gas Boiler - Stack Economizer | A | IM218 | None | Economizer installed | 15 | 27.7376 | 0 | 0 | 383.57 | 0 | 0 | 0 | 191.786 |  | sqft | 15% | 55% | Retrofit | Retro12Med | 75.44% | TBD | 0.2% | 628.1717 |  | 416.7321 |  | 0.00041655 | IL TRM - 4.4.28 - CI-HVC-BECO-V02-210101 | XCEL CO 2019-2020 DSM Plan | IL TRM - 4.4.28 - CI-HVC-BECO-V02-210101 | None | None | None | None | None | None | None | None | None | None | None | None | None | None | None | None | None | None | None | None | None | None | Economizer installed | Economizer installed | Economizer installed | Economizer installed | Economizer installed | Economizer installed | Economizer installed | Economizer installed | Economizer installed | Economizer installed | Economizer installed | Economizer installed | Economizer installed | Economizer installed | Economizer installed | Economizer installed | Economizer installed | Economizer installed | Economizer installed | Economizer installed | Economizer installed | Economizer installed | 383.57 | 383.57 | 383.57 | 383.57 | 383.57 | 383.57 | 383.57 | 383.57 | 383.57 | 383.57 | 383.57 | 383.57 | 383.57 | 383.57 | 383.57 | 383.57 | 383.57 | 383.57 | 383.57 | 383.57 | 383.57 | 383.57 | 0 | 0 | 27.5947 | 25.9473 | 25.2817 | 24.8769 | 24.6767 | 24.4934 | 24.3298 | 24.1691 | 24.0186 | 23.8632 | 23.6519 | 23.4656 | 23.2619 | 23.2332 | 23.195 | 23.1482 | 23.1499 | 23.138 | 23.1634 | 23.1694 | 0.00048846 | 0.00080157 | 0.0011137 | 0.0014627 | 0.0016701 | 0.0017193 | 0.0015446 | 0.0013869 | 0.001197 | 0.0010377 | 0.00089035 | 0.00076884 | 0.00064319 | 0.00054641 | 0.00046234 | 0.00040975 | 0.00071515 | 0.0010192 | 0.001362 | 0.0015681 | 0.00048846 | 0.0012609 | 0.0023422 | 0.0037674 | 0.0054073 | 0.0070864 | 0.0085836 | 0.0099138 | 0.011049 | 0.012015 | 0.012799 | 0.013467 | 0.013994 | 0.014523 | 0.014961 | 0.014931 | 0.014932 | 0.014924 | 0.014941 | 0.014945 | 0.017701 | 0.030892 | 0.04405 | 0.058799 | 0.067681 | 0.070193 | 0.063485 | 0.057384 | 0.049838 | 0.043487 | 0.037644 | 0.032764 | 0.02765 | 0.023519 | 0.019933 | 0.017701 | 0.030892 | 0.04405 | 0.058799 | 0.067681 | 0.017701 | 0.048593 | 0.092644 | 0.15144 | 0.21912 | 0.28932 | 0.3528 | 0.41019 | 0.46002 | 0.50351 | 0.54115 | 0.57392 | 0.60157 | 0.62509 | 0.64502 | 0.64502 | 0.64502 | 0.64502 | 0.64502 | 0.64502 | 0.00041655 | 0.00071825 | 0.0010154 | 0.0013444 | 0.0015385 | 0.0015853 | 0.0014245 | 0.0012787 | 0.0011035 | 0.0009563 | 0.00082074 | 0.00070865 | 0.00059306 | 0.00050095 | 0.00042201 | 0.00037261 | 0.00064799 | 0.00092128 | 0.0012276 | 0.0014125 | 0.00041655 | 0.0011298 | 0.0021355 | 0.0034626 | 0.0049809 | 0.006534 | 0.0079161 | 0.0091402 | 0.010185 | 0.011073 | 0.011799 | 0.012413 | 0.012903 | 0.013315 | 0.013656 | 0.013578 | 0.01353 | 0.01349 | 0.013467 | 0.013461 | 0.015046 | 0.026258 | 0.037443 | 0.049979 | 0.057529 | 0.059664 | 0.053962 | 0.048777 | 0.042362 | 0.036964 | 0.031997 | 0.02785 | 0.023502 | 0.019991 | 0.016943 | 0.015046 | 0.026258 | 0.037443 | 0.049979 | 0.057529 | 0.015046 | 0.041304 | 0.078747 | 0.12873 | 0.18626 | 0.24592 | 0.29988 | 0.34866 | 0.39102 | 0.42798 | 0.45998 | 0.48783 | 0.51133 | 0.53132 | 0.54827 | 0.54827 | 0.54827 | 0.54827 | 0.54827 | 0.54827 | 0 | 0 | 0 | 0 | 0 | 0 | 0 | 0 | 0 | 0 | 0 | 0 | 0 | 0 | 0 | 0 | 0 | 0 | 0 | 0 | 0 | 0 | 0 | 0 | 0 | 0 | 0 | 0 | 0 | 0 | 0 | 0 | 0 | 0 | 0 | 0 | 0 | 0 | 0 | 0 | 0 | 0 | 0 | 0 | 0 | 0 | 0 | 0 | 0 | 0 | 0 | 0 | 0 | 0 | 0 | 0 | 0 | 0 | 0 | 0 | 0 | 0 | 0 | 0 | 0 | 0 | 0 | 0 | 0 | 0 | 0 | 0 | 0 | 0 | 0 | 0 | 0 | 0 | 0 | 0 | 0.00041655 | 0.00071825 | 0.0010154 | 0.0013444 | 0.0015385 | 0.0015853 | 0.0014245 | 0.0012787 | 0.0011035 | 0.0009563 | 0.00082074 | 0.00070865 | 0.00059306 | 0.00050095 | 0.00042201 | 0.00037261 | 0.00064799 | 0.00092128 | 0.0012276 | 0.0014125 | 0.00041655 | 0.0011298 | 0.0021355 | 0.0034626 | 0.0049809 | 0.006534 | 0.0079161 | 0.0091402 | 0.010185 | 0.011073 | 0.011799 | 0.012413 | 0.012903 | 0.013315 | 0.013656 | 0.013578 | 0.01353 | 0.01349 | 0.013467 | 0.013461 | 0.015046 | 0.026258 | 0.037443 | 0.049979 | 0.057529 | 0.059664 | 0.053962 | 0.048777 | 0.042362 | 0.036964 | 0.031997 | 0.02785 | 0.023502 | 0.019991 | 0.016943 | 0.015046 | 0.026258 | 0.037443 | 0.049979 | 0.057529 | 0.015046 | 0.041304 | 0.078747 | 0.12873 | 0.18626 | 0.24592 | 0.29988 | 0.34866 | 0.39102 | 0.42798 | 0.45998 | 0.48783 | 0.51133 | 0.53132 | 0.54827 | 0.54827 | 0.54827 | 0.54827 | 0.54827 | 0.54827 | 0.00041655 | 0.00071825 | 0.0010154 | 0.0013444 | 0.0015385 | 0.0015853 | 0.0014245 | 0.0012787 | 0.0011035 | 0.0009563 | 0.00082074 | 0.00070865 | 0.00059306 | 0.00050095 | 0.00042201 | 0.00037261 | 0.00064799 | 0.00092128 | 0.0012276 | 0.0014125 | 0.00041655 | 0.0011298 | 0.0021355 | 0.0034626 | 0.0049809 | 0.006534 | 0.0079161 | 0.0091402 | 0.010185 | 0.011073 | 0.011799 | 0.012413 | 0.012903 | 0.013315 | 0.013656 | 0.013578 | 0.01353 | 0.01349 | 0.013467 | 0.013461 | 0.015046 | 0.026258 | 0.037443 | 0.049979 | 0.057529 | 0.059664 | 0.053962 | 0.048777 | 0.042362 | 0.036964 | 0.031997 | 0.02785 | 0.023502 | 0.019991 | 0.016943 | 0.015046 | 0.026258 | 0.037443 | 0.049979 | 0.057529 | 0.015046 | 0.041304 | 0.078747 | 0.12873 | 0.18626 | 0.24592 | 0.29988 | 0.34866 | 0.39102 | 0.42798 | 0.45998 | 0.48783 | 0.51133 | 0.53132 | 0.54827 | 0.54827 | 0.54827 | 0.54827 | 0.54827 | 0.54827 | 643.5363 | 643.5363 | 643.5363 | 643.5363 | 643.5363 | 643.5363 | 643.5363 | 643.5363 | 643.5363 | 643.5363 | 643.5363 | 643.5363 | 643.5363 | 643.5363 | 643.5363 | 643.5363 | 643.5363 | 643.5363 | 643.5363 | 643.5363 | 426.9251 | 426.9251 | 426.9251 | 426.9251 | 426.9251 | 426.9251 | 426.9251 | 426.9251 | 426.9251 | 426.9251 | 426.9251 | 426.9251 | 426.9251 | 426.9251 | 426.9251 | 426.9251 | 426.9251 | 426.9251 | 426.9251 | 426.9251
WA_Industrial_Primary Metals_New_Process_Natural Gas_Gas Boiler - Stack Economizer_A | WA | Industrial | Primary Metals | New | Process | Natural Gas | Gas Boiler - Stack Economizer | A | IM219 | None | Economizer installed | 15 | 36.696 | 0 | 0 | 383.57 | 0 | 0 | 0 | 191.786 |  | sqft | 15% | 55% | Retrofit | Retro12Med | 75.44% | TBD | 0.2% | 628.1717 |  | 416.7321 |  | 0.019958 | IL TRM - 4.4.28 - CI-HVC-BECO-V02-210101 | XCEL CO 2019-2020 DSM Plan | IL TRM - 4.4.29 - CI-HVC-PECO-V01-150601 | None | None | None | None | None | None | None | None | None | None | None | None | None | None | None | None | None | None | None | None | None | None | Economizer installed | Economizer installed | Economizer installed | Economizer installed | Economizer installed | Economizer installed | Economizer installed | Economizer installed | Economizer installed | Economizer installed | Economizer installed | Economizer installed | Economizer installed | Economizer installed | Economizer installed | Economizer installed | Economizer installed | Economizer installed | Economizer installed | Economizer installed | Economizer installed | Economizer installed | 383.57 | 383.57 | 383.57 | 383.57 | 383.57 | 383.57 | 383.57 | 383.57 | 383.57 | 383.57 | 383.57 | 383.57 | 383.57 | 383.57 | 383.57 | 383.57 | 383.57 | 383.57 | 383.57 | 383.57 | 383.57 | 383.57 | 0 | 0 | 36.6101 | 36.5608 | 36.515 | 36.4742 | 36.4167 | 36.3784 | 36.3511 | 36.3358 | 36.3179 | 36.3085 | 36.3024 | 36.3031 | 36.2969 | 36.2968 | 36.2976 | 36.3055 | 36.3119 | 36.3229 | 36.3325 | 36.341 | 0.023472 | 0.040907 | 0.058259 | 0.077677 | 0.08927 | 0.092486 | 0.083585 | 0.075521 | 0.065557 | 0.057188 | 0.049496 | 0.043081 | 0.03635 | 0.030918 | 0.026205 | 0.023276 | 0.040629 | 0.057952 | 0.077375 | 0.089085 | 0.023472 | 0.064348 | 0.12253 | 0.20007 | 0.28902 | 0.3812 | 0.4645 | 0.53983 | 0.60512 | 0.66215 | 0.71153 | 0.75463 | 0.79085 | 0.82176 | 0.84799 | 0.84817 | 0.84832 | 0.84858 | 0.8488 | 0.849 | 0.64113 | 1.1189 | 1.5955 | 2.1297 | 2.4514 | 2.5423 | 2.2994 | 2.0784 | 1.8051 | 1.575 | 1.3634 | 1.1867 | 1.0015 | 0.85182 | 0.72195 | 0.64113 | 1.1189 | 1.5955 | 2.1297 | 2.4514 | 0.64113 | 1.76 | 3.3555 | 5.4851 | 7.9365 | 10.4788 | 12.7782 | 14.8566 | 16.6617 | 18.2367 | 19.6002 | 20.7869 | 21.7883 | 22.6401 | 23.3621 | 23.3621 | 23.3621 | 23.3621 | 23.3621 | 23.3621 | 0.019958 | 0.034791 | 0.049557 | 0.066086 | 0.075967 | 0.078716 | 0.071148 | 0.064288 | 0.05581 | 0.048687 | 0.04214 | 0.036678 | 0.030948 | 0.026324 | 0.022311 | 0.019817 | 0.034589 | 0.049335 | 0.065868 | 0.075833 | 0.019958 | 0.054726 | 0.10422 | 0.17021 | 0.24595 | 0.32445 | 0.39539 | 0.45953 | 0.51515 | 0.56372 | 0.60578 | 0.64247 | 0.67333 | 0.69965 | 0.72197 | 0.72211 | 0.72221 | 0.7224 | 0.72256 | 0.72271 | 0.54496 | 0.95105 | 1.3562 | 1.8102 | 2.0837 | 2.161 | 1.9545 | 1.7666 | 1.5343 | 1.3388 | 1.1589 | 1.0087 | 0.85124 | 0.72405 | 0.61366 | 0.54496 | 0.95105 | 1.3562 | 1.8102 | 2.0837 | 0.54496 | 1.496 | 2.8522 | 4.6624 | 6.746 | 8.907 | 10.8615 | 12.6281 | 14.1624 | 15.5012 | 16.6601 | 17.6688 | 18.5201 | 19.2441 | 19.8578 | 19.8578 | 19.8578 | 19.8578 | 19.8578 | 19.8578 | 0 | 0 | 0 | 0 | 0 | 0 | 0 | 0 | 0 | 0 | 0 | 0 | 0 | 0 | 0 | 0 | 0 | 0 | 0 | 0 | 0 | 0 | 0 | 0 | 0 | 0 | 0 | 0 | 0 | 0 | 0 | 0 | 0 | 0 | 0 | 0 | 0 | 0 | 0 | 0 | 0 | 0 | 0 | 0 | 0 | 0 | 0 | 0 | 0 | 0 | 0 | 0 | 0 | 0 | 0 | 0 | 0 | 0 | 0 | 0 | 0 | 0 | 0 | 0 | 0 | 0 | 0 | 0 | 0 | 0 | 0 | 0 | 0 | 0 | 0 | 0 | 0 | 0 | 0 | 0 | 0.019958 | 0.034791 | 0.049557 | 0.066086 | 0.075967 | 0.078716 | 0.071148 | 0.064288 | 0.05581 | 0.048687 | 0.04214 | 0.036678 | 0.030948 | 0.026324 | 0.022311 | 0.019817 | 0.034589 | 0.049335 | 0.065868 | 0.075833 | 0.019958 | 0.054726 | 0.10422 | 0.17021 | 0.24595 | 0.32445 | 0.39539 | 0.45953 | 0.51515 | 0.56372 | 0.60578 | 0.64247 | 0.67333 | 0.69965 | 0.72197 | 0.72211 | 0.72221 | 0.7224 | 0.72256 | 0.72271 | 0.54496 | 0.95105 | 1.3562 | 1.8102 | 2.0837 | 2.161 | 1.9545 | 1.7666 | 1.5343 | 1.3388 | 1.1589 | 1.0087 | 0.85124 | 0.72405 | 0.61366 | 0.54496 | 0.95105 | 1.3562 | 1.8102 | 2.0837 | 0.54496 | 1.496 | 2.8522 | 4.6624 | 6.746 | 8.907 | 10.8615 | 12.6281 | 14.1624 | 15.5012 | 16.6601 | 17.6688 | 18.5201 | 19.2441 | 19.8578 | 19.8578 | 19.8578 | 19.8578 | 19.8578 | 19.8578 | 0.019958 | 0.034791 | 0.049557 | 0.066086 | 0.075967 | 0.078716 | 0.071148 | 0.064288 | 0.05581 | 0.048687 | 0.04214 | 0.036678 | 0.030948 | 0.026324 | 0.022311 | 0.019817 | 0.034589 | 0.049335 | 0.065868 | 0.075833 | 0.019958 | 0.054726 | 0.10422 | 0.17021 | 0.24595 | 0.32445 | 0.39539 | 0.45953 | 0.51515 | 0.56372 | 0.60578 | 0.64247 | 0.67333 | 0.69965 | 0.72197 | 0.72211 | 0.72221 | 0.7224 | 0.72256 | 0.72271 | 0.54496 | 0.95105 | 1.3562 | 1.8102 | 2.0837 | 2.161 | 1.9545 | 1.7666 | 1.5343 | 1.3388 | 1.1589 | 1.0087 | 0.85124 | 0.72405 | 0.61366 | 0.54496 | 0.95105 | 1.3562 | 1.8102 | 2.0837 | 0.54496 | 1.496 | 2.8522 | 4.6624 | 6.746 | 8.907 | 10.8615 | 12.6281 | 14.1624 | 15.5012 | 16.6601 | 17.6688 | 18.5201 | 19.2441 | 19.8578 | 19.8578 | 19.8578 | 19.8578 | 19.8578 | 19.8578 | 643.5363 | 643.5363 | 643.5363 | 643.5363 | 643.5363 | 643.5363 | 643.5363 | 643.5363 | 643.5363 | 643.5363 | 643.5363 | 643.5363 | 643.5363 | 643.5363 | 643.5363 | 643.5363 | 643.5363 | 643.5363 | 643.5363 | 643.5363 | 426.9251 | 426.9251 | 426.9251 | 426.9251 | 426.9251 | 426.9251 | 426.9251 | 426.9251 | 426.9251 | 426.9251 | 426.9251 | 426.9251 | 426.9251 | 426.9251 | 426.9251 | 426.9251 | 426.9251 | 426.9251 | 426.9251 | 426.9251
WA_Industrial_Primary Metals_New_Space Heating_Natural Gas_Gas Furnace Tube Inserts_A | WA | Industrial | Primary Metals | New | Space Heating | Natural Gas | Gas Furnace Tube Inserts | A | IM220 | None | Tube inserts installed | 5 | 0.077933 | 0 | 0 | 0.02 | 0 | 0 | 0 | 0.0086 |  | sqft | 0% | 0% | Retrofit | Retro3Slow | 84.16% | TBD | 0.2% | 282.1807 |  | 218.2727 |  | 0 | WI TRM - Radiant Tube Inserts, 2507 | WI TRM - Radiant Tube Inserts, 2507 | WI TRM - Radiant Tube Inserts, 2507 | None | None | None | None | None | None | None | None | None | None | None | None | None | None | None | None | None | None | None | None | None | None | Tube inserts installed | Tube inserts installed | Tube inserts installed | Tube inserts installed | Tube inserts installed | Tube inserts installed | Tube inserts installed | Tube inserts installed | Tube inserts installed | Tube inserts installed | Tube inserts installed | Tube inserts installed | Tube inserts installed | Tube inserts installed | Tube inserts installed | Tube inserts installed | Tube inserts installed | Tube inserts installed | Tube inserts installed | Tube inserts installed | Tube inserts installed | Tube inserts installed | 0.02 | 0.02 | 0.02 | 0.02 | 0.02 | 0.02 | 0.02 | 0.02 | 0.02 | 0.02 | 0.02 | 0.02 | 0.02 | 0.02 | 0.02 | 0.02 | 0.02 | 0.02 | 0.02 | 0.02 | 0.02 | 0.02 | 0 | 0 | 0.077672 | 0.073123 | 0.071343 | 0.070307 | 0.069903 | 0.069551 | 0.069285 | 0.069051 | 0.068909 | 0.068771 | 0.068494 | 0.068271 | 0.068034 | 0.068243 | 0.068367 | 0.068363 | 0.068492 | 0.068472 | 0.068504 | 0.06844 | 0 | 0 | 0 | 0 | 0 | 0 | 0 | 0 | 0 | 0 | 0 | 0 | 0 | 0 | 0 | 0 | 0 | 0 | 0 | 0 | 0 | 0 | 0 | 0 | 0 | 0 | 0 | 0 | 0 | 0 | 0 | 0 | 0 | 0 | 0 | 0 | 0 | 0 | 0 | 0 | 0 | 0 | 0 | 0 | 0 | 0 | 0 | 0 | 0 | 0 | 0 | 0 | 0 | 0 | 0 | 0 | 0 | 0 | 0 | 0 | 0 | 0 | 0 | 0 | 0 | 0 | 0 | 0 | 0 | 0 | 0 | 0 | 0 | 0 | 0 | 0 | 0 | 0 | 0 | 0 | 0 | 0 | 0 | 0 | 0 | 0 | 0 | 0 | 0 | 0 | 0 | 0 | 0 | 0 | 0 | 0 | 0 | 0 | 0 | 0 | 0 | 0 | 0 | 0 | 0 | 0 | 0 | 0 | 0 | 0 | 0 | 0 | 0 | 0 | 0 | 0 | 0 | 0 | 0 | 0 | 0 | 0 | 0 | 0 | 0 | 0 | 0 | 0 | 0 | 0 | 0 | 0 | 0 | 0 | 0 | 0 | 0 | 0 | 0 | 0 | 0 | 0 | 0 | 0 | 0 | 0 | 0 | 0 | 0 | 0 | 0 | 0 | 0 | 0 | 0 | 0 | 0 | 0 | 0 | 0 | 0 | 0 | 0 | 0 | 0 | 0 | 0 | 0 | 0 | 0 | 0 | 0 | 0 | 0 | 0 | 0 | 0 | 0 | 0 | 0 | 0 | 0 | 0 | 0 | 0 | 0 | 0 | 0 | 0 | 0 | 0 | 0 | 0 | 0 | 0 | 0 | 0 | 0 | 0 | 0 | 0 | 0 | 0 | 0 | 0 | 0 | 0 | 0 | 0 | 0 | 0 | 0 | 0 | 0 | 0 | 0 | 0 | 0 | 0 | 0 | 0 | 0 | 0 | 0 | 0 | 0 | 0 | 0 | 0 | 0 | 0 | 0 | 0 | 0 | 0 | 0 | 0 | 0 | 0 | 0 | 0 | 0 | 0 | 0 | 0 | 0 | 0 | 0 | 0 | 0 | 0 | 0 | 0 | 0 | 0 | 0 | 0 | 0 | 0 | 0 | 0 | 0 | 0 | 0 | 0 | 0 | 0 | 0 | 0 | 0 | 0 | 0 | 0 | 0 | 0 | 0 | 0 | 0 | 0 | 0 | 0 | 0 | 0 | 0 | 0 | 0 | 0 | 0 | 0 | 0 | 0 | 0 | 0 | 0 | 0 | 0 | 0 | 0 | 0 | 0 | 0 | 0 | 0 | 0 | 0 | 0 | 0 | 0 | 0 | 0 | 0 | 0 | 0 | 0 | 0 | 0 | 0 | 0 | 0 | 0 | 0 | 0 | 0 | 0 | 0 | 0 | 0 | 0 | 0 | 0 | 0 | 0 | 0 | 0 | 0 | 0 | 0 | 0 | 0 | 0 | 0 | 0 | 0 | 0 | 0 | 0 | 0 | 0 | 0 | 0 | 0 | 0 | 0 | 0 | 0 | 0 | 0 | 0 | 0 | 0 | 0 | 0 | 0 | 0 | 0 | 0 | 0 | 0 | 0 | 0 | 0 | 0 | 0 | 0 | 0 | 0 | 0 | 0 | 0 | 0 | 0 | 0 | 0 | 0 | 0 | 0 | 0 | 0 | 0 | 0 | 0 | 0 | 0 | 0 | 0 | 0 | 0 | 0 | 0 | 0 | 60.9549 | 60.9549 | 60.9549 | 60.9549 | 60.9549 | 60.9549 | 60.9549 | 60.9549 | 60.9549 | 60.9549 | 60.9549 | 60.9549 | 60.9549 | 60.9549 | 60.9549 | 60.9549 | 60.9549 | 60.9549 | 60.9549 | 60.9549 | 47.1499 | 47.1499 | 47.1499 | 47.1499 | 47.1499 | 47.1499 | 47.1499 | 47.1499 | 47.1499 | 47.1499 | 47.1499 | 47.1499 | 47.1499 | 47.1499 | 47.1499 | 47.1499 | 47.1499 | 47.1499 | 47.1499 | 47.1499
WA_Industrial_Primary Metals_New_Space Heating_Natural Gas_Space Heating - Heat Recovery Ventilator_A | WA | Industrial | Primary Metals | New | Space Heating | Natural Gas | Space Heating - Heat Recovery Ventilator | A | IM221 | None | HRV installed | 15 | 0.012707 | 0 | 0 | 0.28 | 0 | 0 | 0 | 0.139 |  | sqft | 5% | 10% | Retrofit | RetroEven20 | 80.75% | TBD | 0.2% | 146.5862 |  | 97.246 |  | 0.00091415 | IL TRM - 4.4.27 - CI-HVC-ERVE-V04-200101 | IL TRM - 4.4.27 - CI-HVC-ERVE-V04-200101 | IL TRM - 4.4.27 - CI-HVC-ERVE-V04-200101 | None | None | None | None | None | None | None | None | None | None | None | None | None | None | None | None | None | None | None | None | None | None | HRV installed | HRV installed | HRV installed | HRV installed | HRV installed | HRV installed | HRV installed | HRV installed | HRV installed | HRV installed | HRV installed | HRV installed | HRV installed | HRV installed | HRV installed | HRV installed | HRV installed | HRV installed | HRV installed | HRV installed | HRV installed | HRV installed | 0.28 | 0.28 | 0.28 | 0.28 | 0.28 | 0.28 | 0.28 | 0.28 | 0.28 | 0.28 | 0.28 | 0.28 | 0.28 | 0.28 | 0.28 | 0.28 | 0.28 | 0.28 | 0.28 | 0.28 | 0.28 | 0.28 | 0 | 0 | 0.01264 | 0.011884 | 0.011578 | 0.011392 | 0.011299 | 0.011214 | 0.011138 | 0.011063 | 0.010994 | 0.010922 | 0.010825 | 0.010739 | 0.010646 | 0.010633 | 0.010615 | 0.010594 | 0.010595 | 0.01059 | 0.010602 | 0.010605 | 0.0010719 | 0.0017589 | 0.0024435 | 0.0032092 | 0.0036637 | 0.0041901 | 0.004705 | 0.0052806 | 0.0056965 | 0.0061727 | 0.0066198 | 0.0071453 | 0.0074718 | 0.0079344 | 0.0083922 | 0.0089225 | 0.0092846 | 0.0097251 | 0.010169 | 0.010605 | 0.0010719 | 0.0027667 | 0.0051391 | 0.0082655 | 0.011862 | 0.015962 | 0.020559 | 0.025703 | 0.031237 | 0.037206 | 0.043495 | 0.050297 | 0.057331 | 0.065194 | 0.07348 | 0.081359 | 0.089083 | 0.096531 | 0.10382 | 0.11102 | 84.8058 | 148.0021 | 211.0433 | 281.7025 | 324.2564 | 373.6558 | 422.4326 | 477.299 | 518.1631 | 565.1625 | 611.5386 | 665.3361 | 701.8487 | 746.2247 | 790.567 | 842.1876 | 876.2844 | 918.2998 | 959.1709 | 999.9213 | 84.8058 | 232.8079 | 443.8511 | 725.5536 | 1049.81 | 1423.4658 | 1845.8984 | 2323.1973 | 2841.3605 | 3406.523 | 4018.0616 | 4683.3977 | 5385.2464 | 6131.4711 | 6922.0381 | 7679.4199 | 8407.7022 | 9114.9588 | 9792.4272 | 10468.0921 | 0.00091415 | 0.0015761 | 0.002228 | 0.0029497 | 0.0033751 | 0.0038639 | 0.0043396 | 0.0048691 | 0.005252 | 0.0056892 | 0.0061031 | 0.006587 | 0.0068905 | 0.0072755 | 0.0076613 | 0.0081149 | 0.008414 | 0.0087916 | 0.0091675 | 0.0095533 | 0.00091415 | 0.0024793 | 0.0046857 | 0.0075973 | 0.010927 | 0.01472 | 0.018963 | 0.0237 | 0.028799 | 0.034292 | 0.0401 | 0.046367 | 0.052871 | 0.05978 | 0.067081 | 0.073995 | 0.08073 | 0.087265 | 0.093594 | 0.10001 | 72.0849 | 125.8018 | 179.3868 | 239.4471 | 275.6179 | 317.6074 | 359.0677 | 405.7041 | 440.4387 | 480.3882 | 519.8078 | 565.5357 | 596.5714 | 634.291 | 671.982 | 715.8594 | 744.8418 | 780.5549 | 815.2953 | 849.9331 | 72.0849 | 197.8867 | 377.2735 | 616.7206 | 892.3385 | 1209.9459 | 1569.0136 | 1974.7177 | 2415.1564 | 2895.5446 | 3415.3524 | 3980.8881 | 4577.4595 | 5211.7504 | 5883.7324 | 6527.5069 | 7146.5469 | 7747.715 | 8323.5631 | 8897.8783 | 0 | 0 | 0 | 0 | 0 | 0 | 0 | 0 | 0 | 0 | 0 | 0 | 0 | 0 | 0 | 0 | 0 | 0 | 0 | 0 | 0 | 0 | 0 | 0 | 0 | 0 | 0 | 0 | 0 | 0 | 0 | 0 | 0 | 0 | 0 | 0 | 0 | 0 | 0 | 0 | 0 | 0 | 0 | 0 | 0 | 0 | 0 | 0 | 0 | 0 | 0 | 0 | 0 | 0 | 0 | 0 | 0 | 0 | 0 | 0 | 0 | 0 | 0 | 0 | 0 | 0 | 0 | 0 | 0 | 0 | 0 | 0 | 0 | 0 | 0 | 0 | 0 | 0 | 0 | 0 | 0 | 0 | 0 | 0 | 0 | 0 | 0 | 0 | 0 | 0 | 0 | 0 | 0 | 0 | 0 | 0 | 0 | 0 | 0 | 0 | 0 | 0 | 0 | 0 | 0 | 0 | 0 | 0 | 0 | 0 | 0 | 0 | 0 | 0 | 0 | 0 | 0 | 0 | 0 | 0 | 0 | 0 | 0 | 0 | 0 | 0 | 0 | 0 | 0 | 0 | 0 | 0 | 0 | 0 | 0 | 0 | 0 | 0 | 0 | 0 | 0 | 0 | 0 | 0 | 0 | 0 | 0 | 0 | 0 | 0 | 0 | 0 | 0 | 0 | 0 | 0 | 0 | 0 | 0 | 0 | 0 | 0 | 0 | 0 | 0 | 0 | 0 | 0 | 0 | 0 | 0 | 0 | 0 | 0 | 0 | 0 | 0 | 0 | 0 | 0 | 0 | 0 | 0 | 0 | 0 | 0 | 0 | 0 | 0 | 0 | 0 | 0 | 0 | 0 | 0 | 0 | 0 | 0 | 0 | 0 | 0 | 0 | 0 | 0 | 0 | 0 | 0 | 0 | 0 | 0 | 0 | 0 | 0 | 0 | 0 | 0 | 0 | 0 | 0 | 0 | 0 | 0 | 0 | 0 | 0 | 0 | 0 | 0 | 0 | 0 | 0 | 0 | 0 | 0 | 0 | 0 | 0 | 0 | 0 | 0 | 2382.0251 | 2382.0251 | 2382.0251 | 2382.0251 | 2382.0251 | 2382.0251 | 2382.0251 | 2382.0251 | 2382.0251 | 2382.0251 | 2382.0251 | 2382.0251 | 2382.0251 | 2382.0251 | 2382.0251 | 2382.0251 | 2382.0251 | 2382.0251 | 2382.0251 | 2382.0251 | 1580.247 | 1580.247 | 1580.247 | 1580.247 | 1580.247 | 1580.247 | 1580.247 | 1580.247 | 1580.247 | 1580.247 | 1580.247 | 1580.247 | 1580.247 | 1580.247 | 1580.247 | 1580.247 | 1580.247 | 1580.247 | 1580.247 | 1580.247
WA_Industrial_Primary Metals_New_Space Heating_Natural Gas_Thermostat - Programmable_A | WA | Industrial | Primary Metals | New | Space Heating | Natural Gas | Thermostat - Programmable | A | IM222 | Manual control | Programmable thermostat installed | 11 | 0.0061474 | 0 | 0 | 0.17 | 0.01 | 0 | 0 | 0.0859 |  | sqft | 25% | 40% | Retrofit | RetroEven20 | 80.75% | TBD | 0.2% | 175.7871 |  | 119.9913 |  | 0.0013265 | IL TRM - 4.4.48 - CI-HVC-THST-V02-210101 | IL TRM - 4.4.48 - CI-HVC-THST-V02-210101 | BEST | Manual control | Manual control | Manual control | Manual control | Manual control | Manual control | Manual control | Manual control | Manual control | Manual control | Manual control | Manual control | Manual control | Manual control | Manual control | Manual control | Manual control | Manual control | Manual control | Manual control | Manual control | Manual control | Programmable thermostat installed | Programmable thermostat installed | Programmable thermostat installed | Programmable thermostat installed | Programmable thermostat installed | Programmable thermostat installed | Programmable thermostat installed | Programmable thermostat installed | Programmable thermostat installed | Programmable thermostat installed | Programmable thermostat installed | Programmable thermostat installed | Programmable thermostat installed | Programmable thermostat installed | Programmable thermostat installed | Programmable thermostat installed | Programmable thermostat installed | Programmable thermostat installed | Programmable thermostat installed | Programmable thermostat installed | Programmable thermostat installed | Programmable thermostat installed | 0.17 | 0.17 | 0.17 | 0.17 | 0.17 | 0.17 | 0.17 | 0.17 | 0.17 | 0.17 | 0.17 | 0.17 | 0.17 | 0.17 | 0.17 | 0.17 | 0.17 | 0.17 | 0.17 | 0.17 | 0.17 | 0.17 | 0 | 0 | 0.0061135 | 0.0057473 | 0.0055988 | 0.0055081 | 0.0054623 | 0.0054205 | 0.0053831 | 0.0053466 | 0.0053122 | 0.0052769 | 0.0052294 | 0.0051876 | 0.0051417 | 0.0051348 | 0.0051258 | 0.0051153 | 0.0051153 | 0.0051124 | 0.0051179 | 0.0051191 | 0.0015554 | 0.0025518 | 0.0035447 | 0.0046549 | 0.0053135 | 0.0060762 | 0.006822 | 0.0076558 | 0.0082578 | 0.008947 | 0.0095939 | 0.010354 | 0.010826 | 0.011495 | 0.012157 | 0.012924 | 0.013447 | 0.014084 | 0.014727 | 0.015356 | 0.0015554 | 0.0040141 | 0.0074551 | 0.011989 | 0.017203 | 0.023148 | 0.02981 | 0.037264 | 0.045282 | 0.053928 | 0.063036 | 0.071567 | 0.079477 | 0.087614 | 0.095286 | 0.10304 | 0.11075 | 0.1183 | 0.12582 | 0.13325 | 254.4173 | 444.0063 | 633.1298 | 845.1075 | 972.7692 | 1120.9673 | 1267.2977 | 1431.8969 | 1554.4894 | 1695.4876 | 1834.6158 | 1996.0084 | 2105.5461 | 2238.674 | 2371.7011 | 2526.5627 | 2628.8533 | 2754.8995 | 2877.5128 | 2999.7639 | 254.4173 | 698.4236 | 1331.5534 | 2176.6609 | 3149.4301 | 4270.3974 | 5537.6951 | 6969.592 | 8524.0814 | 10219.569 | 12054.1848 | 13795.7759 | 15457.3157 | 17062.8599 | 18589.4535 | 20143.247 | 21651.133 | 23138.7347 | 24584.3506 | 26029.6252 | 0.0013265 | 0.0022868 | 0.0032322 | 0.0042789 | 0.0048955 | 0.0056038 | 0.0062931 | 0.0070604 | 0.0076147 | 0.0082477 | 0.008847 | 0.0095475 | 0.0099864 | 0.010543 | 0.011101 | 0.011758 | 0.01219 | 0.012736 | 0.01328 | 0.013838 | 0.0013265 | 0.0035971 | 0.0067978 | 0.011021 | 0.01585 | 0.021348 | 0.027499 | 0.034366 | 0.041755 | 0.049713 | 0.058128 | 0.065989 | 0.073312 | 0.080359 | 0.087012 | 0.09374 | 0.1004 | 0.10697 | 0.11346 | 0.12008 | 216.2547 | 377.4054 | 538.1603 | 718.3414 | 826.8538 | 952.8222 | 1077.2031 | 1217.1123 | 1321.316 | 1441.1645 | 1559.4234 | 1696.6071 | 1789.7142 | 1902.8729 | 2015.9459 | 2147.5783 | 2234.5253 | 2341.6646 | 2445.8859 | 2549.7993 | 216.2547 | 593.6601 | 1131.8204 | 1850.1618 | 2677.0156 | 3629.8378 | 4707.0409 | 5924.1532 | 7245.4692 | 8686.6337 | 10246.0571 | 11726.4095 | 13138.7183 | 14503.4309 | 15801.0355 | 17121.76 | 18403.463 | 19667.9245 | 20896.698 | 22125.1814 | 0 | 0 | 0 | 0 | 0 | 0 | 0 | 0 | 0 | 0 | 0 | 0 | 0 | 0 | 0 | 0 | 0 | 0 | 0 | 0 | 0 | 0 | 0 | 0 | 0 | 0 | 0 | 0 | 0 | 0 | 0 | 0 | 0 | 0 | 0 | 0 | 0 | 0 | 0 | 0 | 0 | 0 | 0 | 0 | 0 | 0 | 0 | 0 | 0 | 0 | 0 | 0 | 0 | 0 | 0 | 0 | 0 | 0 | 0 | 0 | 0 | 0 | 0 | 0 | 0 | 0 | 0 | 0 | 0 | 0 | 0 | 0 | 0 | 0 | 0 | 0 | 0 | 0 | 0 | 0 | 0 | 0 | 0 | 0 | 0 | 0 | 0 | 0 | 0 | 0 | 0 | 0 | 0 | 0 | 0 | 0 | 0 | 0 | 0 | 0 | 0 | 0 | 0 | 0 | 0 | 0 | 0 | 0 | 0 | 0 | 0 | 0 | 0 | 0 | 0 | 0 | 0 | 0 | 0 | 0 | 0 | 0 | 0 | 0 | 0 | 0 | 0 | 0 | 0 | 0 | 0 | 0 | 0 | 0 | 0 | 0 | 0 | 0 | 0 | 0 | 0 | 0 | 0 | 0 | 0 | 0 | 0 | 0 | 0 | 0 | 0 | 0 | 0 | 0 | 0 | 0 | 0 | 0 | 0 | 0 | 0 | 0 | 0 | 0 | 0 | 0 | 0 | 0 | 0 | 0 | 0 | 0 | 0 | 0 | 0 | 0 | 0 | 0 | 0 | 0 | 0 | 0 | 0 | 0 | 0 | 0 | 0 | 0 | 0 | 0 | 0 | 0 | 0 | 0 | 0 | 0 | 0 | 0 | 0 | 0 | 0 | 0 | 0 | 0 | 0 | 0 | 0 | 0 | 0 | 0 | 0 | 0 | 0 | 0 | 0 | 0 | 0 | 0 | 0 | 0 | 0 | 0 | 0 | 0 | 0 | 0 | 0 | 0 | 0 | 0 | 0 | 0 | 0 | 0 | 0 | 0 | 0 | 0 | 0 | 0 | 4596.6879 | 4596.6879 | 4596.6879 | 4596.6879 | 4596.6879 | 4596.6879 | 4596.6879 | 4596.6879 | 4596.6879 | 4596.6879 | 4596.6879 | 4596.6879 | 4596.6879 | 4596.6879 | 4596.6879 | 4596.6879 | 4596.6879 | 4596.6879 | 4596.6879 | 4596.6879 | 2541.7387 | 2541.7387 | 2541.7387 | 2541.7387 | 2541.7387 | 2541.7387 | 2541.7387 | 2541.7387 | 2541.7387 | 2541.7387 | 2541.7387 | 2541.7387 | 2541.7387 | 2541.7387 | 2541.7387 | 2541.7387 | 2541.7387 | 2541.7387 | 2541.7387 | 2541.7387
WA_Industrial_Primary Metals_New_Space Heating_Natural Gas_ENERGY STAR Connected Thermostat_A | WA | Industrial | Primary Metals | New | Space Heating | Natural Gas | ENERGY STAR Connected Thermostat | A | IM223 | Manual control | Wi-Fi/interactive thermostat installed | 5 | 0.01486 | 0 | 0 | 0.39 | 0.01 | 0 | 0 | 0.1927 |  | sqft | 5% | 20% | Retrofit | RetroEven20 | 80.75% | TBD | 0.2% | 340.6279 |  | 258.9105 |  | 0.0032057 | ComConnectedThermostats_v1_1 | ComConnectedThermostats_v1_1 | ComConnectedThermostats_v1_1 | Manual control | Manual control | Manual control | Manual control | Manual control | Manual control | Manual control | Manual control | Manual control | Manual control | Manual control | Manual control | Manual control | Manual control | Manual control | Manual control | Manual control | Manual control | Manual control | Manual control | Manual control | Manual control | Wi-Fi/interactive thermostat installed | Wi-Fi/interactive thermostat installed | Wi-Fi/interactive thermostat installed | Wi-Fi/interactive thermostat installed | Wi-Fi/interactive thermostat installed | Wi-Fi/interactive thermostat installed | Wi-Fi/interactive thermostat installed | Wi-Fi/interactive thermostat installed | Wi-Fi/interactive thermostat installed | Wi-Fi/interactive thermostat installed | Wi-Fi/interactive thermostat installed | Wi-Fi/interactive thermostat installed | Wi-Fi/interactive thermostat installed | Wi-Fi/interactive thermostat installed | Wi-Fi/interactive thermostat installed | Wi-Fi/interactive thermostat installed | Wi-Fi/interactive thermostat installed | Wi-Fi/interactive thermostat installed | Wi-Fi/interactive thermostat installed | Wi-Fi/interactive thermostat installed | Wi-Fi/interactive thermostat installed | Wi-Fi/interactive thermostat installed | 0.39 | 0.39 | 0.39 | 0.39 | 0.39 | 0.39 | 0.39 | 0.39 | 0.39 | 0.39 | 0.39 | 0.39 | 0.39 | 0.39 | 0.39 | 0.39 | 0.39 | 0.39 | 0.39 | 0.39 | 0.39 | 0.39 | 0 | 0 | 0.014774 | 0.013886 | 0.013525 | 0.013304 | 0.013191 | 0.013088 | 0.012995 | 0.012905 | 0.01282 | 0.012732 | 0.012615 | 0.012513 | 0.012401 | 0.012383 | 0.012361 | 0.012335 | 0.012334 | 0.012326 | 0.012339 | 0.012341 | 0.0037587 | 0.0061657 | 0.0085633 | 0.011244 | 0.012832 | 0.014671 | 0.016469 | 0.018479 | 0.019928 | 0.021588 | 0.023145 | 0.024977 | 0.026111 | 0.027722 | 0.029316 | 0.031165 | 0.032424 | 0.033958 | 0.038051 | 0.041276 | 0.0037587 | 0.0096987 | 0.01801 | 0.028959 | 0.041544 | 0.05256 | 0.062888 | 0.07276 | 0.081371 | 0.09002 | 0.098196 | 0.10652 | 0.11392 | 0.12223 | 0.13036 | 0.13549 | 0.1378 | 0.13792 | 0.13806 | 0.13809 | 254.4173 | 444.0063 | 633.1298 | 845.1075 | 972.7692 | 1120.9673 | 1267.2977 | 1431.8969 | 1554.4894 | 1695.4876 | 1834.6158 | 1996.0084 | 2105.5461 | 2238.674 | 2371.7011 | 2526.5627 | 2628.8533 | 2754.8995 | 3083.7815 | 3344.4703 | 254.4173 | 698.4236 | 1331.5534 | 2176.6609 | 3149.4301 | 4015.9801 | 4839.2715 | 5638.0386 | 6347.4204 | 7070.1389 | 7783.7874 | 8512.4981 | 9186.1473 | 9870.3319 | 10546.5454 | 10984.075 | 11172.9135 | 11189.1371 | 11189.1371 | 11189.1371 | 0.0032057 | 0.0055257 | 0.0078091 | 0.010337 | 0.011824 | 0.013533 | 0.015195 | 0.017046 | 0.018381 | 0.019906 | 0.021349 | 0.023038 | 0.024094 | 0.025435 | 0.02678 | 0.028363 | 0.029403 | 0.03072 | 0.034327 | 0.037211 | 0.0032057 | 0.0086919 | 0.016424 | 0.026623 | 0.038281 | 0.048482 | 0.058023 | 0.067116 | 0.075054 | 0.083007 | 0.090579 | 0.09825 | 0.10512 | 0.11214 | 0.11909 | 0.12331 | 0.12497 | 0.12477 | 0.12455 | 0.12449 | 216.2547 | 377.4054 | 538.1603 | 718.3414 | 826.8538 | 952.8222 | 1077.2031 | 1217.1123 | 1321.316 | 1441.1645 | 1559.4234 | 1696.6071 | 1789.7142 | 1902.8729 | 2015.9459 | 2147.5783 | 2234.5253 | 2341.6646 | 2621.2143 | 2842.7997 | 216.2547 | 593.6601 | 1131.8204 | 1850.1618 | 2677.0156 | 3413.5831 | 4113.3807 | 4792.3328 | 5395.3074 | 6009.6181 | 6616.2193 | 7235.6234 | 7808.2252 | 8389.7822 | 8964.5636 | 9336.4637 | 9496.9765 | 9510.7666 | 9510.7666 | 9510.7666 | 0 | 0 | 0 | 0 | 0 | 0 | 0 | 0 | 0 | 0 | 0 | 0 | 0 | 0 | 0 | 0 | 0 | 0 | 0 | 0 | 0 | 0 | 0 | 0 | 0 | 0 | 0 | 0 | 0 | 0 | 0 | 0 | 0 | 0 | 0 | 0 | 0 | 0 | 0 | 0 | 0 | 0 | 0 | 0 | 0 | 0 | 0 | 0 | 0 | 0 | 0 | 0 | 0 | 0 | 0 | 0 | 0 | 0 | 0 | 0 | 0 | 0 | 0 | 0 | 0 | 0 | 0 | 0 | 0 | 0 | 0 | 0 | 0 | 0 | 0 | 0 | 0 | 0 | 0 | 0 | 0 | 0 | 0 | 0 | 0 | 0 | 0 | 0 | 0 | 0 | 0 | 0 | 0 | 0 | 0 | 0 | 0 | 0 | 0 | 0 | 0 | 0 | 0 | 0 | 0 | 0 | 0 | 0 | 0 | 0 | 0 | 0 | 0 | 0 | 0 | 0 | 0 | 0 | 0 | 0 | 0 | 0 | 0 | 0 | 0 | 0 | 0 | 0 | 0 | 0 | 0 | 0 | 0 | 0 | 0 | 0 | 0 | 0 | 0 | 0 | 0 | 0 | 0 | 0 | 0 | 0 | 0 | 0 | 0 | 0 | 0 | 0 | 0 | 0 | 0 | 0 | 0 | 0 | 0 | 0 | 0 | 0 | 0 | 0 | 0 | 0 | 0 | 0 | 0 | 0 | 0 | 0 | 0 | 0 | 0 | 0 | 0 | 0 | 0 | 0 | 0 | 0 | 0 | 0 | 0 | 0 | 0 | 0 | 0 | 0 | 0 | 0 | 0 | 0 | 0 | 0 | 0 | 0 | 0 | 0 | 0 | 0 | 0 | 0 | 0 | 0 | 0 | 0 | 0 | 0 | 0 | 0 | 0 | 0 | 0 | 0 | 0 | 0 | 0 | 0 | 0 | 0 | 0 | 0 | 0 | 0 | 0 | 0 | 0 | 0 | 0 | 0 | 0 | 0 | 0 | 0 | 0 | 0 | 0 | 0 | 6993.6862 | 6993.6862 | 6993.6862 | 6993.6862 | 6993.6862 | 6993.6862 | 6993.6862 | 6993.6862 | 6993.6862 | 6993.6862 | 6993.6862 | 6993.6862 | 6993.6862 | 6993.6862 | 6993.6862 | 6993.6862 | 6993.6862 | 6993.6862 | 6993.6862 | 6993.6862 | 4821.7774 | 4821.7774 | 4821.7774 | 4821.7774 | 4821.7774 | 4821.7774 | 4821.7774 | 4821.7774 | 4821.7774 | 4821.7774 | 4821.7774 | 4821.7774 | 4821.7774 | 4821.7774 | 4821.7774 | 4821.7774 | 4821.7774 | 4821.7774 | 4821.7774 | 4821.7774
WA_Industrial_Primary Metals_New_Space Heating_Natural Gas_Destratification Fans (HVLS)_A | WA | Industrial | Primary Metals | New | Space Heating | Natural Gas | Destratification Fans (HVLS) | A | IM224 | None/Standard ventilation | Fans installed | 10 | 0.01486 | 0 | 0 | 0.6 | 0.01 | 0 | 0 | 0.2991 |  | sqft | 15% | 30% | Retrofit | RetroEven20 | 80.75% | TBD | 0.2% | 218.9297 |  | 150.6408 |  | 0.0032036 | IL TRM - 4.4.34 - CI-HVC-DSFN-V05-210101 | IL TRM - 4.4.34 - CI-HVC-DSFN-V05-210101 | IL TRM - 4.4.34 - CI-HVC-DSFN-V05-210101 | None/Standard ventilation | None/Standard ventilation | None/Standard ventilation | None/Standard ventilation | None/Standard ventilation | None/Standard ventilation | None/Standard ventilation | None/Standard ventilation | None/Standard ventilation | None/Standard ventilation | None/Standard ventilation | None/Standard ventilation | None/Standard ventilation | None/Standard ventilation | None/Standard ventilation | None/Standard ventilation | None/Standard ventilation | None/Standard ventilation | None/Standard ventilation | None/Standard ventilation | None/Standard ventilation | None/Standard ventilation | Fans installed | Fans installed | Fans installed | Fans installed | Fans installed | Fans installed | Fans installed | Fans installed | Fans installed | Fans installed | Fans installed | Fans installed | Fans installed | Fans installed | Fans installed | Fans installed | Fans installed | Fans installed | Fans installed | Fans installed | Fans installed | Fans installed | 0.6 | 0.6 | 0.6 | 0.6 | 0.6 | 0.6 | 0.6 | 0.6 | 0.6 | 0.6 | 0.6 | 0.6 | 0.6 | 0.6 | 0.6 | 0.6 | 0.6 | 0.6 | 0.6 | 0.6 | 0.6 | 0.6 | 0 | 0 | 0.014763 | 0.01387 | 0.013503 | 0.013277 | 0.013157 | 0.013049 | 0.012953 | 0.01286 | 0.012771 | 0.01268 | 0.012561 | 0.012457 | 0.012342 | 0.012323 | 0.0123 | 0.012276 | 0.012277 | 0.012272 | 0.012287 | 0.012292 | 0.0037559 | 0.0061583 | 0.0085493 | 0.011221 | 0.012798 | 0.014628 | 0.016415 | 0.018414 | 0.019852 | 0.0215 | 0.023044 | 0.024864 | 0.025987 | 0.027587 | 0.029172 | 0.031017 | 0.032274 | 0.033808 | 0.035356 | 0.036872 | 0.0037559 | 0.009687 | 0.01798 | 0.0289 | 0.041436 | 0.055725 | 0.071729 | 0.089628 | 0.10886 | 0.12959 | 0.14821 | 0.16632 | 0.18296 | 0.19985 | 0.21669 | 0.23352 | 0.25025 | 0.26639 | 0.28297 | 0.2991 | 254.4173 | 444.0063 | 633.1298 | 845.1075 | 972.7692 | 1120.9673 | 1267.2977 | 1431.8969 | 1554.4894 | 1695.4876 | 1834.6158 | 1996.0084 | 2105.5461 | 2238.674 | 2371.7011 | 2526.5627 | 2628.8533 | 2754.8995 | 2877.5128 | 2999.7639 | 254.4173 | 698.4236 | 1331.5534 | 2176.6609 | 3149.4301 | 4270.3974 | 5537.6951 | 6969.592 | 8524.0814 | 10219.569 | 11799.7675 | 13351.7695 | 14824.1859 | 16217.7524 | 17616.6843 | 19022.2797 | 20383.8353 | 21706.8379 | 23029.8612 | 24334.1375 | 0.0032036 | 0.00552 | 0.0077983 | 0.010319 | 0.011798 | 0.013499 | 0.015153 | 0.016995 | 0.018321 | 0.019837 | 0.021271 | 0.022949 | 0.023996 | 0.02533 | 0.026668 | 0.028249 | 0.029288 | 0.030605 | 0.031916 | 0.033261 | 0.0032036 | 0.008683 | 0.016401 | 0.026577 | 0.038197 | 0.051424 | 0.066214 | 0.08272 | 0.10047 | 0.11957 | 0.13681 | 0.15351 | 0.16895 | 0.1835 | 0.19809 | 0.21268 | 0.2271 | 0.24115 | 0.25544 | 0.26982 | 216.2547 | 377.4054 | 538.1603 | 718.3414 | 826.8538 | 952.8222 | 1077.2031 | 1217.1123 | 1321.316 | 1441.1645 | 1559.4234 | 1696.6071 | 1789.7142 | 1902.8729 | 2015.9459 | 2147.5783 | 2234.5253 | 2341.6646 | 2445.8859 | 2549.7993 | 216.2547 | 593.6601 | 1131.8204 | 1850.1618 | 2677.0156 | 3629.8378 | 4707.0409 | 5924.1532 | 7245.4692 | 8686.6337 | 10029.8024 | 11349.0041 | 12600.558 | 13785.0895 | 14974.1817 | 16168.9378 | 17326.26 | 18450.8122 | 19575.3821 | 20684.0169 | 0 | 0 | 0 | 0 | 0 | 0 | 0 | 0 | 0 | 0 | 0 | 0 | 0 | 0 | 0 | 0 | 0 | 0 | 0 | 0 | 0 | 0 | 0 | 0 | 0 | 0 | 0 | 0 | 0 | 0 | 0 | 0 | 0 | 0 | 0 | 0 | 0 | 0 | 0 | 0 | 0 | 0 | 0 | 0 | 0 | 0 | 0 | 0 | 0 | 0 | 0 | 0 | 0 | 0 | 0 | 0 | 0 | 0 | 0 | 0 | 0 | 0 | 0 | 0 | 0 | 0 | 0 | 0 | 0 | 0 | 0 | 0 | 0 | 0 | 0 | 0 | 0 | 0 | 0 | 0 | 0 | 0 | 0 | 0 | 0 | 0 | 0 | 0 | 0 | 0 | 0 | 0 | 0 | 0 | 0 | 0 | 0 | 0 | 0 | 0 | 0 | 0 | 0 | 0 | 0 | 0 | 0 | 0 | 0 | 0 | 0 | 0 | 0 | 0 | 0 | 0 | 0 | 0 | 0 | 0 | 0 | 0 | 0 | 0 | 0 | 0 | 0 | 0 | 0 | 0 | 0 | 0 | 0 | 0 | 0 | 0 | 0 | 0 | 0 | 0 | 0 | 0 | 0 | 0 | 0 | 0 | 0 | 0 | 0 | 0 | 0 | 0 | 0 | 0 | 0 | 0 | 0 | 0 | 0 | 0 | 0 | 0 | 0 | 0 | 0 | 0 | 0 | 0 | 0 | 0 | 0 | 0 | 0 | 0 | 0 | 0 | 0 | 0 | 0 | 0 | 0 | 0 | 0 | 0 | 0 | 0 | 0 | 0 | 0 | 0 | 0 | 0 | 0 | 0 | 0 | 0 | 0 | 0 | 0 | 0 | 0 | 0 | 0 | 0 | 0 | 0 | 0 | 0 | 0 | 0 | 0 | 0 | 0 | 0 | 0 | 0 | 0 | 0 | 0 | 0 | 0 | 0 | 0 | 0 | 0 | 0 | 0 | 0 | 0 | 0 | 0 | 0 | 0 | 0 | 0 | 0 | 0 | 0 | 0 | 0 | 6582.7662 | 6582.7662 | 6582.7662 | 6582.7662 | 6582.7662 | 6582.7662 | 6582.7662 | 6582.7662 | 6582.7662 | 6582.7662 | 6582.7662 | 6582.7662 | 6582.7662 | 6582.7662 | 6582.7662 | 6582.7662 | 6582.7662 | 6582.7662 | 6582.7662 | 6582.7662 | 4018.3685 | 4018.3685 | 4018.3685 | 4018.3685 | 4018.3685 | 4018.3685 | 4018.3685 | 4018.3685 | 4018.3685 | 4018.3685 | 4018.3685 | 4018.3685 | 4018.3685 | 4018.3685 | 4018.3685 | 4018.3685 | 4018.3685 | 4018.3685 | 4018.3685 | 4018.3685
WA_Industrial_Primary Metals_New_Space Heating_Natural Gas_Gas Boiler - Insulate Steam Lines/Condensate Tank_A | WA | Industrial | Primary Metals | New | Space Heating | Natural Gas | Gas Boiler - Insulate Steam Lines/Condensate Tank | A | IM225 | No insulation | Lines and condenstate tank insulated | 20 | 301.7662 | 0 | 0 | 2258.06 | 0 | 0 | 0 | 1129.0278 |  | sqft | 30% | 35% | Retrofit | RetroEven20 | 80.75% | TBD | 0.2% | 341.1326 |  | 215.8912 |  | 0.00025897 | PGE Workpaper - SWWH017-01 | PGE Workpaper - SWWH017-01 | PGE Workpaper - SWWH017-01 | No insulation | No insulation | No insulation | No insulation | No insulation | No insulation | No insulation | No insulation | No insulation | No insulation | No insulation | No insulation | No insulation | No insulation | No insulation | No insulation | No insulation | No insulation | No insulation | No insulation | No insulation | No insulation | Lines and condenstate tank insulated | Lines and condenstate tank insulated | Lines and condenstate tank insulated | Lines and condenstate tank insulated | Lines and condenstate tank insulated | Lines and condenstate tank insulated | Lines and condenstate tank insulated | Lines and condenstate tank insulated | Lines and condenstate tank insulated | Lines and condenstate tank insulated | Lines and condenstate tank insulated | Lines and condenstate tank insulated | Lines and condenstate tank insulated | Lines and condenstate tank insulated | Lines and condenstate tank insulated | Lines and condenstate tank insulated | Lines and condenstate tank insulated | Lines and condenstate tank insulated | Lines and condenstate tank insulated | Lines and condenstate tank insulated | Lines and condenstate tank insulated | Lines and condenstate tank insulated | 2258.06 | 2258.06 | 2258.06 | 2258.06 | 2258.06 | 2258.06 | 2258.06 | 2258.06 | 2258.06 | 2258.06 | 2258.06 | 2258.06 | 2258.06 | 2258.06 | 2258.06 | 2258.06 | 2258.06 | 2258.06 | 2258.06 | 2258.06 | 2258.06 | 2258.06 | 0 | 0 | 300.2294 | 282.3155 | 275.0828 | 270.6855 | 268.5182 | 266.5329 | 264.7617 | 263.0201 | 261.392 | 259.7103 | 257.4182 | 255.3989 | 253.1911 | 252.8871 | 252.4795 | 251.9766 | 252.0051 | 251.8844 | 252.1688 | 252.2435 | 0.00030368 | 0.00049836 | 0.00069243 | 0.00090949 | 0.0010385 | 0.0011879 | 0.001334 | 0.0014973 | 0.0016155 | 0.0017507 | 0.0018776 | 0.0020268 | 0.0021195 | 0.0022508 | 0.0023807 | 0.0025311 | 0.0026339 | 0.0027588 | 0.0028849 | 0.0030083 | 0.00030368 | 0.00078393 | 0.0014563 | 0.0023425 | 0.0033622 | 0.0045252 | 0.0058292 | 0.0072881 | 0.0088585 | 0.010552 | 0.012337 | 0.014267 | 0.016263 | 0.018494 | 0.020845 | 0.023335 | 0.025971 | 0.028718 | 0.031635 | 0.034653 | 0.0010115 | 0.0017653 | 0.0025172 | 0.00336 | 0.0038675 | 0.0044567 | 0.0050385 | 0.0056929 | 0.0061803 | 0.0067409 | 0.007294 | 0.0079357 | 0.0083712 | 0.0089004 | 0.0094293 | 0.010045 | 0.010452 | 0.010953 | 0.01144 | 0.011926 | 0.0010115 | 0.0027768 | 0.0052939 | 0.0086539 | 0.012521 | 0.016978 | 0.022017 | 0.027709 | 0.03389 | 0.040631 | 0.047925 | 0.05586 | 0.064231 | 0.073132 | 0.082561 | 0.092606 | 0.10306 | 0.11401 | 0.12545 | 0.13738 | 0.00025897 | 0.00044655 | 0.0006313 | 0.00083589 | 0.00095659 | 0.0010952 | 0.0012302 | 0.0013804 | 0.0014891 | 0.0016132 | 0.0017307 | 0.001868 | 0.0019542 | 0.0020634 | 0.0021729 | 0.0023015 | 0.0023863 | 0.0024935 | 0.0026001 | 0.0027095 | 0.00025897 | 0.00070243 | 0.0013277 | 0.0021529 | 0.003097 | 0.0041724 | 0.0053756 | 0.0067192 | 0.0081657 | 0.0097237 | 0.011371 | 0.013149 | 0.014994 | 0.016954 | 0.019025 | 0.021218 | 0.02353 | 0.025955 | 0.028511 | 0.03121 | 0.00085978 | 0.0015005 | 0.0021396 | 0.002856 | 0.0032874 | 0.0037882 | 0.0042827 | 0.004839 | 0.0052532 | 0.0057297 | 0.0061999 | 0.0067453 | 0.0071155 | 0.0075654 | 0.0080149 | 0.0085383 | 0.008884 | 0.0093099 | 0.0097243 | 0.010137 | 0.00085978 | 0.0023603 | 0.0044999 | 0.0073558 | 0.010643 | 0.014431 | 0.018714 | 0.023553 | 0.028806 | 0.034536 | 0.040736 | 0.047481 | 0.054597 | 0.062162 | 0.070177 | 0.078715 | 0.087599 | 0.096909 | 0.10663 | 0.11677 | 0.00025897 | 0.00044655 | 0.0006313 | 0.00083589 | 0.00095659 | 0.0010952 | 0.0012302 | 0.0013804 | 0.0014891 | 0.0016132 | 0.0017307 | 0.001868 | 0.0019542 | 0.0020634 | 0.0021729 | 0.0023015 | 0.0023863 | 0.0024935 | 0.0026001 | 0.0027095 | 0.00025897 | 0.00070243 | 0.0013277 | 0.0021529 | 0.003097 | 0.0041724 | 0.0053756 | 0.0067192 | 0.0081657 | 0.0097237 | 0.011371 | 0.013149 | 0.014994 | 0.016954 | 0.019025 | 0.021218 | 0.02353 | 0.025955 | 0.028511 | 0.03121 | 0.00085978 | 0.0015005 | 0.0021396 | 0.002856 | 0.0032874 | 0.0037882 | 0.0042827 | 0.004839 | 0.0052532 | 0.0057297 | 0.0061999 | 0.0067453 | 0.0071155 | 0.0075654 | 0.0080149 | 0.0085383 | 0.008884 | 0.0093099 | 0.0097243 | 0.010137 | 0.00085978 | 0.0023603 | 0.0044999 | 0.0073558 | 0.010643 | 0.014431 | 0.018714 | 0.023553 | 0.028806 | 0.034536 | 0.040736 | 0.047481 | 0.054597 | 0.062162 | 0.070177 | 0.078715 | 0.087599 | 0.096909 | 0.10663 | 0.11677 | 0.00025897 | 0.00044655 | 0.0006313 | 0.00083589 | 0.00095659 | 0.0010952 | 0.0012302 | 0.0013804 | 0.0014891 | 0.0016132 | 0.0017307 | 0.001868 | 0.0019542 | 0.0020634 | 0.0021729 | 0.0023015 | 0.0023863 | 0.0024935 | 0.0026001 | 0.0027095 | 0.00025897 | 0.00070243 | 0.0013277 | 0.0021529 | 0.003097 | 0.0041724 | 0.0053756 | 0.0067192 | 0.0081657 | 0.0097237 | 0.011371 | 0.013149 | 0.014994 | 0.016954 | 0.019025 | 0.021218 | 0.02353 | 0.025955 | 0.028511 | 0.03121 | 0.00085978 | 0.0015005 | 0.0021396 | 0.002856 | 0.0032874 | 0.0037882 | 0.0042827 | 0.004839 | 0.0052532 | 0.0057297 | 0.0061999 | 0.0067453 | 0.0071155 | 0.0075654 | 0.0080149 | 0.0085383 | 0.008884 | 0.0093099 | 0.0097243 | 0.010137 | 0.00085978 | 0.0023603 | 0.0044999 | 0.0073558 | 0.010643 | 0.014431 | 0.018714 | 0.023553 | 0.028806 | 0.034536 | 0.040736 | 0.047481 | 0.054597 | 0.062162 | 0.070177 | 0.078715 | 0.087599 | 0.096909 | 0.10663 | 0.11677 | 0.00025897 | 0.00044655 | 0.0006313 | 0.00083589 | 0.00095659 | 0.0010952 | 0.0012302 | 0.0013804 | 0.0014891 | 0.0016132 | 0.0017307 | 0.001868 | 0.0019542 | 0.0020634 | 0.0021729 | 0.0023015 | 0.0023863 | 0.0024935 | 0.0026001 | 0.0027095 | 0.00025897 | 0.00070243 | 0.0013277 | 0.0021529 | 0.003097 | 0.0041724 | 0.0053756 | 0.0067192 | 0.0081657 | 0.0097237 | 0.011371 | 0.013149 | 0.014994 | 0.016954 | 0.019025 | 0.021218 | 0.02353 | 0.025955 | 0.028511 | 0.03121 | 0.00085978 | 0.0015005 | 0.0021396 | 0.002856 | 0.0032874 | 0.0037882 | 0.0042827 | 0.004839 | 0.0052532 | 0.0057297 | 0.0061999 | 0.0067453 | 0.0071155 | 0.0075654 | 0.0080149 | 0.0085383 | 0.008884 | 0.0093099 | 0.0097243 | 0.010137 | 0.00085978 | 0.0023603 | 0.0044999 | 0.0073558 | 0.010643 | 0.014431 | 0.018714 | 0.023553 | 0.028806 | 0.034536 | 0.040736 | 0.047481 | 0.054597 | 0.062162 | 0.070177 | 0.078715 | 0.087599 | 0.096909 | 0.10663 | 0.11677 | 341.8877 | 341.8877 | 341.8877 | 341.8877 | 341.8877 | 341.8877 | 341.8877 | 341.8877 | 341.8877 | 341.8877 | 341.8877 | 341.8877 | 341.8877 | 341.8877 | 341.8877 | 341.8877 | 341.8877 | 341.8877 | 341.8877 | 341.8877 | 216.369 | 216.369 | 216.369 | 216.369 | 216.369 | 216.369 | 216.369 | 216.369 | 216.369 | 216.369 | 216.369 | 216.369 | 216.369 | 216.369 | 216.369 | 216.369 | 216.369 | 216.369 | 216.369 | 216.369
WA_Industrial_Primary Metals_New_Process_Natural Gas_Gas Boiler - Insulate Steam Lines/Condensate Tank_A | WA | Industrial | Primary Metals | New | Process | Natural Gas | Gas Boiler - Insulate Steam Lines/Condensate Tank | A | IM226 | No insulation | Lines and condenstate tank insulated | 20 | 303.5793 | 0 | 0 | 2258.06 | 0 | 0 | 0 | 1129.0278 |  | sqft | 30% | 35% | Retrofit | RetroEven20 | 80.75% | TBD | 0.2% | 341.1326 |  | 215.8912 |  | 0.0094355 | PGE Workpaper - SWWH017-01 | PGE Workpaper - SWWH017-01 | PGE Workpaper - SWWH017-01 | No insulation | No insulation | No insulation | No insulation | No insulation | No insulation | No insulation | No insulation | No insulation | No insulation | No insulation | No insulation | No insulation | No insulation | No insulation | No insulation | No insulation | No insulation | No insulation | No insulation | No insulation | No insulation | Lines and condenstate tank insulated | Lines and condenstate tank insulated | Lines and condenstate tank insulated | Lines and condenstate tank insulated | Lines and condenstate tank insulated | Lines and condenstate tank insulated | Lines and condenstate tank insulated | Lines and condenstate tank insulated | Lines and condenstate tank insulated | Lines and condenstate tank insulated | Lines and condenstate tank insulated | Lines and condenstate tank insulated | Lines and condenstate tank insulated | Lines and condenstate tank insulated | Lines and condenstate tank insulated | Lines and condenstate tank insulated | Lines and condenstate tank insulated | Lines and condenstate tank insulated | Lines and condenstate tank insulated | Lines and condenstate tank insulated | Lines and condenstate tank insulated | Lines and condenstate tank insulated | 2258.06 | 2258.06 | 2258.06 | 2258.06 | 2258.06 | 2258.06 | 2258.06 | 2258.06 | 2258.06 | 2258.06 | 2258.06 | 2258.06 | 2258.06 | 2258.06 | 2258.06 | 2258.06 | 2258.06 | 2258.06 | 2258.06 | 2258.06 | 2258.06 | 2258.06 | 0 | 0 | 302.8932 | 302.4994 | 302.1328 | 301.8066 | 301.3472 | 301.0446 | 300.8324 | 300.7176 | 300.584 | 300.5196 | 300.4822 | 300.4996 | 300.464 | 300.476 | 300.496 | 300.5731 | 300.6409 | 300.7456 | 300.8385 | 300.9223 | 0.011097 | 0.019341 | 0.027546 | 0.036728 | 0.042212 | 0.048594 | 0.054899 | 0.062006 | 0.067284 | 0.073372 | 0.079382 | 0.086371 | 0.0911 | 0.096864 | 0.10263 | 0.10936 | 0.11381 | 0.11931 | 0.12466 | 0.12999 | 0.011097 | 0.030423 | 0.057932 | 0.094598 | 0.13667 | 0.18512 | 0.23989 | 0.30181 | 0.36896 | 0.44225 | 0.52157 | 0.60798 | 0.699 | 0.7959 | 0.89857 | 1.0082 | 1.1222 | 1.2419 | 1.3669 | 1.4973 | 0.036636 | 0.063937 | 0.09117 | 0.12169 | 0.14008 | 0.16142 | 0.18249 | 0.20619 | 0.22385 | 0.24415 | 0.26418 | 0.28742 | 0.3032 | 0.32237 | 0.34152 | 0.36382 | 0.37855 | 0.3967 | 0.41436 | 0.43196 | 0.036636 | 0.10057 | 0.19174 | 0.31344 | 0.45352 | 0.61493 | 0.79742 | 1.0036 | 1.2275 | 1.4716 | 1.7358 | 2.0232 | 2.3264 | 2.6488 | 2.9903 | 3.3541 | 3.7327 | 4.1294 | 4.5437 | 4.9757 | 0.0094355 | 0.016448 | 0.02343 | 0.031247 | 0.03592 | 0.041357 | 0.046728 | 0.05278 | 0.057277 | 0.062461 | 0.067579 | 0.073528 | 0.077555 | 0.082461 | 0.087366 | 0.093091 | 0.096879 | 0.10155 | 0.1061 | 0.11064 | 0.0094355 | 0.025873 | 0.049277 | 0.080479 | 0.11629 | 0.15755 | 0.20419 | 0.2569 | 0.31408 | 0.37648 | 0.44402 | 0.51757 | 0.59507 | 0.67756 | 0.76496 | 0.85822 | 0.95526 | 1.0571 | 1.1635 | 1.2744 | 0.031141 | 0.054346 | 0.077495 | 0.10344 | 0.11907 | 0.13721 | 0.15512 | 0.17526 | 0.19027 | 0.20753 | 0.22456 | 0.24431 | 0.25772 | 0.27401 | 0.29029 | 0.30925 | 0.32177 | 0.3372 | 0.35221 | 0.36717 | 0.031141 | 0.085487 | 0.16298 | 0.26642 | 0.38549 | 0.52269 | 0.67781 | 0.85307 | 1.0433 | 1.2509 | 1.4754 | 1.7197 | 1.9775 | 2.2515 | 2.5418 | 2.851 | 3.1728 | 3.51 | 3.8622 | 4.2294 | 0.0094355 | 0.016448 | 0.02343 | 0.031247 | 0.03592 | 0.041357 | 0.046728 | 0.05278 | 0.057277 | 0.062461 | 0.067579 | 0.073528 | 0.077555 | 0.082461 | 0.087366 | 0.093091 | 0.096879 | 0.10155 | 0.1061 | 0.11064 | 0.0094355 | 0.025873 | 0.049277 | 0.080479 | 0.11629 | 0.15755 | 0.20419 | 0.2569 | 0.31408 | 0.37648 | 0.44402 | 0.51757 | 0.59507 | 0.67756 | 0.76496 | 0.85822 | 0.95526 | 1.0571 | 1.1635 | 1.2744 | 0.031141 | 0.054346 | 0.077495 | 0.10344 | 0.11907 | 0.13721 | 0.15512 | 0.17526 | 0.19027 | 0.20753 | 0.22456 | 0.24431 | 0.25772 | 0.27401 | 0.29029 | 0.30925 | 0.32177 | 0.3372 | 0.35221 | 0.36717 | 0.031141 | 0.085487 | 0.16298 | 0.26642 | 0.38549 | 0.52269 | 0.67781 | 0.85307 | 1.0433 | 1.2509 | 1.4754 | 1.7197 | 1.9775 | 2.2515 | 2.5418 | 2.851 | 3.1728 | 3.51 | 3.8622 | 4.2294 | 0.0094355 | 0.016448 | 0.02343 | 0.031247 | 0.03592 | 0.041357 | 0.046728 | 0.05278 | 0.057277 | 0.062461 | 0.067579 | 0.073528 | 0.077555 | 0.082461 | 0.087366 | 0.093091 | 0.096879 | 0.10155 | 0.1061 | 0.11064 | 0.0094355 | 0.025873 | 0.049277 | 0.080479 | 0.11629 | 0.15755 | 0.20419 | 0.2569 | 0.31408 | 0.37648 | 0.44402 | 0.51757 | 0.59507 | 0.67756 | 0.76496 | 0.85822 | 0.95526 | 1.0571 | 1.1635 | 1.2744 | 0.031141 | 0.054346 | 0.077495 | 0.10344 | 0.11907 | 0.13721 | 0.15512 | 0.17526 | 0.19027 | 0.20753 | 0.22456 | 0.24431 | 0.25772 | 0.27401 | 0.29029 | 0.30925 | 0.32177 | 0.3372 | 0.35221 | 0.36717 | 0.031141 | 0.085487 | 0.16298 | 0.26642 | 0.38549 | 0.52269 | 0.67781 | 0.85307 | 1.0433 | 1.2509 | 1.4754 | 1.7197 | 1.9775 | 2.2515 | 2.5418 | 2.851 | 3.1728 | 3.51 | 3.8622 | 4.2294 | 0.0094355 | 0.016448 | 0.02343 | 0.031247 | 0.03592 | 0.041357 | 0.046728 | 0.05278 | 0.057277 | 0.062461 | 0.067579 | 0.073528 | 0.077555 | 0.082461 | 0.087366 | 0.093091 | 0.096879 | 0.10155 | 0.1061 | 0.11064 | 0.0094355 | 0.025873 | 0.049277 | 0.080479 | 0.11629 | 0.15755 | 0.20419 | 0.2569 | 0.31408 | 0.37648 | 0.44402 | 0.51757 | 0.59507 | 0.67756 | 0.76496 | 0.85822 | 0.95526 | 1.0571 | 1.1635 | 1.2744 | 0.031141 | 0.054346 | 0.077495 | 0.10344 | 0.11907 | 0.13721 | 0.15512 | 0.17526 | 0.19027 | 0.20753 | 0.22456 | 0.24431 | 0.25772 | 0.27401 | 0.29029 | 0.30925 | 0.32177 | 0.3372 | 0.35221 | 0.36717 | 0.031141 | 0.085487 | 0.16298 | 0.26642 | 0.38549 | 0.52269 | 0.67781 | 0.85307 | 1.0433 | 1.2509 | 1.4754 | 1.7197 | 1.9775 | 2.2515 | 2.5418 | 2.851 | 3.1728 | 3.51 | 3.8622 | 4.2294 | 341.8877 | 341.8877 | 341.8877 | 341.8877 | 341.8877 | 341.8877 | 341.8877 | 341.8877 | 341.8877 | 341.8877 | 341.8877 | 341.8877 | 341.8877 | 341.8877 | 341.8877 | 341.8877 | 341.8877 | 341.8877 | 341.8877 | 341.8877 | 216.369 | 216.369 | 216.369 | 216.369 | 216.369 | 216.369 | 216.369 | 216.369 | 216.369 | 216.369 | 216.369 | 216.369 | 216.369 | 216.369 | 216.369 | 216.369 | 216.369 | 216.369 | 216.369 | 216.369
WA_Industrial_Primary Metals_New_Space Heating_Natural Gas_Gas Boiler - Insulate Hot Water Lines_A | WA | Industrial | Primary Metals | New | Space Heating | Natural Gas | Gas Boiler - Insulate Hot Water Lines | A | IM227 | No insulation | Insulated water lines | 20 | 341.0907 | 0 | 0 | 1603.2 | 0 | 0 | 0 | 801.5988 |  | sqft | 45% | 50% | Retrofit | RetroEven20 | 80.75% | TBD | 0.2% | 214.4532 |  | 135.7201 |  | 0.00029278 | PGE Workpaper - SWWH017-01 | PGE Workpaper - SWWH017-01 | PGE Workpaper - SWWH017-01 | No insulation | No insulation | No insulation | No insulation | No insulation | No insulation | No insulation | No insulation | No insulation | No insulation | No insulation | No insulation | No insulation | No insulation | No insulation | No insulation | No insulation | No insulation | No insulation | No insulation | No insulation | No insulation | Insulated water lines | Insulated water lines | Insulated water lines | Insulated water lines | Insulated water lines | Insulated water lines | Insulated water lines | Insulated water lines | Insulated water lines | Insulated water lines | Insulated water lines | Insulated water lines | Insulated water lines | Insulated water lines | Insulated water lines | Insulated water lines | Insulated water lines | Insulated water lines | Insulated water lines | Insulated water lines | Insulated water lines | Insulated water lines | 1603.2 | 1603.2 | 1603.2 | 1603.2 | 1603.2 | 1603.2 | 1603.2 | 1603.2 | 1603.2 | 1603.2 | 1603.2 | 1603.2 | 1603.2 | 1603.2 | 1603.2 | 1603.2 | 1603.2 | 1603.2 | 1603.2 | 1603.2 | 1603.2 | 1603.2 | 0 | 0 | 339.4291 | 319.2661 | 311.2312 | 306.4751 | 304.3858 | 302.6266 | 301.2737 | 300.1093 | 299.321 | 298.5927 | 297.2752 | 296.2374 | 295.0968 | 295.9263 | 296.3965 | 296.376 | 296.9084 | 296.8407 | 297.0037 | 296.7473 | 0.00034333 | 0.00056359 | 0.00078342 | 0.0010297 | 0.0011772 | 0.0013487 | 0.001518 | 0.0017085 | 0.0018499 | 0.0020128 | 0.0021683 | 0.0023508 | 0.0024703 | 0.0026339 | 0.0027948 | 0.0029771 | 0.0031032 | 0.0032512 | 0.0033978 | 0.0035391 | 0.00034333 | 0.00088653 | 0.0016476 | 0.0026522 | 0.0038113 | 0.005138 | 0.006633 | 0.0083159 | 0.010144 | 0.012132 | 0.014247 | 0.016548 | 0.018955 | 0.021642 | 0.024471 | 0.027446 | 0.030599 | 0.033843 | 0.037259 | 0.040766 | 0.0010115 | 0.0017653 | 0.0025172 | 0.00336 | 0.0038675 | 0.0044567 | 0.0050385 | 0.0056929 | 0.0061803 | 0.0067409 | 0.007294 | 0.0079357 | 0.0083712 | 0.0089004 | 0.0094293 | 0.010045 | 0.010452 | 0.010953 | 0.01144 | 0.011926 | 0.0010115 | 0.0027768 | 0.0052939 | 0.0086539 | 0.012521 | 0.016978 | 0.022017 | 0.027709 | 0.03389 | 0.040631 | 0.047925 | 0.05586 | 0.064231 | 0.073132 | 0.082561 | 0.092606 | 0.10306 | 0.11401 | 0.12545 | 0.13738 | 0.00029278 | 0.00050496 | 0.00071416 | 0.00094617 | 0.0010839 | 0.0012427 | 0.0013985 | 0.0015729 | 0.0017019 | 0.00185 | 0.0019922 | 0.0021582 | 0.002267 | 0.0024019 | 0.0025361 | 0.0026907 | 0.0027938 | 0.0029198 | 0.0030432 | 0.0031681 | 0.00029278 | 0.00079431 | 0.001502 | 0.002437 | 0.0035092 | 0.0047342 | 0.0061108 | 0.0076558 | 0.0093323 | 0.011151 | 0.01309 | 0.015192 | 0.017395 | 0.019735 | 0.022206 | 0.024805 | 0.027548 | 0.030393 | 0.033371 | 0.036493 | 0.00085978 | 0.0015005 | 0.0021396 | 0.002856 | 0.0032874 | 0.0037882 | 0.0042827 | 0.004839 | 0.0052532 | 0.0057297 | 0.0061999 | 0.0067453 | 0.0071155 | 0.0075654 | 0.0080149 | 0.0085383 | 0.008884 | 0.0093099 | 0.0097243 | 0.010137 | 0.00085978 | 0.0023603 | 0.0044999 | 0.0073558 | 0.010643 | 0.014431 | 0.018714 | 0.023553 | 0.028806 | 0.034536 | 0.040736 | 0.047481 | 0.054597 | 0.062162 | 0.070177 | 0.078715 | 0.087599 | 0.096909 | 0.10663 | 0.11677 | 0.00029278 | 0.00050496 | 0.00071416 | 0.00094617 | 0.0010839 | 0.0012427 | 0.0013985 | 0.0015729 | 0.0017019 | 0.00185 | 0.0019922 | 0.0021582 | 0.002267 | 0.0024019 | 0.0025361 | 0.0026907 | 0.0027938 | 0.0029198 | 0.0030432 | 0.0031681 | 0.00029278 | 0.00079431 | 0.001502 | 0.002437 | 0.0035092 | 0.0047342 | 0.0061108 | 0.0076558 | 0.0093323 | 0.011151 | 0.01309 | 0.015192 | 0.017395 | 0.019735 | 0.022206 | 0.024805 | 0.027548 | 0.030393 | 0.033371 | 0.036493 | 0.00085978 | 0.0015005 | 0.0021396 | 0.002856 | 0.0032874 | 0.0037882 | 0.0042827 | 0.004839 | 0.0052532 | 0.0057297 | 0.0061999 | 0.0067453 | 0.0071155 | 0.0075654 | 0.0080149 | 0.0085383 | 0.008884 | 0.0093099 | 0.0097243 | 0.010137 | 0.00085978 | 0.0023603 | 0.0044999 | 0.0073558 | 0.010643 | 0.014431 | 0.018714 | 0.023553 | 0.028806 | 0.034536 | 0.040736 | 0.047481 | 0.054597 | 0.062162 | 0.070177 | 0.078715 | 0.087599 | 0.096909 | 0.10663 | 0.11677 | 0.00029278 | 0.00050496 | 0.00071416 | 0.00094617 | 0.0010839 | 0.0012427 | 0.0013985 | 0.0015729 | 0.0017019 | 0.00185 | 0.0019922 | 0.0021582 | 0.002267 | 0.0024019 | 0.0025361 | 0.0026907 | 0.0027938 | 0.0029198 | 0.0030432 | 0.0031681 | 0.00029278 | 0.00079431 | 0.001502 | 0.002437 | 0.0035092 | 0.0047342 | 0.0061108 | 0.0076558 | 0.0093323 | 0.011151 | 0.01309 | 0.015192 | 0.017395 | 0.019735 | 0.022206 | 0.024805 | 0.027548 | 0.030393 | 0.033371 | 0.036493 | 0.00085978 | 0.0015005 | 0.0021396 | 0.002856 | 0.0032874 | 0.0037882 | 0.0042827 | 0.004839 | 0.0052532 | 0.0057297 | 0.0061999 | 0.0067453 | 0.0071155 | 0.0075654 | 0.0080149 | 0.0085383 | 0.008884 | 0.0093099 | 0.0097243 | 0.010137 | 0.00085978 | 0.0023603 | 0.0044999 | 0.0073558 | 0.010643 | 0.014431 | 0.018714 | 0.023553 | 0.028806 | 0.034536 | 0.040736 | 0.047481 | 0.054597 | 0.062162 | 0.070177 | 0.078715 | 0.087599 | 0.096909 | 0.10663 | 0.11677 | 0.00029278 | 0.00050496 | 0.00071416 | 0.00094617 | 0.0010839 | 0.0012427 | 0.0013985 | 0.0015729 | 0.0017019 | 0.00185 | 0.0019922 | 0.0021582 | 0.002267 | 0.0024019 | 0.0025361 | 0.0026907 | 0.0027938 | 0.0029198 | 0.0030432 | 0.0031681 | 0.00029278 | 0.00079431 | 0.001502 | 0.002437 | 0.0035092 | 0.0047342 | 0.0061108 | 0.0076558 | 0.0093323 | 0.011151 | 0.01309 | 0.015192 | 0.017395 | 0.019735 | 0.022206 | 0.024805 | 0.027548 | 0.030393 | 0.033371 | 0.036493 | 0.00085978 | 0.0015005 | 0.0021396 | 0.002856 | 0.0032874 | 0.0037882 | 0.0042827 | 0.004839 | 0.0052532 | 0.0057297 | 0.0061999 | 0.0067453 | 0.0071155 | 0.0075654 | 0.0080149 | 0.0085383 | 0.008884 | 0.0093099 | 0.0097243 | 0.010137 | 0.00085978 | 0.0023603 | 0.0044999 | 0.0073558 | 0.010643 | 0.014431 | 0.018714 | 0.023553 | 0.028806 | 0.034536 | 0.040736 | 0.047481 | 0.054597 | 0.062162 | 0.070177 | 0.078715 | 0.087599 | 0.096909 | 0.10663 | 0.11677 | 214.7516 | 214.7516 | 214.7516 | 214.7516 | 214.7516 | 214.7516 | 214.7516 | 214.7516 | 214.7516 | 214.7516 | 214.7516 | 214.7516 | 214.7516 | 214.7516 | 214.7516 | 214.7516 | 214.7516 | 214.7516 | 214.7516 | 214.7516 | 135.9089 | 135.9089 | 135.9089 | 135.9089 | 135.9089 | 135.9089 | 135.9089 | 135.9089 | 135.9089 | 135.9089 | 135.9089 | 135.9089 | 135.9089 | 135.9089 | 135.9089 | 135.9089 | 135.9089 | 135.9089 | 135.9089 | 135.9089
WA_Industrial_Primary Metals_New_Process_Natural Gas_Gas Boiler - Insulate Hot Water Lines_A | WA | Industrial | Primary Metals | New | Process | Natural Gas | Gas Boiler - Insulate Hot Water Lines | A | IM228 | No insulation | Insulated water lines | 20 | 343.1401 | 0 | 0 | 1603.2 | 0 | 0 | 0 | 801.5988 |  | sqft | 45% | 50% | Retrofit | RetroEven20 | 80.75% | TBD | 0.2% | 214.4532 |  | 135.7201 |  | 0.010666 | PGE Workpaper - SWWH017-01 | PGE Workpaper - SWWH017-01 | PGE Workpaper - SWWH017-01 | No insulation | No insulation | No insulation | No insulation | No insulation | No insulation | No insulation | No insulation | No insulation | No insulation | No insulation | No insulation | No insulation | No insulation | No insulation | No insulation | No insulation | No insulation | No insulation | No insulation | No insulation | No insulation | Insulated water lines | Insulated water lines | Insulated water lines | Insulated water lines | Insulated water lines | Insulated water lines | Insulated water lines | Insulated water lines | Insulated water lines | Insulated water lines | Insulated water lines | Insulated water lines | Insulated water lines | Insulated water lines | Insulated water lines | Insulated water lines | Insulated water lines | Insulated water lines | Insulated water lines | Insulated water lines | Insulated water lines | Insulated water lines | 1603.2 | 1603.2 | 1603.2 | 1603.2 | 1603.2 | 1603.2 | 1603.2 | 1603.2 | 1603.2 | 1603.2 | 1603.2 | 1603.2 | 1603.2 | 1603.2 | 1603.2 | 1603.2 | 1603.2 | 1603.2 | 1603.2 | 1603.2 | 1603.2 | 1603.2 | 0 | 0 | 342.3959 | 341.9686 | 341.5709 | 341.2168 | 340.7181 | 340.3937 | 340.1713 | 340.0569 | 339.925 | 339.8691 | 339.8436 | 339.8779 | 339.8574 | 339.8879 | 339.9273 | 340.0289 | 340.1257 | 340.2612 | 340.3836 | 340.4957 | 0.012544 | 0.021864 | 0.031141 | 0.041524 | 0.047727 | 0.054946 | 0.062078 | 0.070117 | 0.076091 | 0.082979 | 0.089781 | 0.097689 | 0.10304 | 0.10957 | 0.11609 | 0.12371 | 0.12876 | 0.13498 | 0.14104 | 0.14708 | 0.012544 | 0.034393 | 0.065494 | 0.10695 | 0.15452 | 0.20932 | 0.27126 | 0.34129 | 0.41724 | 0.50015 | 0.5899 | 0.68765 | 0.79065 | 0.90029 | 1.0165 | 1.1405 | 1.2696 | 1.4051 | 1.5466 | 1.6942 | 0.036636 | 0.063937 | 0.09117 | 0.12169 | 0.14008 | 0.16142 | 0.18249 | 0.20619 | 0.22385 | 0.24415 | 0.26418 | 0.28742 | 0.3032 | 0.32237 | 0.34152 | 0.36382 | 0.37855 | 0.3967 | 0.41436 | 0.43196 | 0.036636 | 0.10057 | 0.19174 | 0.31344 | 0.45352 | 0.61493 | 0.79742 | 1.0036 | 1.2275 | 1.4716 | 1.7358 | 2.0232 | 2.3264 | 2.6488 | 2.9903 | 3.3541 | 3.7327 | 4.1294 | 4.5437 | 4.9757 | 0.010666 | 0.018594 | 0.026488 | 0.035325 | 0.040611 | 0.04676 | 0.052835 | 0.05968 | 0.064769 | 0.070633 | 0.076425 | 0.083155 | 0.087714 | 0.093267 | 0.098819 | 0.1053 | 0.10959 | 0.11488 | 0.12003 | 0.12516 | 0.010666 | 0.029249 | 0.055708 | 0.090984 | 0.13148 | 0.17814 | 0.23087 | 0.29049 | 0.35516 | 0.42574 | 0.50214 | 0.58534 | 0.67302 | 0.76634 | 0.86524 | 0.97075 | 1.0806 | 1.1958 | 1.3162 | 1.4418 | 0.031141 | 0.054346 | 0.077495 | 0.10344 | 0.11907 | 0.13721 | 0.15512 | 0.17526 | 0.19027 | 0.20753 | 0.22456 | 0.24431 | 0.25772 | 0.27401 | 0.29029 | 0.30925 | 0.32177 | 0.3372 | 0.35221 | 0.36717 | 0.031141 | 0.085487 | 0.16298 | 0.26642 | 0.38549 | 0.52269 | 0.67781 | 0.85307 | 1.0433 | 1.2509 | 1.4754 | 1.7197 | 1.9775 | 2.2515 | 2.5418 | 2.851 | 3.1728 | 3.51 | 3.8622 | 4.2294 | 0.010666 | 0.018594 | 0.026488 | 0.035325 | 0.040611 | 0.04676 | 0.052835 | 0.05968 | 0.064769 | 0.070633 | 0.076425 | 0.083155 | 0.087714 | 0.093267 | 0.098819 | 0.1053 | 0.10959 | 0.11488 | 0.12003 | 0.12516 | 0.010666 | 0.029249 | 0.055708 | 0.090984 | 0.13148 | 0.17814 | 0.23087 | 0.29049 | 0.35516 | 0.42574 | 0.50214 | 0.58534 | 0.67302 | 0.76634 | 0.86524 | 0.97075 | 1.0806 | 1.1958 | 1.3162 | 1.4418 | 0.031141 | 0.054346 | 0.077495 | 0.10344 | 0.11907 | 0.13721 | 0.15512 | 0.17526 | 0.19027 | 0.20753 | 0.22456 | 0.24431 | 0.25772 | 0.27401 | 0.29029 | 0.30925 | 0.32177 | 0.3372 | 0.35221 | 0.36717 | 0.031141 | 0.085487 | 0.16298 | 0.26642 | 0.38549 | 0.52269 | 0.67781 | 0.85307 | 1.0433 | 1.2509 | 1.4754 | 1.7197 | 1.9775 | 2.2515 | 2.5418 | 2.851 | 3.1728 | 3.51 | 3.8622 | 4.2294 | 0.010666 | 0.018594 | 0.026488 | 0.035325 | 0.040611 | 0.04676 | 0.052835 | 0.05968 | 0.064769 | 0.070633 | 0.076425 | 0.083155 | 0.087714 | 0.093267 | 0.098819 | 0.1053 | 0.10959 | 0.11488 | 0.12003 | 0.12516 | 0.010666 | 0.029249 | 0.055708 | 0.090984 | 0.13148 | 0.17814 | 0.23087 | 0.29049 | 0.35516 | 0.42574 | 0.50214 | 0.58534 | 0.67302 | 0.76634 | 0.86524 | 0.97075 | 1.0806 | 1.1958 | 1.3162 | 1.4418 | 0.031141 | 0.054346 | 0.077495 | 0.10344 | 0.11907 | 0.13721 | 0.15512 | 0.17526 | 0.19027 | 0.20753 | 0.22456 | 0.24431 | 0.25772 | 0.27401 | 0.29029 | 0.30925 | 0.32177 | 0.3372 | 0.35221 | 0.36717 | 0.031141 | 0.085487 | 0.16298 | 0.26642 | 0.38549 | 0.52269 | 0.67781 | 0.85307 | 1.0433 | 1.2509 | 1.4754 | 1.7197 | 1.9775 | 2.2515 | 2.5418 | 2.851 | 3.1728 | 3.51 | 3.8622 | 4.2294 | 0.010666 | 0.018594 | 0.026488 | 0.035325 | 0.040611 | 0.04676 | 0.052835 | 0.05968 | 0.064769 | 0.070633 | 0.076425 | 0.083155 | 0.087714 | 0.093267 | 0.098819 | 0.1053 | 0.10959 | 0.11488 | 0.12003 | 0.12516 | 0.010666 | 0.029249 | 0.055708 | 0.090984 | 0.13148 | 0.17814 | 0.23087 | 0.29049 | 0.35516 | 0.42574 | 0.50214 | 0.58534 | 0.67302 | 0.76634 | 0.86524 | 0.97075 | 1.0806 | 1.1958 | 1.3162 | 1.4418 | 0.031141 | 0.054346 | 0.077495 | 0.10344 | 0.11907 | 0.13721 | 0.15512 | 0.17526 | 0.19027 | 0.20753 | 0.22456 | 0.24431 | 0.25772 | 0.27401 | 0.29029 | 0.30925 | 0.32177 | 0.3372 | 0.35221 | 0.36717 | 0.031141 | 0.085487 | 0.16298 | 0.26642 | 0.38549 | 0.52269 | 0.67781 | 0.85307 | 1.0433 | 1.2509 | 1.4754 | 1.7197 | 1.9775 | 2.2515 | 2.5418 | 2.851 | 3.1728 | 3.51 | 3.8622 | 4.2294 | 214.7516 | 214.7516 | 214.7516 | 214.7516 | 214.7516 | 214.7516 | 214.7516 | 214.7516 | 214.7516 | 214.7516 | 214.7516 | 214.7516 | 214.7516 | 214.7516 | 214.7516 | 214.7516 | 214.7516 | 214.7516 | 214.7516 | 214.7516 | 135.9089 | 135.9089 | 135.9089 | 135.9089 | 135.9089 | 135.9089 | 135.9089 | 135.9089 | 135.9089 | 135.9089 | 135.9089 | 135.9089 | 135.9089 | 135.9089 | 135.9089 | 135.9089 | 135.9089 | 135.9089 | 135.9089 | 135.9089
WA_Industrial_Primary Metals_New_Process_Natural Gas_Process - Insulate Heated Process Fluids_A | WA | Industrial | Primary Metals | New | Process | Natural Gas | Process - Insulate Heated Process Fluids | A | IM229 | No insulation | Insulated process fluid lines | 20 | 1904.8967 | 0 | 0 | 2258.06 | 0 | 0 | 0 | 1129.0278 |  | employee | 5% | 10% | Retrofit | Retro12Med | 75.44% | TBD | 0.2% | 108.6501 |  | 68.761 |  | 0.12976 | PGE Workpaper - SWWH017-01 | PGE Workpaper - SWWH017-01 | PGE Workpaper - SWWH017-01 | No insulation | No insulation | No insulation | No insulation | No insulation | No insulation | No insulation | No insulation | No insulation | No insulation | No insulation | No insulation | No insulation | No insulation | No insulation | No insulation | No insulation | No insulation | No insulation | No insulation | No insulation | No insulation | Insulated process fluid lines | Insulated process fluid lines | Insulated process fluid lines | Insulated process fluid lines | Insulated process fluid lines | Insulated process fluid lines | Insulated process fluid lines | Insulated process fluid lines | Insulated process fluid lines | Insulated process fluid lines | Insulated process fluid lines | Insulated process fluid lines | Insulated process fluid lines | Insulated process fluid lines | Insulated process fluid lines | Insulated process fluid lines | Insulated process fluid lines | Insulated process fluid lines | Insulated process fluid lines | Insulated process fluid lines | Insulated process fluid lines | Insulated process fluid lines | 2258.06 | 2258.06 | 2258.06 | 2258.06 | 2258.06 | 2258.06 | 2258.06 | 2258.06 | 2258.06 | 2258.06 | 2258.06 | 2258.06 | 2258.06 | 2258.06 | 2258.06 | 2258.06 | 2258.06 | 2258.06 | 2258.06 | 2258.06 | 2258.06 | 2258.06 | 0 | 0 | 1904.8338 | 1904.8165 | 1904.8099 | 1904.8269 | 1904.8353 | 1904.8427 | 1904.8489 | 1904.8544 | 1904.8577 | 1904.861 | 1904.8637 | 1904.8664 | 1904.868 | 1904.8697 | 1904.8712 | 1904.8728 | 1904.8737 | 1904.8747 | 1904.8757 | 1904.8765 | 0.15265 | 0.26641 | 0.37988 | 0.50708 | 0.58368 | 0.60534 | 0.54749 | 0.49488 | 0.4298 | 0.37503 | 0.32464 | 0.28256 | 0.23846 | 0.20283 | 0.1719 | 0.1465 | 0.0010397 | 0.00038913 | 0.00013856 | 4.7103e-05 | 0.15265 | 0.41906 | 0.79895 | 1.306 | 1.8897 | 2.4951 | 3.0426 | 3.5375 | 3.9673 | 4.3423 | 4.667 | 4.9495 | 5.188 | 5.3908 | 5.5627 | 5.7092 | 5.7103 | 5.7107 | 5.7108 | 5.7109 | 0.080141 | 0.13986 | 0.19943 | 0.26621 | 0.30642 | 0.31779 | 0.28742 | 0.2598 | 0.22564 | 0.19688 | 0.17043 | 0.14834 | 0.12518 | 0.10648 | 0.090244 | 0.076909 | 0.00054582 | 0.00020428 | 7.2741e-05 | 2.4728e-05 | 0.080141 | 0.22 | 0.41944 | 0.68564 | 0.99206 | 1.3099 | 1.5973 | 1.8571 | 2.0827 | 2.2796 | 2.45 | 2.5984 | 2.7235 | 2.83 | 2.9203 | 2.9972 | 2.9977 | 2.9979 | 2.998 | 2.998 | 0.12976 | 0.22645 | 0.3229 | 0.43102 | 0.49613 | 0.51454 | 0.46537 | 0.42065 | 0.36533 | 0.31878 | 0.27595 | 0.24018 | 0.20269 | 0.1724 | 0.14612 | 0.12453 | 0.00088376 | 0.00033076 | 0.00011778 | 4.0038e-05 | 0.12976 | 0.35621 | 0.67911 | 1.1101 | 1.6063 | 2.1208 | 2.5862 | 3.0068 | 3.3722 | 3.691 | 3.9669 | 4.2071 | 4.4098 | 4.5822 | 4.7283 | 4.8529 | 4.8537 | 4.8541 | 4.8542 | 4.8542 | 0.06812 | 0.11888 | 0.16952 | 0.22628 | 0.26046 | 0.27012 | 0.24431 | 0.22083 | 0.19179 | 0.16735 | 0.14486 | 0.12609 | 0.10641 | 0.090506 | 0.076708 | 0.065373 | 0.00046395 | 0.00017364 | 6.183e-05 | 2.1019e-05 | 0.06812 | 0.187 | 0.35652 | 0.5828 | 0.84325 | 1.1134 | 1.3577 | 1.5785 | 1.7703 | 1.9377 | 2.0825 | 2.2086 | 2.315 | 2.4055 | 2.4822 | 2.5476 | 2.5481 | 2.5482 | 2.5483 | 2.5483 | 0.12976 | 0.22645 | 0.3229 | 0.43102 | 0.49613 | 0.51454 | 0.46537 | 0.42065 | 0.36533 | 0.31878 | 0.27595 | 0.24018 | 0.20269 | 0.1724 | 0.14612 | 0.12453 | 0.00088376 | 0.00033076 | 0.00011778 | 4.0038e-05 | 0.12976 | 0.35621 | 0.67911 | 1.1101 | 1.6063 | 2.1208 | 2.5862 | 3.0068 | 3.3722 | 3.691 | 3.9669 | 4.2071 | 4.4098 | 4.5822 | 4.7283 | 4.8529 | 4.8537 | 4.8541 | 4.8542 | 4.8542 | 0.06812 | 0.11888 | 0.16952 | 0.22628 | 0.26046 | 0.27012 | 0.24431 | 0.22083 | 0.19179 | 0.16735 | 0.14486 | 0.12609 | 0.10641 | 0.090506 | 0.076708 | 0.065373 | 0.00046395 | 0.00017364 | 6.183e-05 | 2.1019e-05 | 0.06812 | 0.187 | 0.35652 | 0.5828 | 0.84325 | 1.1134 | 1.3577 | 1.5785 | 1.7703 | 1.9377 | 2.0825 | 2.2086 | 2.315 | 2.4055 | 2.4822 | 2.5476 | 2.5481 | 2.5482 | 2.5483 | 2.5483 | 0.12976 | 0.22645 | 0.3229 | 0.43102 | 0.49613 | 0.51454 | 0.46537 | 0.42065 | 0.36533 | 0.31878 | 0.27595 | 0.24018 | 0.20269 | 0.1724 | 0.14612 | 0.12453 | 0.00088376 | 0.00033076 | 0.00011778 | 4.0038e-05 | 0.12976 | 0.35621 | 0.67911 | 1.1101 | 1.6063 | 2.1208 | 2.5862 | 3.0068 | 3.3722 | 3.691 | 3.9669 | 4.2071 | 4.4098 | 4.5822 | 4.7283 | 4.8529 | 4.8537 | 4.8541 | 4.8542 | 4.8542 | 0.06812 | 0.11888 | 0.16952 | 0.22628 | 0.26046 | 0.27012 | 0.24431 | 0.22083 | 0.19179 | 0.16735 | 0.14486 | 0.12609 | 0.10641 | 0.090506 | 0.076708 | 0.065373 | 0.00046395 | 0.00017364 | 6.183e-05 | 2.1019e-05 | 0.06812 | 0.187 | 0.35652 | 0.5828 | 0.84325 | 1.1134 | 1.3577 | 1.5785 | 1.7703 | 1.9377 | 2.0825 | 2.2086 | 2.315 | 2.4055 | 2.4822 | 2.5476 | 2.5481 | 2.5482 | 2.5483 | 2.5483 | 0.12976 | 0.22645 | 0.3229 | 0.43102 | 0.49613 | 0.51454 | 0.46537 | 0.42065 | 0.36533 | 0.31878 | 0.27595 | 0.24018 | 0.20269 | 0.1724 | 0.14612 | 0.12453 | 0.00088376 | 0.00033076 | 0.00011778 | 4.0038e-05 | 0.12976 | 0.35621 | 0.67911 | 1.1101 | 1.6063 | 2.1208 | 2.5862 | 3.0068 | 3.3722 | 3.691 | 3.9669 | 4.2071 | 4.4098 | 4.5822 | 4.7283 | 4.8529 | 4.8537 | 4.8541 | 4.8542 | 4.8542 | 0.06812 | 0.11888 | 0.16952 | 0.22628 | 0.26046 | 0.27012 | 0.24431 | 0.22083 | 0.19179 | 0.16735 | 0.14486 | 0.12609 | 0.10641 | 0.090506 | 0.076708 | 0.065373 | 0.00046395 | 0.00017364 | 6.183e-05 | 2.1019e-05 | 0.06812 | 0.187 | 0.35652 | 0.5828 | 0.84325 | 1.1134 | 1.3577 | 1.5785 | 1.7703 | 1.9377 | 2.0825 | 2.2086 | 2.315 | 2.4055 | 2.4822 | 2.5476 | 2.5481 | 2.5482 | 2.5483 | 2.5483 | 108.6464 | 108.6464 | 108.6464 | 108.6464 | 108.6464 | 108.6464 | 108.6464 | 108.6464 | 108.6464 | 108.6464 | 108.6464 | 108.6464 | 108.6464 | 108.6464 | 108.6464 | 108.6464 | 108.6464 | 108.6464 | 108.6464 | 108.6464 | 68.7586 | 68.7586 | 68.7586 | 68.7586 | 68.7586 | 68.7586 | 68.7586 | 68.7586 | 68.7586 | 68.7586 | 68.7586 | 68.7586 | 68.7586 | 68.7586 | 68.7586 | 68.7586 | 68.7586 | 68.7586 | 68.7586 | 68.7586
WA_Industrial_Primary Metals_New_Process_Natural Gas_Process Heat Recovery_A | WA | Industrial | Primary Metals | New | Process | Natural Gas | Process Heat Recovery | A | IM230 | No HR system | HR system installed | 15 | 3.7787 | 0 | 0 | 687.24 | 0 | 0 | 0 | 343.6215 |  | cfm | 5% | 50% | Retrofit | Retro12Med | 75.44% | TBD | 0.2% | 12909.4537 |  | 8564.1942 |  | 0.0092462 | MN TRM v3.1 - Exhaust Energy Recovery | WI TRM - Process Exhaust Filtration, 3244 | MN TRM v3.1 - Exhaust Energy Recovery | No HR system | No HR system | No HR system | No HR system | No HR system | No HR system | No HR system | No HR system | No HR system | No HR system | No HR system | No HR system | No HR system | No HR system | No HR system | No HR system | No HR system | No HR system | No HR system | No HR system | No HR system | No HR system | HR system installed | HR system installed | HR system installed | HR system installed | HR system installed | HR system installed | HR system installed | HR system installed | HR system installed | HR system installed | HR system installed | HR system installed | HR system installed | HR system installed | HR system installed | HR system installed | HR system installed | HR system installed | HR system installed | HR system installed | HR system installed | HR system installed | 687.24 | 687.24 | 687.24 | 687.24 | 687.24 | 687.24 | 687.24 | 687.24 | 687.24 | 687.24 | 687.24 | 687.24 | 687.24 | 687.24 | 687.24 | 687.24 | 687.24 | 687.24 | 687.24 | 687.24 | 687.24 | 687.24 | 0 | 0 | 3.7689 | 3.7633 | 3.7581 | 3.7534 | 3.7467 | 3.7422 | 3.7389 | 3.7369 | 3.7347 | 3.7334 | 3.7326 | 3.7326 | 3.7318 | 3.7318 | 3.732 | 3.7331 | 3.7338 | 3.7352 | 3.7364 | 3.7374 | 0.010874 | 0.018948 | 0.026982 | 0.03597 | 0.041331 | 0.042812 | 0.038687 | 0.034951 | 0.030336 | 0.026461 | 0.022901 | 0.019933 | 0.016818 | 0.014305 | 0.012124 | 0.01077 | 0.0188 | 0.026817 | 0.035807 | 0.041228 | 0.010874 | 0.029806 | 0.056746 | 0.092645 | 0.13381 | 0.17646 | 0.21499 | 0.24983 | 0.28002 | 0.30638 | 0.32922 | 0.34915 | 0.3659 | 0.3802 | 0.39234 | 0.39245 | 0.39254 | 0.39268 | 0.3928 | 0.39291 | 2.8851 | 5.035 | 7.1796 | 9.5834 | 11.0311 | 11.4405 | 10.3471 | 9.3528 | 8.1229 | 7.0877 | 6.1355 | 5.3402 | 4.5066 | 3.8332 | 3.2488 | 2.8851 | 5.035 | 7.1796 | 9.5834 | 11.0311 | 2.8851 | 7.9201 | 15.0997 | 24.6831 | 35.7142 | 47.1547 | 57.5018 | 66.8547 | 74.9776 | 82.0653 | 88.2007 | 93.5409 | 98.0475 | 101.8807 | 105.1295 | 105.1295 | 105.1295 | 105.1295 | 105.1295 | 105.1295 | 0.0092462 | 0.016116 | 0.022953 | 0.030606 | 0.035176 | 0.036444 | 0.032936 | 0.029758 | 0.025831 | 0.022533 | 0.019502 | 0.016974 | 0.014322 | 0.012182 | 0.010325 | 0.0091713 | 0.016009 | 0.022834 | 0.030488 | 0.035102 | 0.0092462 | 0.02535 | 0.048274 | 0.078828 | 0.11388 | 0.15021 | 0.18303 | 0.21271 | 0.23843 | 0.2609 | 0.28035 | 0.29733 | 0.3116 | 0.32378 | 0.33411 | 0.3342 | 0.33426 | 0.33436 | 0.33445 | 0.33453 | 2.4523 | 4.2797 | 6.1027 | 8.1459 | 9.3764 | 9.7244 | 8.7951 | 7.9499 | 6.9044 | 6.0246 | 5.2151 | 4.5391 | 3.8306 | 3.2582 | 2.7615 | 2.4523 | 4.2797 | 6.1027 | 8.1459 | 9.3764 | 2.4523 | 6.732 | 12.8347 | 20.9806 | 30.3571 | 40.0815 | 48.8766 | 56.8265 | 63.7309 | 69.7555 | 74.9706 | 79.5097 | 83.3403 | 86.5986 | 89.36 | 89.36 | 89.36 | 89.36 | 89.36 | 89.36 | 0 | 0 | 0 | 0 | 0 | 0 | 0 | 0 | 0 | 0 | 0 | 0 | 0 | 0 | 0 | 0 | 0 | 0 | 0 | 0 | 0 | 0 | 0 | 0 | 0 | 0 | 0 | 0 | 0 | 0 | 0 | 0 | 0 | 0 | 0 | 0 | 0 | 0 | 0 | 0 | 0 | 0 | 0 | 0 | 0 | 0 | 0 | 0 | 0 | 0 | 0 | 0 | 0 | 0 | 0 | 0 | 0 | 0 | 0 | 0 | 0 | 0 | 0 | 0 | 0 | 0 | 0 | 0 | 0 | 0 | 0 | 0 | 0 | 0 | 0 | 0 | 0 | 0 | 0 | 0 | 0 | 0 | 0 | 0 | 0 | 0 | 0 | 0 | 0 | 0 | 0 | 0 | 0 | 0 | 0 | 0 | 0 | 0 | 0 | 0 | 0 | 0 | 0 | 0 | 0 | 0 | 0 | 0 | 0 | 0 | 0 | 0 | 0 | 0 | 0 | 0 | 0 | 0 | 0 | 0 | 0 | 0 | 0 | 0 | 0 | 0 | 0 | 0 | 0 | 0 | 0 | 0 | 0 | 0 | 0 | 0 | 0 | 0 | 0 | 0 | 0 | 0 | 0 | 0 | 0 | 0 | 0 | 0 | 0 | 0 | 0 | 0 | 0 | 0 | 0 | 0 | 0 | 0 | 0 | 0 | 0 | 0 | 0 | 0 | 0 | 0 | 0 | 0 | 0 | 0 | 0 | 0 | 0 | 0 | 0 | 0 | 0 | 0 | 0 | 0 | 0 | 0 | 0 | 0 | 0 | 0 | 0 | 0 | 0 | 0 | 0 | 0 | 0 | 0 | 0 | 0 | 0 | 0 | 0 | 0 | 0 | 0 | 0 | 0 | 0 | 0 | 0 | 0 | 0 | 0 | 0 | 0 | 0 | 0 | 0 | 0 | 0 | 0 | 0 | 0 | 0 | 0 | 0 | 0 | 0 | 0 | 0 | 0 | 0 | 0 | 0 | 0 | 0 | 0 | 0 | 0 | 0 | 0 | 0 | 0 | 19661.0561 | 19661.0561 | 19661.0561 | 19661.0561 | 19661.0561 | 19661.0561 | 19661.0561 | 19661.0561 | 19661.0561 | 19661.0561 | 19661.0561 | 19661.0561 | 19661.0561 | 19661.0561 | 19661.0561 | 19661.0561 | 19661.0561 | 19661.0561 | 19661.0561 | 19661.0561 | 13043.24 | 13043.24 | 13043.24 | 13043.24 | 13043.24 | 13043.24 | 13043.24 | 13043.24 | 13043.24 | 13043.24 | 13043.24 | 13043.24 | 13043.24 | 13043.24 | 13043.24 | 13043.24 | 13043.24 | 13043.24 | 13043.24 | 13043.24
WA_Industrial_Primary Metals_New_Space Heating_Natural Gas_Building Automation System_A | WA | Industrial | Primary Metals | New | Space Heating | Natural Gas | Building Automation System | A | IM231 | No control system | Automation system installed and programmed | 15 | 0.01486 | 0 | 0 | 0.09 | 0.03 | 0 | 0 | 0.04595 |  | sqft | 5% | 65% | Retrofit | Retro1Slow | 84.81% | TBD | 0.2% | 153.9797 |  | 90.3681 |  | 0.00065815 | COM_EMS-All-XCELCO-2017-18-3 | BEHAV_EIS-All-CPUC-2018_PG-10 | COM_EMS-All-XCELCO-2017-18-3 | No control system | No control system | No control system | No control system | No control system | No control system | No control system | No control system | No control system | No control system | No control system | No control system | No control system | No control system | No control system | No control system | No control system | No control system | No control system | No control system | No control system | No control system | Automation system installed and programmed | Automation system installed and programmed | Automation system installed and programmed | Automation system installed and programmed | Automation system installed and programmed | Automation system installed and programmed | Automation system installed and programmed | Automation system installed and programmed | Automation system installed and programmed | Automation system installed and programmed | Automation system installed and programmed | Automation system installed and programmed | Automation system installed and programmed | Automation system installed and programmed | Automation system installed and programmed | Automation system installed and programmed | Automation system installed and programmed | Automation system installed and programmed | Automation system installed and programmed | Automation system installed and programmed | Automation system installed and programmed | Automation system installed and programmed | 0.09 | 0.09 | 0.09 | 0.09 | 0.09 | 0.09 | 0.09 | 0.09 | 0.09 | 0.09 | 0.09 | 0.09 | 0.09 | 0.09 | 0.09 | 0.09 | 0.09 | 0.09 | 0.09 | 0.09 | 0.09 | 0.09 | 0 | 0 | 0.014787 | 0.013908 | 0.013558 | 0.01335 | 0.013258 | 0.013181 | 0.013122 | 0.013071 | 0.013036 | 0.013004 | 0.012946 | 0.0129 | 0.01285 | 0.012886 | 0.012906 | 0.012904 | 0.012927 | 0.012923 | 0.01293 | 0.012918 | 0.0007718 | 0.0025324 | 0.00625 | 0.013363 | 0.023186 | 0.038044 | 0.058242 | 0.084976 | 0.11379 | 0.146 | 0.17646 | 0.20351 | 0.21474 | 0.21582 | 0.20134 | 0.17736 | 0.14137 | 0.10254 | 0.068459 | 0.046502 | 0.0007718 | 0.0032583 | 0.0094262 | 0.022644 | 0.045675 | 0.083453 | 0.14132 | 0.22574 | 0.33894 | 0.4841 | 0.6584 | 0.85959 | 1.071 | 1.2898 | 1.4931 | 1.6697 | 1.8116 | 1.9077 | 1.9642 | 1.9863 | 52.1942 | 182.0803 | 460.9972 | 1000.9403 | 1748.7907 | 2886.2157 | 4438.5498 | 6501.2999 | 8729.4204 | 11227.7716 | 13630.4996 | 15775.8866 | 16711.1187 | 16749.0696 | 15601.2411 | 13744.5009 | 10936.0296 | 7934.1105 | 5294.6235 | 3599.7167 | 52.1942 | 234.2745 | 695.2717 | 1696.212 | 3445.0027 | 6331.2184 | 10769.7682 | 17271.0681 | 26000.4884 | 37228.26 | 50858.7597 | 66634.6463 | 83345.765 | 100094.8346 | 115696.0758 | 129388.3825 | 140142.3318 | 147615.4451 | 151909.1283 | 153760.0543 | 0.00065815 | 0.002269 | 0.0056975 | 0.012278 | 0.021349 | 0.035055 | 0.053659 | 0.078235 | 0.1047 | 0.1342 | 0.16213 | 0.18685 | 0.19708 | 0.19683 | 0.18272 | 0.16031 | 0.12729 | 0.092093 | 0.061321 | 0.041633 | 0.00065815 | 0.0029194 | 0.008593 | 0.020807 | 0.042056 | 0.076897 | 0.1302 | 0.20784 | 0.31184 | 0.44497 | 0.60496 | 0.78921 | 0.98293 | 1.1763 | 1.355 | 1.5091 | 1.6311 | 1.7134 | 1.7594 | 1.7783 | 44.365 | 154.7683 | 391.8476 | 850.7993 | 1486.4721 | 2453.2833 | 3772.7674 | 5526.1049 | 7420.0073 | 9543.6059 | 11585.9247 | 13409.5036 | 14204.4509 | 14236.7092 | 13261.0549 | 11682.8258 | 9295.6252 | 6743.9939 | 4500.43 | 3059.7592 | 44.365 | 199.1333 | 590.9809 | 1441.7802 | 2928.2523 | 5381.5356 | 9154.303 | 14680.4078 | 22100.4152 | 31644.021 | 43229.9457 | 56639.4493 | 70843.9002 | 85080.6094 | 98341.6644 | 109980.1251 | 119120.982 | 125473.1283 | 129122.759 | 130696.0461 | 0.00065815 | 0.002269 | 0.0056975 | 0.012278 | 0.021349 | 0.035055 | 0.053659 | 0.078235 | 0.1047 | 0.1342 | 0.16213 | 0.18685 | 0.19708 | 0.19683 | 0.18272 | 0.16031 | 0.12729 | 0.092093 | 0.061321 | 0.041633 | 0.00065815 | 0.0029194 | 0.008593 | 0.020807 | 0.042056 | 0.076897 | 0.1302 | 0.20784 | 0.31184 | 0.44497 | 0.60496 | 0.78921 | 0.98293 | 1.1763 | 1.355 | 1.5091 | 1.6311 | 1.7134 | 1.7594 | 1.7783 | 44.365 | 154.7683 | 391.8476 | 850.7993 | 1486.4721 | 2453.2833 | 3772.7674 | 5526.1049 | 7420.0073 | 9543.6059 | 11585.9247 | 13409.5036 | 14204.4509 | 14236.7092 | 13261.0549 | 11682.8258 | 9295.6252 | 6743.9939 | 4500.43 | 3059.7592 | 44.365 | 199.1333 | 590.9809 | 1441.7802 | 2928.2523 | 5381.5356 | 9154.303 | 14680.4078 | 22100.4152 | 31644.021 | 43229.9457 | 56639.4493 | 70843.9002 | 85080.6094 | 98341.6644 | 109980.1251 | 119120.982 | 125473.1283 | 129122.759 | 130696.0461 | 0.00065815 | 0.002269 | 0.0056975 | 0.012278 | 0.021349 | 0.035055 | 0.053659 | 0.078235 | 0.1047 | 0.1342 | 0.16213 | 0.18685 | 0.19708 | 0.19683 | 0.18272 | 0.16031 | 0.12729 | 0.092093 | 0.061321 | 0.041633 | 0.00065815 | 0.0029194 | 0.008593 | 0.020807 | 0.042056 | 0.076897 | 0.1302 | 0.20784 | 0.31184 | 0.44497 | 0.60496 | 0.78921 | 0.98293 | 1.1763 | 1.355 | 1.5091 | 1.6311 | 1.7134 | 1.7594 | 1.7783 | 44.365 | 154.7683 | 391.8476 | 850.7993 | 1486.4721 | 2453.2833 | 3772.7674 | 5526.1049 | 7420.0073 | 9543.6059 | 11585.9247 | 13409.5036 | 14204.4509 | 14236.7092 | 13261.0549 | 11682.8258 | 9295.6252 | 6743.9939 | 4500.43 | 3059.7592 | 44.365 | 199.1333 | 590.9809 | 1441.7802 | 2928.2523 | 5381.5356 | 9154.303 | 14680.4078 | 22100.4152 | 31644.021 | 43229.9457 | 56639.4493 | 70843.9002 | 85080.6094 | 98341.6644 | 109980.1251 | 119120.982 | 125473.1283 | 129122.759 | 130696.0461 | 0.00065815 | 0.002269 | 0.0056975 | 0.012278 | 0.021349 | 0.035055 | 0.053659 | 0.078235 | 0.1047 | 0.1342 | 0.16213 | 0.18685 | 0.19708 | 0.19683 | 0.18272 | 0.16031 | 0.12729 | 0.092093 | 0.061321 | 0.041633 | 0.00065815 | 0.0029194 | 0.008593 | 0.020807 | 0.042056 | 0.076897 | 0.1302 | 0.20784 | 0.31184 | 0.44497 | 0.60496 | 0.78921 | 0.98293 | 1.1763 | 1.355 | 1.5091 | 1.6311 | 1.7134 | 1.7594 | 1.7783 | 44.365 | 154.7683 | 391.8476 | 850.7993 | 1486.4721 | 2453.2833 | 3772.7674 | 5526.1049 | 7420.0073 | 9543.6059 | 11585.9247 | 13409.5036 | 14204.4509 | 14236.7092 | 13261.0549 | 11682.8258 | 9295.6252 | 6743.9939 | 4500.43 | 3059.7592 | 44.365 | 199.1333 | 590.9809 | 1441.7802 | 2928.2523 | 5381.5356 | 9154.303 | 14680.4078 | 22100.4152 | 31644.021 | 43229.9457 | 56639.4493 | 70843.9002 | 85080.6094 | 98341.6644 | 109980.1251 | 119120.982 | 125473.1283 | 129122.759 | 130696.0461 | 2938.7371 | 2938.7371 | 2938.7371 | 2938.7371 | 2938.7371 | 2938.7371 | 2938.7371 | 2938.7371 | 2938.7371 | 2938.7371 | 2938.7371 | 2938.7371 | 2938.7371 | 2938.7371 | 2938.7371 | 2938.7371 | 2938.7371 | 2938.7371 | 2938.7371 | 2938.7371 | 434.3403 | 434.3403 | 434.3403 | 434.3403 | 434.3403 | 434.3403 | 434.3403 | 434.3403 | 434.3403 | 434.3403 | 434.3403 | 434.3403 | 434.3403 | 434.3403 | 434.3403 | 434.3403 | 434.3403 | 434.3403 | 434.3403 | 434.3403
WA_Industrial_Primary Metals_New_Space Heating_Natural Gas_Steam System Efficiency Improvements_A | WA | Industrial | Primary Metals | New | Space Heating | Natural Gas | Steam System Efficiency Improvements | A | IM232 | Average system efficiency | Optimized system | 5 | 0.13322 | 0 | 0 | 0.11 | 0 | 0 | 0 | 0.05645 |  | sqft | 30% | 60% | Retrofit | Retro1Slow | 84.81% | TBD | 0.2% | 14332.7675 |  | 11086.6975 |  | 4.1758e-05 | AEG Research | DOE - Improving Steam System Performance: A Sourcebook for Industry, Second Edition. October 2012. | DOE - Improving Steam System Performance: A Sourcebook for Industry, Second Edition. October 2012. | Average system efficiency | Average system efficiency | Average system efficiency | Average system efficiency | Average system efficiency | Average system efficiency | Average system efficiency | Average system efficiency | Average system efficiency | Average system efficiency | Average system efficiency | Average system efficiency | Average system efficiency | Average system efficiency | Average system efficiency | Average system efficiency | Average system efficiency | Average system efficiency | Average system efficiency | Average system efficiency | Average system efficiency | Average system efficiency | Optimized system | Optimized system | Optimized system | Optimized system | Optimized system | Optimized system | Optimized system | Optimized system | Optimized system | Optimized system | Optimized system | Optimized system | Optimized system | Optimized system | Optimized system | Optimized system | Optimized system | Optimized system | Optimized system | Optimized system | Optimized system | Optimized system | 0.11 | 0.11 | 0.11 | 0.11 | 0.11 | 0.11 | 0.11 | 0.11 | 0.11 | 0.11 | 0.11 | 0.11 | 0.11 | 0.11 | 0.11 | 0.11 | 0.11 | 0.11 | 0.11 | 0.11 | 0.11 | 0.11 | 0 | 0 | 0.13235 | 0.12434 | 0.12106 | 0.11904 | 0.11797 | 0.11701 | 0.11617 | 0.11535 | 0.11457 | 0.11379 | 0.11274 | 0.11182 | 0.11081 | 0.11065 | 0.11044 | 0.11022 | 0.11022 | 0.11017 | 0.1103 | 0.11033 | 4.8956e-05 | 0.00016046 | 0.00039553 | 0.00084445 | 0.0014621 | 0.0023935 | 0.0036542 | 0.0053149 | 0.0070883 | 0.0090544 | 0.01089 | 0.012502 | 0.013124 | 0.013134 | 0.012211 | 0.010736 | 0.012465 | 0.013408 | 0.013875 | 0.013566 | 4.8956e-05 | 0.00020645 | 0.00059653 | 0.001431 | 0.0028802 | 0.0052072 | 0.0086738 | 0.013551 | 0.019735 | 0.027244 | 0.035576 | 0.044273 | 0.05189 | 0.058103 | 0.061419 | 0.061343 | 0.061342 | 0.061314 | 0.061385 | 0.061404 | 0.36991 | 1.2904 | 3.2671 | 7.0938 | 12.3939 | 20.455 | 31.4565 | 46.0755 | 61.8665 | 79.5726 | 96.601 | 111.8056 | 118.4337 | 118.7027 | 110.5679 | 97.409 | 113.0961 | 121.7009 | 125.7965 | 122.9618 | 0.36991 | 1.6603 | 4.9275 | 12.0213 | 24.4152 | 44.5002 | 74.6663 | 117.4747 | 172.2474 | 239.4261 | 315.5721 | 395.9212 | 468.2795 | 525.1157 | 556.111 | 556.549 | 556.549 | 556.549 | 556.549 | 556.549 | 4.1758e-05 | 0.00014383 | 0.00036078 | 0.00077657 | 0.0013478 | 0.0022087 | 0.003373 | 0.0049048 | 0.006541 | 0.008353 | 0.01005 | 0.011537 | 0.012116 | 0.012057 | 0.011161 | 0.009776 | 0.01131 | 0.012135 | 0.012522 | 0.012236 | 4.1758e-05 | 0.00018506 | 0.00054412 | 0.001316 | 0.002655 | 0.0048052 | 0.0080064 | 0.012505 | 0.018211 | 0.025133 | 0.032833 | 0.040855 | 0.047905 | 0.053337 | 0.056134 | 0.055855 | 0.055655 | 0.055493 | 0.055401 | 0.055381 | 0.31442 | 1.0969 | 2.7771 | 6.0297 | 10.5348 | 17.3867 | 26.7381 | 39.1642 | 52.5865 | 67.6367 | 82.1109 | 95.0348 | 100.6687 | 100.8973 | 93.9827 | 82.7976 | 96.1317 | 103.4458 | 106.927 | 104.5175 | 0.31442 | 1.4113 | 4.1884 | 10.2181 | 20.7529 | 37.8252 | 63.4664 | 99.8535 | 146.4103 | 203.5122 | 268.2363 | 336.533 | 398.0375 | 446.3483 | 472.6944 | 473.0667 | 473.0667 | 473.0667 | 473.0667 | 473.0667 | 4.1808e-05 | 0.0001441 | 0.0003617 | 0.00077901 | 0.0013531 | 0.0022188 | 0.00339 | 0.0049312 | 0.0065791 | 0.0084045 | 0.010116 | 0.011615 | 0.012201 | 0.012144 | 0.011243 | 0.0098482 | 0.011394 | 0.012225 | 0.012615 | 0.012325 | 4.1808e-05 | 0.00018541 | 0.00054552 | 0.0013201 | 0.0026656 | 0.004827 | 0.0080466 | 0.012573 | 0.018317 | 0.025288 | 0.033046 | 0.041129 | 0.048241 | 0.053722 | 0.056549 | 0.056268 | 0.056071 | 0.055905 | 0.05581 | 0.055787 | 0.31442 | 1.0969 | 2.7771 | 6.0297 | 10.5348 | 17.3867 | 26.7381 | 39.1642 | 52.5865 | 67.6367 | 82.1109 | 95.0348 | 100.6687 | 100.8973 | 93.9827 | 82.7976 | 96.1317 | 103.4458 | 106.927 | 104.5175 | 0.31442 | 1.4113 | 4.1884 | 10.2181 | 20.7529 | 37.8252 | 63.4664 | 99.8535 | 146.4103 | 203.5122 | 268.2363 | 336.533 | 398.0375 | 446.3483 | 472.6944 | 473.0667 | 473.0667 | 473.0667 | 473.0667 | 473.0667 | 4.1803e-05 | 0.00014407 | 0.0003616 | 0.00077874 | 0.0013525 | 0.0022176 | 0.0033879 | 0.0049278 | 0.0065741 | 0.0083978 | 0.010107 | 0.011605 | 0.01219 | 0.012133 | 0.011234 | 0.0098401 | 0.011385 | 0.012215 | 0.012605 | 0.012316 | 4.1803e-05 | 0.00018537 | 0.00054536 | 0.0013197 | 0.0026643 | 0.0048243 | 0.0080415 | 0.012564 | 0.018304 | 0.025268 | 0.033018 | 0.041094 | 0.048199 | 0.053675 | 0.0565 | 0.056222 | 0.056025 | 0.055862 | 0.055768 | 0.055746 | 0.31442 | 1.0969 | 2.7771 | 6.0297 | 10.5348 | 17.3867 | 26.7381 | 39.1642 | 52.5865 | 67.6367 | 82.1109 | 95.0348 | 100.6687 | 100.8973 | 93.9827 | 82.7976 | 96.1317 | 103.4458 | 106.927 | 104.5175 | 0.31442 | 1.4113 | 4.1884 | 10.2181 | 20.7529 | 37.8252 | 63.4664 | 99.8535 | 146.4103 | 203.5122 | 268.2363 | 336.533 | 398.0375 | 446.3483 | 472.6944 | 473.0667 | 473.0667 | 473.0667 | 473.0667 | 473.0667 | 4.1803e-05 | 0.00014407 | 0.0003616 | 0.00077874 | 0.0013525 | 0.0022176 | 0.0033879 | 0.0049278 | 0.0065741 | 0.0083978 | 0.010107 | 0.011605 | 0.01219 | 0.012133 | 0.011234 | 0.0098401 | 0.011385 | 0.012215 | 0.012605 | 0.012316 | 4.1803e-05 | 0.00018537 | 0.00054536 | 0.0013197 | 0.0026643 | 0.0048243 | 0.0080415 | 0.012564 | 0.018304 | 0.025268 | 0.033018 | 0.041094 | 0.048199 | 0.053675 | 0.0565 | 0.056222 | 0.056025 | 0.055862 | 0.055768 | 0.055746 | 0.31442 | 1.0969 | 2.7771 | 6.0297 | 10.5348 | 17.3867 | 26.7381 | 39.1642 | 52.5865 | 67.6367 | 82.1109 | 95.0348 | 100.6687 | 100.8973 | 93.9827 | 82.7976 | 96.1317 | 103.4458 | 106.927 | 104.5175 | 0.31442 | 1.4113 | 4.1884 | 10.2181 | 20.7529 | 37.8252 | 63.4664 | 99.8535 | 146.4103 | 203.5122 | 268.2363 | 336.533 | 398.0375 | 446.3483 | 472.6944 | 473.0667 | 473.0667 | 473.0667 | 473.0667 | 473.0667 | 119247.0899 | 119247.0899 | 119247.0899 | 119247.0899 | 119247.0899 | 119247.0899 | 119247.0899 | 119247.0899 | 119247.0899 | 119247.0899 | 119247.0899 | 119247.0899 | 119247.0899 | 119247.0899 | 119247.0899 | 119247.0899 | 119247.0899 | 119247.0899 | 119247.0899 | 119247.0899 | 92240.1351 | 92240.1351 | 92240.1351 | 92240.1351 | 92240.1351 | 92240.1351 | 92240.1351 | 92240.1351 | 92240.1351 | 92240.1351 | 92240.1351 | 92240.1351 | 92240.1351 | 92240.1351 | 92240.1351 | 92240.1351 | 92240.1351 | 92240.1351 | 92240.1351 | 92240.1351
WA_Industrial_Primary Metals_New_Process_Natural Gas_Steam System Efficiency Improvements_A | WA | Industrial | Primary Metals | New | Process | Natural Gas | Steam System Efficiency Improvements | A | IM233 | Average system efficiency | Optimized system | 5 | 0.13402 | 0 | 0 | 134.17 | 0 | 0 | 0 | 67.0828 |  | sqft | 30% | 60% | Retrofit | Retro1Slow | 84.81% | TBD | 0.2% | 14332.7675 |  | 11086.6975 |  | 1.2815e-06 | AEG Research | DOE - Improving Steam System Performance: A Sourcebook for Industry, Second Edition. October 2012. | DOE - Improving Steam System Performance: A Sourcebook for Industry, Second Edition. October 2012. | Average system efficiency | Average system efficiency | Average system efficiency | Average system efficiency | Average system efficiency | Average system efficiency | Average system efficiency | Average system efficiency | Average system efficiency | Average system efficiency | Average system efficiency | Average system efficiency | Average system efficiency | Average system efficiency | Average system efficiency | Average system efficiency | Average system efficiency | Average system efficiency | Average system efficiency | Average system efficiency | Average system efficiency | Average system efficiency | Optimized system | Optimized system | Optimized system | Optimized system | Optimized system | Optimized system | Optimized system | Optimized system | Optimized system | Optimized system | Optimized system | Optimized system | Optimized system | Optimized system | Optimized system | Optimized system | Optimized system | Optimized system | Optimized system | Optimized system | Optimized system | Optimized system | 134.17 | 134.17 | 134.17 | 134.17 | 134.17 | 134.17 | 134.17 | 134.17 | 134.17 | 134.17 | 134.17 | 134.17 | 134.17 | 134.17 | 134.17 | 134.17 | 134.17 | 134.17 | 134.17 | 134.17 | 134.17 | 134.17 | 0 | 0 | 0.13368 | 0.13348 | 0.13329 | 0.13312 | 0.13289 | 0.13273 | 0.13261 | 0.13254 | 0.13246 | 0.13242 | 0.13239 | 0.13239 | 0.13236 | 0.13236 | 0.13237 | 0.1324 | 0.13243 | 0.13248 | 0.13252 | 0.13256 | 1.5071e-06 | 5.2496e-06 | 1.3272e-05 | 2.8782e-05 | 5.0197e-05 | 8.2745e-05 | 0.00012714 | 0.00018612 | 0.00024976 | 0.00032114 | 0.00038977 | 0.00045112 | 0.00047777 | 0.00047885 | 0.00044605 | 0.00039308 | 0.00045648 | 0.00049139 | 0.00050808 | 0.00049678 | 1.5071e-06 | 6.7544e-06 | 2.0017e-05 | 4.8774e-05 | 9.8885e-05 | 0.00018001 | 0.00030177 | 0.00047454 | 0.00069538 | 0.00096627 | 0.0012733 | 0.0015975 | 0.0018891 | 0.0021183 | 0.0022435 | 0.0022459 | 0.0022464 | 0.0022472 | 0.0022479 | 0.0022485 | 0.011274 | 0.039329 | 0.099575 | 0.2162 | 0.37774 | 0.62342 | 0.95872 | 1.4043 | 1.8855 | 2.4252 | 2.9442 | 3.4076 | 3.6096 | 3.6178 | 3.3699 | 2.9688 | 3.4469 | 3.7092 | 3.834 | 3.7476 | 0.011274 | 0.050603 | 0.15018 | 0.36638 | 0.74412 | 1.3563 | 2.2757 | 3.5804 | 5.2497 | 7.2971 | 9.6179 | 12.0668 | 14.2721 | 16.0043 | 16.949 | 16.9623 | 16.9623 | 16.9623 | 16.9623 | 16.9623 | 1.2815e-06 | 4.4649e-06 | 1.1291e-05 | 2.4489e-05 | 4.2722e-05 | 7.0436e-05 | 0.00010824 | 0.00015847 | 0.00021267 | 0.00027346 | 0.00033192 | 0.00038416 | 0.00040686 | 0.00040779 | 0.00037986 | 0.00033473 | 0.0003887 | 0.00041841 | 0.0004326 | 0.00042296 | 1.2815e-06 | 5.7447e-06 | 1.7029e-05 | 4.15e-05 | 8.4159e-05 | 0.00015323 | 0.00025692 | 0.00040404 | 0.00059211 | 0.00082281 | 0.0010843 | 0.0013604 | 0.0016087 | 0.001804 | 0.0019105 | 0.0019125 | 0.0019128 | 0.0019134 | 0.0019139 | 0.0019144 | 0.0095828 | 0.03343 | 0.084639 | 0.18377 | 0.32108 | 0.52991 | 0.81491 | 1.1936 | 1.6027 | 2.0614 | 2.5025 | 2.8964 | 3.0681 | 3.0751 | 2.8644 | 2.5235 | 2.9299 | 3.1528 | 3.2589 | 3.1854 | 0.0095828 | 0.043013 | 0.12765 | 0.31142 | 0.6325 | 1.1528 | 1.9343 | 3.0433 | 4.4622 | 6.2026 | 8.1752 | 10.2567 | 12.1313 | 13.6037 | 14.4066 | 14.418 | 14.418 | 14.418 | 14.418 | 14.418 | 0 | 0 | 0 | 0 | 0 | 0 | 0 | 0 | 0 | 0 | 0 | 0 | 0 | 0 | 0 | 0 | 0 | 0 | 0 | 0 | 0 | 0 | 0 | 0 | 0 | 0 | 0 | 0 | 0 | 0 | 0 | 0 | 0 | 0 | 0 | 0 | 0 | 0 | 0 | 0 | 0 | 0 | 0 | 0 | 0 | 0 | 0 | 0 | 0 | 0 | 0 | 0 | 0 | 0 | 0 | 0 | 0 | 0 | 0 | 0 | 0 | 0 | 0 | 0 | 0 | 0 | 0 | 0 | 0 | 0 | 0 | 0 | 0 | 0 | 0 | 0 | 0 | 0 | 0 | 0 | 0 | 0 | 0 | 0 | 0 | 0 | 0 | 0 | 0 | 0 | 0 | 0 | 0 | 0 | 0 | 0 | 0 | 0 | 0 | 0 | 0 | 0 | 0 | 0 | 0 | 0 | 0 | 0 | 0 | 0 | 0 | 0 | 0 | 0 | 0 | 0 | 0 | 0 | 0 | 0 | 0 | 0 | 0 | 0 | 0 | 0 | 0 | 0 | 0 | 0 | 0 | 0 | 0 | 0 | 0 | 0 | 0 | 0 | 0 | 0 | 0 | 0 | 0 | 0 | 0 | 0 | 0 | 0 | 0 | 0 | 0 | 0 | 0 | 0 | 0 | 0 | 0 | 0 | 0 | 0 | 0 | 0 | 0 | 0 | 0 | 0 | 0 | 0 | 0 | 0 | 0 | 0 | 0 | 0 | 0 | 0 | 0 | 0 | 0 | 0 | 0 | 0 | 0 | 0 | 0 | 0 | 0 | 0 | 0 | 0 | 0 | 0 | 0 | 0 | 0 | 0 | 0 | 0 | 0 | 0 | 0 | 0 | 0 | 0 | 0 | 0 | 0 | 0 | 0 | 0 | 0 | 0 | 0 | 0 | 0 | 0 | 0 | 0 | 0 | 0 | 0 | 0 | 0 | 0 | 0 | 0 | 0 | 0 | 0 | 0 | 0 | 0 | 0 | 0 | 0 | 0 | 0 | 0 | 0 | 0 | 119247.0899 | 119247.0899 | 119247.0899 | 119247.0899 | 119247.0899 | 119247.0899 | 119247.0899 | 119247.0899 | 119247.0899 | 119247.0899 | 119247.0899 | 119247.0899 | 119247.0899 | 119247.0899 | 119247.0899 | 119247.0899 | 119247.0899 | 119247.0899 | 119247.0899 | 119247.0899 | 92240.1351 | 92240.1351 | 92240.1351 | 92240.1351 | 92240.1351 | 92240.1351 | 92240.1351 | 92240.1351 | 92240.1351 | 92240.1351 | 92240.1351 | 92240.1351 | 92240.1351 | 92240.1351 | 92240.1351 | 92240.1351 | 92240.1351 | 92240.1351 | 92240.1351 | 92240.1351
WA_Industrial_Primary Metals_New_Space Heating_Natural Gas_Strategic Energy Management_A | WA | Industrial | Primary Metals | New | Space Heating | Natural Gas | Strategic Energy Management | A | IM234 | No energy management system | Energy management system installed and programmed | 5 | 15.6701 | 0 | 0 | 188.59 | 0 | 4.49 | 0 | 94.2927 |  | employee | 5% | 50% | Retrofit | RetroEven20 | 80.75% | TBD | 0.2% | 300.1195 |  | 259.0863 |  | 0.0041424 | BEHAV_SEM-All-CPUC-2018_PG-26 | BEHAV_SEM-All-CPUC-2018_PG-26 | AEG Research | No energy management system | No energy management system | No energy management system | No energy management system | No energy management system | No energy management system | No energy management system | No energy management system | No energy management system | No energy management system | No energy management system | No energy management system | No energy management system | No energy management system | No energy management system | No energy management system | No energy management system | No energy management system | No energy management system | No energy management system | No energy management system | No energy management system | Energy management system installed and programmed | Energy management system installed and programmed | Energy management system installed and programmed | Energy management system installed and programmed | Energy management system installed and programmed | Energy management system installed and programmed | Energy management system installed and programmed | Energy management system installed and programmed | Energy management system installed and programmed | Energy management system installed and programmed | Energy management system installed and programmed | Energy management system installed and programmed | Energy management system installed and programmed | Energy management system installed and programmed | Energy management system installed and programmed | Energy management system installed and programmed | Energy management system installed and programmed | Energy management system installed and programmed | Energy management system installed and programmed | Energy management system installed and programmed | Energy management system installed and programmed | Energy management system installed and programmed | 188.59 | 188.59 | 188.59 | 188.59 | 188.59 | 188.59 | 188.59 | 188.59 | 188.59 | 188.59 | 188.59 | 188.59 | 188.59 | 188.59 | 188.59 | 188.59 | 188.59 | 188.59 | 188.59 | 188.59 | 188.59 | 188.59 | 0 | 0 | 15.6102 | 14.6921 | 14.3309 | 14.1197 | 14.0343 | 13.9598 | 13.9027 | 13.8525 | 13.8201 | 13.789 | 13.7299 | 13.6822 | 13.6307 | 13.6691 | 13.6906 | 13.6874 | 13.7102 | 13.7039 | 13.7086 | 13.6941 | 0.0048585 | 0.0079804 | 0.0111 | 0.014598 | 0.016701 | 0.019144 | 0.021554 | 0.024266 | 0.026281 | 0.028601 | 0.030815 | 0.033409 | 0.03511 | 0.037435 | 0.039722 | 0.042306 | 0.044092 | 0.046185 | 0.051716 | 0.056029 | 0.0048585 | 0.012553 | 0.023344 | 0.037598 | 0.054072 | 0.068584 | 0.082306 | 0.095545 | 0.10731 | 0.11926 | 0.13074 | 0.14248 | 0.15318 | 0.16505 | 0.17664 | 0.18392 | 0.1874 | 0.18758 | 0.18765 | 0.18745 | 0.31124 | 0.54317 | 0.77454 | 1.0339 | 1.19 | 1.3713 | 1.5503 | 1.7517 | 1.9017 | 2.0742 | 2.2444 | 2.4418 | 2.5758 | 2.7387 | 2.9014 | 3.0909 | 3.216 | 3.3702 | 3.7725 | 4.0915 | 0.31124 | 0.85442 | 1.629 | 2.6628 | 3.8529 | 4.9129 | 5.9201 | 6.8973 | 7.7651 | 8.6493 | 9.5223 | 10.4138 | 11.2379 | 12.0749 | 12.9021 | 13.4374 | 13.6684 | 13.6882 | 13.6882 | 13.6882 | 0.0041424 | 0.0071484 | 0.010115 | 0.013407 | 0.015369 | 0.017628 | 0.019844 | 0.022324 | 0.024161 | 0.026267 | 0.028289 | 0.030647 | 0.032195 | 0.03411 | 0.036016 | 0.038205 | 0.039666 | 0.041447 | 0.046286 | 0.050122 | 0.0041424 | 0.011245 | 0.021273 | 0.034532 | 0.049759 | 0.063154 | 0.075775 | 0.087899 | 0.098654 | 0.10953 | 0.12002 | 0.1307 | 0.14046 | 0.15039 | 0.16016 | 0.1661 | 0.16858 | 0.16834 | 0.16794 | 0.16769 | 0.26456 | 0.4617 | 0.65836 | 0.87878 | 1.0115 | 1.1656 | 1.3178 | 1.489 | 1.6164 | 1.763 | 1.9077 | 2.0755 | 2.1894 | 2.3279 | 2.4662 | 2.6272 | 2.7336 | 2.8647 | 3.2067 | 3.4777 | 0.26456 | 0.72625 | 1.3846 | 2.2634 | 3.2749 | 4.176 | 5.0321 | 5.8627 | 6.6003 | 7.3519 | 8.0939 | 8.8517 | 9.5522 | 10.2636 | 10.9668 | 11.4218 | 11.6181 | 11.635 | 11.635 | 11.635 | 0.0041424 | 0.0071484 | 0.010115 | 0.013407 | 0.015369 | 0.017628 | 0.019844 | 0.022324 | 0.024161 | 0.026267 | 0.028289 | 0.030647 | 0.032195 | 0.03411 | 0.036016 | 0.038205 | 0.039666 | 0.041447 | 0.046286 | 0.050122 | 0.0041424 | 0.011245 | 0.021273 | 0.034532 | 0.049759 | 0.063154 | 0.075775 | 0.087899 | 0.098654 | 0.10953 | 0.12002 | 0.1307 | 0.14046 | 0.15039 | 0.16016 | 0.1661 | 0.16858 | 0.16834 | 0.16794 | 0.16769 | 0.26456 | 0.4617 | 0.65836 | 0.87878 | 1.0115 | 1.1656 | 1.3178 | 1.489 | 1.6164 | 1.763 | 1.9077 | 2.0755 | 2.1894 | 2.3279 | 2.4662 | 2.6272 | 2.7336 | 2.8647 | 3.2067 | 3.4777 | 0.26456 | 0.72625 | 1.3846 | 2.2634 | 3.2749 | 4.176 | 5.0321 | 5.8627 | 6.6003 | 7.3519 | 8.0939 | 8.8517 | 9.5522 | 10.2636 | 10.9668 | 11.4218 | 11.6181 | 11.635 | 11.635 | 11.635 | 0.0041424 | 0.0071484 | 0.010115 | 0.013407 | 0.015369 | 0.017628 | 0.019844 | 0.022324 | 0.024161 | 0.026267 | 0.028289 | 0.030647 | 0.032195 | 0.03411 | 0.036016 | 0.038205 | 0.039666 | 0.041447 | 0.046286 | 0.050122 | 0.0041424 | 0.011245 | 0.021273 | 0.034532 | 0.049759 | 0.063154 | 0.075775 | 0.087899 | 0.098654 | 0.10953 | 0.12002 | 0.1307 | 0.14046 | 0.15039 | 0.16016 | 0.1661 | 0.16858 | 0.16834 | 0.16794 | 0.16769 | 0.26456 | 0.4617 | 0.65836 | 0.87878 | 1.0115 | 1.1656 | 1.3178 | 1.489 | 1.6164 | 1.763 | 1.9077 | 2.0755 | 2.1894 | 2.3279 | 2.4662 | 2.6272 | 2.7336 | 2.8647 | 3.2067 | 3.4777 | 0.26456 | 0.72625 | 1.3846 | 2.2634 | 3.2749 | 4.176 | 5.0321 | 5.8627 | 6.6003 | 7.3519 | 8.0939 | 8.8517 | 9.5522 | 10.2636 | 10.9668 | 11.4218 | 11.6181 | 11.635 | 11.635 | 11.635 | 0.0041424 | 0.0071484 | 0.010115 | 0.013407 | 0.015369 | 0.017628 | 0.019844 | 0.022324 | 0.024161 | 0.026267 | 0.028289 | 0.030647 | 0.032195 | 0.03411 | 0.036016 | 0.038205 | 0.039666 | 0.041447 | 0.046286 | 0.050122 | 0.0041424 | 0.011245 | 0.021273 | 0.034532 | 0.049759 | 0.063154 | 0.075775 | 0.087899 | 0.098654 | 0.10953 | 0.12002 | 0.1307 | 0.14046 | 0.15039 | 0.16016 | 0.1661 | 0.16858 | 0.16834 | 0.16794 | 0.16769 | 0.26456 | 0.4617 | 0.65836 | 0.87878 | 1.0115 | 1.1656 | 1.3178 | 1.489 | 1.6164 | 1.763 | 1.9077 | 2.0755 | 2.1894 | 2.3279 | 2.4662 | 2.6272 | 2.7336 | 2.8647 | 3.2067 | 3.4777 | 0.26456 | 0.72625 | 1.3846 | 2.2634 | 3.2749 | 4.176 | 5.0321 | 5.8627 | 6.6003 | 7.3519 | 8.0939 | 8.8517 | 9.5522 | 10.2636 | 10.9668 | 11.4218 | 11.6181 | 11.635 | 11.635 | 11.635 | 302.0259 | 302.0259 | 302.0259 | 302.0259 | 302.0259 | 302.0259 | 302.0259 | 302.0259 | 302.0259 | 302.0259 | 302.0259 | 302.0259 | 302.0259 | 302.0259 | 302.0259 | 302.0259 | 302.0259 | 302.0259 | 302.0259 | 302.0259 | 259.5969 | 259.5969 | 259.5969 | 259.5969 | 259.5969 | 259.5969 | 259.5969 | 259.5969 | 259.5969 | 259.5969 | 259.5969 | 259.5969 | 259.5969 | 259.5969 | 259.5969 | 259.5969 | 259.5969 | 259.5969 | 259.5969 | 259.5969
WA_Industrial_Primary Metals_New_Process_Natural Gas_Strategic Energy Management_A | WA | Industrial | Primary Metals | New | Process | Natural Gas | Strategic Energy Management | A | IM235 | No energy management system | Energy management system installed and programmed | 5 | 100.7891 | 0 | 0 | 188.59 | 0 | 4.49 | 0 | 94.2927 |  | employee | 5% | 50% | Retrofit | RetroEven20 | 80.75% | TBD | 0.2% | 300.1195 |  | 259.0863 |  | 0.11288 | BEHAV_SEM-All-CPUC-2018_PG-26 | BEHAV_SEM-All-CPUC-2018_PG-26 | AEG Research | No energy management system | No energy management system | No energy management system | No energy management system | No energy management system | No energy management system | No energy management system | No energy management system | No energy management system | No energy management system | No energy management system | No energy management system | No energy management system | No energy management system | No energy management system | No energy management system | No energy management system | No energy management system | No energy management system | No energy management system | No energy management system | No energy management system | Energy management system installed and programmed | Energy management system installed and programmed | Energy management system installed and programmed | Energy management system installed and programmed | Energy management system installed and programmed | Energy management system installed and programmed | Energy management system installed and programmed | Energy management system installed and programmed | Energy management system installed and programmed | Energy management system installed and programmed | Energy management system installed and programmed | Energy management system installed and programmed | Energy management system installed and programmed | Energy management system installed and programmed | Energy management system installed and programmed | Energy management system installed and programmed | Energy management system installed and programmed | Energy management system installed and programmed | Energy management system installed and programmed | Energy management system installed and programmed | Energy management system installed and programmed | Energy management system installed and programmed | 188.59 | 188.59 | 188.59 | 188.59 | 188.59 | 188.59 | 188.59 | 188.59 | 188.59 | 188.59 | 188.59 | 188.59 | 188.59 | 188.59 | 188.59 | 188.59 | 188.59 | 188.59 | 188.59 | 188.59 | 188.59 | 188.59 | 0 | 0 | 100.6737 | 100.6087 | 100.5489 | 100.4969 | 100.4232 | 100.3708 | 100.3384 | 100.3257 | 100.3107 | 100.3092 | 100.3125 | 100.3246 | 100.3277 | 100.3382 | 100.35 | 100.366 | 100.3824 | 100.401 | 100.4175 | 100.4327 | 0.13278 | 0.23157 | 0.33001 | 0.44028 | 0.50642 | 0.58326 | 0.65919 | 0.74471 | 0.80835 | 0.88165 | 0.95403 | 1.0381 | 1.0951 | 1.1644 | 1.2338 | 1.3146 | 1.368 | 1.4339 | 1.6053 | 1.7413 | 0.13278 | 0.36426 | 0.69406 | 1.134 | 1.6396 | 2.0896 | 2.5172 | 2.9323 | 3.3007 | 3.6765 | 4.0477 | 4.4272 | 4.7777 | 5.1341 | 5.4864 | 5.715 | 5.8142 | 5.8237 | 5.8246 | 5.8255 | 1.3189 | 2.3017 | 3.2821 | 4.381 | 5.0428 | 5.8111 | 6.5696 | 7.4229 | 8.0584 | 8.7894 | 9.5106 | 10.3473 | 10.9151 | 11.6052 | 12.2948 | 13.0976 | 13.6279 | 14.2813 | 15.9862 | 17.3376 | 1.3189 | 3.6206 | 6.9027 | 11.2838 | 16.3266 | 20.8187 | 25.0867 | 29.2274 | 32.9049 | 36.6514 | 40.3509 | 44.1286 | 47.6207 | 51.1675 | 54.673 | 56.9411 | 57.9201 | 58.0042 | 58.0042 | 58.0042 | 0.11288 | 0.19689 | 0.28061 | 0.3744 | 0.43069 | 0.49608 | 0.56069 | 0.63344 | 0.68759 | 0.74994 | 0.81151 | 0.88298 | 0.93147 | 0.99045 | 1.0494 | 1.1181 | 1.1635 | 1.2195 | 1.3653 | 1.4809 | 0.11288 | 0.30971 | 0.59016 | 0.96431 | 1.3944 | 1.7773 | 2.141 | 2.4942 | 2.8076 | 3.1272 | 3.443 | 3.7657 | 4.0638 | 4.3669 | 4.6665 | 4.8608 | 4.945 | 4.953 | 4.9537 | 4.9543 | 1.1211 | 1.9565 | 2.7898 | 3.7239 | 4.2864 | 4.9394 | 5.5842 | 6.3095 | 6.8497 | 7.471 | 8.084 | 8.7952 | 9.2778 | 9.8644 | 10.4506 | 11.133 | 11.5837 | 12.1391 | 13.5883 | 14.737 | 1.1211 | 3.0775 | 5.8673 | 9.5912 | 13.8776 | 17.6959 | 21.3237 | 24.8433 | 27.9691 | 31.1537 | 34.2983 | 37.5093 | 40.4776 | 43.4924 | 46.4721 | 48.4 | 49.2321 | 49.3036 | 49.3036 | 49.3036 | 0.11288 | 0.19689 | 0.28061 | 0.3744 | 0.43069 | 0.49608 | 0.56069 | 0.63344 | 0.68759 | 0.74994 | 0.81151 | 0.88298 | 0.93147 | 0.99045 | 1.0494 | 1.1181 | 1.1635 | 1.2195 | 1.3653 | 1.4809 | 0.11288 | 0.30971 | 0.59016 | 0.96431 | 1.3944 | 1.7773 | 2.141 | 2.4942 | 2.8076 | 3.1272 | 3.443 | 3.7657 | 4.0638 | 4.3669 | 4.6665 | 4.8608 | 4.945 | 4.953 | 4.9537 | 4.9543 | 1.1211 | 1.9565 | 2.7898 | 3.7239 | 4.2864 | 4.9394 | 5.5842 | 6.3095 | 6.8497 | 7.471 | 8.084 | 8.7952 | 9.2778 | 9.8644 | 10.4506 | 11.133 | 11.5837 | 12.1391 | 13.5883 | 14.737 | 1.1211 | 3.0775 | 5.8673 | 9.5912 | 13.8776 | 17.6959 | 21.3237 | 24.8433 | 27.9691 | 31.1537 | 34.2983 | 37.5093 | 40.4776 | 43.4924 | 46.4721 | 48.4 | 49.2321 | 49.3036 | 49.3036 | 49.3036 | 0.11288 | 0.19689 | 0.28061 | 0.3744 | 0.43069 | 0.49608 | 0.56069 | 0.63344 | 0.68759 | 0.74994 | 0.81151 | 0.88298 | 0.93147 | 0.99045 | 1.0494 | 1.1181 | 1.1635 | 1.2195 | 1.3653 | 1.4809 | 0.11288 | 0.30971 | 0.59016 | 0.96431 | 1.3944 | 1.7773 | 2.141 | 2.4942 | 2.8076 | 3.1272 | 3.443 | 3.7657 | 4.0638 | 4.3669 | 4.6665 | 4.8608 | 4.945 | 4.953 | 4.9537 | 4.9543 | 1.1211 | 1.9565 | 2.7898 | 3.7239 | 4.2864 | 4.9394 | 5.5842 | 6.3095 | 6.8497 | 7.471 | 8.084 | 8.7952 | 9.2778 | 9.8644 | 10.4506 | 11.133 | 11.5837 | 12.1391 | 13.5883 | 14.737 | 1.1211 | 3.0775 | 5.8673 | 9.5912 | 13.8776 | 17.6959 | 21.3237 | 24.8433 | 27.9691 | 31.1537 | 34.2983 | 37.5093 | 40.4776 | 43.4924 | 46.4721 | 48.4 | 49.2321 | 49.3036 | 49.3036 | 49.3036 | 0.11288 | 0.19689 | 0.28061 | 0.3744 | 0.43069 | 0.49608 | 0.56069 | 0.63344 | 0.68759 | 0.74994 | 0.81151 | 0.88298 | 0.93147 | 0.99045 | 1.0494 | 1.1181 | 1.1635 | 1.2195 | 1.3653 | 1.4809 | 0.11288 | 0.30971 | 0.59016 | 0.96431 | 1.3944 | 1.7773 | 2.141 | 2.4942 | 2.8076 | 3.1272 | 3.443 | 3.7657 | 4.0638 | 4.3669 | 4.6665 | 4.8608 | 4.945 | 4.953 | 4.9537 | 4.9543 | 1.1211 | 1.9565 | 2.7898 | 3.7239 | 4.2864 | 4.9394 | 5.5842 | 6.3095 | 6.8497 | 7.471 | 8.084 | 8.7952 | 9.2778 | 9.8644 | 10.4506 | 11.133 | 11.5837 | 12.1391 | 13.5883 | 14.737 | 1.1211 | 3.0775 | 5.8673 | 9.5912 | 13.8776 | 17.6959 | 21.3237 | 24.8433 | 27.9691 | 31.1537 | 34.2983 | 37.5093 | 40.4776 | 43.4924 | 46.4721 | 48.4 | 49.2321 | 49.3036 | 49.3036 | 49.3036 | 302.0259 | 302.0259 | 302.0259 | 302.0259 | 302.0259 | 302.0259 | 302.0259 | 302.0259 | 302.0259 | 302.0259 | 302.0259 | 302.0259 | 302.0259 | 302.0259 | 302.0259 | 302.0259 | 302.0259 | 302.0259 | 302.0259 | 302.0259 | 259.5969 | 259.5969 | 259.5969 | 259.5969 | 259.5969 | 259.5969 | 259.5969 | 259.5969 | 259.5969 | 259.5969 | 259.5969 | 259.5969 | 259.5969 | 259.5969 | 259.5969 | 259.5969 | 259.5969 | 259.5969 | 259.5969 | 259.5969
WA_Industrial_Primary Metals_New_Miscellaneous_Natural Gas_Strategic Energy Management_A | WA | Industrial | Primary Metals | New | Miscellaneous | Natural Gas | Strategic Energy Management | A | IM236 | No energy management system | Energy management system installed and programmed | 5 | 17.014 | 0 | 0 | 188.59 | 0 | 4.49 | 0 | 94.2927 |  | employee | 5% | 50% | Retrofit | RetroEven20 | 80.75% | TBD | 0.2% | 300.1195 |  | 259.0863 |  | 0.0047684 | BEHAV_SEM-All-CPUC-2018_PG-26 | BEHAV_SEM-All-CPUC-2018_PG-26 | AEG Research | No energy management system | No energy management system | No energy management system | No energy management system | No energy management system | No energy management system | No energy management system | No energy management system | No energy management system | No energy management system | No energy management system | No energy management system | No energy management system | No energy management system | No energy management system | No energy management system | No energy management system | No energy management system | No energy management system | No energy management system | No energy management system | No energy management system | Energy management system installed and programmed | Energy management system installed and programmed | Energy management system installed and programmed | Energy management system installed and programmed | Energy management system installed and programmed | Energy management system installed and programmed | Energy management system installed and programmed | Energy management system installed and programmed | Energy management system installed and programmed | Energy management system installed and programmed | Energy management system installed and programmed | Energy management system installed and programmed | Energy management system installed and programmed | Energy management system installed and programmed | Energy management system installed and programmed | Energy management system installed and programmed | Energy management system installed and programmed | Energy management system installed and programmed | Energy management system installed and programmed | Energy management system installed and programmed | Energy management system installed and programmed | Energy management system installed and programmed | 188.59 | 188.59 | 188.59 | 188.59 | 188.59 | 188.59 | 188.59 | 188.59 | 188.59 | 188.59 | 188.59 | 188.59 | 188.59 | 188.59 | 188.59 | 188.59 | 188.59 | 188.59 | 188.59 | 188.59 | 188.59 | 188.59 | 0 | 0 | 17.014 | 17.014 | 17.014 | 17.014 | 17.014 | 17.014 | 17.014 | 17.014 | 17.014 | 17.014 | 17.014 | 17.014 | 17.014 | 17.014 | 17.014 | 17.014 | 17.014 | 17.014 | 17.014 | 17.014 | 0.0056099 | 0.0097904 | 0.013961 | 0.018635 | 0.02145 | 0.024717 | 0.027944 | 0.031573 | 0.034277 | 0.037386 | 0.040453 | 0.044012 | 0.046427 | 0.049363 | 0.052296 | 0.055711 | 0.057966 | 0.060746 | 0.067998 | 0.073746 | 0.0056099 | 0.0154 | 0.029361 | 0.047996 | 0.069445 | 0.088553 | 0.10671 | 0.12432 | 0.13996 | 0.1559 | 0.17163 | 0.1877 | 0.20256 | 0.21764 | 0.23255 | 0.2422 | 0.24636 | 0.24672 | 0.24672 | 0.24672 | 0.32972 | 0.57543 | 0.82053 | 1.0953 | 1.2607 | 1.4528 | 1.6424 | 1.8557 | 2.0146 | 2.1973 | 2.3776 | 2.5868 | 2.7288 | 2.9013 | 3.0737 | 3.2744 | 3.407 | 3.5703 | 3.9966 | 4.3344 | 0.32972 | 0.90515 | 1.7257 | 2.8209 | 4.0816 | 5.2047 | 6.2717 | 7.3069 | 8.2262 | 9.1629 | 10.0877 | 11.0321 | 11.9052 | 12.7919 | 13.6683 | 14.2353 | 14.48 | 14.501 | 14.501 | 14.501 | 0.0047684 | 0.0083218 | 0.011866 | 0.015839 | 0.018232 | 0.02101 | 0.023752 | 0.026837 | 0.029135 | 0.031778 | 0.034385 | 0.03741 | 0.039463 | 0.041958 | 0.044452 | 0.047354 | 0.049271 | 0.051634 | 0.057798 | 0.062684 | 0.0047684 | 0.01309 | 0.024957 | 0.040796 | 0.059028 | 0.07527 | 0.0907 | 0.10567 | 0.11897 | 0.13251 | 0.14589 | 0.15955 | 0.17217 | 0.185 | 0.19767 | 0.20587 | 0.20941 | 0.20971 | 0.20971 | 0.20971 | 0.28026 | 0.48911 | 0.69745 | 0.93097 | 1.0716 | 1.2349 | 1.396 | 1.5774 | 1.7124 | 1.8677 | 2.021 | 2.1988 | 2.3195 | 2.4661 | 2.6127 | 2.7832 | 2.8959 | 3.0348 | 3.3971 | 3.6842 | 0.28026 | 0.76938 | 1.4668 | 2.3978 | 3.4694 | 4.424 | 5.3309 | 6.2108 | 6.9923 | 7.7884 | 8.5746 | 9.3773 | 10.1194 | 10.8731 | 11.618 | 12.1 | 12.308 | 12.3259 | 12.3259 | 12.3259 | 0.0047684 | 0.0083218 | 0.011866 | 0.015839 | 0.018232 | 0.02101 | 0.023752 | 0.026837 | 0.029135 | 0.031778 | 0.034385 | 0.03741 | 0.039463 | 0.041958 | 0.044452 | 0.047354 | 0.049271 | 0.051634 | 0.057798 | 0.062684 | 0.0047684 | 0.01309 | 0.024957 | 0.040796 | 0.059028 | 0.07527 | 0.0907 | 0.10567 | 0.11897 | 0.13251 | 0.14589 | 0.15955 | 0.17217 | 0.185 | 0.19767 | 0.20587 | 0.20941 | 0.20971 | 0.20971 | 0.20971 | 0.28026 | 0.48911 | 0.69745 | 0.93097 | 1.0716 | 1.2349 | 1.396 | 1.5774 | 1.7124 | 1.8677 | 2.021 | 2.1988 | 2.3195 | 2.4661 | 2.6127 | 2.7832 | 2.8959 | 3.0348 | 3.3971 | 3.6842 | 0.28026 | 0.76938 | 1.4668 | 2.3978 | 3.4694 | 4.424 | 5.3309 | 6.2108 | 6.9923 | 7.7884 | 8.5746 | 9.3773 | 10.1194 | 10.8731 | 11.618 | 12.1 | 12.308 | 12.3259 | 12.3259 | 12.3259 | 0.0047684 | 0.0083218 | 0.011866 | 0.015839 | 0.018232 | 0.02101 | 0.023752 | 0.026837 | 0.029135 | 0.031778 | 0.034385 | 0.03741 | 0.039463 | 0.041958 | 0.044452 | 0.047354 | 0.049271 | 0.051634 | 0.057798 | 0.062684 | 0.0047684 | 0.01309 | 0.024957 | 0.040796 | 0.059028 | 0.07527 | 0.0907 | 0.10567 | 0.11897 | 0.13251 | 0.14589 | 0.15955 | 0.17217 | 0.185 | 0.19767 | 0.20587 | 0.20941 | 0.20971 | 0.20971 | 0.20971 | 0.28026 | 0.48911 | 0.69745 | 0.93097 | 1.0716 | 1.2349 | 1.396 | 1.5774 | 1.7124 | 1.8677 | 2.021 | 2.1988 | 2.3195 | 2.4661 | 2.6127 | 2.7832 | 2.8959 | 3.0348 | 3.3971 | 3.6842 | 0.28026 | 0.76938 | 1.4668 | 2.3978 | 3.4694 | 4.424 | 5.3309 | 6.2108 | 6.9923 | 7.7884 | 8.5746 | 9.3773 | 10.1194 | 10.8731 | 11.618 | 12.1 | 12.308 | 12.3259 | 12.3259 | 12.3259 | 0.0047684 | 0.0083218 | 0.011866 | 0.015839 | 0.018232 | 0.02101 | 0.023752 | 0.026837 | 0.029135 | 0.031778 | 0.034385 | 0.03741 | 0.039463 | 0.041958 | 0.044452 | 0.047354 | 0.049271 | 0.051634 | 0.057798 | 0.062684 | 0.0047684 | 0.01309 | 0.024957 | 0.040796 | 0.059028 | 0.07527 | 0.0907 | 0.10567 | 0.11897 | 0.13251 | 0.14589 | 0.15955 | 0.17217 | 0.185 | 0.19767 | 0.20587 | 0.20941 | 0.20971 | 0.20971 | 0.20971 | 0.28026 | 0.48911 | 0.69745 | 0.93097 | 1.0716 | 1.2349 | 1.396 | 1.5774 | 1.7124 | 1.8677 | 2.021 | 2.1988 | 2.3195 | 2.4661 | 2.6127 | 2.7832 | 2.8959 | 3.0348 | 3.3971 | 3.6842 | 0.28026 | 0.76938 | 1.4668 | 2.3978 | 3.4694 | 4.424 | 5.3309 | 6.2108 | 6.9923 | 7.7884 | 8.5746 | 9.3773 | 10.1194 | 10.8731 | 11.618 | 12.1 | 12.308 | 12.3259 | 12.3259 | 12.3259 | 302.0259 | 302.0259 | 302.0259 | 302.0259 | 302.0259 | 302.0259 | 302.0259 | 302.0259 | 302.0259 | 302.0259 | 302.0259 | 302.0259 | 302.0259 | 302.0259 | 302.0259 | 302.0259 | 302.0259 | 302.0259 | 302.0259 | 302.0259 | 259.5969 | 259.5969 | 259.5969 | 259.5969 | 259.5969 | 259.5969 | 259.5969 | 259.5969 | 259.5969 | 259.5969 | 259.5969 | 259.5969 | 259.5969 | 259.5969 | 259.5969 | 259.5969 | 259.5969 | 259.5969 | 259.5969 | 259.5969
WA_Industrial_Primary Metals_New_Space Heating_Natural Gas_Commissioning_A | WA | Industrial | Primary Metals | New | Space Heating | Natural Gas | Commissioning | A | IM237 | New construction code | Optimized HVAC design and controls | 10 | 20.6396 | 0 | 0 | 0.27 | 0 | 0 | 0 | 0.1336 |  | employee | 0% | 0% | Retrofit | Retro12Med | 75.44% | TBD | 0.2% | 0.64868 |  | 0.46171 |  | 0 | DL20_COM_CX-Refrig-2021PLN-V11-3 | 2018 AMIL BUS Retro-Commissioning Initiative | U.S. Department of Energy. Lawrence Berkeley National Labs and Building Commissioning Association. https://www.bcxa.org/wp-content/uploads/2020/09/1-s2.0- S0378778819319553-main.pdf | New construction code | New construction code | New construction code | New construction code | New construction code | New construction code | New construction code | New construction code | New construction code | New construction code | New construction code | New construction code | New construction code | New construction code | New construction code | New construction code | New construction code | New construction code | New construction code | New construction code | New construction code | New construction code | Optimized HVAC design and controls | Optimized HVAC design and controls | Optimized HVAC design and controls | Optimized HVAC design and controls | Optimized HVAC design and controls | Optimized HVAC design and controls | Optimized HVAC design and controls | Optimized HVAC design and controls | Optimized HVAC design and controls | Optimized HVAC design and controls | Optimized HVAC design and controls | Optimized HVAC design and controls | Optimized HVAC design and controls | Optimized HVAC design and controls | Optimized HVAC design and controls | Optimized HVAC design and controls | Optimized HVAC design and controls | Optimized HVAC design and controls | Optimized HVAC design and controls | Optimized HVAC design and controls | Optimized HVAC design and controls | Optimized HVAC design and controls | 0.27 | 0.27 | 0.27 | 0.27 | 0.27 | 0.27 | 0.27 | 0.27 | 0.27 | 0.27 | 0.27 | 0.27 | 0.27 | 0.27 | 0.27 | 0.27 | 0.27 | 0.27 | 0.27 | 0.27 | 0.27 | 0.27 | 0 | 0 | 20.5709 | 19.3663 | 18.8949 | 18.6204 | 18.5134 | 18.4201 | 18.3495 | 18.2875 | 18.2499 | 18.2134 | 18.1399 | 18.0809 | 18.0181 | 18.0734 | 18.1064 | 18.1053 | 18.1394 | 18.1339 | 18.1425 | 18.1256 | 0 | 0 | 0 | 0 | 0 | 0 | 0 | 0 | 0 | 0 | 0 | 0 | 0 | 0 | 0 | 0 | 0 | 0 | 0 | 0 | 0 | 0 | 0 | 0 | 0 | 0 | 0 | 0 | 0 | 0 | 0 | 0 | 0 | 0 | 0 | 0 | 0 | 0 | 0 | 0 | 0 | 0 | 0 | 0 | 0 | 0 | 0 | 0 | 0 | 0 | 0 | 0 | 0 | 0 | 0 | 0 | 0 | 0 | 0 | 0 | 0 | 0 | 0 | 0 | 0 | 0 | 0 | 0 | 0 | 0 | 0 | 0 | 0 | 0 | 0 | 0 | 0 | 0 | 0 | 0 | 0 | 0 | 0 | 0 | 0 | 0 | 0 | 0 | 0 | 0 | 0 | 0 | 0 | 0 | 0 | 0 | 0 | 0 | 0 | 0 | 0 | 0 | 0 | 0 | 0 | 0 | 0 | 0 | 0 | 0 | 0 | 0 | 0 | 0 | 0 | 0 | 0 | 0 | 0 | 0 | 0 | 0 | 0 | 0 | 0 | 0 | 0 | 0 | 0 | 0 | 0 | 0 | 0 | 0 | 0 | 0 | 0 | 0 | 0 | 0 | 0 | 0 | 0 | 0 | 0 | 0 | 0 | 0 | 0 | 0 | 0 | 0 | 0 | 0 | 0 | 0 | 0 | 0 | 0 | 0 | 0 | 0 | 0 | 0 | 0 | 0 | 0 | 0 | 0 | 0 | 0 | 0 | 0 | 0 | 0 | 0 | 0 | 0 | 0 | 0 | 0 | 0 | 0 | 0 | 0 | 0 | 0 | 0 | 0 | 0 | 0 | 0 | 0 | 0 | 0 | 0 | 0 | 0 | 0 | 0 | 0 | 0 | 0 | 0 | 0 | 0 | 0 | 0 | 0 | 0 | 0 | 0 | 0 | 0 | 0 | 0 | 0 | 0 | 0 | 0 | 0 | 0 | 0 | 0 | 0 | 0 | 0 | 0 | 0 | 0 | 0 | 0 | 0 | 0 | 0 | 0 | 0 | 0 | 0 | 0 | 0 | 0 | 0 | 0 | 0 | 0 | 0 | 0 | 0 | 0 | 0 | 0 | 0 | 0 | 0 | 0 | 0 | 0 | 0 | 0 | 0 | 0 | 0 | 0 | 0 | 0 | 0 | 0 | 0 | 0 | 0 | 0 | 0 | 0 | 0 | 0 | 0 | 0 | 0 | 0 | 0 | 0 | 0 | 0 | 0 | 0 | 0 | 0 | 0 | 0 | 0 | 0 | 0 | 0 | 0 | 0 | 0 | 0 | 0 | 0 | 0 | 0 | 0 | 0 | 0 | 0 | 0 | 0 | 0 | 0 | 0 | 0 | 0 | 0 | 0 | 0 | 0 | 0 | 0 | 0 | 0 | 0 | 0 | 0 | 0 | 0 | 0 | 0 | 0 | 0 | 0 | 0 | 0 | 0 | 0 | 0 | 0 | 0 | 0 | 0 | 0 | 0 | 0 | 0 | 0 | 0 | 0 | 0 | 0 | 0 | 0 | 0 | 0 | 0 | 0 | 0 | 0 | 0 | 0 | 0 | 0 | 0 | 0 | 0 | 0 | 0 | 0 | 0 | 0 | 0 | 0 | 0 | 0 | 0 | 0 | 0 | 0 | 0 | 0 | 0 | 0 | 0 | 0 | 0 | 0 | 0 | 0 | 0 | 0 | 0 | 0 | 0 | 0 | 0 | 0 | 0 | 0 | 0 | 0 | 0 | 0.064736 | 0.064736 | 0.064736 | 0.064736 | 0.064736 | 0.064736 | 0.064736 | 0.064736 | 0.064736 | 0.064736 | 0.064736 | 0.064736 | 0.064736 | 0.064736 | 0.064736 | 0.064736 | 0.064736 | 0.064736 | 0.064736 | 0.064736 | 0.046078 | 0.046078 | 0.046078 | 0.046078 | 0.046078 | 0.046078 | 0.046078 | 0.046078 | 0.046078 | 0.046078 | 0.046078 | 0.046078 | 0.046078 | 0.046078 | 0.046078 | 0.046078 | 0.046078 | 0.046078 | 0.046078 | 0.046078
WA_Industrial_Primary Metals_New_Process_Natural Gas_Commissioning_A | WA | Industrial | Primary Metals | New | Process | Natural Gas | Commissioning | A | IM238 | New construction code | Optimized process design and controls | 10 | 562.5435 | 0 | 0 | 0.27 | 0 | 0 | 0 | 0.1336 |  | employee | 0% | 0% | Retrofit | Retro12Med | 75.44% | TBD | 0.2% | 0.64868 |  | 0.46171 |  | 0 | DL20_COM_CX-Refrig-2021PLN-V11-3 | 2018 AMIL BUS Retro-Commissioning Initiative | U.S. Department of Energy. Lawrence Berkeley National Labs and Building Commissioning Association. https://www.bcxa.org/wp-content/uploads/2020/09/1-s2.0- S0378778819319553-main.pdf | New construction code | New construction code | New construction code | New construction code | New construction code | New construction code | New construction code | New construction code | New construction code | New construction code | New construction code | New construction code | New construction code | New construction code | New construction code | New construction code | New construction code | New construction code | New construction code | New construction code | New construction code | New construction code | Optimized process design and controls | Optimized process design and controls | Optimized process design and controls | Optimized process design and controls | Optimized process design and controls | Optimized process design and controls | Optimized process design and controls | Optimized process design and controls | Optimized process design and controls | Optimized process design and controls | Optimized process design and controls | Optimized process design and controls | Optimized process design and controls | Optimized process design and controls | Optimized process design and controls | Optimized process design and controls | Optimized process design and controls | Optimized process design and controls | Optimized process design and controls | Optimized process design and controls | Optimized process design and controls | Optimized process design and controls | 0.27 | 0.27 | 0.27 | 0.27 | 0.27 | 0.27 | 0.27 | 0.27 | 0.27 | 0.27 | 0.27 | 0.27 | 0.27 | 0.27 | 0.27 | 0.27 | 0.27 | 0.27 | 0.27 | 0.27 | 0.27 | 0.27 | 0 | 0 | 562.5435 | 562.5435 | 562.5435 | 562.5435 | 562.5435 | 562.5435 | 562.5435 | 562.5435 | 562.5435 | 562.5435 | 562.5435 | 562.5435 | 562.5435 | 562.5435 | 562.5435 | 562.5435 | 562.5435 | 562.5435 | 562.5435 | 562.5435 | 0 | 0 | 0 | 0 | 0 | 0 | 0 | 0 | 0 | 0 | 0 | 0 | 0 | 0 | 0 | 0 | 0 | 0 | 0 | 0 | 0 | 0 | 0 | 0 | 0 | 0 | 0 | 0 | 0 | 0 | 0 | 0 | 0 | 0 | 0 | 0 | 0 | 0 | 0 | 0 | 0 | 0 | 0 | 0 | 0 | 0 | 0 | 0 | 0 | 0 | 0 | 0 | 0 | 0 | 0 | 0 | 0 | 0 | 0 | 0 | 0 | 0 | 0 | 0 | 0 | 0 | 0 | 0 | 0 | 0 | 0 | 0 | 0 | 0 | 0 | 0 | 0 | 0 | 0 | 0 | 0 | 0 | 0 | 0 | 0 | 0 | 0 | 0 | 0 | 0 | 0 | 0 | 0 | 0 | 0 | 0 | 0 | 0 | 0 | 0 | 0 | 0 | 0 | 0 | 0 | 0 | 0 | 0 | 0 | 0 | 0 | 0 | 0 | 0 | 0 | 0 | 0 | 0 | 0 | 0 | 0 | 0 | 0 | 0 | 0 | 0 | 0 | 0 | 0 | 0 | 0 | 0 | 0 | 0 | 0 | 0 | 0 | 0 | 0 | 0 | 0 | 0 | 0 | 0 | 0 | 0 | 0 | 0 | 0 | 0 | 0 | 0 | 0 | 0 | 0 | 0 | 0 | 0 | 0 | 0 | 0 | 0 | 0 | 0 | 0 | 0 | 0 | 0 | 0 | 0 | 0 | 0 | 0 | 0 | 0 | 0 | 0 | 0 | 0 | 0 | 0 | 0 | 0 | 0 | 0 | 0 | 0 | 0 | 0 | 0 | 0 | 0 | 0 | 0 | 0 | 0 | 0 | 0 | 0 | 0 | 0 | 0 | 0 | 0 | 0 | 0 | 0 | 0 | 0 | 0 | 0 | 0 | 0 | 0 | 0 | 0 | 0 | 0 | 0 | 0 | 0 | 0 | 0 | 0 | 0 | 0 | 0 | 0 | 0 | 0 | 0 | 0 | 0 | 0 | 0 | 0 | 0 | 0 | 0 | 0 | 0 | 0 | 0 | 0 | 0 | 0 | 0 | 0 | 0 | 0 | 0 | 0 | 0 | 0 | 0 | 0 | 0 | 0 | 0 | 0 | 0 | 0 | 0 | 0 | 0 | 0 | 0 | 0 | 0 | 0 | 0 | 0 | 0 | 0 | 0 | 0 | 0 | 0 | 0 | 0 | 0 | 0 | 0 | 0 | 0 | 0 | 0 | 0 | 0 | 0 | 0 | 0 | 0 | 0 | 0 | 0 | 0 | 0 | 0 | 0 | 0 | 0 | 0 | 0 | 0 | 0 | 0 | 0 | 0 | 0 | 0 | 0 | 0 | 0 | 0 | 0 | 0 | 0 | 0 | 0 | 0 | 0 | 0 | 0 | 0 | 0 | 0 | 0 | 0 | 0 | 0 | 0 | 0 | 0 | 0 | 0 | 0 | 0 | 0 | 0 | 0 | 0 | 0 | 0 | 0 | 0 | 0 | 0 | 0 | 0 | 0 | 0 | 0 | 0 | 0 | 0 | 0 | 0 | 0 | 0 | 0 | 0 | 0 | 0 | 0 | 0 | 0 | 0 | 0 | 0 | 0 | 0 | 0 | 0 | 0 | 0 | 0 | 0 | 0 | 0 | 0 | 0 | 0 | 0 | 0 | 0 | 0 | 0 | 0 | 0 | 0 | 0 | 0 | 0 | 0 | 0 | 0 | 0 | 0 | 0 | 0.064736 | 0.064736 | 0.064736 | 0.064736 | 0.064736 | 0.064736 | 0.064736 | 0.064736 | 0.064736 | 0.064736 | 0.064736 | 0.064736 | 0.064736 | 0.064736 | 0.064736 | 0.064736 | 0.064736 | 0.064736 | 0.064736 | 0.064736 | 0.046078 | 0.046078 | 0.046078 | 0.046078 | 0.046078 | 0.046078 | 0.046078 | 0.046078 | 0.046078 | 0.046078 | 0.046078 | 0.046078 | 0.046078 | 0.046078 | 0.046078 | 0.046078 | 0.046078 | 0.046078 | 0.046078 | 0.046078
WA_Industrial_Primary Metals_New_Space Heating_Natural Gas_Retrocommissioning_A | WA | Industrial | Primary Metals | New | Space Heating | Natural Gas | Retrocommissioning | A | IM239 | Vintage/existing building | Optimized HVAC flow and controls | 5 | 0 | 0 | 0 | 0 | 0 | 0 | 0 | 0 |  | employee | 0% | 0% | Retrofit | RetroEven20 | 80.75% | TBD | 0.2% | 290.8153 |  | 224.9517 |  | 0 | COM_RCX-Heating-7PLN-v5-18 | COM_RCX-Heating-7PLN-v5-18 | n/a | Vintage/existing building | Vintage/existing building | Vintage/existing building | Vintage/existing building | Vintage/existing building | Vintage/existing building | Vintage/existing building | Vintage/existing building | Vintage/existing building | Vintage/existing building | Vintage/existing building | Vintage/existing building | Vintage/existing building | Vintage/existing building | Vintage/existing building | Vintage/existing building | Vintage/existing building | Vintage/existing building | Vintage/existing building | Vintage/existing building | Vintage/existing building | Vintage/existing building | Optimized HVAC flow and controls | Optimized HVAC flow and controls | Optimized HVAC flow and controls | Optimized HVAC flow and controls | Optimized HVAC flow and controls | Optimized HVAC flow and controls | Optimized HVAC flow and controls | Optimized HVAC flow and controls | Optimized HVAC flow and controls | Optimized HVAC flow and controls | Optimized HVAC flow and controls | Optimized HVAC flow and controls | Optimized HVAC flow and controls | Optimized HVAC flow and controls | Optimized HVAC flow and controls | Optimized HVAC flow and controls | Optimized HVAC flow and controls | Optimized HVAC flow and controls | Optimized HVAC flow and controls | Optimized HVAC flow and controls | Optimized HVAC flow and controls | Optimized HVAC flow and controls | 0 | 0 | 0 | 0 | 0 | 0 | 0 | 0 | 0 | 0 | 0 | 0 | 0 | 0 | 0 | 0 | 0 | 0 | 0 | 0 | 0 | 0 | 0 | 0 | 0 | 0 | 0 | 0 | 0 | 0 | 0 | 0 | 0 | 0 | 0 | 0 | 0 | 0 | 0 | 0 | 0 | 0 | 0 | 0 | 0 | 0 | 0 | 0 | 0 | 0 | 0 | 0 | 0 | 0 | 0 | 0 | 0 | 0 | 0 | 0 | 0 | 0 | 0 | 0 | 0 | 0 | 0 | 0 | 0 | 0 | 0 | 0 | 0 | 0 | 0 | 0 | 0 | 0 | 0 | 0 | 0 | 0 | 0 | 0 | 0 | 0 | 0 | 0 | 0 | 0 | 0 | 0 | 0 | 0 | 0 | 0 | 0 | 0 | 0 | 0 | 0 | 0 | 0 | 0 | 0 | 0 | 0 | 0 | 0 | 0 | 0 | 0 | 0 | 0 | 0 | 0 | 0 | 0 | 0 | 0 | 0 | 0 | 0 | 0 | 0 | 0 | 0 | 0 | 0 | 0 | 0 | 0 | 0 | 0 | 0 | 0 | 0 | 0 | 0 | 0 | 0 | 0 | 0 | 0 | 0 | 0 | 0 | 0 | 0 | 0 | 0 | 0 | 0 | 0 | 0 | 0 | 0 | 0 | 0 | 0 | 0 | 0 | 0 | 0 | 0 | 0 | 0 | 0 | 0 | 0 | 0 | 0 | 0 | 0 | 0 | 0 | 0 | 0 | 0 | 0 | 0 | 0 | 0 | 0 | 0 | 0 | 0 | 0 | 0 | 0 | 0 | 0 | 0 | 0 | 0 | 0 | 0 | 0 | 0 | 0 | 0 | 0 | 0 | 0 | 0 | 0 | 0 | 0 | 0 | 0 | 0 | 0 | 0 | 0 | 0 | 0 | 0 | 0 | 0 | 0 | 0 | 0 | 0 | 0 | 0 | 0 | 0 | 0 | 0 | 0 | 0 | 0 | 0 | 0 | 0 | 0 | 0 | 0 | 0 | 0 | 0 | 0 | 0 | 0 | 0 | 0 | 0 | 0 | 0 | 0 | 0 | 0 | 0 | 0 | 0 | 0 | 0 | 0 | 0 | 0 | 0 | 0 | 0 | 0 | 0 | 0 | 0 | 0 | 0 | 0 | 0 | 0 | 0 | 0 | 0 | 0 | 0 | 0 | 0 | 0 | 0 | 0 | 0 | 0 | 0 | 0 | 0 | 0 | 0 | 0 | 0 | 0 | 0 | 0 | 0 | 0 | 0 | 0 | 0 | 0 | 0 | 0 | 0 | 0 | 0 | 0 | 0 | 0 | 0 | 0 | 0 | 0 | 0 | 0 | 0 | 0 | 0 | 0 | 0 | 0 | 0 | 0 | 0 | 0 | 0 | 0 | 0 | 0 | 0 | 0 | 0 | 0 | 0 | 0 | 0 | 0 | 0 | 0 | 0 | 0 | 0 | 0 | 0 | 0 | 0 | 0 | 0 | 0 | 0 | 0 | 0 | 0 | 0 | 0 | 0 | 0 | 0 | 0 | 0 | 0 | 0 | 0 | 0 | 0 | 0 | 0 | 0 | 0 | 0 | 0 | 0 | 0 | 0 | 0 | 0 | 0 | 0 | 0 | 0 | 0 | 0 | 0 | 0 | 0 | 0 | 0 | 0 | 0 | 0 | 0 | 0 | 0 | 0 | 0 | 0 | 0 | 0 | 0 | 0 | 0 | 0 | 0 | 0 | 0 | 0 | 0 | 0 | 0 | 0 | 0 | 0 | 0 | 0 | 0 | 0 | 0 | 0 | 0 | 0 | 0 | 0 | 0 | 0 | 0 | 0 | 0 | 0 | 0 | 0 | 0 | 0 | 0 | 0 | 0 | 0 | 0 | 0 | 0 | 0 | 0 | 0 | 0 | 0 | 0 | 0 | 0 | 0 | 0 | 0 | 0 | 0 | 0 | 0 | 0 | 0 | 0 | 0 | 0 | 0 | 0 | 0 | 0 | 0 | 0 | 0 | 0 | 0 | 0 | 0 | 0 | 0 | 0 | 0 | 0 | 0 | 0 | 0 | 0 | 0 | 0 | 0 | 0 | 0 | 0
WA_Industrial_Primary Metals_New_Process_Natural Gas_Retrocommissioning_A | WA | Industrial | Primary Metals | New | Process | Natural Gas | Retrocommissioning | A | IM240 | Vintage/existing building | Optimized process design and controls | 5 | 0 | 0 | 0 | 0 | 0 | 0 | 0 | 0 |  | employee | 0% | 0% | Retrofit | RetroEven20 | 80.75% | TBD | 0.2% | 290.8153 |  | 224.9517 |  | 0 | COM_RCX-Heating-7PLN-v5-18 | COM_RCX-Heating-7PLN-v5-18 | n/a | Vintage/existing building | Vintage/existing building | Vintage/existing building | Vintage/existing building | Vintage/existing building | Vintage/existing building | Vintage/existing building | Vintage/existing building | Vintage/existing building | Vintage/existing building | Vintage/existing building | Vintage/existing building | Vintage/existing building | Vintage/existing building | Vintage/existing building | Vintage/existing building | Vintage/existing building | Vintage/existing building | Vintage/existing building | Vintage/existing building | Vintage/existing building | Vintage/existing building | Optimized process design and controls | Optimized process design and controls | Optimized process design and controls | Optimized process design and controls | Optimized process design and controls | Optimized process design and controls | Optimized process design and controls | Optimized process design and controls | Optimized process design and controls | Optimized process design and controls | Optimized process design and controls | Optimized process design and controls | Optimized process design and controls | Optimized process design and controls | Optimized process design and controls | Optimized process design and controls | Optimized process design and controls | Optimized process design and controls | Optimized process design and controls | Optimized process design and controls | Optimized process design and controls | Optimized process design and controls | 0 | 0 | 0 | 0 | 0 | 0 | 0 | 0 | 0 | 0 | 0 | 0 | 0 | 0 | 0 | 0 | 0 | 0 | 0 | 0 | 0 | 0 | 0 | 0 | 0 | 0 | 0 | 0 | 0 | 0 | 0 | 0 | 0 | 0 | 0 | 0 | 0 | 0 | 0 | 0 | 0 | 0 | 0 | 0 | 0 | 0 | 0 | 0 | 0 | 0 | 0 | 0 | 0 | 0 | 0 | 0 | 0 | 0 | 0 | 0 | 0 | 0 | 0 | 0 | 0 | 0 | 0 | 0 | 0 | 0 | 0 | 0 | 0 | 0 | 0 | 0 | 0 | 0 | 0 | 0 | 0 | 0 | 0 | 0 | 0 | 0 | 0 | 0 | 0 | 0 | 0 | 0 | 0 | 0 | 0 | 0 | 0 | 0 | 0 | 0 | 0 | 0 | 0 | 0 | 0 | 0 | 0 | 0 | 0 | 0 | 0 | 0 | 0 | 0 | 0 | 0 | 0 | 0 | 0 | 0 | 0 | 0 | 0 | 0 | 0 | 0 | 0 | 0 | 0 | 0 | 0 | 0 | 0 | 0 | 0 | 0 | 0 | 0 | 0 | 0 | 0 | 0 | 0 | 0 | 0 | 0 | 0 | 0 | 0 | 0 | 0 | 0 | 0 | 0 | 0 | 0 | 0 | 0 | 0 | 0 | 0 | 0 | 0 | 0 | 0 | 0 | 0 | 0 | 0 | 0 | 0 | 0 | 0 | 0 | 0 | 0 | 0 | 0 | 0 | 0 | 0 | 0 | 0 | 0 | 0 | 0 | 0 | 0 | 0 | 0 | 0 | 0 | 0 | 0 | 0 | 0 | 0 | 0 | 0 | 0 | 0 | 0 | 0 | 0 | 0 | 0 | 0 | 0 | 0 | 0 | 0 | 0 | 0 | 0 | 0 | 0 | 0 | 0 | 0 | 0 | 0 | 0 | 0 | 0 | 0 | 0 | 0 | 0 | 0 | 0 | 0 | 0 | 0 | 0 | 0 | 0 | 0 | 0 | 0 | 0 | 0 | 0 | 0 | 0 | 0 | 0 | 0 | 0 | 0 | 0 | 0 | 0 | 0 | 0 | 0 | 0 | 0 | 0 | 0 | 0 | 0 | 0 | 0 | 0 | 0 | 0 | 0 | 0 | 0 | 0 | 0 | 0 | 0 | 0 | 0 | 0 | 0 | 0 | 0 | 0 | 0 | 0 | 0 | 0 | 0 | 0 | 0 | 0 | 0 | 0 | 0 | 0 | 0 | 0 | 0 | 0 | 0 | 0 | 0 | 0 | 0 | 0 | 0 | 0 | 0 | 0 | 0 | 0 | 0 | 0 | 0 | 0 | 0 | 0 | 0 | 0 | 0 | 0 | 0 | 0 | 0 | 0 | 0 | 0 | 0 | 0 | 0 | 0 | 0 | 0 | 0 | 0 | 0 | 0 | 0 | 0 | 0 | 0 | 0 | 0 | 0 | 0 | 0 | 0 | 0 | 0 | 0 | 0 | 0 | 0 | 0 | 0 | 0 | 0 | 0 | 0 | 0 | 0 | 0 | 0 | 0 | 0 | 0 | 0 | 0 | 0 | 0 | 0 | 0 | 0 | 0 | 0 | 0 | 0 | 0 | 0 | 0 | 0 | 0 | 0 | 0 | 0 | 0 | 0 | 0 | 0 | 0 | 0 | 0 | 0 | 0 | 0 | 0 | 0 | 0 | 0 | 0 | 0 | 0 | 0 | 0 | 0 | 0 | 0 | 0 | 0 | 0 | 0 | 0 | 0 | 0 | 0 | 0 | 0 | 0 | 0 | 0 | 0 | 0 | 0 | 0 | 0 | 0 | 0 | 0 | 0 | 0 | 0 | 0 | 0 | 0 | 0 | 0 | 0 | 0 | 0 | 0 | 0 | 0 | 0 | 0 | 0 | 0 | 0 | 0 | 0 | 0 | 0 | 0 | 0 | 0 | 0 | 0 | 0 | 0 | 0 | 0 | 0 | 0 | 0 | 0 | 0 | 0 | 0 | 0 | 0 | 0 | 0 | 0 | 0 | 0 | 0 | 0 | 0 | 0 | 0 | 0 | 0 | 0 | 0 | 0 | 0 | 0 | 0
WA_Industrial_Stone, Clay, and Glass_Existing_Space Heating_Natural Gas_Insulation - Roof/Ceiling_A | WA | Industrial | Stone, Clay, and Glass | Existing | Space Heating | Natural Gas | Insulation - Roof/Ceiling | A | IM241 | R-13 | R-38 | 45 | 0.083426 | 0 | 0 | 1.11 | 0.07 | 0 | 0 | 0.55255 |  | sqft | 60% | 100% | Retrofit | Retro3Slow | 81.94% | TBD | 0.2% | 154.0559 |  | 62.1977 |  | 0.30747 | RTF Wkbk - ComWeatherizationSchool_v3_1 | RTF Wkbk - ComWeatherizationSchool_v3_1 | Building Energy Simulation Tool | R-13 | R-13 | R-13 | R-13 | R-13 | R-13 | R-13 | R-13 | R-13 | R-13 | R-13 | R-13 | R-13 | R-13 | R-13 | R-13 | R-13 | R-13 | R-13 | R-13 | R-13 | R-13 | R-38 | R-38 | R-38 | R-38 | R-38 | R-38 | R-38 | R-38 | R-38 | R-38 | R-38 | R-38 | R-38 | R-38 | R-38 | R-38 | R-38 | R-38 | R-38 | R-38 | R-38 | R-38 | 1.11 | 1.11 | 1.11 | 1.11 | 1.11 | 1.11 | 1.11 | 1.11 | 1.11 | 1.11 | 1.11 | 1.11 | 1.11 | 1.11 | 1.11 | 1.11 | 1.11 | 1.11 | 1.11 | 1.11 | 1.11 | 1.11 | 0 | 0 | 0.082692 | 0.082116 | 0.081495 | 0.080819 | 0.080075 | 0.079253 | 0.078345 | 0.077343 | 0.076253 | 0.075083 | 0.073853 | 0.072582 | 0.071311 | 0.070065 | 0.068868 | 0.067777 | 0.066795 | 0.065914 | 0.065119 | 0.064386 | 0.361 | 0.61653 | 0.93538 | 1.2763 | 1.5817 | 1.7948 | 1.8778 | 1.8218 | 1.6475 | 1.395 | 1.1105 | 0.83422 | 0.59352 | 0.40116 | 0.25834 | 0.159 | 0.093738 | 0.061552 | 0 | 0 | 0.361 | 0.97501 | 1.903 | 3.1635 | 4.716 | 6.4625 | 8.2662 | 9.9823 | 11.4891 | 12.7079 | 13.6102 | 14.2101 | 14.5549 | 14.7016 | 14.7089 | 14.6349 | 14.5165 | 14.3866 | 14.213 | 14.0531 | 4365.5494 | 7507.9923 | 11477.7354 | 15791.7808 | 19752.102 | 22646.8066 | 23968.3709 | 23555.1231 | 21605.7336 | 18579.0683 | 15036.6091 | 11493.5 | 8322.8793 | 5725.567 | 3751.2335 | 2345.9909 | 1403.3739 | 933.8188 | 0 | 0 | 4365.5494 | 11873.5418 | 23351.2772 | 39143.0579 | 58895.1599 | 81541.9665 | 105510.3374 | 129065.4605 | 150671.1941 | 169250.2624 | 184286.8715 | 195780.3715 | 204103.2509 | 209828.8179 | 213580.0514 | 215926.0423 | 217329.4162 | 218263.2349 | 218263.2349 | 218263.2349 | 0.30747 | 0.52625 | 0.80028 | 1.0947 | 1.3603 | 1.5482 | 1.6249 | 1.5818 | 1.4356 | 1.2202 | 0.97521 | 0.73556 | 0.52536 | 0.35643 | 0.23035 | 0.14223 | 0.084098 | 0.055376 | 0 | 0 | 0.30747 | 0.83224 | 1.6282 | 2.7134 | 4.0561 | 5.5745 | 7.1528 | 8.6672 | 10.0115 | 11.1157 | 11.952 | 12.5295 | 12.8836 | 13.0622 | 13.115 | 13.091 | 13.0236 | 12.943 | 12.8209 | 12.7096 | 3710.717 | 6381.7935 | 9756.0751 | 13423.0137 | 16789.2867 | 19249.7856 | 20373.1153 | 20021.8546 | 18364.8736 | 15792.2081 | 12781.1177 | 9769.475 | 7074.4474 | 4866.7319 | 3188.5485 | 1994.0923 | 1192.8678 | 793.746 | 0 | 0 | 3710.717 | 10092.5105 | 19848.5856 | 33271.5992 | 50060.8859 | 69310.6715 | 89683.7868 | 109705.6414 | 128070.515 | 143862.7231 | 156643.8408 | 166413.3158 | 173487.7632 | 178354.4952 | 181543.0437 | 183537.136 | 184730.0037 | 185523.7497 | 185523.7497 | 185523.7497 | 0.3075 | 0.52634 | 0.80048 | 1.0951 | 1.3609 | 1.549 | 1.6258 | 1.5828 | 1.4366 | 1.2211 | 0.97595 | 0.73615 | 0.5258 | 0.35673 | 0.23055 | 0.14236 | 0.084175 | 0.055427 | 0 | 0 | 0.3075 | 0.83238 | 1.6286 | 2.7143 | 4.0578 | 5.5773 | 7.157 | 8.6727 | 10.0183 | 11.1238 | 11.9611 | 12.5395 | 12.8942 | 13.0734 | 13.1265 | 13.1028 | 13.0356 | 12.9551 | 12.833 | 12.7219 | 3710.717 | 6381.7935 | 9756.0751 | 13423.0137 | 16789.2867 | 19249.7856 | 20373.1153 | 20021.8546 | 18364.8736 | 15792.2081 | 12781.1177 | 9769.475 | 7074.4474 | 4866.7319 | 3188.5485 | 1994.0923 | 1192.8678 | 793.746 | 0 | 0 | 3710.717 | 10092.5105 | 19848.5856 | 33271.5992 | 50060.8859 | 69310.6715 | 89683.7868 | 109705.6414 | 128070.515 | 143862.7231 | 156643.8408 | 166413.3158 | 173487.7632 | 178354.4952 | 181543.0437 | 183537.136 | 184730.0037 | 185523.7497 | 185523.7497 | 185523.7497 | 0 | 0 | 0 | 0 | 0 | 0 | 0 | 0 | 0 | 0 | 0 | 0 | 0 | 0 | 0 | 0 | 0 | 0 | 0 | 0 | 0 | 0 | 0 | 0 | 0 | 0 | 0 | 0 | 0 | 0 | 0 | 0 | 0 | 0 | 0 | 0 | 0 | 0 | 0 | 0 | 0 | 0 | 0 | 0 | 0 | 0 | 0 | 0 | 0 | 0 | 0 | 0 | 0 | 0 | 0 | 0 | 0 | 0 | 0 | 0 | 0 | 0 | 0 | 0 | 0 | 0 | 0 | 0 | 0 | 0 | 0 | 0 | 0 | 0 | 0 | 0 | 0 | 0 | 0 | 0 | 0.30747 | 0.52625 | 0.80028 | 1.0947 | 1.3603 | 1.5482 | 1.6249 | 1.5818 | 1.4356 | 1.2202 | 0.97521 | 0.73556 | 0.52536 | 0.35643 | 0.23035 | 0.14223 | 0.084098 | 0.055376 | 0 | 0 | 0.30747 | 0.83224 | 1.6282 | 2.7134 | 4.0561 | 5.5745 | 7.1528 | 8.6672 | 10.0115 | 11.1157 | 11.952 | 12.5295 | 12.8836 | 13.0622 | 13.115 | 13.091 | 13.0236 | 12.9431 | 12.8209 | 12.7096 | 3710.717 | 6381.7935 | 9756.0751 | 13423.0137 | 16789.2867 | 19249.7856 | 20373.1153 | 20021.8546 | 18364.8736 | 15792.2081 | 12781.1177 | 9769.475 | 7074.4474 | 4866.7319 | 3188.5485 | 1994.0923 | 1192.8678 | 793.746 | 0 | 0 | 3710.717 | 10092.5105 | 19848.5856 | 33271.5992 | 50060.8859 | 69310.6715 | 89683.7868 | 109705.6414 | 128070.515 | 143862.7231 | 156643.8408 | 166413.3158 | 173487.7632 | 178354.4952 | 181543.0437 | 183537.136 | 184730.0037 | 185523.7497 | 185523.7497 | 185523.7497 | 1806.8526 | 1811.1592 | 1815.4698 | 1819.752 | 1823.9747 | 1828.1081 | 1832.1236 | 1835.9937 | 1839.6923 | 1843.1942 | 1846.5082 | 1849.6424 | 1852.605 | 1855.4034 | 1858.0451 | 1860.5368 | 1862.8853 | 1865.0969 | 1867.1776 | 1869.1331 | 486.0611 | 487.2196 | 488.3792 | 489.5311 | 490.6671 | 491.779 | 492.8592 | 493.9003 | 494.8953 | 495.8373 | 496.7288 | 497.5719 | 498.3689 | 499.1217 | 499.8323 | 500.5027 | 501.1344 | 501.7294 | 502.2891 | 502.8151
WA_Industrial_Stone, Clay, and Glass_Existing_Space Heating_Natural Gas_Insulation - Wall Cavity_A | WA | Industrial | Stone, Clay, and Glass | Existing | Space Heating | Natural Gas | Insulation - Wall Cavity | A | IM242 | R-11 or less | R-21 | 45 | 0.018251 | 0 | 0 | 0.33 | 0.02 | 0 | 0 | 0.16525 |  | sqft | 60% | 100% | Retrofit | Retro3Slow | 81.94% | TBD | 0.2% | 102.1535 |  | 50.0819 |  | 0.067047 | RTF Wkbk - ComWeatherizationSchool_v3_1 | RTF Wkbk - ComWeatherizationSchool_v3_1 | Building Energy Simulation Tool | R-11 or less | R-11 or less | R-11 or less | R-11 or less | R-11 or less | R-11 or less | R-11 or less | R-11 or less | R-11 or less | R-11 or less | R-11 or less | R-11 or less | R-11 or less | R-11 or less | R-11 or less | R-11 or less | R-11 or less | R-11 or less | R-11 or less | R-11 or less | R-11 or less | R-11 or less | R-21 | R-21 | R-21 | R-21 | R-21 | R-21 | R-21 | R-21 | R-21 | R-21 | R-21 | R-21 | R-21 | R-21 | R-21 | R-21 | R-21 | R-21 | R-21 | R-21 | R-21 | R-21 | 0.33 | 0.33 | 0.33 | 0.33 | 0.33 | 0.33 | 0.33 | 0.33 | 0.33 | 0.33 | 0.33 | 0.33 | 0.33 | 0.33 | 0.33 | 0.33 | 0.33 | 0.33 | 0.33 | 0.33 | 0.33 | 0.33 | 0 | 0 | 0.018022 | 0.017777 | 0.017458 | 0.017056 | 0.016572 | 0.01602 | 0.015426 | 0.014816 | 0.014218 | 0.013654 | 0.013136 | 0.01267 | 0.012256 | 0.01189 | 0.011566 | 0.011284 | 0.011036 | 0.010813 | 0.010619 | 0.010437 | 0.078674 | 0.13347 | 0.20038 | 0.26934 | 0.32732 | 0.36281 | 0.36973 | 0.34899 | 0.3072 | 0.25368 | 0.19753 | 0.14562 | 0.10201 | 0.068079 | 0.043388 | 0.026472 | 0.015487 | 0.010097 | 0 | 0 | 0.078674 | 0.21107 | 0.40766 | 0.6676 | 0.97598 | 1.3063 | 1.6276 | 1.9122 | 2.1423 | 2.3109 | 2.4208 | 2.4805 | 2.5016 | 2.495 | 2.4704 | 2.4365 | 2.3984 | 2.36 | 2.3178 | 2.2779 | 4365.5494 | 7507.9923 | 11477.7354 | 15791.7808 | 19752.102 | 22646.8066 | 23968.3709 | 23555.1231 | 21605.7336 | 18579.0683 | 15036.6091 | 11493.5 | 8322.8793 | 5725.567 | 3751.2335 | 2345.9909 | 1403.3739 | 933.8188 | 0 | 0 | 4365.5494 | 11873.5418 | 23351.2772 | 39143.0579 | 58895.1599 | 81541.9665 | 105510.3374 | 129065.4605 | 150671.1941 | 169250.2624 | 184286.8715 | 195780.3715 | 204103.2509 | 209828.8179 | 213580.0514 | 215926.0423 | 217329.4162 | 218263.2349 | 218263.2349 | 218263.2349 | 0.067047 | 0.11411 | 0.17198 | 0.23229 | 0.28393 | 0.31681 | 0.32526 | 0.30946 | 0.27464 | 0.22864 | 0.17943 | 0.13327 | 0.093984 | 0.063107 | 0.040439 | 0.024793 | 0.014569 | 0.0095375 | 0 | 0 | 0.067047 | 0.18045 | 0.34989 | 0.57577 | 0.8466 | 1.1407 | 1.4318 | 1.6956 | 1.9152 | 2.0829 | 2.1991 | 2.2701 | 2.3048 | 2.3127 | 2.3025 | 2.2819 | 2.2562 | 2.2292 | 2.1976 | 2.168 | 3710.717 | 6381.7935 | 9756.0751 | 13423.0137 | 16789.2867 | 19249.7856 | 20373.1153 | 20021.8546 | 18364.8736 | 15792.2081 | 12781.1177 | 9769.475 | 7074.4474 | 4866.7319 | 3188.5485 | 1994.0923 | 1192.8678 | 793.746 | 0 | 0 | 3710.717 | 10092.5105 | 19848.5856 | 33271.5992 | 50060.8859 | 69310.6715 | 89683.7868 | 109705.6414 | 128070.515 | 143862.7231 | 156643.8408 | 166413.3158 | 173487.7632 | 178354.4952 | 181543.0437 | 183537.136 | 184730.0037 | 185523.7497 | 185523.7497 | 185523.7497 | 0.067059 | 0.11414 | 0.17207 | 0.23245 | 0.28419 | 0.31717 | 0.32569 | 0.30993 | 0.2751 | 0.22907 | 0.1798 | 0.13356 | 0.094204 | 0.063263 | 0.040544 | 0.02486 | 0.01461 | 0.0095651 | 0 | 0 | 0.067059 | 0.18051 | 0.35008 | 0.57618 | 0.84737 | 1.142 | 1.4337 | 1.6982 | 1.9185 | 2.0868 | 2.2036 | 2.2751 | 2.3102 | 2.3184 | 2.3084 | 2.2881 | 2.2625 | 2.2357 | 2.2042 | 2.1746 | 3710.717 | 6381.7935 | 9756.0751 | 13423.0137 | 16789.2867 | 19249.7856 | 20373.1153 | 20021.8546 | 18364.8736 | 15792.2081 | 12781.1177 | 9769.475 | 7074.4474 | 4866.7319 | 3188.5485 | 1994.0923 | 1192.8678 | 793.746 | 0 | 0 | 3710.717 | 10092.5105 | 19848.5856 | 33271.5992 | 50060.8859 | 69310.6715 | 89683.7868 | 109705.6414 | 128070.515 | 143862.7231 | 156643.8408 | 166413.3158 | 173487.7632 | 178354.4952 | 181543.0437 | 183537.136 | 184730.0037 | 185523.7497 | 185523.7497 | 185523.7497 | 0 | 0 | 0 | 0 | 0 | 0 | 0 | 0 | 0 | 0 | 0 | 0 | 0 | 0 | 0 | 0 | 0 | 0 | 0 | 0 | 0 | 0 | 0 | 0 | 0 | 0 | 0 | 0 | 0 | 0 | 0 | 0 | 0 | 0 | 0 | 0 | 0 | 0 | 0 | 0 | 0 | 0 | 0 | 0 | 0 | 0 | 0 | 0 | 0 | 0 | 0 | 0 | 0 | 0 | 0 | 0 | 0 | 0 | 0 | 0 | 0 | 0 | 0 | 0 | 0 | 0 | 0 | 0 | 0 | 0 | 0 | 0 | 0 | 0 | 0 | 0 | 0 | 0 | 0 | 0 | 0.067261 | 0.11512 | 0.17505 | 0.23943 | 0.29751 | 0.33857 | 0.35531 | 0.34586 | 0.31386 | 0.26675 | 0.21317 | 0.16077 | 0.11482 | 0.077895 | 0.050339 | 0.031081 | 0.018377 | 0.0121 | 0 | 0 | 0.067261 | 0.18205 | 0.35613 | 0.59348 | 0.88709 | 1.2191 | 1.5641 | 1.8951 | 2.1888 | 2.43 | 2.6126 | 2.7386 | 2.8158 | 2.8547 | 2.8661 | 2.8607 | 2.8459 | 2.8282 | 2.8015 | 2.7771 | 3710.717 | 6381.7935 | 9756.0751 | 13423.0137 | 16789.2867 | 19249.7856 | 20373.1153 | 20021.8546 | 18364.8736 | 15792.2081 | 12781.1177 | 9769.475 | 7074.4474 | 4866.7319 | 3188.5485 | 1994.0923 | 1192.8678 | 793.746 | 0 | 0 | 3710.717 | 10092.5105 | 19848.5856 | 33271.5992 | 50060.8859 | 69310.6715 | 89683.7868 | 109705.6414 | 128070.515 | 143862.7231 | 156643.8408 | 166413.3158 | 173487.7632 | 178354.4952 | 181543.0437 | 183537.136 | 184730.0037 | 185523.7497 | 185523.7497 | 185523.7497 | 2133.0458 | 2138.1299 | 2143.2187 | 2148.274 | 2153.259 | 2158.1386 | 2162.879 | 2167.4478 | 2171.8141 | 2175.9482 | 2179.8605 | 2183.5606 | 2187.0579 | 2190.3616 | 2193.4801 | 2196.4217 | 2199.1942 | 2201.8051 | 2204.2613 | 2206.5698 | 660.5423 | 662.1167 | 663.6926 | 665.2581 | 666.8018 | 668.3129 | 669.7808 | 671.1956 | 672.5478 | 673.828 | 675.0395 | 676.1853 | 677.2683 | 678.2914 | 679.2571 | 680.168 | 681.0266 | 681.8351 | 682.5957 | 683.3106
WA_Industrial_Stone, Clay, and Glass_Existing_Space Heating_Natural Gas_Insulation - Ducting_A | WA | Industrial | Stone, Clay, and Glass | Existing | Space Heating | Natural Gas | Insulation - Ducting | A | IM243 | ~2°F thermal losses | 50% reduction in thermal losses | 20 | 0.0014555 | 0 | 0 | 1.52 | 0 | 0 | 0 | 0.76105 |  | sqft | 40% | 60% | Retrofit | Retro5Med | 81.71% | TBD | 0.2% | 181.9563 |  | 115.0963 |  | 0.0006702 | MA TRM - 2019-2021 - COM-HVAC-DI | MEMD - MMD8.25.01.FESH23.v01 | Building Energy Simulation Tool | ~2°F thermal losses | ~2°F thermal losses | ~2°F thermal losses | ~2°F thermal losses | ~2°F thermal losses | ~2°F thermal losses | ~2°F thermal losses | ~2°F thermal losses | ~2°F thermal losses | ~2°F thermal losses | ~2°F thermal losses | ~2°F thermal losses | ~2°F thermal losses | ~2°F thermal losses | ~2°F thermal losses | ~2°F thermal losses | ~2°F thermal losses | ~2°F thermal losses | ~2°F thermal losses | ~2°F thermal losses | ~2°F thermal losses | ~2°F thermal losses | 50% reduction in thermal losses | 50% reduction in thermal losses | 50% reduction in thermal losses | 50% reduction in thermal losses | 50% reduction in thermal losses | 50% reduction in thermal losses | 50% reduction in thermal losses | 50% reduction in thermal losses | 50% reduction in thermal losses | 50% reduction in thermal losses | 50% reduction in thermal losses | 50% reduction in thermal losses | 50% reduction in thermal losses | 50% reduction in thermal losses | 50% reduction in thermal losses | 50% reduction in thermal losses | 50% reduction in thermal losses | 50% reduction in thermal losses | 50% reduction in thermal losses | 50% reduction in thermal losses | 50% reduction in thermal losses | 50% reduction in thermal losses | 1.52 | 1.52 | 1.52 | 1.52 | 1.52 | 1.52 | 1.52 | 1.52 | 1.52 | 1.52 | 1.52 | 1.52 | 1.52 | 1.52 | 1.52 | 1.52 | 1.52 | 1.52 | 1.52 | 1.52 | 1.52 | 1.52 | 0 | 0 | 0.0014264 | 0.0013997 | 0.001366 | 0.0013248 | 0.0012764 | 0.0012223 | 0.001165 | 0.0011072 | 0.0010513 | 0.00099911 | 0.00095169 | 0.00090932 | 0.00087201 | 0.00083927 | 0.00081055 | 0.00078568 | 0.000764 | 0.00074471 | 0.0007281 | 0.00071253 | 0.00078626 | 0.00093095 | 0.0010927 | 0.0012089 | 0.0013056 | 0.0014366 | 0.0014762 | 0.0014085 | 0.0012386 | 0.00099435 | 0.00072031 | 0.00044764 | 0.00024496 | 0.00011156 | 4.4796e-05 | 1.5518e-05 | 4.632e-06 | 9.671e-07 | 1.5274e-07 | 1.7633e-08 | 0.00078626 | 0.0017025 | 0.0027542 | 0.0038799 | 0.0050437 | 0.0062667 | 0.0074493 | 0.008488 | 0.0092979 | 0.0098307 | 0.010084 | 0.010083 | 0.0099143 | 0.0096536 | 0.0093681 | 0.0090962 | 0.0088498 | 0.0086273 | 0.008435 | 0.0082547 | 551.2029 | 665.1205 | 799.8799 | 912.5253 | 1022.9049 | 1175.2799 | 1267.071 | 1272.0852 | 1178.1189 | 995.2328 | 756.8746 | 492.2792 | 280.9113 | 132.9216 | 55.2665 | 19.7504 | 6.0628 | 1.2986 | 0.20978 | 0.024746 | 551.2029 | 1216.3234 | 2016.2033 | 2928.7286 | 3951.6335 | 5126.9134 | 6393.9844 | 7666.0696 | 8844.1885 | 9839.4213 | 10596.2959 | 11088.5751 | 11369.4864 | 11502.408 | 11557.6745 | 11577.4249 | 11583.4876 | 11584.7863 | 11584.996 | 11585.0208 | 0.0006702 | 0.00079631 | 0.00093873 | 0.0010443 | 0.0011352 | 0.0012587 | 0.0013044 | 0.001256 | 0.0011149 | 0.00090343 | 0.00066036 | 0.00041388 | 0.00022824 | 0.00010467 | 4.2295e-05 | 1.4733e-05 | 4.4198e-06 | 9.2711e-07 | 1.4704e-07 | 1.7046e-08 | 0.0006702 | 0.0014562 | 0.0023662 | 0.0033516 | 0.0043856 | 0.0054907 | 0.0065826 | 0.007569 | 0.0083693 | 0.0089318 | 0.0092451 | 0.0093227 | 0.0092377 | 0.0090577 | 0.008845 | 0.0086361 | 0.0084444 | 0.0082706 | 0.0081205 | 0.0079802 | 468.5225 | 565.3524 | 679.8979 | 775.6465 | 869.4692 | 998.9879 | 1077.0103 | 1081.2724 | 1001.4011 | 845.9478 | 643.3434 | 418.4373 | 238.7746 | 112.9834 | 46.9765 | 16.7878 | 5.1534 | 1.1038 | 0.17831 | 0.021034 | 468.5225 | 1033.8749 | 1713.7728 | 2489.4193 | 3358.8885 | 4357.8764 | 5434.8867 | 6516.1592 | 7517.5602 | 8363.5081 | 9006.8515 | 9425.2888 | 9664.0634 | 9777.0468 | 9824.0233 | 9840.8111 | 9845.9645 | 9847.0683 | 9847.2466 | 9847.2677 | 0 | 0 | 0 | 0 | 0 | 0 | 0 | 0 | 0 | 0 | 0 | 0 | 0 | 0 | 0 | 0 | 0 | 0 | 0 | 0 | 0 | 0 | 0 | 0 | 0 | 0 | 0 | 0 | 0 | 0 | 0 | 0 | 0 | 0 | 0 | 0 | 0 | 0 | 0 | 0 | 0 | 0 | 0 | 0 | 0 | 0 | 0 | 0 | 0 | 0 | 0 | 0 | 0 | 0 | 0 | 0 | 0 | 0 | 0 | 0 | 0 | 0 | 0 | 0 | 0 | 0 | 0 | 0 | 0 | 0 | 0 | 0 | 0 | 0 | 0 | 0 | 0 | 0 | 0 | 0 | 0 | 0 | 0 | 0 | 0 | 0 | 0 | 0 | 0 | 0 | 0 | 0 | 0 | 0 | 0 | 0 | 0 | 0 | 0 | 0 | 0 | 0 | 0 | 0 | 0 | 0 | 0 | 0 | 0 | 0 | 0 | 0 | 0 | 0 | 0 | 0 | 0 | 0 | 0 | 0 | 0 | 0 | 0 | 0 | 0 | 0 | 0 | 0 | 0 | 0 | 0 | 0 | 0 | 0 | 0 | 0 | 0 | 0 | 0 | 0 | 0 | 0 | 0 | 0 | 0 | 0 | 0 | 0 | 0 | 0 | 0 | 0 | 0 | 0 | 0 | 0 | 0 | 0 | 0 | 0 | 0 | 0 | 0 | 0 | 0 | 0 | 0 | 0 | 0 | 0 | 0 | 0 | 0 | 0 | 0 | 0 | 0 | 0 | 0 | 0 | 0 | 0 | 0 | 0 | 0 | 0 | 0 | 0 | 0 | 0 | 0 | 0 | 0 | 0 | 0 | 0 | 0 | 0 | 0 | 0 | 0 | 0 | 0 | 0 | 0 | 0 | 0 | 0 | 0 | 0 | 0 | 0 | 0 | 0 | 0 | 0 | 0 | 0 | 0 | 0 | 0 | 0 | 0 | 0 | 0 | 0 | 0 | 0 | 0 | 0 | 0 | 0 | 0 | 0 | 0 | 0 | 0 | 0 | 0 | 0 | 96876.3067 | 97415.1157 | 97958.9625 | 98503.4617 | 99044.2953 | 99577.2104 | 100098.0199 | 100602.6075 | 101086.9348 | 101547.0515 | 101983.9453 | 102398.5876 | 102791.931 | 103164.907 | 103518.4243 | 103853.3668 | 104170.5929 | 104470.934 | 104755.1943 | 105024.1502 | 61233.7027 | 61574.2737 | 61918.0291 | 62262.1969 | 62604.0477 | 62940.8934 | 63270.0873 | 63589.0277 | 63895.1619 | 64185.9931 | 64462.1455 | 64724.2332 | 64972.8582 | 65208.6094 | 65432.061 | 65643.7719 | 65844.2846 | 66034.1246 | 66213.8002 | 66383.8022
WA_Industrial_Stone, Clay, and Glass_Existing_Space Heating_Natural Gas_HVAC - Duct Repair and Sealing_A | WA | Industrial | Stone, Clay, and Glass | Existing | Space Heating | Natural Gas | HVAC - Duct Repair and Sealing | A | IM244 | Poorly sealed/leaky ducts | 30% reduced duct leaking | 20 | 0.0041167 | 0 | 0 | 0.07 | 0 | 0 | 0 | 0.035 |  | sqft | 15% | 50% | Retrofit | RetroEven20 | 80.75% | TBD | 0.2% | 115.7227 |  | 72.9112 |  | 0.0038619 | MA TRM - 2019-2021 - COM-HVAC-DS | RS Means Cost Calculator 2019 IRP DSM TRM Extract | Building Energy Simulation Tool | Poorly sealed/leaky ducts | Poorly sealed/leaky ducts | Poorly sealed/leaky ducts | Poorly sealed/leaky ducts | Poorly sealed/leaky ducts | Poorly sealed/leaky ducts | Poorly sealed/leaky ducts | Poorly sealed/leaky ducts | Poorly sealed/leaky ducts | Poorly sealed/leaky ducts | Poorly sealed/leaky ducts | Poorly sealed/leaky ducts | Poorly sealed/leaky ducts | Poorly sealed/leaky ducts | Poorly sealed/leaky ducts | Poorly sealed/leaky ducts | Poorly sealed/leaky ducts | Poorly sealed/leaky ducts | Poorly sealed/leaky ducts | Poorly sealed/leaky ducts | Poorly sealed/leaky ducts | Poorly sealed/leaky ducts | 30% reduced duct leaking | 30% reduced duct leaking | 30% reduced duct leaking | 30% reduced duct leaking | 30% reduced duct leaking | 30% reduced duct leaking | 30% reduced duct leaking | 30% reduced duct leaking | 30% reduced duct leaking | 30% reduced duct leaking | 30% reduced duct leaking | 30% reduced duct leaking | 30% reduced duct leaking | 30% reduced duct leaking | 30% reduced duct leaking | 30% reduced duct leaking | 30% reduced duct leaking | 30% reduced duct leaking | 30% reduced duct leaking | 30% reduced duct leaking | 30% reduced duct leaking | 30% reduced duct leaking | 0.07 | 0.07 | 0.07 | 0.07 | 0.07 | 0.07 | 0.07 | 0.07 | 0.07 | 0.07 | 0.07 | 0.07 | 0.07 | 0.07 | 0.07 | 0.07 | 0.07 | 0.07 | 0.07 | 0.07 | 0.07 | 0.07 | 0 | 0 | 0.0040403 | 0.003973 | 0.0038895 | 0.0037881 | 0.0036693 | 0.0035366 | 0.0033954 | 0.0032521 | 0.0031126 | 0.0029816 | 0.0028618 | 0.002754 | 0.0026585 | 0.0025739 | 0.002499 | 0.0024336 | 0.002376 | 0.0023242 | 0.0022792 | 0.0022367 | 0.0045317 | 0.0043794 | 0.0042135 | 0.0040328 | 0.003839 | 0.0036364 | 0.003431 | 0.0032295 | 0.0030377 | 0.0028597 | 0.0026975 | 0.0025511 | 0.0024201 | 0.0023028 | 0.0021972 | 0.0021028 | 0.0020177 | 0.0019397 | 0.0018693 | 0.0018028 | 0.0045317 | 0.0088357 | 0.012864 | 0.016561 | 0.01988 | 0.022798 | 0.025319 | 0.02748 | 0.029339 | 0.030964 | 0.032417 | 0.033747 | 0.034996 | 0.036186 | 0.037331 | 0.038456 | 0.039564 | 0.040641 | 0.041723 | 0.042749 | 1121.6339 | 1102.2953 | 1083.2902 | 1064.6128 | 1046.2574 | 1028.2185 | 1010.4906 | 993.0684 | 975.9465 | 959.1198 | 942.5833 | 926.3318 | 910.3606 | 894.6647 | 879.2395 | 864.0802 | 849.1822 | 834.5412 | 820.1525 | 806.012 | 1121.6339 | 2223.9292 | 3307.2194 | 4371.8323 | 5418.0897 | 6446.3082 | 7456.7988 | 8449.8672 | 9425.8137 | 10384.9335 | 11327.5168 | 12253.8486 | 13164.2092 | 14058.874 | 14938.1134 | 15802.1936 | 16651.3759 | 17485.917 | 18306.0696 | 19112.0815 | 0.0038619 | 0.003744 | 0.0036163 | 0.0034779 | 0.0033299 | 0.0031752 | 0.0030181 | 0.0028635 | 0.0027154 | 0.0025771 | 0.00245 | 0.0023343 | 0.0022294 | 0.0021341 | 0.0020474 | 0.001969 | 0.0018975 | 0.0018317 | 0.0017719 | 0.0017153 | 0.0038619 | 0.0075537 | 0.01104 | 0.014282 | 0.017244 | 0.019906 | 0.022272 | 0.024365 | 0.026226 | 0.027904 | 0.029443 | 0.030879 | 0.032238 | 0.033536 | 0.034786 | 0.036008 | 0.037208 | 0.038379 | 0.039549 | 0.040674 | 953.3888 | 936.951 | 920.7967 | 904.9209 | 889.3188 | 873.9857 | 858.917 | 844.1081 | 829.5545 | 815.2519 | 801.1958 | 787.3821 | 773.8065 | 760.465 | 747.3536 | 734.4681 | 721.8049 | 709.36 | 697.1296 | 685.1102 | 953.3888 | 1890.3398 | 2811.1365 | 3716.0574 | 4605.3763 | 5479.362 | 6338.279 | 7182.3871 | 8011.9416 | 8827.1935 | 9628.3893 | 10415.7713 | 11189.5779 | 11950.0429 | 12697.3964 | 13431.8646 | 14153.6695 | 14863.0295 | 15560.1591 | 16245.2693 | 0 | 0 | 0 | 0 | 0 | 0 | 0 | 0 | 0 | 0 | 0 | 0 | 0 | 0 | 0 | 0 | 0 | 0 | 0 | 0 | 0 | 0 | 0 | 0 | 0 | 0 | 0 | 0 | 0 | 0 | 0 | 0 | 0 | 0 | 0 | 0 | 0 | 0 | 0 | 0 | 0 | 0 | 0 | 0 | 0 | 0 | 0 | 0 | 0 | 0 | 0 | 0 | 0 | 0 | 0 | 0 | 0 | 0 | 0 | 0 | 0 | 0 | 0 | 0 | 0 | 0 | 0 | 0 | 0 | 0 | 0 | 0 | 0 | 0 | 0 | 0 | 0 | 0 | 0 | 0 | 0 | 0 | 0 | 0 | 0 | 0 | 0 | 0 | 0 | 0 | 0 | 0 | 0 | 0 | 0 | 0 | 0 | 0 | 0 | 0 | 0 | 0 | 0 | 0 | 0 | 0 | 0 | 0 | 0 | 0 | 0 | 0 | 0 | 0 | 0 | 0 | 0 | 0 | 0 | 0 | 0 | 0 | 0 | 0 | 0 | 0 | 0 | 0 | 0 | 0 | 0 | 0 | 0 | 0 | 0 | 0 | 0 | 0 | 0 | 0 | 0 | 0 | 0 | 0 | 0 | 0 | 0 | 0 | 0 | 0 | 0 | 0 | 0 | 0 | 0 | 0 | 0 | 0 | 0 | 0 | 0 | 0 | 0 | 0 | 0 | 0 | 0 | 0 | 0 | 0 | 0 | 0 | 0 | 0 | 0 | 0 | 0 | 0 | 0 | 0 | 0 | 0 | 0 | 0 | 0 | 0 | 0 | 0 | 0 | 0 | 0 | 0 | 0 | 0 | 0 | 0 | 0 | 0 | 0 | 0 | 0 | 0 | 0 | 0 | 0 | 0 | 0 | 0 | 0 | 0 | 0 | 0 | 0 | 0 | 0 | 0 | 0 | 0 | 0 | 0 | 0 | 0 | 0 | 0 | 0 | 0 | 0 | 0 | 0 | 0 | 0 | 0 | 0 | 0 | 0 | 0 | 0 | 0 | 0 | 0 | 1815.6571 | 1825.7555 | 1835.9482 | 1846.1533 | 1856.2896 | 1866.2775 | 1876.0385 | 1885.4955 | 1894.5727 | 1903.1963 | 1911.3845 | 1919.1558 | 1926.5278 | 1933.5181 | 1940.1438 | 1946.4212 | 1952.3667 | 1957.9957 | 1963.3233 | 1968.3641 | 997.0604 | 1002.6059 | 1008.2032 | 1013.8073 | 1019.3736 | 1024.8584 | 1030.2186 | 1035.4119 | 1040.3966 | 1045.1322 | 1049.6288 | 1053.8963 | 1057.9446 | 1061.7833 | 1065.4218 | 1068.869 | 1072.134 | 1075.2251 | 1078.1507 | 1080.9189
WA_Industrial_Stone, Clay, and Glass_Existing_Space Heating_Natural Gas_Windows - High Efficiency_A | WA | Industrial | Stone, Clay, and Glass | Existing | Space Heating | Natural Gas | Windows - High Efficiency | A | IM245 | U-.5 or worse | U-.22 or better | 45 | 0.0078041 | 0 | 0 | 0.23 | 0.01 | 0 | 0 | 0.11455 |  | sqft | 45% | 100% | Retrofit | Retro1Slow | 84.81% | TBD | 0.2% | 94.3767 |  | 48.5224 |  | 0.0058075 | RTF Wkbk - ComWeatherizationSchool_v3_1 | RTF Wkbk - ComWeatherizationSchool_v3_1 | Building Energy Simulation Tool | U-.5 or worse | U-.5 or worse | U-.5 or worse | U-.5 or worse | U-.5 or worse | U-.5 or worse | U-.5 or worse | U-.5 or worse | U-.5 or worse | U-.5 or worse | U-.5 or worse | U-.5 or worse | U-.5 or worse | U-.5 or worse | U-.5 or worse | U-.5 or worse | U-.5 or worse | U-.5 or worse | U-.5 or worse | U-.5 or worse | U-.5 or worse | U-.5 or worse | U-.22 or better | U-.22 or better | U-.22 or better | U-.22 or better | U-.22 or better | U-.22 or better | U-.22 or better | U-.22 or better | U-.22 or better | U-.22 or better | U-.22 or better | U-.22 or better | U-.22 or better | U-.22 or better | U-.22 or better | U-.22 or better | U-.22 or better | U-.22 or better | U-.22 or better | U-.22 or better | U-.22 or better | U-.22 or better | 0.23 | 0.23 | 0.23 | 0.23 | 0.23 | 0.23 | 0.23 | 0.23 | 0.23 | 0.23 | 0.23 | 0.23 | 0.23 | 0.23 | 0.23 | 0.23 | 0.23 | 0.23 | 0.23 | 0.23 | 0.23 | 0.23 | 0 | 0 | 0.0076981 | 0.0075811 | 0.0074267 | 0.0072309 | 0.0069954 | 0.0067284 | 0.0064428 | 0.006153 | 0.0058725 | 0.0056113 | 0.005375 | 0.0051651 | 0.0049812 | 0.0048203 | 0.0046791 | 0.0045566 | 0.0044492 | 0.0043526 | 0.0042692 | 0.0041902 | 0.0068135 | 0.013181 | 0.022532 | 0.03507 | 0.05061 | 0.068515 | 0.087705 | 0.10671 | 0.1238 | 0.13709 | 0.14479 | 0.14546 | 0.13843 | 0.12411 | 0.10409 | 0.082385 | 0.060455 | 0.040239 | 0.024781 | 0.015589 | 0.0068135 | 0.019891 | 0.042019 | 0.07598 | 0.12412 | 0.18789 | 0.26762 | 0.3623 | 0.46958 | 0.58578 | 0.7059 | 0.82378 | 0.93289 | 1.0269 | 1.1009 | 1.1544 | 1.1877 | 1.2021 | 1.2039 | 1.1972 | 885.0828 | 1738.7187 | 3033.9466 | 4850.0416 | 7234.7601 | 10183.0719 | 13612.9506 | 17343.0369 | 21080.514 | 24430.3314 | 26936.671 | 28161.4852 | 27791.4857 | 25746.4698 | 22246.6138 | 18080.502 | 13587.8824 | 9244.8059 | 5804.5692 | 3720.3199 | 885.0828 | 2623.8015 | 5657.7481 | 10507.7897 | 17742.5498 | 27925.6217 | 41538.5723 | 58881.6092 | 79962.1231 | 104392.4545 | 131329.1255 | 159490.6107 | 187282.0964 | 213028.5662 | 235275.18 | 253355.682 | 266943.5644 | 276188.3703 | 281992.9395 | 285713.2594 | 0.0058075 | 0.011274 | 0.019354 | 0.030285 | 0.043986 | 0.059992 | 0.077431 | 0.095044 | 0.11126 | 0.12431 | 0.13241 | 0.13409 | 0.12854 | 0.11598 | 0.097846 | 0.077839 | 0.057385 | 0.038363 | 0.02372 | 0.01498 | 0.0058075 | 0.017012 | 0.036092 | 0.065613 | 0.10787 | 0.16452 | 0.23627 | 0.32269 | 0.42203 | 0.53117 | 0.64557 | 0.75942 | 0.86622 | 0.95966 | 1.0348 | 1.0907 | 1.1274 | 1.1461 | 1.1523 | 1.1505 | 752.3204 | 1477.9109 | 2578.8546 | 4122.5353 | 6149.5461 | 8655.6111 | 11571.008 | 14741.5813 | 17918.4369 | 20765.7817 | 22896.1703 | 23937.2624 | 23622.7629 | 21884.4993 | 18909.6218 | 15368.4267 | 11549.7 | 7858.085 | 4933.8838 | 3162.2719 | 752.3204 | 2230.2313 | 4809.0859 | 8931.6212 | 15081.1673 | 23736.7784 | 35307.7865 | 50049.3678 | 67967.8047 | 88733.5863 | 111629.7567 | 135567.0191 | 159189.7819 | 181074.2812 | 199983.903 | 215352.3297 | 226902.0297 | 234760.1148 | 239693.9986 | 242856.2705 | 0 | 0 | 0 | 0 | 0 | 0 | 0 | 0 | 0 | 0 | 0 | 0 | 0 | 0 | 0 | 0 | 0 | 0 | 0 | 0 | 0 | 0 | 0 | 0 | 0 | 0 | 0 | 0 | 0 | 0 | 0 | 0 | 0 | 0 | 0 | 0 | 0 | 0 | 0 | 0 | 0 | 0 | 0 | 0 | 0 | 0 | 0 | 0 | 0 | 0 | 0 | 0 | 0 | 0 | 0 | 0 | 0 | 0 | 0 | 0 | 0 | 0 | 0 | 0 | 0 | 0 | 0 | 0 | 0 | 0 | 0 | 0 | 0 | 0 | 0 | 0 | 0 | 0 | 0 | 0 | 0 | 0 | 0 | 0 | 0 | 0 | 0 | 0 | 0 | 0 | 0 | 0 | 0 | 0 | 0 | 0 | 0 | 0 | 0 | 0 | 0 | 0 | 0 | 0 | 0 | 0 | 0 | 0 | 0 | 0 | 0 | 0 | 0 | 0 | 0 | 0 | 0 | 0 | 0 | 0 | 0 | 0 | 0 | 0 | 0 | 0 | 0 | 0 | 0 | 0 | 0 | 0 | 0 | 0 | 0 | 0 | 0 | 0 | 0 | 0 | 0 | 0 | 0 | 0 | 0 | 0 | 0 | 0 | 0 | 0 | 0 | 0 | 0 | 0 | 0 | 0 | 0 | 0 | 0 | 0 | 0 | 0 | 0 | 0 | 0 | 0 | 0 | 0 | 0 | 0 | 0 | 0 | 0 | 0 | 0 | 0 | 0 | 0 | 0 | 0 | 0 | 0 | 0 | 0 | 0 | 0 | 0 | 0 | 0 | 0 | 0 | 0 | 0 | 0 | 0 | 0 | 0 | 0 | 0 | 0 | 0 | 0 | 0 | 0 | 0 | 0 | 0 | 0 | 0 | 0 | 0 | 0 | 0 | 0 | 0 | 0 | 0 | 0 | 0 | 0 | 0 | 0 | 0 | 0 | 0 | 0 | 0 | 0 | 0 | 0 | 0 | 0 | 0 | 0 | 0 | 0 | 0 | 0 | 0 | 0 | 2910.968 | 2917.9063 | 2924.851 | 2931.75 | 2938.5531 | 2945.2123 | 2951.6815 | 2957.9165 | 2963.8752 | 2969.517 | 2974.856 | 2979.9056 | 2984.6784 | 2989.187 | 2993.4428 | 2997.4572 | 3001.2408 | 3004.8038 | 3008.1559 | 3011.3063 | 1076.6542 | 1079.2204 | 1081.7889 | 1084.3406 | 1086.8568 | 1089.3198 | 1091.7125 | 1094.0186 | 1096.2225 | 1098.3092 | 1100.2838 | 1102.1515 | 1103.9168 | 1105.5843 | 1107.1584 | 1108.6432 | 1110.0426 | 1111.3604 | 1112.6002 | 1113.7654
WA_Industrial_Stone, Clay, and Glass_Existing_Space Heating_Natural Gas_Gas Boiler - Maintenance_A | WA | Industrial | Stone, Clay, and Glass | Existing | Space Heating | Natural Gas | Gas Boiler - Maintenance | A | IM246 | Degrade performance | General cleaning and maintenance | 3 | 7.1405 | 0 | 0 | 0.03 | 0 | 0 | 0 | 0.0173 |  | employee | 20% | 30% | Retrofit | Retro20Fast | 65.82% | TBD | 0.2% | 69.3909 |  | 55.7234 |  | 0.0041059 | IL TRM - 4.3.10 - CI-HWE-DBTU-V01-180101 | IL TRM - 4.3.10 - CI-HWE-DBTU-V01-180101 | IL TRM - 4.3.10 - CI-HWE-DBTU-V01-180101 | Degrade performance | Degrade performance | Degrade performance | Degrade performance | Degrade performance | Degrade performance | Degrade performance | Degrade performance | Degrade performance | Degrade performance | Degrade performance | Degrade performance | Degrade performance | Degrade performance | Degrade performance | Degrade performance | Degrade performance | Degrade performance | Degrade performance | Degrade performance | Degrade performance | Degrade performance | General cleaning and maintenance | General cleaning and maintenance | General cleaning and maintenance | General cleaning and maintenance | General cleaning and maintenance | General cleaning and maintenance | General cleaning and maintenance | General cleaning and maintenance | General cleaning and maintenance | General cleaning and maintenance | General cleaning and maintenance | General cleaning and maintenance | General cleaning and maintenance | General cleaning and maintenance | General cleaning and maintenance | General cleaning and maintenance | General cleaning and maintenance | General cleaning and maintenance | General cleaning and maintenance | General cleaning and maintenance | General cleaning and maintenance | General cleaning and maintenance | 0.03 | 0.03 | 0.03 | 0.03 | 0.03 | 0.03 | 0.03 | 0.03 | 0.03 | 0.03 | 0.03 | 0.03 | 0.03 | 0.03 | 0.03 | 0.03 | 0.03 | 0.03 | 0.03 | 0.03 | 0.03 | 0.03 | 0 | 0 | 7.0903 | 7.057 | 7.022 | 6.9849 | 6.9456 | 6.9038 | 6.8592 | 6.8117 | 6.7615 | 6.7089 | 6.6544 | 6.5979 | 6.5412 | 6.4839 | 6.4264 | 6.3728 | 6.323 | 6.2765 | 6.2331 | 6.1928 | 0.0048222 | 0.0033061 | 0.0022381 | 0.0017039 | 0.0014589 | 0.0012332 | 0.0010316 | 0.00085533 | 0.00070398 | 0.00057574 | 0.00046829 | 0.00035538 | 0.00026966 | 0.00020458 | 0.00015519 | 0.00013887 | 0.00010598 | 8.9023e-05 | 7.287e-05 | 5.7468e-05 | 0.0048222 | 0.0081057 | 0.010304 | 0.011953 | 0.013345 | 0.014498 | 0.015436 | 0.016184 | 0.016769 | 0.017214 | 0.017542 | 0.017749 | 0.017866 | 0.017914 | 0.01791 | 0.0179 | 0.017866 | 0.017824 | 0.017773 | 0.017716 | 0.68012 | 0.46849 | 0.31873 | 0.24395 | 0.21005 | 0.17863 | 0.15039 | 0.12557 | 0.10411 | 0.085817 | 0.070373 | 0.053862 | 0.041224 | 0.031552 | 0.024149 | 0.021792 | 0.01676 | 0.014184 | 0.011691 | 0.0092798 | 0.68012 | 1.1486 | 1.4673 | 1.7113 | 1.9213 | 2.1 | 2.2503 | 2.3759 | 2.48 | 2.5658 | 2.6362 | 2.6901 | 2.7313 | 2.7629 | 2.787 | 2.8088 | 2.8256 | 2.8397 | 2.8514 | 2.8607 | 0.0041059 | 0.00282 | 0.0019127 | 0.0014592 | 0.0012521 | 0.0010608 | 0.00088947 | 0.00073936 | 0.00061009 | 0.00050027 | 0.00040798 | 0.00031044 | 0.00023614 | 0.00017958 | 0.00013653 | 0.00012242 | 9.3597e-05 | 7.8771e-05 | 6.4597e-05 | 5.1037e-05 | 0.0041059 | 0.006914 | 0.0088056 | 0.010236 | 0.011453 | 0.012471 | 0.01331 | 0.01399 | 0.014532 | 0.014958 | 0.015283 | 0.015505 | 0.015646 | 0.015725 | 0.015757 | 0.015779 | 0.015779 | 0.015771 | 0.015755 | 0.015733 | 0.5781 | 0.39822 | 0.27092 | 0.20735 | 0.17854 | 0.15183 | 0.12783 | 0.10673 | 0.088498 | 0.072944 | 0.059817 | 0.045783 | 0.035041 | 0.026819 | 0.020527 | 0.018523 | 0.014246 | 0.012056 | 0.0099372 | 0.0078879 | 0.5781 | 0.97632 | 1.2472 | 1.4546 | 1.6331 | 1.785 | 1.9128 | 2.0195 | 2.108 | 2.181 | 2.2408 | 2.2866 | 2.3216 | 2.3484 | 2.369 | 2.3875 | 2.4017 | 2.4138 | 2.4237 | 2.4316 | 0.0041059 | 0.00282 | 0.0019127 | 0.0014592 | 0.0012521 | 0.0010608 | 0.00088947 | 0.00073936 | 0.00061009 | 0.00050027 | 0.00040798 | 0.00031044 | 0.00023614 | 0.00017958 | 0.00013653 | 0.00012242 | 9.3597e-05 | 7.8771e-05 | 6.4597e-05 | 5.1037e-05 | 0.0041059 | 0.006914 | 0.0088056 | 0.010236 | 0.011453 | 0.012471 | 0.01331 | 0.01399 | 0.014532 | 0.014958 | 0.015283 | 0.015505 | 0.015646 | 0.015725 | 0.015757 | 0.015779 | 0.015779 | 0.015771 | 0.015755 | 0.015733 | 0.5781 | 0.39822 | 0.27092 | 0.20735 | 0.17854 | 0.15183 | 0.12783 | 0.10673 | 0.088498 | 0.072944 | 0.059817 | 0.045783 | 0.035041 | 0.026819 | 0.020527 | 0.018523 | 0.014246 | 0.012056 | 0.0099372 | 0.0078879 | 0.5781 | 0.97632 | 1.2472 | 1.4546 | 1.6331 | 1.785 | 1.9128 | 2.0195 | 2.108 | 2.181 | 2.2408 | 2.2866 | 2.3216 | 2.3484 | 2.369 | 2.3875 | 2.4017 | 2.4138 | 2.4237 | 2.4316 | 0.0041059 | 0.00282 | 0.0019127 | 0.0014592 | 0.0012521 | 0.0010608 | 0.00088947 | 0.00073936 | 0.00061009 | 0.00050027 | 0.00040798 | 0.00031044 | 0.00023614 | 0.00017958 | 0.00013653 | 0.00012242 | 9.3597e-05 | 7.8771e-05 | 6.4597e-05 | 5.1037e-05 | 0.0041059 | 0.006914 | 0.0088056 | 0.010236 | 0.011453 | 0.012471 | 0.01331 | 0.01399 | 0.014532 | 0.014958 | 0.015283 | 0.015505 | 0.015646 | 0.015725 | 0.015757 | 0.015779 | 0.015779 | 0.015771 | 0.015755 | 0.015733 | 0.5781 | 0.39822 | 0.27092 | 0.20735 | 0.17854 | 0.15183 | 0.12783 | 0.10673 | 0.088498 | 0.072944 | 0.059817 | 0.045783 | 0.035041 | 0.026819 | 0.020527 | 0.018523 | 0.014246 | 0.012056 | 0.0099372 | 0.0078879 | 0.5781 | 0.97632 | 1.2472 | 1.4546 | 1.6331 | 1.785 | 1.9128 | 2.0195 | 2.108 | 2.181 | 2.2408 | 2.2866 | 2.3216 | 2.3484 | 2.369 | 2.3875 | 2.4017 | 2.4138 | 2.4237 | 2.4316 | 0.0041059 | 0.00282 | 0.0019127 | 0.0014592 | 0.0012521 | 0.0010608 | 0.00088947 | 0.00073936 | 0.00061009 | 0.00050027 | 0.00040798 | 0.00031044 | 0.00023614 | 0.00017958 | 0.00013653 | 0.00012242 | 9.3597e-05 | 7.8771e-05 | 6.4597e-05 | 5.1037e-05 | 0.0041059 | 0.006914 | 0.0088056 | 0.010236 | 0.011453 | 0.012471 | 0.01331 | 0.01399 | 0.014532 | 0.014958 | 0.015283 | 0.015505 | 0.015646 | 0.015725 | 0.015757 | 0.015779 | 0.015779 | 0.015771 | 0.015755 | 0.015733 | 0.5781 | 0.39822 | 0.27092 | 0.20735 | 0.17854 | 0.15183 | 0.12783 | 0.10673 | 0.088498 | 0.072944 | 0.059817 | 0.045783 | 0.035041 | 0.026819 | 0.020527 | 0.018523 | 0.014246 | 0.012056 | 0.0099372 | 0.0078879 | 0.5781 | 0.97632 | 1.2472 | 1.4546 | 1.6331 | 1.785 | 1.9128 | 2.0195 | 2.108 | 2.181 | 2.2408 | 2.2866 | 2.3216 | 2.3484 | 2.369 | 2.3875 | 2.4017 | 2.4138 | 2.4237 | 2.4316 | 0.97862 | 0.98016 | 0.98168 | 0.98317 | 0.98462 | 0.98604 | 0.98741 | 0.98874 | 0.99002 | 0.99126 | 0.99245 | 0.99358 | 0.99466 | 0.99568 | 0.99664 | 0.99755 | 0.99839 | 0.99917 | 0.99989 | 1.0005 | 0.78587 | 0.78711 | 0.78833 | 0.78952 | 0.79069 | 0.79182 | 0.79293 | 0.79399 | 0.79503 | 0.79602 | 0.79697 | 0.79788 | 0.79875 | 0.79957 | 0.80034 | 0.80107 | 0.80174 | 0.80237 | 0.80295 | 0.80347
WA_Industrial_Stone, Clay, and Glass_Existing_Process_Natural Gas_Gas Boiler - Maintenance_A | WA | Industrial | Stone, Clay, and Glass | Existing | Process | Natural Gas | Gas Boiler - Maintenance | A | IM247 | Degrade performance | General cleaning and maintenance | 3 | 4.2096 | 0 | 0 | 0.03 | 0 | 0 | 0 | 0.0173 |  | sqft | 20% | 30% | Retrofit | Retro20Fast | 65.82% | TBD | 0.2% | 69.3909 |  | 55.7234 |  | 0.026981 | IL TRM - 4.3.10 - CI-HWE-DBTU-V01-180101 | IL TRM - 4.3.10 - CI-HWE-DBTU-V01-180101 | IL TRM - 4.3.10 - CI-HWE-DBTU-V01-180101 | Degrade performance | Degrade performance | Degrade performance | Degrade performance | Degrade performance | Degrade performance | Degrade performance | Degrade performance | Degrade performance | Degrade performance | Degrade performance | Degrade performance | Degrade performance | Degrade performance | Degrade performance | Degrade performance | Degrade performance | Degrade performance | Degrade performance | Degrade performance | Degrade performance | Degrade performance | General cleaning and maintenance | General cleaning and maintenance | General cleaning and maintenance | General cleaning and maintenance | General cleaning and maintenance | General cleaning and maintenance | General cleaning and maintenance | General cleaning and maintenance | General cleaning and maintenance | General cleaning and maintenance | General cleaning and maintenance | General cleaning and maintenance | General cleaning and maintenance | General cleaning and maintenance | General cleaning and maintenance | General cleaning and maintenance | General cleaning and maintenance | General cleaning and maintenance | General cleaning and maintenance | General cleaning and maintenance | General cleaning and maintenance | General cleaning and maintenance | 0.03 | 0.03 | 0.03 | 0.03 | 0.03 | 0.03 | 0.03 | 0.03 | 0.03 | 0.03 | 0.03 | 0.03 | 0.03 | 0.03 | 0.03 | 0.03 | 0.03 | 0.03 | 0.03 | 0.03 | 0.03 | 0.03 | 0 | 0 | 4.2096 | 4.2096 | 4.2096 | 4.2096 | 4.2096 | 4.2096 | 4.2096 | 4.2096 | 4.2096 | 4.2096 | 4.2096 | 4.2096 | 4.2096 | 4.2096 | 4.2096 | 4.2096 | 4.2096 | 4.2096 | 4.2096 | 4.2096 | 0.031743 | 0.021865 | 0.014876 | 0.011385 | 0.0098034 | 0.008337 | 0.007019 | 0.0058605 | 0.0048593 | 0.0040052 | 0.0032845 | 0.0025138 | 0.001924 | 0.0014726 | 0.0011271 | 0.0010171 | 0.00078224 | 0.00066198 | 0.00054564 | 0.00043311 | 0.031743 | 0.053608 | 0.068484 | 0.079869 | 0.089672 | 0.098009 | 0.10503 | 0.11089 | 0.11575 | 0.11975 | 0.12304 | 0.12555 | 0.12748 | 0.12895 | 0.13008 | 0.13109 | 0.13187 | 0.13254 | 0.13308 | 0.13352 | 7.5405 | 5.1942 | 3.5338 | 2.7046 | 2.3288 | 1.9805 | 1.6674 | 1.3922 | 1.1543 | 0.95145 | 0.78023 | 0.59717 | 0.45706 | 0.34982 | 0.26774 | 0.24161 | 0.18582 | 0.15726 | 0.12962 | 0.10289 | 7.5405 | 12.7347 | 16.2684 | 18.9731 | 21.3019 | 23.2824 | 24.9497 | 26.3419 | 27.4962 | 28.4477 | 29.2279 | 29.8251 | 30.2821 | 30.632 | 30.8997 | 31.1413 | 31.3271 | 31.4844 | 31.614 | 31.7169 | 0.026981 | 0.018586 | 0.012644 | 0.0096777 | 0.0083329 | 0.0070864 | 0.0059661 | 0.0049814 | 0.0041304 | 0.0034045 | 0.0027918 | 0.0021368 | 0.0016354 | 0.0012517 | 0.00095803 | 0.0008645 | 0.0006649 | 0.00056268 | 0.00046379 | 0.00036814 | 0.026981 | 0.045567 | 0.058211 | 0.067889 | 0.076222 | 0.083308 | 0.089274 | 0.094256 | 0.098386 | 0.10179 | 0.10458 | 0.10672 | 0.10835 | 0.10961 | 0.11056 | 0.11143 | 0.11209 | 0.11266 | 0.11312 | 0.11349 | 6.4094 | 4.415 | 3.0037 | 2.2989 | 1.9795 | 1.6834 | 1.4173 | 1.1833 | 0.98118 | 0.80874 | 0.6632 | 0.50759 | 0.3885 | 0.29735 | 0.22758 | 0.20536 | 0.15795 | 0.13367 | 0.11017 | 0.087453 | 6.4094 | 10.8245 | 13.8282 | 16.1271 | 18.1066 | 19.79 | 21.2073 | 22.3906 | 23.3718 | 24.1805 | 24.8437 | 25.3513 | 25.7398 | 26.0372 | 26.2647 | 26.4701 | 26.6281 | 26.7617 | 26.8719 | 26.9594 | 0.026981 | 0.018586 | 0.012644 | 0.0096777 | 0.0083329 | 0.0070864 | 0.0059661 | 0.0049814 | 0.0041304 | 0.0034045 | 0.0027918 | 0.0021368 | 0.0016354 | 0.0012517 | 0.00095803 | 0.0008645 | 0.0006649 | 0.00056268 | 0.00046379 | 0.00036814 | 0.026981 | 0.045567 | 0.058211 | 0.067889 | 0.076222 | 0.083308 | 0.089274 | 0.094256 | 0.098386 | 0.10179 | 0.10458 | 0.10672 | 0.10835 | 0.10961 | 0.11056 | 0.11143 | 0.11209 | 0.11266 | 0.11312 | 0.11349 | 6.4094 | 4.415 | 3.0037 | 2.2989 | 1.9795 | 1.6834 | 1.4173 | 1.1833 | 0.98118 | 0.80874 | 0.6632 | 0.50759 | 0.3885 | 0.29735 | 0.22758 | 0.20536 | 0.15795 | 0.13367 | 0.11017 | 0.087453 | 6.4094 | 10.8245 | 13.8282 | 16.1271 | 18.1066 | 19.79 | 21.2073 | 22.3906 | 23.3718 | 24.1805 | 24.8437 | 25.3513 | 25.7398 | 26.0372 | 26.2647 | 26.4701 | 26.6281 | 26.7617 | 26.8719 | 26.9594 | 0.026981 | 0.018586 | 0.012644 | 0.0096777 | 0.0083329 | 0.0070864 | 0.0059661 | 0.0049814 | 0.0041304 | 0.0034045 | 0.0027918 | 0.0021368 | 0.0016354 | 0.0012517 | 0.00095803 | 0.0008645 | 0.0006649 | 0.00056268 | 0.00046379 | 0.00036814 | 0.026981 | 0.045567 | 0.058211 | 0.067889 | 0.076222 | 0.083308 | 0.089274 | 0.094256 | 0.098386 | 0.10179 | 0.10458 | 0.10672 | 0.10835 | 0.10961 | 0.11056 | 0.11143 | 0.11209 | 0.11266 | 0.11312 | 0.11349 | 6.4094 | 4.415 | 3.0037 | 2.2989 | 1.9795 | 1.6834 | 1.4173 | 1.1833 | 0.98118 | 0.80874 | 0.6632 | 0.50759 | 0.3885 | 0.29735 | 0.22758 | 0.20536 | 0.15795 | 0.13367 | 0.11017 | 0.087453 | 6.4094 | 10.8245 | 13.8282 | 16.1271 | 18.1066 | 19.79 | 21.2073 | 22.3906 | 23.3718 | 24.1805 | 24.8437 | 25.3513 | 25.7398 | 26.0372 | 26.2647 | 26.4701 | 26.6281 | 26.7617 | 26.8719 | 26.9594 | 0.026981 | 0.018586 | 0.012644 | 0.0096777 | 0.0083329 | 0.0070864 | 0.0059661 | 0.0049814 | 0.0041304 | 0.0034045 | 0.0027918 | 0.0021368 | 0.0016354 | 0.0012517 | 0.00095803 | 0.0008645 | 0.0006649 | 0.00056268 | 0.00046379 | 0.00036814 | 0.026981 | 0.045567 | 0.058211 | 0.067889 | 0.076222 | 0.083308 | 0.089274 | 0.094256 | 0.098386 | 0.10179 | 0.10458 | 0.10672 | 0.10835 | 0.10961 | 0.11056 | 0.11143 | 0.11209 | 0.11266 | 0.11312 | 0.11349 | 6.4094 | 4.415 | 3.0037 | 2.2989 | 1.9795 | 1.6834 | 1.4173 | 1.1833 | 0.98118 | 0.80874 | 0.6632 | 0.50759 | 0.3885 | 0.29735 | 0.22758 | 0.20536 | 0.15795 | 0.13367 | 0.11017 | 0.087453 | 6.4094 | 10.8245 | 13.8282 | 16.1271 | 18.1066 | 19.79 | 21.2073 | 22.3906 | 23.3718 | 24.1805 | 24.8437 | 25.3513 | 25.7398 | 26.0372 | 26.2647 | 26.4701 | 26.6281 | 26.7617 | 26.8719 | 26.9594 | 0.97862 | 0.98016 | 0.98168 | 0.98317 | 0.98462 | 0.98604 | 0.98741 | 0.98874 | 0.99002 | 0.99126 | 0.99245 | 0.99358 | 0.99466 | 0.99568 | 0.99664 | 0.99755 | 0.99839 | 0.99917 | 0.99989 | 1.0005 | 0.78587 | 0.78711 | 0.78833 | 0.78952 | 0.79069 | 0.79182 | 0.79293 | 0.79399 | 0.79503 | 0.79602 | 0.79697 | 0.79788 | 0.79875 | 0.79957 | 0.80034 | 0.80107 | 0.80174 | 0.80237 | 0.80295 | 0.80347
WA_Industrial_Stone, Clay, and Glass_Existing_Space Heating_Natural Gas_Gas Furnace - Maintenance_A | WA | Industrial | Stone, Clay, and Glass | Existing | Space Heating | Natural Gas | Gas Furnace - Maintenance | A | IM248 | Degrade performance | General cleaning and maintenance | 3 | 0.0095 | 0 | 0 | 0.04 | 0 | 0 | 0 | 0.01945 |  | sqft | 20% | 30% | Retrofit | Retro20Fast | 65.82% | TBD | 0.2% | 457.2043 |  | 367.1515 |  | 1.7302e-05 | IL TRM - 4.4.31 - CI-HVC-FTUN-V03-200101 | MN TRM 3.1 - Forced-Air Heating Maintenance v2.0 | MN TRM v3.1 - Forced-Air Heating Maintenance | Degrade performance | Degrade performance | Degrade performance | Degrade performance | Degrade performance | Degrade performance | Degrade performance | Degrade performance | Degrade performance | Degrade performance | Degrade performance | Degrade performance | Degrade performance | Degrade performance | Degrade performance | Degrade performance | Degrade performance | Degrade performance | Degrade performance | Degrade performance | Degrade performance | Degrade performance | General cleaning and maintenance | General cleaning and maintenance | General cleaning and maintenance | General cleaning and maintenance | General cleaning and maintenance | General cleaning and maintenance | General cleaning and maintenance | General cleaning and maintenance | General cleaning and maintenance | General cleaning and maintenance | General cleaning and maintenance | General cleaning and maintenance | General cleaning and maintenance | General cleaning and maintenance | General cleaning and maintenance | General cleaning and maintenance | General cleaning and maintenance | General cleaning and maintenance | General cleaning and maintenance | General cleaning and maintenance | General cleaning and maintenance | General cleaning and maintenance | 0.04 | 0.04 | 0.04 | 0.04 | 0.04 | 0.04 | 0.04 | 0.04 | 0.04 | 0.04 | 0.04 | 0.04 | 0.04 | 0.04 | 0.04 | 0.04 | 0.04 | 0.04 | 0.04 | 0.04 | 0.04 | 0.04 | 0 | 0 | 0.0093616 | 0.0092714 | 0.0091786 | 0.0090832 | 0.0089851 | 0.0088845 | 0.0087815 | 0.0086761 | 0.0085694 | 0.0084618 | 0.0083541 | 0.0082462 | 0.0081397 | 0.0080342 | 0.0079299 | 0.0078316 | 0.0077389 | 0.0076511 | 0.0075678 | 0.0074887 | 2.0315e-05 | 1.3859e-05 | 9.334e-06 | 7.0698e-06 | 6.0217e-06 | 5.0636e-06 | 4.2136e-06 | 3.476e-06 | 2.8467e-06 | 2.3169e-06 | 1.8758e-06 | 1.4171e-06 | 1.0706e-06 | 8.0881e-07 | 6.11e-07 | 5.4453e-07 | 4.1385e-07 | 3.4625e-07 | 2.8229e-07 | 2.2173e-07 | 2.0315e-05 | 3.3977e-05 | 4.2971e-05 | 4.9594e-05 | 5.5081e-05 | 5.9528e-05 | 6.3051e-05 | 6.5771e-05 | 6.7808e-05 | 6.9274e-05 | 7.0268e-05 | 7.0777e-05 | 7.0934e-05 | 7.0824e-05 | 7.0515e-05 | 7.0186e-05 | 6.9768e-05 | 6.9323e-05 | 6.885e-05 | 6.8353e-05 | 2.17 | 1.4948 | 1.0169 | 0.77834 | 0.67018 | 0.56993 | 0.47983 | 0.40064 | 0.33219 | 0.27381 | 0.22453 | 0.17185 | 0.13153 | 0.10067 | 0.07705 | 0.069529 | 0.053476 | 0.045255 | 0.037301 | 0.029608 | 2.17 | 3.6648 | 4.6817 | 5.46 | 6.1302 | 6.7002 | 7.18 | 7.5806 | 7.9128 | 8.1866 | 8.4112 | 8.583 | 8.7145 | 8.8152 | 8.8923 | 8.9618 | 9.0153 | 9.0605 | 9.0978 | 9.1274 | 1.7302e-05 | 1.1828e-05 | 7.9841e-06 | 6.0616e-06 | 5.1758e-06 | 4.3637e-06 | 3.6411e-06 | 3.0122e-06 | 2.474e-06 | 2.0196e-06 | 1.64e-06 | 1.2427e-06 | 9.4152e-07 | 7.132e-07 | 5.4016e-07 | 4.8253e-07 | 3.6756e-07 | 3.0821e-07 | 2.5183e-07 | 1.9825e-07 | 1.7302e-05 | 2.8999e-05 | 3.6756e-05 | 4.2522e-05 | 4.7344e-05 | 5.13e-05 | 5.4484e-05 | 5.6995e-05 | 5.8931e-05 | 6.0384e-05 | 6.1435e-05 | 6.2067e-05 | 6.238e-05 | 6.2451e-05 | 6.2339e-05 | 6.2195e-05 | 6.1966e-05 | 6.1707e-05 | 6.1421e-05 | 6.1114e-05 | 1.8445 | 1.2706 | 0.8644 | 0.66159 | 0.56966 | 0.48444 | 0.40786 | 0.34054 | 0.28236 | 0.23274 | 0.19085 | 0.14607 | 0.1118 | 0.08557 | 0.065493 | 0.0591 | 0.045454 | 0.038466 | 0.031706 | 0.025167 | 1.8445 | 3.115 | 3.9794 | 4.641 | 5.2107 | 5.6951 | 6.103 | 6.4435 | 6.7259 | 6.9586 | 7.1495 | 7.2956 | 7.4074 | 7.4929 | 7.5584 | 7.6175 | 7.663 | 7.7014 | 7.7332 | 7.7583 | 0 | 0 | 0 | 0 | 0 | 0 | 0 | 0 | 0 | 0 | 0 | 0 | 0 | 0 | 0 | 0 | 0 | 0 | 0 | 0 | 0 | 0 | 0 | 0 | 0 | 0 | 0 | 0 | 0 | 0 | 0 | 0 | 0 | 0 | 0 | 0 | 0 | 0 | 0 | 0 | 0 | 0 | 0 | 0 | 0 | 0 | 0 | 0 | 0 | 0 | 0 | 0 | 0 | 0 | 0 | 0 | 0 | 0 | 0 | 0 | 0 | 0 | 0 | 0 | 0 | 0 | 0 | 0 | 0 | 0 | 0 | 0 | 0 | 0 | 0 | 0 | 0 | 0 | 0 | 0 | 0 | 0 | 0 | 0 | 0 | 0 | 0 | 0 | 0 | 0 | 0 | 0 | 0 | 0 | 0 | 0 | 0 | 0 | 0 | 0 | 0 | 0 | 0 | 0 | 0 | 0 | 0 | 0 | 0 | 0 | 0 | 0 | 0 | 0 | 0 | 0 | 0 | 0 | 0 | 0 | 0 | 0 | 0 | 0 | 0 | 0 | 0 | 0 | 0 | 0 | 0 | 0 | 0 | 0 | 0 | 0 | 0 | 0 | 0 | 0 | 0 | 0 | 0 | 0 | 0 | 0 | 0 | 0 | 0 | 0 | 0 | 0 | 0 | 0 | 0 | 0 | 0 | 0 | 0 | 0 | 0 | 0 | 0 | 0 | 0 | 0 | 0 | 0 | 0 | 0 | 0 | 0 | 0 | 0 | 0 | 0 | 0 | 0 | 0 | 0 | 0 | 0 | 0 | 0 | 0 | 0 | 0 | 0 | 0 | 0 | 0 | 0 | 0 | 0 | 0 | 0 | 0 | 0 | 0 | 0 | 0 | 0 | 0 | 0 | 0 | 0 | 0 | 0 | 0 | 0 | 0 | 0 | 0 | 0 | 0 | 0 | 0 | 0 | 0 | 0 | 0 | 0 | 0 | 0 | 0 | 0 | 0 | 0 | 0 | 0 | 0 | 0 | 0 | 0 | 0 | 0 | 0 | 0 | 0 | 0 | 1570.8596 | 1579.5965 | 1588.415 | 1597.2441 | 1606.0138 | 1614.6551 | 1623.1001 | 1631.282 | 1639.1354 | 1646.5963 | 1653.6805 | 1660.404 | 1666.7821 | 1672.83 | 1678.5623 | 1683.9934 | 1689.1373 | 1694.0073 | 1698.6166 | 1702.9778 | 1261.4567 | 1268.4727 | 1275.5543 | 1282.6444 | 1289.6868 | 1296.6261 | 1303.4077 | 1309.9781 | 1316.2846 | 1322.276 | 1327.9649 | 1333.3641 | 1338.4859 | 1343.3426 | 1347.9458 | 1352.3072 | 1356.4379 | 1360.3488 | 1364.0502 | 1367.5524
WA_Industrial_Stone, Clay, and Glass_Existing_Space Heating_Natural Gas_Gas Boiler - Hot Water Reset_A | WA | Industrial | Stone, Clay, and Glass | Existing | Space Heating | Natural Gas | Gas Boiler - Hot Water Reset | A | IM249 | No control | Reset control installed | 16 | 25.9656 | 0 | 0 | 67.06 | 0 | 0 | 0 | 33.5297 |  | employee | 20% | 45% | Retrofit | Retro5Med | 81.71% | TBD | 0.2% | 206.7998 |  | 135.7924 |  | 0.0072456 | IL TRM - 4.4.4 - CI-HVC-BLRC-V04-210101 | IL TRM - 4.4.4 - CI-HVC-BLRC-V04-210101 | IL TRM - 4.4.4 - CI-HVC-BLRC-V04-210101 | No control | No control | No control | No control | No control | No control | No control | No control | No control | No control | No control | No control | No control | No control | No control | No control | No control | No control | No control | No control | No control | No control | Reset control installed | Reset control installed | Reset control installed | Reset control installed | Reset control installed | Reset control installed | Reset control installed | Reset control installed | Reset control installed | Reset control installed | Reset control installed | Reset control installed | Reset control installed | Reset control installed | Reset control installed | Reset control installed | Reset control installed | Reset control installed | Reset control installed | Reset control installed | Reset control installed | Reset control installed | 67.06 | 67.06 | 67.06 | 67.06 | 67.06 | 67.06 | 67.06 | 67.06 | 67.06 | 67.06 | 67.06 | 67.06 | 67.06 | 67.06 | 67.06 | 67.06 | 67.06 | 67.06 | 67.06 | 67.06 | 67.06 | 67.06 | 0 | 0 | 25.7394 | 25.5752 | 25.4048 | 25.227 | 25.0409 | 24.8457 | 24.6406 | 24.4248 | 24.1995 | 23.9655 | 23.7247 | 23.4772 | 23.2286 | 22.9783 | 22.7273 | 22.4904 | 22.2666 | 22.0545 | 21.8534 | 21.6629 | 0.0085076 | 0.0102 | 0.012185 | 0.013804 | 0.01536 | 0.01751 | 0.018722 | 0.018631 | 0.017096 | 0.014302 | 0.010768 | 0.0069303 | 0.0039128 | 0.0018315 | 0.0007532 | 0.00026636 | 8.0951e-05 | 1.7174e-05 | 2.749e-06 | 3.2146e-07 | 0.0085076 | 0.018654 | 0.030715 | 0.044304 | 0.059337 | 0.076384 | 0.094476 | 0.11228 | 0.12834 | 0.1414 | 0.15075 | 0.15611 | 0.15837 | 0.15849 | 0.15751 | 0.15614 | 0.15466 | 0.15321 | 0.15181 | 0.15049 | 0.33053 | 0.39884 | 0.47965 | 0.5472 | 0.61338 | 0.70476 | 0.7598 | 0.7628 | 0.70646 | 0.59679 | 0.45386 | 0.29519 | 0.16845 | 0.079706 | 0.033141 | 0.011843 | 0.0036355 | 0.00077872 | 0.00012579 | 1.4839e-05 | 0.33053 | 0.72937 | 1.209 | 1.7562 | 2.3696 | 3.0743 | 3.8341 | 4.597 | 5.3034 | 5.9002 | 6.3541 | 6.6493 | 6.8177 | 6.8974 | 6.9306 | 6.9424 | 6.946 | 6.9468 | 6.9469 | 6.9469 | 0.0072456 | 0.0087051 | 0.010422 | 0.011834 | 0.013199 | 0.015086 | 0.016173 | 0.016139 | 0.014851 | 0.012461 | 0.0094089 | 0.0060739 | 0.0034388 | 0.0016139 | 0.00066541 | 0.00023586 | 7.1843e-05 | 1.5275e-05 | 2.4504e-06 | 2.8716e-07 | 0.0072456 | 0.015919 | 0.02627 | 0.03798 | 0.050992 | 0.065809 | 0.081612 | 0.097261 | 0.11149 | 0.1232 | 0.13173 | 0.13681 | 0.13918 | 0.13966 | 0.13915 | 0.13826 | 0.13726 | 0.13627 | 0.13532 | 0.13444 | 0.28095 | 0.33901 | 0.4077 | 0.46512 | 0.52138 | 0.59904 | 0.64583 | 0.64838 | 0.60049 | 0.50727 | 0.38578 | 0.25092 | 0.14318 | 0.06775 | 0.028169 | 0.010067 | 0.0030902 | 0.00066191 | 0.00010692 | 1.2613e-05 | 0.28095 | 0.61996 | 1.0277 | 1.4928 | 2.0142 | 2.6132 | 3.259 | 3.9074 | 4.5079 | 5.0152 | 5.401 | 5.6519 | 5.795 | 5.8628 | 5.891 | 5.901 | 5.9041 | 5.9048 | 5.9049 | 5.9049 | 0.0072456 | 0.0087051 | 0.010422 | 0.011834 | 0.013199 | 0.015086 | 0.016173 | 0.016139 | 0.014851 | 0.012461 | 0.0094089 | 0.0060739 | 0.0034388 | 0.0016139 | 0.00066541 | 0.00023586 | 7.1843e-05 | 1.5275e-05 | 2.4504e-06 | 2.8716e-07 | 0.0072456 | 0.015919 | 0.02627 | 0.03798 | 0.050992 | 0.065809 | 0.081612 | 0.097261 | 0.11149 | 0.1232 | 0.13173 | 0.13681 | 0.13918 | 0.13966 | 0.13915 | 0.13826 | 0.13726 | 0.13627 | 0.13532 | 0.13444 | 0.28095 | 0.33901 | 0.4077 | 0.46512 | 0.52138 | 0.59904 | 0.64583 | 0.64838 | 0.60049 | 0.50727 | 0.38578 | 0.25092 | 0.14318 | 0.06775 | 0.028169 | 0.010067 | 0.0030902 | 0.00066191 | 0.00010692 | 1.2613e-05 | 0.28095 | 0.61996 | 1.0277 | 1.4928 | 2.0142 | 2.6132 | 3.259 | 3.9074 | 4.5079 | 5.0152 | 5.401 | 5.6519 | 5.795 | 5.8628 | 5.891 | 5.901 | 5.9041 | 5.9048 | 5.9049 | 5.9049 | 0.0072456 | 0.0087051 | 0.010422 | 0.011834 | 0.013199 | 0.015086 | 0.016173 | 0.016139 | 0.014851 | 0.012461 | 0.0094089 | 0.0060739 | 0.0034388 | 0.0016139 | 0.00066541 | 0.00023586 | 7.1843e-05 | 1.5275e-05 | 2.4504e-06 | 2.8716e-07 | 0.0072456 | 0.015919 | 0.02627 | 0.03798 | 0.050992 | 0.065809 | 0.081612 | 0.097261 | 0.11149 | 0.1232 | 0.13173 | 0.13681 | 0.13918 | 0.13966 | 0.13915 | 0.13826 | 0.13726 | 0.13627 | 0.13532 | 0.13444 | 0.28095 | 0.33901 | 0.4077 | 0.46512 | 0.52138 | 0.59904 | 0.64583 | 0.64838 | 0.60049 | 0.50727 | 0.38578 | 0.25092 | 0.14318 | 0.06775 | 0.028169 | 0.010067 | 0.0030902 | 0.00066191 | 0.00010692 | 1.2613e-05 | 0.28095 | 0.61996 | 1.0277 | 1.4928 | 2.0142 | 2.6132 | 3.259 | 3.9074 | 4.5079 | 5.0152 | 5.401 | 5.6519 | 5.795 | 5.8628 | 5.891 | 5.901 | 5.9041 | 5.9048 | 5.9049 | 5.9049 | 0.0072456 | 0.0087051 | 0.010422 | 0.011834 | 0.013199 | 0.015086 | 0.016173 | 0.016139 | 0.014851 | 0.012461 | 0.0094089 | 0.0060739 | 0.0034388 | 0.0016139 | 0.00066541 | 0.00023586 | 7.1843e-05 | 1.5275e-05 | 2.4504e-06 | 2.8716e-07 | 0.0072456 | 0.015919 | 0.02627 | 0.03798 | 0.050992 | 0.065809 | 0.081612 | 0.097261 | 0.11149 | 0.1232 | 0.13173 | 0.13681 | 0.13918 | 0.13966 | 0.13915 | 0.13826 | 0.13726 | 0.13627 | 0.13532 | 0.13444 | 0.28095 | 0.33901 | 0.4077 | 0.46512 | 0.52138 | 0.59904 | 0.64583 | 0.64838 | 0.60049 | 0.50727 | 0.38578 | 0.25092 | 0.14318 | 0.06775 | 0.028169 | 0.010067 | 0.0030902 | 0.00066191 | 0.00010692 | 1.2613e-05 | 0.28095 | 0.61996 | 1.0277 | 1.4928 | 2.0142 | 2.6132 | 3.259 | 3.9074 | 4.5079 | 5.0152 | 5.401 | 5.6519 | 5.795 | 5.8628 | 5.891 | 5.901 | 5.9041 | 5.9048 | 5.9049 | 5.9049 | 208.2078 | 208.6117 | 209.0089 | 209.3983 | 209.7788 | 210.1498 | 210.5103 | 210.8597 | 211.1971 | 211.5221 | 211.8338 | 212.1319 | 212.4158 | 212.6849 | 212.9389 | 213.1773 | 213.3997 | 213.6059 | 213.7954 | 213.968 | 136.7169 | 136.9822 | 137.243 | 137.4986 | 137.7485 | 137.9921 | 138.2289 | 138.4583 | 138.6798 | 138.8932 | 139.0979 | 139.2936 | 139.48 | 139.6568 | 139.8235 | 139.9801 | 140.1262 | 140.2615 | 140.3859 | 140.4993
WA_Industrial_Stone, Clay, and Glass_Existing_Process_Natural Gas_Gas Boiler - Hot Water Reset_A | WA | Industrial | Stone, Clay, and Glass | Existing | Process | Natural Gas | Gas Boiler - Hot Water Reset | A | IM250 | No control | Reset control installed | 16 | 7.6538 | 0 | 0 | 67.06 | 0 | 0 | 0 | 33.5297 |  | sqft | 20% | 45% | Retrofit | Retro5Med | 81.71% | TBD | 0.2% | 206.7998 |  | 135.7924 |  | 0.023744 | IL TRM - 4.4.4 - CI-HVC-BLRC-V04-210101 | IL TRM - 4.4.4 - CI-HVC-BLRC-V04-210101 | XCEL CO 2019-2020 DSM Plan | No control | No control | No control | No control | No control | No control | No control | No control | No control | No control | No control | No control | No control | No control | No control | No control | No control | No control | No control | No control | No control | No control | Reset control installed | Reset control installed | Reset control installed | Reset control installed | Reset control installed | Reset control installed | Reset control installed | Reset control installed | Reset control installed | Reset control installed | Reset control installed | Reset control installed | Reset control installed | Reset control installed | Reset control installed | Reset control installed | Reset control installed | Reset control installed | Reset control installed | Reset control installed | Reset control installed | Reset control installed | 67.06 | 67.06 | 67.06 | 67.06 | 67.06 | 67.06 | 67.06 | 67.06 | 67.06 | 67.06 | 67.06 | 67.06 | 67.06 | 67.06 | 67.06 | 67.06 | 67.06 | 67.06 | 67.06 | 67.06 | 67.06 | 67.06 | 0 | 0 | 7.6171 | 7.58 | 7.5423 | 7.504 | 7.4653 | 7.4288 | 7.397 | 7.3688 | 7.3435 | 7.3204 | 7.2991 | 7.2791 | 7.2601 | 7.2419 | 7.2242 | 7.2069 | 7.1921 | 7.177 | 7.1617 | 7.1461 | 0.027914 | 0.033518 | 0.040109 | 0.045525 | 0.050769 | 0.058046 | 0.062312 | 0.06232 | 0.057518 | 0.048437 | 0.036729 | 0.023823 | 0.013559 | 0.0063997 | 0.0026544 | 0.00094633 | 0.0002899 | 6.1964e-05 | 9.9882e-06 | 1.1757e-06 | 0.027914 | 0.061296 | 0.1011 | 0.14611 | 0.19613 | 0.25322 | 0.31444 | 0.37556 | 0.43179 | 0.47887 | 0.5142 | 0.53662 | 0.54878 | 0.5538 | 0.5551 | 0.55472 | 0.55387 | 0.55277 | 0.5516 | 0.5504 | 3.6646 | 4.422 | 5.3179 | 6.0668 | 6.8006 | 7.8137 | 8.4239 | 8.4573 | 7.8325 | 6.6167 | 5.032 | 3.2728 | 1.8676 | 0.88371 | 0.36743 | 0.13131 | 0.040307 | 0.0086337 | 0.0013947 | 0.00016452 | 3.6646 | 8.0865 | 13.4044 | 19.4712 | 26.2718 | 34.0855 | 42.5094 | 50.9667 | 58.7992 | 65.4159 | 70.4478 | 73.7207 | 75.5883 | 76.472 | 76.8394 | 76.9707 | 77.011 | 77.0197 | 77.0211 | 77.0212 | 0.023744 | 0.028532 | 0.034168 | 0.038812 | 0.043316 | 0.049562 | 0.053238 | 0.053276 | 0.049197 | 0.041449 | 0.031444 | 0.020404 | 0.011618 | 0.0054855 | 0.0022761 | 0.00081174 | 0.00024874 | 5.3185e-05 | 8.5759e-06 | 1.0098e-06 | 0.023744 | 0.052177 | 0.086125 | 0.12457 | 0.16734 | 0.2162 | 0.26866 | 0.32106 | 0.36932 | 0.40979 | 0.44022 | 0.4596 | 0.4702 | 0.47469 | 0.47598 | 0.47583 | 0.47525 | 0.47446 | 0.47361 | 0.47274 | 3.1149 | 3.7587 | 4.5202 | 5.1568 | 5.7805 | 6.6416 | 7.1603 | 7.1887 | 6.6577 | 5.6242 | 4.2772 | 2.7819 | 1.5875 | 0.75115 | 0.31232 | 0.11161 | 0.034261 | 0.0073387 | 0.0011855 | 0.00013984 | 3.1149 | 6.8736 | 11.3938 | 16.5505 | 22.3311 | 28.9727 | 36.133 | 43.3217 | 49.9793 | 55.6035 | 59.8807 | 62.6626 | 64.25 | 65.0012 | 65.3135 | 65.4251 | 65.4594 | 65.4667 | 65.4679 | 65.468 | 0.023744 | 0.028532 | 0.034168 | 0.038812 | 0.043316 | 0.049562 | 0.053238 | 0.053276 | 0.049197 | 0.041449 | 0.031444 | 0.020404 | 0.011618 | 0.0054855 | 0.0022761 | 0.00081174 | 0.00024874 | 5.3185e-05 | 8.5759e-06 | 1.0098e-06 | 0.023744 | 0.052177 | 0.086125 | 0.12457 | 0.16734 | 0.2162 | 0.26866 | 0.32106 | 0.36932 | 0.40979 | 0.44022 | 0.4596 | 0.4702 | 0.47469 | 0.47598 | 0.47583 | 0.47525 | 0.47446 | 0.47361 | 0.47274 | 3.1149 | 3.7587 | 4.5202 | 5.1568 | 5.7805 | 6.6416 | 7.1603 | 7.1887 | 6.6577 | 5.6242 | 4.2772 | 2.7819 | 1.5875 | 0.75115 | 0.31232 | 0.11161 | 0.034261 | 0.0073387 | 0.0011855 | 0.00013984 | 3.1149 | 6.8736 | 11.3938 | 16.5505 | 22.3311 | 28.9727 | 36.133 | 43.3217 | 49.9793 | 55.6035 | 59.8807 | 62.6626 | 64.25 | 65.0012 | 65.3135 | 65.4251 | 65.4594 | 65.4667 | 65.4679 | 65.468 | 0.023744 | 0.028532 | 0.034168 | 0.038812 | 0.043316 | 0.049562 | 0.053238 | 0.053276 | 0.049197 | 0.041449 | 0.031444 | 0.020404 | 0.011618 | 0.0054855 | 0.0022761 | 0.00081174 | 0.00024874 | 5.3185e-05 | 8.5759e-06 | 1.0098e-06 | 0.023744 | 0.052177 | 0.086125 | 0.12457 | 0.16734 | 0.2162 | 0.26866 | 0.32106 | 0.36932 | 0.40979 | 0.44022 | 0.4596 | 0.4702 | 0.47469 | 0.47598 | 0.47583 | 0.47525 | 0.47446 | 0.47361 | 0.47274 | 3.1149 | 3.7587 | 4.5202 | 5.1568 | 5.7805 | 6.6416 | 7.1603 | 7.1887 | 6.6577 | 5.6242 | 4.2772 | 2.7819 | 1.5875 | 0.75115 | 0.31232 | 0.11161 | 0.034261 | 0.0073387 | 0.0011855 | 0.00013984 | 3.1149 | 6.8736 | 11.3938 | 16.5505 | 22.3311 | 28.9727 | 36.133 | 43.3217 | 49.9793 | 55.6035 | 59.8807 | 62.6626 | 64.25 | 65.0012 | 65.3135 | 65.4251 | 65.4594 | 65.4667 | 65.4679 | 65.468 | 0.023744 | 0.028532 | 0.034168 | 0.038812 | 0.043316 | 0.049562 | 0.053238 | 0.053276 | 0.049197 | 0.041449 | 0.031444 | 0.020404 | 0.011618 | 0.0054855 | 0.0022761 | 0.00081174 | 0.00024874 | 5.3185e-05 | 8.5759e-06 | 1.0098e-06 | 0.023744 | 0.052177 | 0.086125 | 0.12457 | 0.16734 | 0.2162 | 0.26866 | 0.32106 | 0.36932 | 0.40979 | 0.44022 | 0.4596 | 0.4702 | 0.47469 | 0.47598 | 0.47583 | 0.47525 | 0.47446 | 0.47361 | 0.47274 | 3.1149 | 3.7587 | 4.5202 | 5.1568 | 5.7805 | 6.6416 | 7.1603 | 7.1887 | 6.6577 | 5.6242 | 4.2772 | 2.7819 | 1.5875 | 0.75115 | 0.31232 | 0.11161 | 0.034261 | 0.0073387 | 0.0011855 | 0.00013984 | 3.1149 | 6.8736 | 11.3938 | 16.5505 | 22.3311 | 28.9727 | 36.133 | 43.3217 | 49.9793 | 55.6035 | 59.8807 | 62.6626 | 64.25 | 65.0012 | 65.3135 | 65.4251 | 65.4594 | 65.4667 | 65.4679 | 65.468 | 208.2078 | 208.6117 | 209.0089 | 209.3983 | 209.7788 | 210.1498 | 210.5103 | 210.8597 | 211.1971 | 211.5221 | 211.8338 | 212.1319 | 212.4158 | 212.6849 | 212.9389 | 213.1773 | 213.3997 | 213.6059 | 213.7954 | 213.968 | 136.7169 | 136.9822 | 137.243 | 137.4986 | 137.7485 | 137.9921 | 138.2289 | 138.4583 | 138.6798 | 138.8932 | 139.0979 | 139.2936 | 139.48 | 139.6568 | 139.8235 | 139.9801 | 140.1262 | 140.2615 | 140.3859 | 140.4993
WA_Industrial_Stone, Clay, and Glass_Existing_Space Heating_Natural Gas_Steam Trap Maintenance_A | WA | Industrial | Stone, Clay, and Glass | Existing | Space Heating | Natural Gas | Steam Trap Maintenance | A | IM251 | Degrade performance | Cleaning and maintenance | 6 | 9.1731 | 0 | 0 | 8.02 | 0 | 0 | 0 | 4.0107 |  | employee | 73% | 85% | Retrofit | RetroEven20 | 80.75% | TBD | 0.2% | 131.5081 |  | 99.6566 |  | 0.0014305 | IL TRM - 4.4.16 - CI-HVC-STRE-V07-210101 | IL TRM - 4.4.16 - CI-HVC-STRE-V07-210101 | IL TRM - 4.4.16 - CI-HVC-STRE-V07-210101 | Degrade performance | Degrade performance | Degrade performance | Degrade performance | Degrade performance | Degrade performance | Degrade performance | Degrade performance | Degrade performance | Degrade performance | Degrade performance | Degrade performance | Degrade performance | Degrade performance | Degrade performance | Degrade performance | Degrade performance | Degrade performance | Degrade performance | Degrade performance | Degrade performance | Degrade performance | Cleaning and maintenance | Cleaning and maintenance | Cleaning and maintenance | Cleaning and maintenance | Cleaning and maintenance | Cleaning and maintenance | Cleaning and maintenance | Cleaning and maintenance | Cleaning and maintenance | Cleaning and maintenance | Cleaning and maintenance | Cleaning and maintenance | Cleaning and maintenance | Cleaning and maintenance | Cleaning and maintenance | Cleaning and maintenance | Cleaning and maintenance | Cleaning and maintenance | Cleaning and maintenance | Cleaning and maintenance | Cleaning and maintenance | Cleaning and maintenance | 8.02 | 8.02 | 8.02 | 8.02 | 8.02 | 8.02 | 8.02 | 8.02 | 8.02 | 8.02 | 8.02 | 8.02 | 8.02 | 8.02 | 8.02 | 8.02 | 8.02 | 8.02 | 8.02 | 8.02 | 8.02 | 8.02 | 0 | 0 | 9.1067 | 9.0623 | 9.0157 | 8.9666 | 8.9146 | 8.8594 | 8.8006 | 8.7381 | 8.6722 | 8.6031 | 8.5316 | 8.4577 | 8.3833 | 8.3083 | 8.2331 | 8.1629 | 8.0974 | 8.0362 | 7.979 | 7.9258 | 0.00168 | 0.001643 | 0.0016064 | 0.0015701 | 0.0015341 | 0.0014983 | 0.0014627 | 0.0014272 | 0.0013921 | 0.0013572 | 0.0013227 | 0.0012886 | 0.0012553 | 0.0012226 | 0.0011906 | 0.0011601 | 0.001131 | 0.0011031 | 0.0010763 | 0.0010507 | 0.00168 | 0.0033148 | 0.0049042 | 0.0064475 | 0.0079442 | 0.0093932 | 0.010794 | 0.012144 | 0.013445 | 0.014695 | 0.015895 | 0.017046 | 0.018152 | 0.019212 | 0.020228 | 0.021216 | 0.022177 | 0.023112 | 0.024024 | 0.024914 | 0.18448 | 0.1813 | 0.17817 | 0.1751 | 0.17208 | 0.16912 | 0.1662 | 0.16334 | 0.16052 | 0.15775 | 0.15503 | 0.15236 | 0.14973 | 0.14715 | 0.14461 | 0.14212 | 0.13967 | 0.13726 | 0.13489 | 0.13257 | 0.18448 | 0.36578 | 0.54396 | 0.71906 | 0.89114 | 1.0603 | 1.2265 | 1.3898 | 1.5503 | 1.7081 | 1.8631 | 2.0155 | 2.1652 | 2.3123 | 2.4569 | 2.5991 | 2.7387 | 2.876 | 3.0109 | 3.1435 | 0.0014305 | 0.0014015 | 0.001373 | 0.0013447 | 0.0013168 | 0.001289 | 0.0012614 | 0.001234 | 0.0012067 | 0.0011796 | 0.0011527 | 0.001126 | 0.0010996 | 0.0010736 | 0.0010479 | 0.0010231 | 0.00099933 | 0.00097651 | 0.00095463 | 0.00093366 | 0.0014305 | 0.0028276 | 0.0041916 | 0.0055222 | 0.006819 | 0.0080815 | 0.0093087 | 0.0105 | 0.011654 | 0.012772 | 0.013852 | 0.014896 | 0.015901 | 0.01687 | 0.017803 | 0.01871 | 0.019596 | 0.020461 | 0.021308 | 0.022139 | 0.15681 | 0.15411 | 0.15145 | 0.14884 | 0.14627 | 0.14375 | 0.14127 | 0.13883 | 0.13644 | 0.13409 | 0.13178 | 0.1295 | 0.12727 | 0.12508 | 0.12292 | 0.1208 | 0.11872 | 0.11667 | 0.11466 | 0.11268 | 0.15681 | 0.31091 | 0.46236 | 0.6112 | 0.75747 | 0.90122 | 1.0425 | 1.1813 | 1.3178 | 1.4519 | 1.5836 | 1.7131 | 1.8404 | 1.9655 | 2.0884 | 2.2092 | 2.3279 | 2.4446 | 2.5593 | 2.6719 | 0.0014305 | 0.0014015 | 0.001373 | 0.0013447 | 0.0013168 | 0.001289 | 0.0012614 | 0.001234 | 0.0012067 | 0.0011796 | 0.0011527 | 0.001126 | 0.0010996 | 0.0010736 | 0.0010479 | 0.0010231 | 0.00099933 | 0.00097651 | 0.00095463 | 0.00093366 | 0.0014305 | 0.0028276 | 0.0041916 | 0.0055222 | 0.006819 | 0.0080815 | 0.0093087 | 0.0105 | 0.011654 | 0.012772 | 0.013852 | 0.014896 | 0.015901 | 0.01687 | 0.017803 | 0.01871 | 0.019596 | 0.020461 | 0.021308 | 0.022139 | 0.15681 | 0.15411 | 0.15145 | 0.14884 | 0.14627 | 0.14375 | 0.14127 | 0.13883 | 0.13644 | 0.13409 | 0.13178 | 0.1295 | 0.12727 | 0.12508 | 0.12292 | 0.1208 | 0.11872 | 0.11667 | 0.11466 | 0.11268 | 0.15681 | 0.31091 | 0.46236 | 0.6112 | 0.75747 | 0.90122 | 1.0425 | 1.1813 | 1.3178 | 1.4519 | 1.5836 | 1.7131 | 1.8404 | 1.9655 | 2.0884 | 2.2092 | 2.3279 | 2.4446 | 2.5593 | 2.6719 | 0.0014305 | 0.0014015 | 0.001373 | 0.0013447 | 0.0013168 | 0.001289 | 0.0012614 | 0.001234 | 0.0012067 | 0.0011796 | 0.0011527 | 0.001126 | 0.0010996 | 0.0010736 | 0.0010479 | 0.0010231 | 0.00099933 | 0.00097651 | 0.00095463 | 0.00093366 | 0.0014305 | 0.0028276 | 0.0041916 | 0.0055222 | 0.006819 | 0.0080815 | 0.0093087 | 0.0105 | 0.011654 | 0.012772 | 0.013852 | 0.014896 | 0.015901 | 0.01687 | 0.017803 | 0.01871 | 0.019596 | 0.020461 | 0.021308 | 0.022139 | 0.15681 | 0.15411 | 0.15145 | 0.14884 | 0.14627 | 0.14375 | 0.14127 | 0.13883 | 0.13644 | 0.13409 | 0.13178 | 0.1295 | 0.12727 | 0.12508 | 0.12292 | 0.1208 | 0.11872 | 0.11667 | 0.11466 | 0.11268 | 0.15681 | 0.31091 | 0.46236 | 0.6112 | 0.75747 | 0.90122 | 1.0425 | 1.1813 | 1.3178 | 1.4519 | 1.5836 | 1.7131 | 1.8404 | 1.9655 | 2.0884 | 2.2092 | 2.3279 | 2.4446 | 2.5593 | 2.6719 | 0.0014305 | 0.0014015 | 0.001373 | 0.0013447 | 0.0013168 | 0.001289 | 0.0012614 | 0.001234 | 0.0012067 | 0.0011796 | 0.0011527 | 0.001126 | 0.0010996 | 0.0010736 | 0.0010479 | 0.0010231 | 0.00099933 | 0.00097651 | 0.00095463 | 0.00093366 | 0.0014305 | 0.0028276 | 0.0041916 | 0.0055222 | 0.006819 | 0.0080815 | 0.0093087 | 0.0105 | 0.011654 | 0.012772 | 0.013852 | 0.014896 | 0.015901 | 0.01687 | 0.017803 | 0.01871 | 0.019596 | 0.020461 | 0.021308 | 0.022139 | 0.15681 | 0.15411 | 0.15145 | 0.14884 | 0.14627 | 0.14375 | 0.14127 | 0.13883 | 0.13644 | 0.13409 | 0.13178 | 0.1295 | 0.12727 | 0.12508 | 0.12292 | 0.1208 | 0.11872 | 0.11667 | 0.11466 | 0.11268 | 0.15681 | 0.31091 | 0.46236 | 0.6112 | 0.75747 | 0.90122 | 1.0425 | 1.1813 | 1.3178 | 1.4519 | 1.5836 | 1.7131 | 1.8404 | 1.9655 | 2.0884 | 2.2092 | 2.3279 | 2.4446 | 2.5593 | 2.6719 | 113.3098 | 113.4887 | 113.6644 | 113.8366 | 114.0048 | 114.1686 | 114.3277 | 114.4817 | 114.6305 | 114.7736 | 114.9108 | 115.042 | 115.1668 | 115.2851 | 115.3967 | 115.5014 | 115.5991 | 115.6895 | 115.7726 | 115.8483 | 85.866 | 86.0016 | 86.1348 | 86.2652 | 86.3927 | 86.5168 | 86.6374 | 86.7541 | 86.8668 | 86.9753 | 87.0793 | 87.1787 | 87.2733 | 87.3629 | 87.4475 | 87.5268 | 87.6008 | 87.6694 | 87.7324 | 87.7897
WA_Industrial_Stone, Clay, and Glass_Existing_Process_Natural Gas_Steam Trap Maintenance_A | WA | Industrial | Stone, Clay, and Glass | Existing | Process | Natural Gas | Steam Trap Maintenance | A | IM252 | Degrade performance | Cleaning and maintenance | 6 | 5.4079 | 0 | 0 | 8.02 | 0 | 0 | 0 | 4.0107 |  | sqft | 73% | 85% | Retrofit | RetroEven20 | 80.75% | TBD | 0.2% | 131.5081 |  | 99.6566 |  | 0.0093918 | IL TRM - 4.4.16 - CI-HVC-STRE-V07-210101 | IL TRM - 4.4.16 - CI-HVC-STRE-V07-210101 | IL TRM - 4.4.16 - CI-HVC-STRE-V07-210101 | Degrade performance | Degrade performance | Degrade performance | Degrade performance | Degrade performance | Degrade performance | Degrade performance | Degrade performance | Degrade performance | Degrade performance | Degrade performance | Degrade performance | Degrade performance | Degrade performance | Degrade performance | Degrade performance | Degrade performance | Degrade performance | Degrade performance | Degrade performance | Degrade performance | Degrade performance | Cleaning and maintenance | Cleaning and maintenance | Cleaning and maintenance | Cleaning and maintenance | Cleaning and maintenance | Cleaning and maintenance | Cleaning and maintenance | Cleaning and maintenance | Cleaning and maintenance | Cleaning and maintenance | Cleaning and maintenance | Cleaning and maintenance | Cleaning and maintenance | Cleaning and maintenance | Cleaning and maintenance | Cleaning and maintenance | Cleaning and maintenance | Cleaning and maintenance | Cleaning and maintenance | Cleaning and maintenance | Cleaning and maintenance | Cleaning and maintenance | 8.02 | 8.02 | 8.02 | 8.02 | 8.02 | 8.02 | 8.02 | 8.02 | 8.02 | 8.02 | 8.02 | 8.02 | 8.02 | 8.02 | 8.02 | 8.02 | 8.02 | 8.02 | 8.02 | 8.02 | 8.02 | 8.02 | 0 | 0 | 5.4011 | 5.3941 | 5.3871 | 5.38 | 5.3728 | 5.3661 | 5.3605 | 5.3557 | 5.3517 | 5.3482 | 5.3452 | 5.3425 | 5.3401 | 5.3379 | 5.3358 | 5.3339 | 5.3326 | 5.3313 | 5.3299 | 5.3286 | 0.011047 | 0.010843 | 0.010642 | 0.010445 | 0.010251 | 0.010061 | 0.0098776 | 0.0096987 | 0.0095244 | 0.0093541 | 0.0091876 | 0.0090246 | 0.008865 | 0.0087085 | 0.0085551 | 0.0084046 | 0.0082577 | 0.0081133 | 0.0079714 | 0.0078319 | 0.011047 | 0.021876 | 0.032489 | 0.042891 | 0.053084 | 0.063079 | 0.072891 | 0.082525 | 0.091987 | 0.10128 | 0.11041 | 0.11938 | 0.12819 | 0.13685 | 0.14535 | 0.1537 | 0.16192 | 0.17 | 0.17792 | 0.18571 | 2.0454 | 2.0101 | 1.9754 | 1.9414 | 1.9079 | 1.875 | 1.8427 | 1.8109 | 1.7797 | 1.749 | 1.7188 | 1.6892 | 1.6601 | 1.6315 | 1.6033 | 1.5757 | 1.5485 | 1.5218 | 1.4956 | 1.4698 | 2.0454 | 4.0554 | 6.0309 | 7.9722 | 9.8801 | 11.7551 | 13.5978 | 15.4087 | 17.1884 | 18.9374 | 20.6563 | 22.3455 | 24.0055 | 25.637 | 27.2403 | 28.816 | 30.3646 | 31.8864 | 33.382 | 34.8518 | 0.0093918 | 0.0092198 | 0.0090508 | 0.0088848 | 0.0087216 | 0.0085622 | 0.0084071 | 0.008256 | 0.0081084 | 0.0079642 | 0.0078232 | 0.007685 | 0.0075496 | 0.0074168 | 0.0072866 | 0.0071588 | 0.0070339 | 0.0069111 | 0.0067905 | 0.006672 | 0.0093918 | 0.018601 | 0.027632 | 0.036485 | 0.045165 | 0.05368 | 0.062039 | 0.070249 | 0.078312 | 0.086233 | 0.094015 | 0.10166 | 0.10917 | 0.11655 | 0.1238 | 0.13092 | 0.13793 | 0.14481 | 0.15157 | 0.15821 | 1.7385 | 1.7086 | 1.6791 | 1.6502 | 1.6217 | 1.5938 | 1.5663 | 1.5393 | 1.5127 | 1.4866 | 1.461 | 1.4358 | 1.4111 | 1.3867 | 1.3628 | 1.3393 | 1.3162 | 1.2936 | 1.2712 | 1.2493 | 1.7385 | 3.4471 | 5.1262 | 6.7764 | 8.3981 | 9.9919 | 11.5581 | 13.0974 | 14.6101 | 16.0968 | 17.5578 | 18.9936 | 20.4047 | 21.7915 | 23.1543 | 24.4936 | 25.8099 | 27.1034 | 28.3747 | 29.624 | 0.0093918 | 0.0092198 | 0.0090508 | 0.0088848 | 0.0087216 | 0.0085622 | 0.0084071 | 0.008256 | 0.0081084 | 0.0079642 | 0.0078232 | 0.007685 | 0.0075496 | 0.0074168 | 0.0072866 | 0.0071588 | 0.0070339 | 0.0069111 | 0.0067905 | 0.006672 | 0.0093918 | 0.018601 | 0.027632 | 0.036485 | 0.045165 | 0.05368 | 0.062039 | 0.070249 | 0.078312 | 0.086233 | 0.094015 | 0.10166 | 0.10917 | 0.11655 | 0.1238 | 0.13092 | 0.13793 | 0.14481 | 0.15157 | 0.15821 | 1.7385 | 1.7086 | 1.6791 | 1.6502 | 1.6217 | 1.5938 | 1.5663 | 1.5393 | 1.5127 | 1.4866 | 1.461 | 1.4358 | 1.4111 | 1.3867 | 1.3628 | 1.3393 | 1.3162 | 1.2936 | 1.2712 | 1.2493 | 1.7385 | 3.4471 | 5.1262 | 6.7764 | 8.3981 | 9.9919 | 11.5581 | 13.0974 | 14.6101 | 16.0968 | 17.5578 | 18.9936 | 20.4047 | 21.7915 | 23.1543 | 24.4936 | 25.8099 | 27.1034 | 28.3747 | 29.624 | 0.0093918 | 0.0092198 | 0.0090508 | 0.0088848 | 0.0087216 | 0.0085622 | 0.0084071 | 0.008256 | 0.0081084 | 0.0079642 | 0.0078232 | 0.007685 | 0.0075496 | 0.0074168 | 0.0072866 | 0.0071588 | 0.0070339 | 0.0069111 | 0.0067905 | 0.006672 | 0.0093918 | 0.018601 | 0.027632 | 0.036485 | 0.045165 | 0.05368 | 0.062039 | 0.070249 | 0.078312 | 0.086233 | 0.094015 | 0.10166 | 0.10917 | 0.11655 | 0.1238 | 0.13092 | 0.13793 | 0.14481 | 0.15157 | 0.15821 | 1.7385 | 1.7086 | 1.6791 | 1.6502 | 1.6217 | 1.5938 | 1.5663 | 1.5393 | 1.5127 | 1.4866 | 1.461 | 1.4358 | 1.4111 | 1.3867 | 1.3628 | 1.3393 | 1.3162 | 1.2936 | 1.2712 | 1.2493 | 1.7385 | 3.4471 | 5.1262 | 6.7764 | 8.3981 | 9.9919 | 11.5581 | 13.0974 | 14.6101 | 16.0968 | 17.5578 | 18.9936 | 20.4047 | 21.7915 | 23.1543 | 24.4936 | 25.8099 | 27.1034 | 28.3747 | 29.624 | 0.0093918 | 0.0092198 | 0.0090508 | 0.0088848 | 0.0087216 | 0.0085622 | 0.0084071 | 0.008256 | 0.0081084 | 0.0079642 | 0.0078232 | 0.007685 | 0.0075496 | 0.0074168 | 0.0072866 | 0.0071588 | 0.0070339 | 0.0069111 | 0.0067905 | 0.006672 | 0.0093918 | 0.018601 | 0.027632 | 0.036485 | 0.045165 | 0.05368 | 0.062039 | 0.070249 | 0.078312 | 0.086233 | 0.094015 | 0.10166 | 0.10917 | 0.11655 | 0.1238 | 0.13092 | 0.13793 | 0.14481 | 0.15157 | 0.15821 | 1.7385 | 1.7086 | 1.6791 | 1.6502 | 1.6217 | 1.5938 | 1.5663 | 1.5393 | 1.5127 | 1.4866 | 1.461 | 1.4358 | 1.4111 | 1.3867 | 1.3628 | 1.3393 | 1.3162 | 1.2936 | 1.2712 | 1.2493 | 1.7385 | 3.4471 | 5.1262 | 6.7764 | 8.3981 | 9.9919 | 11.5581 | 13.0974 | 14.6101 | 16.0968 | 17.5578 | 18.9936 | 20.4047 | 21.7915 | 23.1543 | 24.4936 | 25.8099 | 27.1034 | 28.3747 | 29.624 | 113.3098 | 113.4887 | 113.6644 | 113.8366 | 114.0048 | 114.1686 | 114.3277 | 114.4817 | 114.6305 | 114.7736 | 114.9108 | 115.042 | 115.1668 | 115.2851 | 115.3967 | 115.5014 | 115.5991 | 115.6895 | 115.7726 | 115.8483 | 85.866 | 86.0016 | 86.1348 | 86.2652 | 86.3927 | 86.5168 | 86.6374 | 86.7541 | 86.8668 | 86.9753 | 87.0793 | 87.1787 | 87.2733 | 87.3629 | 87.4475 | 87.5268 | 87.6008 | 87.6694 | 87.7324 | 87.7897
WA_Industrial_Stone, Clay, and Glass_Existing_Space Heating_Natural Gas_Gas Boiler - High Turndown_A | WA | Industrial | Stone, Clay, and Glass | Existing | Space Heating | Natural Gas | Gas Boiler - High Turndown | A | IM253 | No control | Turndown control installed | 15 | 9.7371 | 0 | 0 | 114.75 | 0 | 0 | 0 | 57.3762 |  | employee | 35% | 50% | Retrofit | Retro12Med | 75.44% | TBD | 0.2% | 735.6433 |  | 488.0293 |  | 0.0041318 | MN TRM 3.1 - Boiler Modifications, Space Heating Only v4.0 | MN TRM 3.1 - Boiler Modifications, Space Heating Only v4.0 | MN TRM 3.1 - Boiler Modifications, Space Heating Only v4.0 | No control | No control | No control | No control | No control | No control | No control | No control | No control | No control | No control | No control | No control | No control | No control | No control | No control | No control | No control | No control | No control | No control | Turndown control installed | Turndown control installed | Turndown control installed | Turndown control installed | Turndown control installed | Turndown control installed | Turndown control installed | Turndown control installed | Turndown control installed | Turndown control installed | Turndown control installed | Turndown control installed | Turndown control installed | Turndown control installed | Turndown control installed | Turndown control installed | Turndown control installed | Turndown control installed | Turndown control installed | Turndown control installed | Turndown control installed | Turndown control installed | 114.75 | 114.75 | 114.75 | 114.75 | 114.75 | 114.75 | 114.75 | 114.75 | 114.75 | 114.75 | 114.75 | 114.75 | 114.75 | 114.75 | 114.75 | 114.75 | 114.75 | 114.75 | 114.75 | 114.75 | 114.75 | 114.75 | 0 | 0 | 9.6115 | 9.4807 | 9.3108 | 9.0967 | 8.8395 | 8.5464 | 8.2302 | 7.9057 | 7.5875 | 7.2868 | 7.0107 | 6.7618 | 6.5411 | 6.3457 | 6.1726 | 6.0217 | 5.8892 | 5.7702 | 5.6673 | 5.5703 | 0.0048484 | 0.0047 | 0.0045362 | 0.0043555 | 0.0041593 | 0.0035569 | 0.002693 | 0.0020338 | 0.0015346 | 0.0011587 | 0.00087646 | 0.00066462 | 0.00050546 | 0.00038553 | 0.00029484 | 0.00022614 | 1.4825e-06 | 5.0982e-07 | 1.6776e-07 | 5.284e-08 | 0.0048484 | 0.0094824 | 0.013849 | 0.017886 | 0.021539 | 0.024382 | 0.026173 | 0.027175 | 0.027615 | 0.02768 | 0.027508 | 0.027196 | 0.026813 | 0.026398 | 0.025972 | 0.025564 | 0.025003 | 0.024498 | 0.024061 | 0.023649 | 0.50444 | 0.49574 | 0.48719 | 0.47879 | 0.47054 | 0.41618 | 0.32721 | 0.25725 | 0.20225 | 0.15901 | 0.12502 | 0.098289 | 0.077276 | 0.060755 | 0.047766 | 0.037554 | 0.00025173 | 8.8353e-05 | 2.9601e-05 | 9.4861e-06 | 0.50444 | 1.0002 | 1.4874 | 1.9662 | 2.4367 | 2.8529 | 3.1801 | 3.4373 | 3.6396 | 3.7986 | 3.9236 | 4.0219 | 4.0992 | 4.16 | 4.2077 | 4.2453 | 4.2455 | 4.2456 | 4.2456 | 4.2456 | 0.0041318 | 0.004018 | 0.0038931 | 0.0037561 | 0.0036076 | 0.0031056 | 0.0023688 | 0.0018031 | 0.0013717 | 0.0010441 | 0.00079601 | 0.00060809 | 0.00046558 | 0.00035727 | 0.00027472 | 0.00021173 | 1.3941e-06 | 4.8141e-07 | 1.5901e-07 | 5.0271e-08 | 0.0041318 | 0.0081065 | 0.011886 | 0.015424 | 0.018682 | 0.021289 | 0.023022 | 0.024093 | 0.024684 | 0.024943 | 0.024983 | 0.024883 | 0.024698 | 0.024462 | 0.0242 | 0.023935 | 0.023512 | 0.023133 | 0.022806 | 0.022499 | 0.42877 | 0.42138 | 0.41411 | 0.40697 | 0.39996 | 0.35376 | 0.27813 | 0.21866 | 0.17192 | 0.13516 | 0.10626 | 0.083546 | 0.065684 | 0.051641 | 0.040601 | 0.031921 | 0.00021397 | 7.51e-05 | 2.5161e-05 | 8.0632e-06 | 0.42877 | 0.85015 | 1.2643 | 1.6712 | 2.0712 | 2.425 | 2.7031 | 2.9217 | 3.0937 | 3.2288 | 3.3351 | 3.4186 | 3.4843 | 3.536 | 3.5766 | 3.6085 | 3.6087 | 3.6088 | 3.6088 | 3.6088 | 0 | 0 | 0 | 0 | 0 | 0 | 0 | 0 | 0 | 0 | 0 | 0 | 0 | 0 | 0 | 0 | 0 | 0 | 0 | 0 | 0 | 0 | 0 | 0 | 0 | 0 | 0 | 0 | 0 | 0 | 0 | 0 | 0 | 0 | 0 | 0 | 0 | 0 | 0 | 0 | 0 | 0 | 0 | 0 | 0 | 0 | 0 | 0 | 0 | 0 | 0 | 0 | 0 | 0 | 0 | 0 | 0 | 0 | 0 | 0 | 0 | 0 | 0 | 0 | 0 | 0 | 0 | 0 | 0 | 0 | 0 | 0 | 0 | 0 | 0 | 0 | 0 | 0 | 0 | 0 | 0.0041448 | 0.0040532 | 0.0039621 | 0.003871 | 0.0037794 | 0.0033181 | 0.0025868 | 0.0020145 | 0.001567 | 0.0012176 | 0.00094522 | 0.00073321 | 0.00056849 | 0.00044072 | 0.00034174 | 0.00026524 | 1.7572e-06 | 6.1028e-07 | 2.0252e-07 | 6.4338e-08 | 0.0041448 | 0.0081776 | 0.012096 | 0.015896 | 0.019572 | 0.022745 | 0.025141 | 0.026918 | 0.028199 | 0.029087 | 0.029666 | 0.030003 | 0.030157 | 0.030177 | 0.030104 | 0.029985 | 0.029636 | 0.029325 | 0.029048 | 0.028795 | 0.42877 | 0.42138 | 0.41411 | 0.40697 | 0.39996 | 0.35376 | 0.27813 | 0.21866 | 0.17192 | 0.13516 | 0.10626 | 0.083546 | 0.065684 | 0.051641 | 0.040601 | 0.031921 | 0.00021397 | 7.51e-05 | 2.5161e-05 | 8.0632e-06 | 0.42877 | 0.85015 | 1.2643 | 1.6712 | 2.0712 | 2.425 | 2.7031 | 2.9217 | 3.0937 | 3.2288 | 3.3351 | 3.4186 | 3.4843 | 3.536 | 3.5766 | 3.6085 | 3.6087 | 3.6088 | 3.6088 | 3.6088 | 0 | 0 | 0 | 0 | 0 | 0 | 0 | 0 | 0 | 0 | 0 | 0 | 0 | 0 | 0 | 0 | 0 | 0 | 0 | 0 | 0 | 0 | 0 | 0 | 0 | 0 | 0 | 0 | 0 | 0 | 0 | 0 | 0 | 0 | 0 | 0 | 0 | 0 | 0 | 0 | 0 | 0 | 0 | 0 | 0 | 0 | 0 | 0 | 0 | 0 | 0 | 0 | 0 | 0 | 0 | 0 | 0 | 0 | 0 | 0 | 0 | 0 | 0 | 0 | 0 | 0 | 0 | 0 | 0 | 0 | 0 | 0 | 0 | 0 | 0 | 0 | 0 | 0 | 0 | 0 | 804.0741 | 805.3435 | 806.5906 | 807.8123 | 809.0057 | 810.1681 | 811.2972 | 812.3904 | 813.4459 | 814.4615 | 815.4355 | 816.3662 | 817.252 | 818.0915 | 818.8833 | 819.6263 | 820.3192 | 820.9611 | 821.551 | 822.088 | 533.4267 | 534.2688 | 535.0961 | 535.9066 | 536.6983 | 537.4695 | 538.2185 | 538.9438 | 539.6439 | 540.3177 | 540.9639 | 541.5813 | 542.1689 | 542.7258 | 543.2512 | 543.744 | 544.2038 | 544.6296 | 545.0209 | 545.3772
WA_Industrial_Stone, Clay, and Glass_Existing_Process_Natural Gas_Gas Boiler - High Turndown_A | WA | Industrial | Stone, Clay, and Glass | Existing | Process | Natural Gas | Gas Boiler - High Turndown | A | IM254 | No control | Turndown control installed | 15 | 5.7404 | 0 | 0 | 114.75 | 0 | 0 | 0 | 57.3762 |  | sqft | 35% | 50% | Retrofit | Retro12Med | 75.44% | TBD | 0.2% | 735.6433 |  | 488.0293 |  | 0.027175 | MN TRM 3.1 - Boiler Modifications, Space Heating Only v4.0 | MN TRM 3.1 - Boiler Modifications, Space Heating Only v4.0 | MN TRM 3.1 - Boiler Modifications, Space Heating Only v4.0 | No control | No control | No control | No control | No control | No control | No control | No control | No control | No control | No control | No control | No control | No control | No control | No control | No control | No control | No control | No control | No control | No control | Turndown control installed | Turndown control installed | Turndown control installed | Turndown control installed | Turndown control installed | Turndown control installed | Turndown control installed | Turndown control installed | Turndown control installed | Turndown control installed | Turndown control installed | Turndown control installed | Turndown control installed | Turndown control installed | Turndown control installed | Turndown control installed | Turndown control installed | Turndown control installed | Turndown control installed | Turndown control installed | Turndown control installed | Turndown control installed | 114.75 | 114.75 | 114.75 | 114.75 | 114.75 | 114.75 | 114.75 | 114.75 | 114.75 | 114.75 | 114.75 | 114.75 | 114.75 | 114.75 | 114.75 | 114.75 | 114.75 | 114.75 | 114.75 | 114.75 | 114.75 | 114.75 | 0 | 0 | 5.7121 | 5.6835 | 5.6545 | 5.6251 | 5.5952 | 5.567 | 5.5423 | 5.5204 | 5.5007 | 5.4827 | 5.466 | 5.4503 | 5.4355 | 5.4213 | 5.4075 | 5.394 | 5.3824 | 5.3705 | 5.3585 | 5.3463 | 0.031947 | 0.031238 | 0.030543 | 0.02986 | 0.029189 | 0.025688 | 0.020106 | 0.015745 | 0.012335 | 0.0096658 | 0.0075762 | 0.0059395 | 0.0046569 | 0.0036517 | 0.0028637 | 0.0022459 | 1.5022e-05 | 5.2608e-06 | 1.7586e-06 | 5.6228e-07 | 0.031947 | 0.063025 | 0.093246 | 0.12262 | 0.15116 | 0.17609 | 0.19541 | 0.21038 | 0.22197 | 0.2309 | 0.23778 | 0.24304 | 0.24703 | 0.25004 | 0.25227 | 0.25388 | 0.25335 | 0.2528 | 0.25223 | 0.25166 | 5.5927 | 5.4963 | 5.4015 | 5.3084 | 5.2169 | 4.6143 | 3.6278 | 2.8522 | 2.2424 | 1.763 | 1.3861 | 1.0897 | 0.85676 | 0.67359 | 0.52958 | 0.41636 | 0.0027909 | 0.00097958 | 0.00032819 | 0.00010517 | 5.5927 | 11.089 | 16.4906 | 21.799 | 27.0159 | 31.6302 | 35.2579 | 38.1101 | 40.3525 | 42.1155 | 43.5015 | 44.5913 | 45.448 | 46.1216 | 46.6512 | 47.0676 | 47.0703 | 47.0713 | 47.0717 | 47.0718 | 0.027175 | 0.026592 | 0.026021 | 0.025459 | 0.024907 | 0.021936 | 0.017181 | 0.013463 | 0.010552 | 0.0082732 | 0.0064876 | 0.0050883 | 0.0039912 | 0.0031309 | 0.0024563 | 0.001927 | 1.2894e-05 | 4.517e-06 | 1.5105e-06 | 4.8312e-07 | 0.027175 | 0.053651 | 0.079439 | 0.10455 | 0.12898 | 0.15037 | 0.16698 | 0.17988 | 0.18989 | 0.19764 | 0.20361 | 0.20821 | 0.21172 | 0.21438 | 0.21637 | 0.21784 | 0.21746 | 0.21706 | 0.21665 | 0.21623 | 4.7538 | 4.6719 | 4.5913 | 4.5122 | 4.4344 | 3.9221 | 3.0836 | 2.4243 | 1.906 | 1.4985 | 1.1782 | 0.92628 | 0.72825 | 0.57255 | 0.45014 | 0.35391 | 0.0023723 | 0.00083264 | 0.00027896 | 8.9397e-05 | 4.7538 | 9.4257 | 14.017 | 18.5292 | 22.9635 | 26.8856 | 29.9692 | 32.3936 | 34.2996 | 35.7981 | 36.9763 | 37.9026 | 38.6308 | 39.2034 | 39.6535 | 40.0074 | 40.0098 | 40.0106 | 40.0109 | 40.011 | 0 | 0 | 0 | 0 | 0 | 0 | 0 | 0 | 0 | 0 | 0 | 0 | 0 | 0 | 0 | 0 | 0 | 0 | 0 | 0 | 0 | 0 | 0 | 0 | 0 | 0 | 0 | 0 | 0 | 0 | 0 | 0 | 0 | 0 | 0 | 0 | 0 | 0 | 0 | 0 | 0 | 0 | 0 | 0 | 0 | 0 | 0 | 0 | 0 | 0 | 0 | 0 | 0 | 0 | 0 | 0 | 0 | 0 | 0 | 0 | 0 | 0 | 0 | 0 | 0 | 0 | 0 | 0 | 0 | 0 | 0 | 0 | 0 | 0 | 0 | 0 | 0 | 0 | 0 | 0 | 0.027175 | 0.026592 | 0.026021 | 0.025459 | 0.024907 | 0.021936 | 0.017181 | 0.013463 | 0.010552 | 0.0082732 | 0.0064876 | 0.0050883 | 0.0039912 | 0.0031309 | 0.0024563 | 0.001927 | 1.2894e-05 | 4.517e-06 | 1.5105e-06 | 4.8312e-07 | 0.027175 | 0.053651 | 0.079439 | 0.10455 | 0.12898 | 0.15037 | 0.16698 | 0.17988 | 0.18989 | 0.19764 | 0.20361 | 0.20821 | 0.21172 | 0.21438 | 0.21637 | 0.21784 | 0.21746 | 0.21706 | 0.21665 | 0.21623 | 4.7538 | 4.6719 | 4.5913 | 4.5122 | 4.4344 | 3.9221 | 3.0836 | 2.4243 | 1.906 | 1.4985 | 1.1782 | 0.92628 | 0.72825 | 0.57255 | 0.45014 | 0.35391 | 0.0023723 | 0.00083264 | 0.00027896 | 8.9397e-05 | 4.7538 | 9.4257 | 14.017 | 18.5292 | 22.9635 | 26.8856 | 29.9692 | 32.3936 | 34.2996 | 35.7981 | 36.9763 | 37.9026 | 38.6308 | 39.2034 | 39.6535 | 40.0074 | 40.0098 | 40.0106 | 40.0109 | 40.011 | 0 | 0 | 0 | 0 | 0 | 0 | 0 | 0 | 0 | 0 | 0 | 0 | 0 | 0 | 0 | 0 | 0 | 0 | 0 | 0 | 0 | 0 | 0 | 0 | 0 | 0 | 0 | 0 | 0 | 0 | 0 | 0 | 0 | 0 | 0 | 0 | 0 | 0 | 0 | 0 | 0 | 0 | 0 | 0 | 0 | 0 | 0 | 0 | 0 | 0 | 0 | 0 | 0 | 0 | 0 | 0 | 0 | 0 | 0 | 0 | 0 | 0 | 0 | 0 | 0 | 0 | 0 | 0 | 0 | 0 | 0 | 0 | 0 | 0 | 0 | 0 | 0 | 0 | 0 | 0 | 804.0741 | 805.3435 | 806.5906 | 807.8123 | 809.0057 | 810.1681 | 811.2972 | 812.3904 | 813.4459 | 814.4615 | 815.4355 | 816.3662 | 817.252 | 818.0915 | 818.8833 | 819.6263 | 820.3192 | 820.9611 | 821.551 | 822.088 | 533.4267 | 534.2688 | 535.0961 | 535.9066 | 536.6983 | 537.4695 | 538.2185 | 538.9438 | 539.6439 | 540.3177 | 540.9639 | 541.5813 | 542.1689 | 542.7258 | 543.2512 | 543.744 | 544.2038 | 544.6296 | 545.0209 | 545.3772
WA_Industrial_Stone, Clay, and Glass_Existing_Space Heating_Natural Gas_Gas Boiler - Burner Control Optimization_A | WA | Industrial | Stone, Clay, and Glass | Existing | Space Heating | Natural Gas | Gas Boiler - Burner Control Optimization | A | IM255 | Average performance | Optimized burner controls | 18 | 2.8238 | 0 | 0 | 38.55 | 0 | 0 | 0 | 19.2766 |  | employee | 5% | 85% | Retrofit | Retro3Slow | 84.16% | TBD | 0.2% | 620.8433 |  | 399.9071 |  | 0.0003232 | IL TRM - 4.4.22 - CI-HVC-O2TC-V01-140601 | GBLR_O2TRM-Heating-MEMD-2018-1 | IL TRM - 4.4.22 - CI-HVC-O2TC-V01-140601 | Average performance | Average performance | Average performance | Average performance | Average performance | Average performance | Average performance | Average performance | Average performance | Average performance | Average performance | Average performance | Average performance | Average performance | Average performance | Average performance | Average performance | Average performance | Average performance | Average performance | Average performance | Average performance | Optimized burner controls | Optimized burner controls | Optimized burner controls | Optimized burner controls | Optimized burner controls | Optimized burner controls | Optimized burner controls | Optimized burner controls | Optimized burner controls | Optimized burner controls | Optimized burner controls | Optimized burner controls | Optimized burner controls | Optimized burner controls | Optimized burner controls | Optimized burner controls | Optimized burner controls | Optimized burner controls | Optimized burner controls | Optimized burner controls | Optimized burner controls | Optimized burner controls | 38.55 | 38.55 | 38.55 | 38.55 | 38.55 | 38.55 | 38.55 | 38.55 | 38.55 | 38.55 | 38.55 | 38.55 | 38.55 | 38.55 | 38.55 | 38.55 | 38.55 | 38.55 | 38.55 | 38.55 | 38.55 | 38.55 | 0 | 0 | 2.7871 | 2.7489 | 2.6993 | 2.637 | 2.5622 | 2.477 | 2.3851 | 2.2909 | 2.1985 | 2.1112 | 2.0311 | 1.9588 | 1.8947 | 1.838 | 1.7877 | 1.7439 | 1.7054 | 1.6709 | 1.6409 | 1.6127 | 0.00037925 | 0.00057784 | 0.0011153 | 0.0018738 | 0.0027833 | 0.003702 | 0.0044587 | 0.0049102 | 0.0049872 | 0.0047066 | 0.0041532 | 0.0034443 | 0.0026964 | 0.0019993 | 0.0014082 | 0.000945 | 0.00060548 | 0.00037098 | 0.00021795 | 0.00014253 | 0.00037925 | 0.00095189 | 0.00205 | 0.0038765 | 0.0065497 | 0.010034 | 0.014121 | 0.018473 | 0.022715 | 0.02652 | 0.029666 | 0.032055 | 0.033703 | 0.034693 | 0.035153 | 0.035236 | 0.035064 | 0.034724 | 0.03432 | 0.033873 | 0.13607 | 0.21021 | 0.41317 | 0.71058 | 1.0863 | 1.4946 | 1.8694 | 2.1434 | 2.2684 | 2.2293 | 2.0448 | 1.7584 | 1.4231 | 1.0878 | 0.7877 | 0.54188 | 0.35503 | 0.22203 | 0.13282 | 0.088379 | 0.13607 | 0.34628 | 0.75945 | 1.47 | 2.5563 | 4.0509 | 5.9203 | 8.0637 | 10.3321 | 12.5614 | 14.6062 | 16.3646 | 17.7877 | 18.8755 | 19.6632 | 20.2051 | 20.5601 | 20.7822 | 20.915 | 21.0034 | 0.0003232 | 0.000494 | 0.00095723 | 0.001616 | 0.0024142 | 0.0032327 | 0.0039223 | 0.0043539 | 0.0044583 | 0.0042418 | 0.0037725 | 0.0031519 | 0.0024841 | 0.0018531 | 0.0013124 | 0.00088496 | 0.0005695 | 0.00035039 | 0.00020663 | 0.00013564 | 0.0003232 | 0.00081379 | 0.0017595 | 0.0033432 | 0.0056814 | 0.0087618 | 0.012422 | 0.01638 | 0.020306 | 0.023901 | 0.026947 | 0.029334 | 0.031049 | 0.032156 | 0.03276 | 0.032997 | 0.032981 | 0.032796 | 0.032537 | 0.032234 | 0.11566 | 0.17868 | 0.35119 | 0.60399 | 0.92334 | 1.2704 | 1.589 | 1.8219 | 1.9282 | 1.8949 | 1.7381 | 1.4946 | 1.2096 | 0.92461 | 0.66955 | 0.4606 | 0.30177 | 0.18873 | 0.1129 | 0.075122 | 0.11566 | 0.29434 | 0.64553 | 1.2495 | 2.1729 | 3.4433 | 5.0322 | 6.8541 | 8.7823 | 10.6772 | 12.4153 | 13.9099 | 15.1196 | 16.0442 | 16.7137 | 17.1743 | 17.4761 | 17.6648 | 17.7777 | 17.8528 | 0 | 0 | 0 | 0 | 0 | 0 | 0 | 0 | 0 | 0 | 0 | 0 | 0 | 0 | 0 | 0 | 0 | 0 | 0 | 0 | 0 | 0 | 0 | 0 | 0 | 0 | 0 | 0 | 0 | 0 | 0 | 0 | 0 | 0 | 0 | 0 | 0 | 0 | 0 | 0 | 0 | 0 | 0 | 0 | 0 | 0 | 0 | 0 | 0 | 0 | 0 | 0 | 0 | 0 | 0 | 0 | 0 | 0 | 0 | 0 | 0 | 0 | 0 | 0 | 0 | 0 | 0 | 0 | 0 | 0 | 0 | 0 | 0 | 0 | 0 | 0 | 0 | 0 | 0 | 0 | 0.00032423 | 0.00049838 | 0.0009743 | 0.0016657 | 0.0025297 | 0.0034547 | 0.0042847 | 0.0048659 | 0.0050951 | 0.0049487 | 0.0044818 | 0.0038024 | 0.0030348 | 0.0022874 | 0.0016336 | 0.0011094 | 0.00071837 | 0.00044454 | 0.0002634 | 0.00017375 | 0.00032423 | 0.00082099 | 0.0017909 | 0.0034461 | 0.0059531 | 0.0093635 | 0.013569 | 0.018306 | 0.023207 | 0.027884 | 0.032013 | 0.035388 | 0.037933 | 0.039691 | 0.040779 | 0.041367 | 0.041602 | 0.041609 | 0.041477 | 0.041291 | 0.11566 | 0.17868 | 0.35119 | 0.60399 | 0.92334 | 1.2704 | 1.589 | 1.8219 | 1.9282 | 1.8949 | 1.7381 | 1.4946 | 1.2096 | 0.92461 | 0.66955 | 0.4606 | 0.30177 | 0.18873 | 0.1129 | 0.075122 | 0.11566 | 0.29434 | 0.64553 | 1.2495 | 2.1729 | 3.4433 | 5.0322 | 6.8541 | 8.7823 | 10.6772 | 12.4153 | 13.9099 | 15.1196 | 16.0442 | 16.7137 | 17.1743 | 17.4761 | 17.6648 | 17.7777 | 17.8528 | 0 | 0 | 0 | 0 | 0 | 0 | 0 | 0 | 0 | 0 | 0 | 0 | 0 | 0 | 0 | 0 | 0 | 0 | 0 | 0 | 0 | 0 | 0 | 0 | 0 | 0 | 0 | 0 | 0 | 0 | 0 | 0 | 0 | 0 | 0 | 0 | 0 | 0 | 0 | 0 | 0 | 0 | 0 | 0 | 0 | 0 | 0 | 0 | 0 | 0 | 0 | 0 | 0 | 0 | 0 | 0 | 0 | 0 | 0 | 0 | 0 | 0 | 0 | 0 | 0 | 0 | 0 | 0 | 0 | 0 | 0 | 0 | 0 | 0 | 0 | 0 | 0 | 0 | 0 | 0 | 836.7164 | 838.0374 | 839.3351 | 840.6064 | 841.8482 | 843.0579 | 844.2327 | 845.3704 | 846.4687 | 847.5255 | 848.539 | 849.5075 | 850.4293 | 851.3028 | 852.1268 | 852.9 | 853.621 | 854.289 | 854.9028 | 855.4616 | 538.9587 | 539.8096 | 540.6455 | 541.4644 | 542.2643 | 543.0434 | 543.8002 | 544.533 | 545.2405 | 545.9212 | 546.5741 | 547.1979 | 547.7916 | 548.3543 | 548.8851 | 549.3831 | 549.8476 | 550.2778 | 550.6732 | 551.0331
WA_Industrial_Stone, Clay, and Glass_Existing_Process_Natural Gas_Gas Boiler - Burner Control Optimization_A | WA | Industrial | Stone, Clay, and Glass | Existing | Process | Natural Gas | Gas Boiler - Burner Control Optimization | A | IM256 | Average performance | Optimized burner controls | 18 | 1.6647 | 0 | 0 | 38.55 | 0 | 0 | 0 | 19.2766 |  | sqft | 5% | 85% | Retrofit | Retro3Slow | 84.16% | TBD | 0.2% | 620.8433 |  | 399.9071 |  | 0.0021258 | IL TRM - 4.4.22 - CI-HVC-O2TC-V01-140601 | GBLR_O2TRM-Heating-MEMD-2018-1 | IL TRM - 4.4.22 - CI-HVC-O2TC-V01-140601 | Average performance | Average performance | Average performance | Average performance | Average performance | Average performance | Average performance | Average performance | Average performance | Average performance | Average performance | Average performance | Average performance | Average performance | Average performance | Average performance | Average performance | Average performance | Average performance | Average performance | Average performance | Average performance | Optimized burner controls | Optimized burner controls | Optimized burner controls | Optimized burner controls | Optimized burner controls | Optimized burner controls | Optimized burner controls | Optimized burner controls | Optimized burner controls | Optimized burner controls | Optimized burner controls | Optimized burner controls | Optimized burner controls | Optimized burner controls | Optimized burner controls | Optimized burner controls | Optimized burner controls | Optimized burner controls | Optimized burner controls | Optimized burner controls | Optimized burner controls | Optimized burner controls | 38.55 | 38.55 | 38.55 | 38.55 | 38.55 | 38.55 | 38.55 | 38.55 | 38.55 | 38.55 | 38.55 | 38.55 | 38.55 | 38.55 | 38.55 | 38.55 | 38.55 | 38.55 | 38.55 | 38.55 | 38.55 | 38.55 | 0 | 0 | 1.6565 | 1.6482 | 1.6397 | 1.6312 | 1.6225 | 1.6143 | 1.6071 | 1.6007 | 1.595 | 1.5897 | 1.5849 | 1.5803 | 1.576 | 1.5719 | 1.5679 | 1.564 | 1.5606 | 1.5572 | 1.5537 | 1.5501 | 0.0024991 | 0.0038412 | 0.0075113 | 0.012851 | 0.01954 | 0.026749 | 0.033309 | 0.038039 | 0.040114 | 0.039293 | 0.035931 | 0.030809 | 0.024867 | 0.018958 | 0.013693 | 0.0093962 | 0.0061428 | 0.0038332 | 0.0022879 | 0.0015189 | 0.0024991 | 0.0063277 | 0.013807 | 0.026585 | 0.045984 | 0.072501 | 0.10549 | 0.14311 | 0.18271 | 0.2214 | 0.25666 | 0.28673 | 0.31082 | 0.32896 | 0.34181 | 0.35035 | 0.35574 | 0.35879 | 0.36027 | 0.36097 | 1.5087 | 2.3306 | 4.5808 | 7.8782 | 12.0437 | 16.5705 | 20.7261 | 23.7636 | 25.1503 | 24.7167 | 22.6711 | 19.4952 | 15.7781 | 12.0603 | 8.7333 | 6.0079 | 3.9362 | 2.4617 | 1.4726 | 0.97987 | 1.5087 | 3.8393 | 8.4201 | 16.2983 | 28.342 | 44.9125 | 65.6386 | 89.4022 | 114.5525 | 139.2691 | 161.9403 | 181.4355 | 197.2136 | 209.2739 | 218.0072 | 224.0151 | 227.9513 | 230.413 | 231.8855 | 232.8654 | 0.0021258 | 0.0032699 | 0.0063991 | 0.010957 | 0.016674 | 0.022843 | 0.028463 | 0.032525 | 0.034318 | 0.033632 | 0.030769 | 0.026394 | 0.021312 | 0.016254 | 0.011745 | 0.0080626 | 0.0052727 | 0.0032913 | 0.0019651 | 0.0013051 | 0.0021258 | 0.0053867 | 0.011762 | 0.022667 | 0.039238 | 0.061912 | 0.090142 | 0.12236 | 0.15631 | 0.18951 | 0.21978 | 0.24564 | 0.26639 | 0.28205 | 0.29319 | 0.30063 | 0.30535 | 0.30807 | 0.30945 | 0.31016 | 1.2824 | 1.981 | 3.8937 | 6.6965 | 10.2372 | 14.0849 | 17.6172 | 20.199 | 21.3777 | 21.0092 | 19.2705 | 16.5709 | 13.4114 | 10.2512 | 7.4233 | 5.1067 | 3.3458 | 2.0924 | 1.2517 | 0.83289 | 1.2824 | 3.2634 | 7.1571 | 13.8536 | 24.0907 | 38.1756 | 55.7928 | 75.9919 | 97.3696 | 118.3788 | 137.6492 | 154.2202 | 167.6316 | 177.8828 | 185.3061 | 190.4128 | 193.7586 | 195.851 | 197.1027 | 197.9356 | 0 | 0 | 0 | 0 | 0 | 0 | 0 | 0 | 0 | 0 | 0 | 0 | 0 | 0 | 0 | 0 | 0 | 0 | 0 | 0 | 0 | 0 | 0 | 0 | 0 | 0 | 0 | 0 | 0 | 0 | 0 | 0 | 0 | 0 | 0 | 0 | 0 | 0 | 0 | 0 | 0 | 0 | 0 | 0 | 0 | 0 | 0 | 0 | 0 | 0 | 0 | 0 | 0 | 0 | 0 | 0 | 0 | 0 | 0 | 0 | 0 | 0 | 0 | 0 | 0 | 0 | 0 | 0 | 0 | 0 | 0 | 0 | 0 | 0 | 0 | 0 | 0 | 0 | 0 | 0 | 0.0021258 | 0.0032699 | 0.0063991 | 0.010957 | 0.016674 | 0.022843 | 0.028463 | 0.032525 | 0.034318 | 0.033632 | 0.030769 | 0.026394 | 0.021312 | 0.016254 | 0.011745 | 0.0080626 | 0.0052727 | 0.0032913 | 0.0019651 | 0.0013051 | 0.0021258 | 0.0053867 | 0.011762 | 0.022667 | 0.039238 | 0.061912 | 0.090142 | 0.12236 | 0.15631 | 0.18951 | 0.21978 | 0.24564 | 0.26639 | 0.28205 | 0.29319 | 0.30063 | 0.30535 | 0.30807 | 0.30945 | 0.31016 | 1.2824 | 1.981 | 3.8937 | 6.6965 | 10.2372 | 14.0849 | 17.6172 | 20.199 | 21.3777 | 21.0092 | 19.2705 | 16.5709 | 13.4114 | 10.2512 | 7.4233 | 5.1067 | 3.3458 | 2.0924 | 1.2517 | 0.83289 | 1.2824 | 3.2634 | 7.1571 | 13.8536 | 24.0907 | 38.1756 | 55.7928 | 75.9919 | 97.3696 | 118.3788 | 137.6492 | 154.2202 | 167.6316 | 177.8828 | 185.3061 | 190.4128 | 193.7586 | 195.851 | 197.1027 | 197.9356 | 0 | 0 | 0 | 0 | 0 | 0 | 0 | 0 | 0 | 0 | 0 | 0 | 0 | 0 | 0 | 0 | 0 | 0 | 0 | 0 | 0 | 0 | 0 | 0 | 0 | 0 | 0 | 0 | 0 | 0 | 0 | 0 | 0 | 0 | 0 | 0 | 0 | 0 | 0 | 0 | 0 | 0 | 0 | 0 | 0 | 0 | 0 | 0 | 0 | 0 | 0 | 0 | 0 | 0 | 0 | 0 | 0 | 0 | 0 | 0 | 0 | 0 | 0 | 0 | 0 | 0 | 0 | 0 | 0 | 0 | 0 | 0 | 0 | 0 | 0 | 0 | 0 | 0 | 0 | 0 | 836.7164 | 838.0374 | 839.3351 | 840.6064 | 841.8482 | 843.0579 | 844.2327 | 845.3704 | 846.4687 | 847.5255 | 848.539 | 849.5075 | 850.4293 | 851.3028 | 852.1268 | 852.9 | 853.621 | 854.289 | 854.9028 | 855.4616 | 538.9587 | 539.8096 | 540.6455 | 541.4644 | 542.2643 | 543.0434 | 543.8002 | 544.533 | 545.2405 | 545.9212 | 546.5741 | 547.1979 | 547.7916 | 548.3543 | 548.8851 | 549.3831 | 549.8476 | 550.2778 | 550.6732 | 551.0331
WA_Industrial_Stone, Clay, and Glass_Existing_Space Heating_Natural Gas_HVAC - Demand Controlled Ventilation_A | WA | Industrial | Stone, Clay, and Glass | Existing | Space Heating | Natural Gas | HVAC - Demand Controlled Ventilation | A | IM257 | Constant ventilation | DCV enabled | 15 | 0.077467 | 0 | 0 | 0.27 | 0.02 | 0 | 0 | 0.13735 |  | sqft | 55% | 75% | Retrofit | RetroEven20 | 80.75% | TBD | 0.2% | 151.1512 |  | 94.0644 |  | 0.041731 | VENT_DCV-Heating-7PLN-v5-8 | VENT_DCV-Heating-7PLN-v5-8 | VENT_DCV-Heating-7PLN-v5-8 | Constant ventilation | Constant ventilation | Constant ventilation | Constant ventilation | Constant ventilation | Constant ventilation | Constant ventilation | Constant ventilation | Constant ventilation | Constant ventilation | Constant ventilation | Constant ventilation | Constant ventilation | Constant ventilation | Constant ventilation | Constant ventilation | Constant ventilation | Constant ventilation | Constant ventilation | Constant ventilation | Constant ventilation | Constant ventilation | DCV enabled | DCV enabled | DCV enabled | DCV enabled | DCV enabled | DCV enabled | DCV enabled | DCV enabled | DCV enabled | DCV enabled | DCV enabled | DCV enabled | DCV enabled | DCV enabled | DCV enabled | DCV enabled | DCV enabled | DCV enabled | DCV enabled | DCV enabled | DCV enabled | DCV enabled | 0.27 | 0.27 | 0.27 | 0.27 | 0.27 | 0.27 | 0.27 | 0.27 | 0.27 | 0.27 | 0.27 | 0.27 | 0.27 | 0.27 | 0.27 | 0.27 | 0.27 | 0.27 | 0.27 | 0.27 | 0.27 | 0.27 | 0 | 0 | 0.076468 | 0.075863 | 0.075238 | 0.074593 | 0.073928 | 0.073244 | 0.07254 | 0.071816 | 0.071079 | 0.070333 | 0.069582 | 0.068824 | 0.068075 | 0.067332 | 0.066596 | 0.06591 | 0.06527 | 0.06467 | 0.064109 | 0.063583 | 0.049011 | 0.047785 | 0.046574 | 0.045379 | 0.044199 | 0.043035 | 0.041886 | 0.040753 | 0.03964 | 0.038547 | 0.037478 | 0.036431 | 0.035413 | 0.034423 | 0.033459 | 0.032544 | 0.031672 | 0.03084 | 0.030045 | 0.029285 | 0.049011 | 0.096408 | 0.14219 | 0.18635 | 0.22889 | 0.2698 | 0.30909 | 0.34677 | 0.38285 | 0.41738 | 0.45039 | 0.48192 | 0.51209 | 0.54092 | 0.56847 | 0.59516 | 0.62105 | 0.64618 | 0.67061 | 0.6944 | 640.9336 | 629.8831 | 619.023 | 608.3502 | 597.8614 | 587.5534 | 577.4232 | 567.4676 | 557.6837 | 548.0685 | 538.619 | 529.3325 | 520.2061 | 511.237 | 502.4226 | 493.7601 | 485.247 | 476.8807 | 468.6586 | 460.5783 | 640.9336 | 1270.8167 | 1889.8397 | 2498.1899 | 3096.0513 | 3683.6047 | 4261.0279 | 4828.4955 | 5386.1793 | 5934.2477 | 6472.8667 | 7002.1992 | 7522.4053 | 8033.6423 | 8536.0648 | 9029.8249 | 9515.0719 | 9991.9526 | 10460.6112 | 10921.1894 | 0.041731 | 0.040762 | 0.039807 | 0.038866 | 0.037939 | 0.037025 | 0.036124 | 0.035236 | 0.034362 | 0.033504 | 0.032662 | 0.031836 | 0.031024 | 0.030229 | 0.029449 | 0.028702 | 0.027987 | 0.027303 | 0.026649 | 0.026024 | 0.041731 | 0.082239 | 0.12153 | 0.1596 | 0.19647 | 0.23213 | 0.26658 | 0.29982 | 0.33188 | 0.36277 | 0.39252 | 0.42113 | 0.44863 | 0.47502 | 0.50034 | 0.5249 | 0.54879 | 0.57208 | 0.59482 | 0.61708 | 544.7936 | 535.4006 | 526.1695 | 517.0977 | 508.1822 | 499.4204 | 490.8097 | 482.3475 | 474.0312 | 465.8582 | 457.8262 | 449.9326 | 442.1752 | 434.5514 | 427.0592 | 419.6961 | 412.4599 | 405.3486 | 398.3598 | 391.4915 | 544.7936 | 1080.1942 | 1606.3637 | 2123.4614 | 2631.6436 | 3131.064 | 3621.8737 | 4104.2212 | 4578.2524 | 5044.1106 | 5501.9367 | 5951.8693 | 6394.0445 | 6828.5959 | 7255.6551 | 7675.3512 | 8087.8111 | 8493.1597 | 8891.5195 | 9283.011 | 0.041731 | 0.040762 | 0.039807 | 0.038866 | 0.037939 | 0.037025 | 0.036124 | 0.035236 | 0.034362 | 0.033504 | 0.032662 | 0.031836 | 0.031024 | 0.030229 | 0.029449 | 0.028702 | 0.027987 | 0.027303 | 0.026649 | 0.026024 | 0.041731 | 0.082239 | 0.12153 | 0.1596 | 0.19647 | 0.23213 | 0.26658 | 0.29982 | 0.33188 | 0.36277 | 0.39252 | 0.42113 | 0.44863 | 0.47502 | 0.50034 | 0.5249 | 0.54879 | 0.57208 | 0.59482 | 0.61708 | 544.7936 | 535.4006 | 526.1695 | 517.0977 | 508.1822 | 499.4204 | 490.8097 | 482.3475 | 474.0312 | 465.8582 | 457.8262 | 449.9326 | 442.1752 | 434.5514 | 427.0592 | 419.6961 | 412.4599 | 405.3486 | 398.3598 | 391.4915 | 544.7936 | 1080.1942 | 1606.3637 | 2123.4614 | 2631.6436 | 3131.064 | 3621.8737 | 4104.2212 | 4578.2524 | 5044.1106 | 5501.9367 | 5951.8693 | 6394.0445 | 6828.5959 | 7255.6551 | 7675.3512 | 8087.8111 | 8493.1597 | 8891.5195 | 9283.011 | 0.041731 | 0.040762 | 0.039807 | 0.038866 | 0.037939 | 0.037025 | 0.036124 | 0.035236 | 0.034362 | 0.033504 | 0.032662 | 0.031836 | 0.031024 | 0.030229 | 0.029449 | 0.028702 | 0.027987 | 0.027303 | 0.026649 | 0.026024 | 0.041731 | 0.082239 | 0.12153 | 0.1596 | 0.19647 | 0.23213 | 0.26658 | 0.29982 | 0.33188 | 0.36277 | 0.39252 | 0.42113 | 0.44863 | 0.47502 | 0.50034 | 0.5249 | 0.54879 | 0.57208 | 0.59482 | 0.61708 | 544.7936 | 535.4006 | 526.1695 | 517.0977 | 508.1822 | 499.4204 | 490.8097 | 482.3475 | 474.0312 | 465.8582 | 457.8262 | 449.9326 | 442.1752 | 434.5514 | 427.0592 | 419.6961 | 412.4599 | 405.3486 | 398.3598 | 391.4915 | 544.7936 | 1080.1942 | 1606.3637 | 2123.4614 | 2631.6436 | 3131.064 | 3621.8737 | 4104.2212 | 4578.2524 | 5044.1106 | 5501.9367 | 5951.8693 | 6394.0445 | 6828.5959 | 7255.6551 | 7675.3512 | 8087.8111 | 8493.1597 | 8891.5195 | 9283.011 | 0.041731 | 0.040762 | 0.039807 | 0.038866 | 0.037939 | 0.037025 | 0.036124 | 0.035236 | 0.034362 | 0.033504 | 0.032662 | 0.031836 | 0.031024 | 0.030229 | 0.029449 | 0.028702 | 0.027987 | 0.027303 | 0.026649 | 0.026024 | 0.041731 | 0.082239 | 0.12153 | 0.1596 | 0.19647 | 0.23213 | 0.26658 | 0.29982 | 0.33188 | 0.36277 | 0.39252 | 0.42113 | 0.44863 | 0.47502 | 0.50034 | 0.5249 | 0.54879 | 0.57208 | 0.59482 | 0.61708 | 544.7936 | 535.4006 | 526.1695 | 517.0977 | 508.1822 | 499.4204 | 490.8097 | 482.3475 | 474.0312 | 465.8582 | 457.8262 | 449.9326 | 442.1752 | 434.5514 | 427.0592 | 419.6961 | 412.4599 | 405.3486 | 398.3598 | 391.4915 | 544.7936 | 1080.1942 | 1606.3637 | 2123.4614 | 2631.6436 | 3131.064 | 3621.8737 | 4104.2212 | 4578.2524 | 5044.1106 | 5501.9367 | 5951.8693 | 6394.0445 | 6828.5959 | 7255.6551 | 7675.3512 | 8087.8111 | 8493.1597 | 8891.5195 | 9283.011 | 621.0761 | 624.5304 | 628.017 | 631.5078 | 634.9751 | 638.3916 | 641.7306 | 644.9655 | 648.0705 | 651.0203 | 653.8213 | 656.4796 | 659.0013 | 661.3925 | 663.6589 | 665.8062 | 667.8399 | 669.7654 | 671.5878 | 673.3121 | 252.6829 | 254.0882 | 255.5068 | 256.927 | 258.3376 | 259.7276 | 261.0861 | 262.4022 | 263.6655 | 264.8656 | 266.0051 | 267.0867 | 268.1126 | 269.0854 | 270.0075 | 270.8812 | 271.7086 | 272.492 | 273.2334 | 273.9349
WA_Industrial_Stone, Clay, and Glass_Existing_Space Heating_Natural Gas_Gas Boiler - Stack Economizer_A | WA | Industrial | Stone, Clay, and Glass | Existing | Space Heating | Natural Gas | Gas Boiler - Stack Economizer | A | IM258 | None | Economizer installed | 15 | 7.1081 | 0 | 0 | 75.12 | 0 | 0 | 0 | 37.5598 |  | employee | 15% | 55% | Retrofit | Retro12Med | 75.44% | TBD | 0.2% | 581.0274 |  | 385.4564 |  | 0.0080693 | IL TRM - 4.4.28 - CI-HVC-BECO-V02-210101 | XCEL CO 2019-2020 DSM Plan | IL TRM - 4.4.28 - CI-HVC-BECO-V02-210101 | None | None | None | None | None | None | None | None | None | None | None | None | None | None | None | None | None | None | None | None | None | None | Economizer installed | Economizer installed | Economizer installed | Economizer installed | Economizer installed | Economizer installed | Economizer installed | Economizer installed | Economizer installed | Economizer installed | Economizer installed | Economizer installed | Economizer installed | Economizer installed | Economizer installed | Economizer installed | Economizer installed | Economizer installed | Economizer installed | Economizer installed | Economizer installed | Economizer installed | 75.12 | 75.12 | 75.12 | 75.12 | 75.12 | 75.12 | 75.12 | 75.12 | 75.12 | 75.12 | 75.12 | 75.12 | 75.12 | 75.12 | 75.12 | 75.12 | 75.12 | 75.12 | 75.12 | 75.12 | 75.12 | 75.12 | 0 | 0 | 7.0431 | 6.9938 | 6.941 | 6.8837 | 6.8208 | 6.7512 | 6.6741 | 6.5889 | 6.496 | 6.396 | 6.2907 | 6.1818 | 6.073 | 5.9661 | 5.8636 | 5.7702 | 5.6861 | 5.6108 | 5.543 | 5.4807 | 0.0094741 | 0.0092457 | 0.0090177 | 0.008789 | 0.0085585 | 0.0074926 | 0.0058235 | 0.00452 | 0.0035035 | 0.0027121 | 0.0020972 | 0.0016203 | 0.0012514 | 0.00096659 | 0.00074688 | 0.00057785 | 3.8169e-06 | 1.322e-06 | 4.3754e-07 | 1.3864e-07 | 0.0094741 | 0.018654 | 0.02753 | 0.036092 | 0.044321 | 0.051361 | 0.056598 | 0.060396 | 0.063047 | 0.064789 | 0.06582 | 0.066301 | 0.066385 | 0.066183 | 0.065793 | 0.065323 | 0.064374 | 0.063523 | 0.062756 | 0.062051 | 1.3452 | 1.322 | 1.2992 | 1.2768 | 1.2548 | 1.1098 | 0.87255 | 0.68601 | 0.53934 | 0.42403 | 0.33338 | 0.2621 | 0.20607 | 0.16201 | 0.12738 | 0.10014 | 0.00067128 | 0.00023561 | 7.8936e-05 | 2.5296e-05 | 1.3452 | 2.6671 | 3.9663 | 5.2431 | 6.4979 | 7.6077 | 8.4803 | 9.1663 | 9.7056 | 10.1296 | 10.463 | 10.7251 | 10.9312 | 11.0932 | 11.2206 | 11.3207 | 11.3214 | 11.3216 | 11.3217 | 11.3217 | 0.0080693 | 0.0078916 | 0.0077148 | 0.0075381 | 0.0073603 | 0.0064625 | 0.0050386 | 0.0039241 | 0.0030526 | 0.002372 | 0.0018414 | 0.0014285 | 0.0011076 | 0.00085867 | 0.00066584 | 0.00051681 | 3.4239e-06 | 1.1891e-06 | 3.9462e-07 | 1.2537e-07 | 0.0080693 | 0.015922 | 0.023553 | 0.030955 | 0.038116 | 0.0443 | 0.04897 | 0.052433 | 0.054932 | 0.056665 | 0.057793 | 0.058451 | 0.058753 | 0.058795 | 0.058655 | 0.058422 | 0.057745 | 0.05714 | 0.0566 | 0.056109 | 1.1434 | 1.1237 | 1.1043 | 1.0853 | 1.0666 | 0.94335 | 0.74167 | 0.5831 | 0.45844 | 0.36043 | 0.28337 | 0.22279 | 0.17516 | 0.13771 | 0.10827 | 0.085122 | 0.00057059 | 0.00020027 | 6.7096e-05 | 2.1502e-05 | 1.1434 | 2.2671 | 3.3714 | 4.4566 | 5.5232 | 6.4665 | 7.2082 | 7.7913 | 8.2498 | 8.6102 | 8.8936 | 9.1164 | 9.2915 | 9.4292 | 9.5375 | 9.6226 | 9.6232 | 9.6234 | 9.6234 | 9.6235 | 0 | 0 | 0 | 0 | 0 | 0 | 0 | 0 | 0 | 0 | 0 | 0 | 0 | 0 | 0 | 0 | 0 | 0 | 0 | 0 | 0 | 0 | 0 | 0 | 0 | 0 | 0 | 0 | 0 | 0 | 0 | 0 | 0 | 0 | 0 | 0 | 0 | 0 | 0 | 0 | 0 | 0 | 0 | 0 | 0 | 0 | 0 | 0 | 0 | 0 | 0 | 0 | 0 | 0 | 0 | 0 | 0 | 0 | 0 | 0 | 0 | 0 | 0 | 0 | 0 | 0 | 0 | 0 | 0 | 0 | 0 | 0 | 0 | 0 | 0 | 0 | 0 | 0 | 0 | 0 | 0.0080693 | 0.0078916 | 0.0077148 | 0.0075381 | 0.0073603 | 0.0064625 | 0.0050386 | 0.0039241 | 0.0030526 | 0.002372 | 0.0018414 | 0.0014285 | 0.0011076 | 0.00085867 | 0.00066584 | 0.00051681 | 3.4239e-06 | 1.1891e-06 | 3.9462e-07 | 1.2537e-07 | 0.0080693 | 0.015922 | 0.023553 | 0.030955 | 0.038116 | 0.0443 | 0.04897 | 0.052433 | 0.054932 | 0.056665 | 0.057793 | 0.058452 | 0.058753 | 0.058795 | 0.058655 | 0.058422 | 0.057745 | 0.05714 | 0.0566 | 0.056109 | 1.1434 | 1.1237 | 1.1043 | 1.0853 | 1.0666 | 0.94335 | 0.74167 | 0.5831 | 0.45844 | 0.36043 | 0.28337 | 0.22279 | 0.17516 | 0.13771 | 0.10827 | 0.085122 | 0.00057059 | 0.00020027 | 6.7096e-05 | 2.1502e-05 | 1.1434 | 2.2671 | 3.3714 | 4.4566 | 5.5232 | 6.4665 | 7.2082 | 7.7913 | 8.2498 | 8.6102 | 8.8936 | 9.1164 | 9.2915 | 9.4292 | 9.5375 | 9.6226 | 9.6232 | 9.6234 | 9.6234 | 9.6235 | 0.0080693 | 0.0078916 | 0.0077148 | 0.0075381 | 0.0073603 | 0.0064625 | 0.0050386 | 0.0039241 | 0.0030526 | 0.002372 | 0.0018414 | 0.0014285 | 0.0011076 | 0.00085867 | 0.00066584 | 0.00051681 | 3.4239e-06 | 1.1891e-06 | 3.9462e-07 | 1.2537e-07 | 0.0080693 | 0.015922 | 0.023553 | 0.030955 | 0.038116 | 0.0443 | 0.04897 | 0.052433 | 0.054932 | 0.056665 | 0.057793 | 0.058452 | 0.058753 | 0.058795 | 0.058655 | 0.058422 | 0.057745 | 0.05714 | 0.0566 | 0.056109 | 1.1434 | 1.1237 | 1.1043 | 1.0853 | 1.0666 | 0.94335 | 0.74167 | 0.5831 | 0.45844 | 0.36043 | 0.28337 | 0.22279 | 0.17516 | 0.13771 | 0.10827 | 0.085122 | 0.00057059 | 0.00020027 | 6.7096e-05 | 2.1502e-05 | 1.1434 | 2.2671 | 3.3714 | 4.4566 | 5.5232 | 6.4665 | 7.2082 | 7.7913 | 8.2498 | 8.6102 | 8.8936 | 9.1164 | 9.2915 | 9.4292 | 9.5375 | 9.6226 | 9.6232 | 9.6234 | 9.6234 | 9.6235 | 645.4055 | 646.3174 | 647.2129 | 648.0899 | 648.9463 | 649.7803 | 650.59 | 651.3739 | 652.1304 | 652.8582 | 653.556 | 654.2226 | 654.8568 | 655.4578 | 656.0246 | 656.5563 | 657.0521 | 657.5112 | 657.9331 | 658.3172 | 428.1652 | 428.7701 | 429.3642 | 429.946 | 430.5141 | 431.0674 | 431.6046 | 432.1246 | 432.6265 | 433.1093 | 433.5722 | 434.0144 | 434.4352 | 434.8339 | 435.2099 | 435.5626 | 435.8915 | 436.1961 | 436.476 | 436.7308
WA_Industrial_Stone, Clay, and Glass_Existing_Process_Natural Gas_Gas Boiler - Stack Economizer_A | WA | Industrial | Stone, Clay, and Glass | Existing | Process | Natural Gas | Gas Boiler - Stack Economizer | A | IM259 | None | Economizer installed | 15 | 5.5108 | 0 | 0 | 75.12 | 0 | 0 | 0 | 37.5598 |  | sqft | 15% | 55% | Retrofit | Retro12Med | 75.44% | TBD | 0.2% | 581.0274 |  | 385.4564 |  | 0.06957 | IL TRM - 4.4.28 - CI-HVC-BECO-V02-210101 | XCEL CO 2019-2020 DSM Plan | IL TRM - 4.4.29 - CI-HVC-PECO-V01-150601 | None | None | None | None | None | None | None | None | None | None | None | None | None | None | None | None | None | None | None | None | None | None | Economizer installed | Economizer installed | Economizer installed | Economizer installed | Economizer installed | Economizer installed | Economizer installed | Economizer installed | Economizer installed | Economizer installed | Economizer installed | Economizer installed | Economizer installed | Economizer installed | Economizer installed | Economizer installed | Economizer installed | Economizer installed | Economizer installed | Economizer installed | Economizer installed | Economizer installed | 75.12 | 75.12 | 75.12 | 75.12 | 75.12 | 75.12 | 75.12 | 75.12 | 75.12 | 75.12 | 75.12 | 75.12 | 75.12 | 75.12 | 75.12 | 75.12 | 75.12 | 75.12 | 75.12 | 75.12 | 75.12 | 75.12 | 0 | 0 | 5.4839 | 5.4567 | 5.429 | 5.401 | 5.3726 | 5.3458 | 5.3223 | 5.3014 | 5.2825 | 5.2653 | 5.2494 | 5.2345 | 5.2203 | 5.2067 | 5.1936 | 5.1807 | 5.1695 | 5.1582 | 5.1467 | 5.135 | 0.081787 | 0.079977 | 0.078201 | 0.076455 | 0.074742 | 0.065778 | 0.051488 | 0.040321 | 0.031588 | 0.024754 | 0.019403 | 0.015211 | 0.011927 | 0.0093526 | 0.0073345 | 0.0057521 | 3.8474e-05 | 1.3474e-05 | 4.5042e-06 | 1.4402e-06 | 0.081787 | 0.16136 | 0.23874 | 0.31396 | 0.38705 | 0.4509 | 0.5004 | 0.53876 | 0.56844 | 0.59134 | 0.60895 | 0.62243 | 0.63268 | 0.64038 | 0.6461 | 0.65024 | 0.64888 | 0.64747 | 0.64603 | 0.64457 | 14.914 | 14.6568 | 14.4041 | 14.1558 | 13.9117 | 12.3047 | 9.674 | 7.6058 | 5.9797 | 4.7013 | 3.6962 | 2.906 | 2.2847 | 1.7962 | 1.4122 | 1.1103 | 0.0074425 | 0.0026122 | 0.00087517 | 0.00028046 | 14.914 | 29.5708 | 43.9749 | 58.1307 | 72.0424 | 84.3471 | 94.0211 | 101.6269 | 107.6066 | 112.3079 | 116.0041 | 118.91 | 121.1947 | 122.991 | 124.4032 | 125.5135 | 125.5209 | 125.5235 | 125.5244 | 125.5247 | 0.06957 | 0.068082 | 0.06662 | 0.065184 | 0.063774 | 0.056168 | 0.043995 | 0.034474 | 0.027022 | 0.021186 | 0.016614 | 0.013031 | 0.010221 | 0.0080182 | 0.0062905 | 0.0049352 | 3.3021e-05 | 1.1568e-05 | 3.8684e-06 | 1.2373e-06 | 0.06957 | 0.13736 | 0.20339 | 0.26768 | 0.33026 | 0.38502 | 0.42758 | 0.46063 | 0.48627 | 0.50611 | 0.52142 | 0.5332 | 0.5422 | 0.54902 | 0.55413 | 0.5579 | 0.55691 | 0.55589 | 0.55484 | 0.55378 | 12.6769 | 12.4583 | 12.2435 | 12.0324 | 11.825 | 10.459 | 8.2229 | 6.4649 | 5.0828 | 3.9961 | 3.1418 | 2.4701 | 1.942 | 1.5268 | 1.2004 | 0.94375 | 0.0063261 | 0.0022204 | 0.0007439 | 0.00023839 | 12.6769 | 25.1352 | 37.3787 | 49.4111 | 61.236 | 71.695 | 79.9179 | 86.3828 | 91.4656 | 95.4617 | 98.6035 | 101.0735 | 103.0155 | 104.5423 | 105.7427 | 106.6865 | 106.6928 | 106.695 | 106.6958 | 106.696 | 0 | 0 | 0 | 0 | 0 | 0 | 0 | 0 | 0 | 0 | 0 | 0 | 0 | 0 | 0 | 0 | 0 | 0 | 0 | 0 | 0 | 0 | 0 | 0 | 0 | 0 | 0 | 0 | 0 | 0 | 0 | 0 | 0 | 0 | 0 | 0 | 0 | 0 | 0 | 0 | 0 | 0 | 0 | 0 | 0 | 0 | 0 | 0 | 0 | 0 | 0 | 0 | 0 | 0 | 0 | 0 | 0 | 0 | 0 | 0 | 0 | 0 | 0 | 0 | 0 | 0 | 0 | 0 | 0 | 0 | 0 | 0 | 0 | 0 | 0 | 0 | 0 | 0 | 0 | 0 | 0.06957 | 0.068082 | 0.06662 | 0.065184 | 0.063774 | 0.056168 | 0.043995 | 0.034474 | 0.027022 | 0.021186 | 0.016614 | 0.013031 | 0.010221 | 0.0080182 | 0.0062905 | 0.0049352 | 3.3021e-05 | 1.1568e-05 | 3.8684e-06 | 1.2373e-06 | 0.06957 | 0.13736 | 0.20339 | 0.26768 | 0.33026 | 0.38502 | 0.42758 | 0.46063 | 0.48627 | 0.50611 | 0.52142 | 0.5332 | 0.5422 | 0.54902 | 0.55413 | 0.5579 | 0.55691 | 0.55589 | 0.55484 | 0.55378 | 12.6769 | 12.4583 | 12.2435 | 12.0324 | 11.825 | 10.459 | 8.2229 | 6.4649 | 5.0828 | 3.9961 | 3.1418 | 2.4701 | 1.942 | 1.5268 | 1.2004 | 0.94375 | 0.0063261 | 0.0022204 | 0.0007439 | 0.00023839 | 12.6769 | 25.1352 | 37.3787 | 49.4111 | 61.236 | 71.695 | 79.9179 | 86.3828 | 91.4656 | 95.4617 | 98.6035 | 101.0735 | 103.0155 | 104.5423 | 105.7427 | 106.6865 | 106.6928 | 106.695 | 106.6958 | 106.696 | 0.06957 | 0.068082 | 0.06662 | 0.065184 | 0.063774 | 0.056168 | 0.043995 | 0.034474 | 0.027022 | 0.021186 | 0.016614 | 0.013031 | 0.010221 | 0.0080182 | 0.0062905 | 0.0049352 | 3.3021e-05 | 1.1568e-05 | 3.8684e-06 | 1.2373e-06 | 0.06957 | 0.13736 | 0.20339 | 0.26768 | 0.33026 | 0.38502 | 0.42758 | 0.46063 | 0.48627 | 0.50611 | 0.52142 | 0.5332 | 0.5422 | 0.54902 | 0.55413 | 0.5579 | 0.55691 | 0.55589 | 0.55484 | 0.55378 | 12.6769 | 12.4583 | 12.2435 | 12.0324 | 11.825 | 10.459 | 8.2229 | 6.4649 | 5.0828 | 3.9961 | 3.1418 | 2.4701 | 1.942 | 1.5268 | 1.2004 | 0.94375 | 0.0063261 | 0.0022204 | 0.0007439 | 0.00023839 | 12.6769 | 25.1352 | 37.3787 | 49.4111 | 61.236 | 71.695 | 79.9179 | 86.3828 | 91.4656 | 95.4617 | 98.6035 | 101.0735 | 103.0155 | 104.5423 | 105.7427 | 106.6865 | 106.6928 | 106.695 | 106.6958 | 106.696 | 645.4055 | 646.3174 | 647.2129 | 648.0899 | 648.9463 | 649.7803 | 650.59 | 651.3739 | 652.1304 | 652.8582 | 653.556 | 654.2226 | 654.8568 | 655.4578 | 656.0246 | 656.5563 | 657.0521 | 657.5112 | 657.9331 | 658.3172 | 428.1652 | 428.7701 | 429.3642 | 429.946 | 430.5141 | 431.0674 | 431.6046 | 432.1246 | 432.6265 | 433.1093 | 433.5722 | 434.0144 | 434.4352 | 434.8339 | 435.2099 | 435.5626 | 435.8915 | 436.1961 | 436.476 | 436.7308
WA_Industrial_Stone, Clay, and Glass_Existing_Space Heating_Natural Gas_Gas Furnace Tube Inserts_A | WA | Industrial | Stone, Clay, and Glass | Existing | Space Heating | Natural Gas | Gas Furnace Tube Inserts | A | IM260 | None | Tube inserts installed | 5 | 0.089062 | 0 | 0 | 0.02 | 0 | 0 | 0 | 0.0086 |  | sqft | 0% | 0% | Retrofit | Retro3Slow | 84.16% | TBD | 0.2% | 281.3603 |  | 217.6381 |  | 0 | WI TRM - Radiant Tube Inserts, 2507 | WI TRM - Radiant Tube Inserts, 2507 | WI TRM - Radiant Tube Inserts, 2507 | None | None | None | None | None | None | None | None | None | None | None | None | None | None | None | None | None | None | None | None | None | None | Tube inserts installed | Tube inserts installed | Tube inserts installed | Tube inserts installed | Tube inserts installed | Tube inserts installed | Tube inserts installed | Tube inserts installed | Tube inserts installed | Tube inserts installed | Tube inserts installed | Tube inserts installed | Tube inserts installed | Tube inserts installed | Tube inserts installed | Tube inserts installed | Tube inserts installed | Tube inserts installed | Tube inserts installed | Tube inserts installed | Tube inserts installed | Tube inserts installed | 0.02 | 0.02 | 0.02 | 0.02 | 0.02 | 0.02 | 0.02 | 0.02 | 0.02 | 0.02 | 0.02 | 0.02 | 0.02 | 0.02 | 0.02 | 0.02 | 0.02 | 0.02 | 0.02 | 0.02 | 0.02 | 0.02 | 0 | 0 | 0.087928 | 0.087247 | 0.086543 | 0.085816 | 0.085066 | 0.084293 | 0.083498 | 0.082681 | 0.081848 | 0.081004 | 0.080154 | 0.079297 | 0.07845 | 0.077609 | 0.076777 | 0.076002 | 0.07528 | 0.074605 | 0.073973 | 0.073384 | 0 | 0 | 0 | 0 | 0 | 0 | 0 | 0 | 0 | 0 | 0 | 0 | 0 | 0 | 0 | 0 | 0 | 0 | 0 | 0 | 0 | 0 | 0 | 0 | 0 | 0 | 0 | 0 | 0 | 0 | 0 | 0 | 0 | 0 | 0 | 0 | 0 | 0 | 0 | 0 | 0 | 0 | 0 | 0 | 0 | 0 | 0 | 0 | 0 | 0 | 0 | 0 | 0 | 0 | 0 | 0 | 0 | 0 | 0 | 0 | 0 | 0 | 0 | 0 | 0 | 0 | 0 | 0 | 0 | 0 | 0 | 0 | 0 | 0 | 0 | 0 | 0 | 0 | 0 | 0 | 0 | 0 | 0 | 0 | 0 | 0 | 0 | 0 | 0 | 0 | 0 | 0 | 0 | 0 | 0 | 0 | 0 | 0 | 0 | 0 | 0 | 0 | 0 | 0 | 0 | 0 | 0 | 0 | 0 | 0 | 0 | 0 | 0 | 0 | 0 | 0 | 0 | 0 | 0 | 0 | 0 | 0 | 0 | 0 | 0 | 0 | 0 | 0 | 0 | 0 | 0 | 0 | 0 | 0 | 0 | 0 | 0 | 0 | 0 | 0 | 0 | 0 | 0 | 0 | 0 | 0 | 0 | 0 | 0 | 0 | 0 | 0 | 0 | 0 | 0 | 0 | 0 | 0 | 0 | 0 | 0 | 0 | 0 | 0 | 0 | 0 | 0 | 0 | 0 | 0 | 0 | 0 | 0 | 0 | 0 | 0 | 0 | 0 | 0 | 0 | 0 | 0 | 0 | 0 | 0 | 0 | 0 | 0 | 0 | 0 | 0 | 0 | 0 | 0 | 0 | 0 | 0 | 0 | 0 | 0 | 0 | 0 | 0 | 0 | 0 | 0 | 0 | 0 | 0 | 0 | 0 | 0 | 0 | 0 | 0 | 0 | 0 | 0 | 0 | 0 | 0 | 0 | 0 | 0 | 0 | 0 | 0 | 0 | 0 | 0 | 0 | 0 | 0 | 0 | 0 | 0 | 0 | 0 | 0 | 0 | 0 | 0 | 0 | 0 | 0 | 0 | 0 | 0 | 0 | 0 | 0 | 0 | 0 | 0 | 0 | 0 | 0 | 0 | 0 | 0 | 0 | 0 | 0 | 0 | 0 | 0 | 0 | 0 | 0 | 0 | 0 | 0 | 0 | 0 | 0 | 0 | 0 | 0 | 0 | 0 | 0 | 0 | 0 | 0 | 0 | 0 | 0 | 0 | 0 | 0 | 0 | 0 | 0 | 0 | 0 | 0 | 0 | 0 | 0 | 0 | 0 | 0 | 0 | 0 | 0 | 0 | 0 | 0 | 0 | 0 | 0 | 0 | 0 | 0 | 0 | 0 | 0 | 0 | 0 | 0 | 0 | 0 | 0 | 0 | 0 | 0 | 0 | 0 | 0 | 0 | 0 | 0 | 0 | 0 | 0 | 0 | 0 | 0 | 0 | 0 | 0 | 0 | 0 | 0 | 0 | 0 | 0 | 0 | 0 | 0 | 0 | 0 | 0 | 0 | 0 | 0 | 0 | 0 | 0 | 0 | 0 | 0 | 0 | 0 | 0 | 0 | 0 | 0 | 0 | 0 | 0 | 0 | 0 | 0 | 0 | 0 | 0 | 0 | 0 | 0 | 0 | 0 | 0 | 0 | 0 | 0 | 0 | 0 | 0 | 0 | 0 | 0 | 0 | 0 | 0 | 0 | 0 | 0 | 0 | 0 | 53.9197 | 54.2196 | 54.5223 | 54.8253 | 55.1263 | 55.4229 | 55.7128 | 55.9937 | 56.2632 | 56.5193 | 56.7625 | 56.9933 | 57.2122 | 57.4198 | 57.6166 | 57.803 | 57.9795 | 58.1467 | 58.3049 | 58.4546 | 41.708 | 41.94 | 42.1741 | 42.4085 | 42.6414 | 42.8708 | 43.095 | 43.3123 | 43.5208 | 43.7189 | 43.907 | 44.0855 | 44.2548 | 44.4154 | 44.5676 | 44.7118 | 44.8484 | 44.9777 | 45.1001 | 45.2159
WA_Industrial_Stone, Clay, and Glass_Existing_Space Heating_Natural Gas_Space Heating - Heat Recovery Ventilator_A | WA | Industrial | Stone, Clay, and Glass | Existing | Space Heating | Natural Gas | Space Heating - Heat Recovery Ventilator | A | IM261 | None | HRV installed | 15 | 0.013423 | 0 | 0 | 0.28 | 0 | 0 | 0 | 0.139 |  | sqft | 5% | 10% | Retrofit | RetroEven20 | 80.75% | TBD | 0.2% | 146.5581 |  | 97.2274 |  | 0.017709 | IL TRM - 4.4.27 - CI-HVC-ERVE-V04-200101 | IL TRM - 4.4.27 - CI-HVC-ERVE-V04-200101 | IL TRM - 4.4.27 - CI-HVC-ERVE-V04-200101 | None | None | None | None | None | None | None | None | None | None | None | None | None | None | None | None | None | None | None | None | None | None | HRV installed | HRV installed | HRV installed | HRV installed | HRV installed | HRV installed | HRV installed | HRV installed | HRV installed | HRV installed | HRV installed | HRV installed | HRV installed | HRV installed | HRV installed | HRV installed | HRV installed | HRV installed | HRV installed | HRV installed | HRV installed | HRV installed | 0.28 | 0.28 | 0.28 | 0.28 | 0.28 | 0.28 | 0.28 | 0.28 | 0.28 | 0.28 | 0.28 | 0.28 | 0.28 | 0.28 | 0.28 | 0.28 | 0.28 | 0.28 | 0.28 | 0.28 | 0.28 | 0.28 | 0 | 0 | 0.013244 | 0.013045 | 0.012783 | 0.012448 | 0.012046 | 0.011589 | 0.011099 | 0.010603 | 0.010122 | 0.0096741 | 0.0092691 | 0.0089093 | 0.0085944 | 0.0083191 | 0.0080775 | 0.0078682 | 0.007685 | 0.0075203 | 0.0073784 | 0.007244 | 0.020777 | 0.020113 | 0.019368 | 0.018536 | 0.017628 | 0.016666 | 0.015687 | 0.014727 | 0.013817 | 0.012978 | 0.01222 | 0.011543 | 0.010943 | 0.01041 | 0.0099337 | 0.0095095 | 0.0091278 | 0.0087782 | 0.0084641 | 0.0081667 | 0.020777 | 0.040579 | 0.05913 | 0.07612 | 0.091285 | 0.10449 | 0.11576 | 0.12531 | 0.13345 | 0.14052 | 0.14686 | 0.1527 | 0.15825 | 0.16359 | 0.16877 | 0.17391 | 0.17899 | 0.18393 | 0.18892 | 0.19365 | 1568.8303 | 1541.7815 | 1515.199 | 1489.0749 | 1463.4012 | 1438.1702 | 1413.3741 | 1389.0056 | 1365.0572 | 1341.5218 | 1318.3921 | 1295.6612 | 1273.3222 | 1251.3684 | 1229.793 | 1208.5897 | 1187.752 | 1167.2735 | 1147.1481 | 1127.3697 | 1568.8303 | 3110.6117 | 4625.8108 | 6114.8857 | 7578.2869 | 9016.457 | 10429.8312 | 11818.8368 | 13183.894 | 14525.4157 | 15843.8078 | 17139.469 | 18412.7911 | 19664.1595 | 20893.9525 | 22102.5422 | 23290.2942 | 24457.5677 | 25604.7157 | 26732.0854 | 0.017709 | 0.017201 | 0.016635 | 0.016005 | 0.015318 | 0.01459 | 0.013847 | 0.013113 | 0.012414 | 0.011764 | 0.011172 | 0.010637 | 0.010157 | 0.009724 | 0.0093324 | 0.0089794 | 0.0086589 | 0.0083634 | 0.0080959 | 0.007842 | 0.017709 | 0.034704 | 0.050785 | 0.065725 | 0.079324 | 0.091471 | 0.10218 | 0.11158 | 0.11989 | 0.12738 | 0.13425 | 0.14071 | 0.14687 | 0.1528 | 0.15856 | 0.16421 | 0.16979 | 0.17524 | 0.1807 | 0.18595 | 1333.5057 | 1310.5143 | 1287.9192 | 1265.7137 | 1243.891 | 1222.4446 | 1201.368 | 1180.6548 | 1160.2986 | 1140.2935 | 1120.6333 | 1101.312 | 1082.3239 | 1063.6631 | 1045.3241 | 1027.3013 | 1009.5892 | 992.1825 | 975.0759 | 958.2642 | 1333.5057 | 2644.02 | 3931.9392 | 5197.6528 | 6441.5439 | 7663.9885 | 8865.3565 | 10046.0112 | 11206.3099 | 12346.6034 | 13467.2366 | 14568.5486 | 15650.8725 | 16714.5356 | 17759.8597 | 18787.1609 | 19796.7501 | 20788.9325 | 21764.0084 | 22722.2726 | 0 | 0 | 0 | 0 | 0 | 0 | 0 | 0 | 0 | 0 | 0 | 0 | 0 | 0 | 0 | 0 | 0 | 0 | 0 | 0 | 0 | 0 | 0 | 0 | 0 | 0 | 0 | 0 | 0 | 0 | 0 | 0 | 0 | 0 | 0 | 0 | 0 | 0 | 0 | 0 | 0 | 0 | 0 | 0 | 0 | 0 | 0 | 0 | 0 | 0 | 0 | 0 | 0 | 0 | 0 | 0 | 0 | 0 | 0 | 0 | 0 | 0 | 0 | 0 | 0 | 0 | 0 | 0 | 0 | 0 | 0 | 0 | 0 | 0 | 0 | 0 | 0 | 0 | 0 | 0 | 0 | 0 | 0 | 0 | 0 | 0 | 0 | 0 | 0 | 0 | 0 | 0 | 0 | 0 | 0 | 0 | 0 | 0 | 0 | 0 | 0 | 0 | 0 | 0 | 0 | 0 | 0 | 0 | 0 | 0 | 0 | 0 | 0 | 0 | 0 | 0 | 0 | 0 | 0 | 0 | 0 | 0 | 0 | 0 | 0 | 0 | 0 | 0 | 0 | 0 | 0 | 0 | 0 | 0 | 0 | 0 | 0 | 0 | 0 | 0 | 0 | 0 | 0 | 0 | 0 | 0 | 0 | 0 | 0 | 0 | 0 | 0 | 0 | 0 | 0 | 0 | 0 | 0 | 0 | 0 | 0 | 0 | 0 | 0 | 0 | 0 | 0 | 0 | 0 | 0 | 0 | 0 | 0 | 0 | 0 | 0 | 0 | 0 | 0 | 0 | 0 | 0 | 0 | 0 | 0 | 0 | 0 | 0 | 0 | 0 | 0 | 0 | 0 | 0 | 0 | 0 | 0 | 0 | 0 | 0 | 0 | 0 | 0 | 0 | 0 | 0 | 0 | 0 | 0 | 0 | 0 | 0 | 0 | 0 | 0 | 0 | 0 | 0 | 0 | 0 | 0 | 0 | 0 | 0 | 0 | 0 | 0 | 0 | 0 | 0 | 0 | 0 | 0 | 0 | 0 | 0 | 0 | 0 | 0 | 0 | 2265.5724 | 2270.9724 | 2276.3774 | 2281.7467 | 2287.0415 | 2292.2243 | 2297.2592 | 2302.1118 | 2306.7494 | 2311.1404 | 2315.2957 | 2319.2256 | 2322.9403 | 2326.4493 | 2329.7615 | 2332.8859 | 2335.8307 | 2338.6037 | 2341.2126 | 2343.6645 | 1502.9917 | 1506.5741 | 1510.1598 | 1513.7219 | 1517.2344 | 1520.6727 | 1524.0129 | 1527.2322 | 1530.3087 | 1533.2217 | 1535.9784 | 1538.5855 | 1541.0499 | 1543.3777 | 1545.5751 | 1547.6478 | 1549.6014 | 1551.441 | 1553.1718 | 1554.7984
WA_Industrial_Stone, Clay, and Glass_Existing_Space Heating_Natural Gas_Thermostat - Programmable_A | WA | Industrial | Stone, Clay, and Glass | Existing | Space Heating | Natural Gas | Thermostat - Programmable | A | IM262 | Manual control | Programmable thermostat installed | 11 | 0.0064938 | 0 | 0 | 0.17 | 0.01 | 0 | 0 | 0.0859 |  | sqft | 25% | 40% | Retrofit | RetroEven20 | 80.75% | TBD | 0.2% | 175.7939 |  | 119.9801 |  | 0.025695 | IL TRM - 4.4.48 - CI-HVC-THST-V02-210101 | IL TRM - 4.4.48 - CI-HVC-THST-V02-210101 | BEST | Manual control | Manual control | Manual control | Manual control | Manual control | Manual control | Manual control | Manual control | Manual control | Manual control | Manual control | Manual control | Manual control | Manual control | Manual control | Manual control | Manual control | Manual control | Manual control | Manual control | Manual control | Manual control | Programmable thermostat installed | Programmable thermostat installed | Programmable thermostat installed | Programmable thermostat installed | Programmable thermostat installed | Programmable thermostat installed | Programmable thermostat installed | Programmable thermostat installed | Programmable thermostat installed | Programmable thermostat installed | Programmable thermostat installed | Programmable thermostat installed | Programmable thermostat installed | Programmable thermostat installed | Programmable thermostat installed | Programmable thermostat installed | Programmable thermostat installed | Programmable thermostat installed | Programmable thermostat installed | Programmable thermostat installed | Programmable thermostat installed | Programmable thermostat installed | 0.17 | 0.17 | 0.17 | 0.17 | 0.17 | 0.17 | 0.17 | 0.17 | 0.17 | 0.17 | 0.17 | 0.17 | 0.17 | 0.17 | 0.17 | 0.17 | 0.17 | 0.17 | 0.17 | 0.17 | 0.17 | 0.17 | 0 | 0 | 0.0064052 | 0.0063069 | 0.0061769 | 0.0060116 | 0.0058121 | 0.0055852 | 0.0053415 | 0.0050929 | 0.004851 | 0.004624 | 0.0044172 | 0.0042321 | 0.0040691 | 0.0039261 | 0.0038009 | 0.0036928 | 0.0035988 | 0.0035153 | 0.0034439 | 0.0033768 | 0.030146 | 0.029172 | 0.028078 | 0.026855 | 0.025516 | 0.024097 | 0.022648 | 0.021222 | 0.019866 | 0.01861 | 0.017471 | 0.01645 | 0.015544 | 0.014739 | 0.014023 | 0.013389 | 0.012823 | 0.01231 | 0.011852 | 0.011421 | 0.030146 | 0.058855 | 0.08572 | 0.11028 | 0.13214 | 0.15108 | 0.16713 | 0.18058 | 0.19186 | 0.2015 | 0.20996 | 0.21761 | 0.22477 | 0.23161 | 0.23825 | 0.24486 | 0.25145 | 0.25793 | 0.26454 | 0.27081 | 4706.4908 | 4625.3444 | 4545.5971 | 4467.2247 | 4390.2036 | 4314.5105 | 4240.1223 | 4167.0168 | 4095.1717 | 4024.5653 | 3955.1762 | 3886.9835 | 3819.9666 | 3754.1051 | 3689.3791 | 3625.7691 | 3563.2559 | 3501.8204 | 3441.4442 | 3382.109 | 4706.4908 | 9331.8352 | 13877.4323 | 18344.6571 | 22734.8607 | 27049.3711 | 31289.4935 | 35456.5103 | 39551.6819 | 43576.2472 | 47531.4234 | 51418.4069 | 55238.3734 | 58992.4785 | 62681.8576 | 66307.6267 | 69870.8826 | 73372.703 | 76814.1472 | 80196.2562 | 0.025695 | 0.02495 | 0.024119 | 0.023194 | 0.022182 | 0.021107 | 0.020006 | 0.018917 | 0.017874 | 0.0169 | 0.016008 | 0.0152 | 0.014473 | 0.013819 | 0.013229 | 0.012701 | 0.012225 | 0.011789 | 0.011398 | 0.011029 | 0.025695 | 0.050338 | 0.073634 | 0.095245 | 0.11487 | 0.13233 | 0.14763 | 0.16096 | 0.17262 | 0.18298 | 0.19237 | 0.20108 | 0.20929 | 0.21716 | 0.22477 | 0.23227 | 0.23971 | 0.24702 | 0.25441 | 0.26151 | 4000.5172 | 3931.5428 | 3863.7575 | 3797.141 | 3731.6731 | 3667.3339 | 3604.104 | 3541.9643 | 3480.8959 | 3420.8805 | 3361.8998 | 3303.936 | 3246.9716 | 3190.9893 | 3135.9722 | 3081.9038 | 3028.7675 | 2976.5474 | 2925.2276 | 2874.7926 | 4000.5172 | 7932.0599 | 11795.8175 | 15592.9585 | 19324.6316 | 22991.9655 | 26596.0695 | 30138.0337 | 33618.9296 | 37039.8101 | 40401.7099 | 43705.6459 | 46952.6174 | 50143.6067 | 53279.579 | 56361.4827 | 59390.2502 | 62366.7976 | 65292.0252 | 68166.8178 | 0 | 0 | 0 | 0 | 0 | 0 | 0 | 0 | 0 | 0 | 0 | 0 | 0 | 0 | 0 | 0 | 0 | 0 | 0 | 0 | 0 | 0 | 0 | 0 | 0 | 0 | 0 | 0 | 0 | 0 | 0 | 0 | 0 | 0 | 0 | 0 | 0 | 0 | 0 | 0 | 0 | 0 | 0 | 0 | 0 | 0 | 0 | 0 | 0 | 0 | 0 | 0 | 0 | 0 | 0 | 0 | 0 | 0 | 0 | 0 | 0 | 0 | 0 | 0 | 0 | 0 | 0 | 0 | 0 | 0 | 0 | 0 | 0 | 0 | 0 | 0 | 0 | 0 | 0 | 0 | 0 | 0 | 0 | 0 | 0 | 0 | 0 | 0 | 0 | 0 | 0 | 0 | 0 | 0 | 0 | 0 | 0 | 0 | 0 | 0 | 0 | 0 | 0 | 0 | 0 | 0 | 0 | 0 | 0 | 0 | 0 | 0 | 0 | 0 | 0 | 0 | 0 | 0 | 0 | 0 | 0 | 0 | 0 | 0 | 0 | 0 | 0 | 0 | 0 | 0 | 0 | 0 | 0 | 0 | 0 | 0 | 0 | 0 | 0 | 0 | 0 | 0 | 0 | 0 | 0 | 0 | 0 | 0 | 0 | 0 | 0 | 0 | 0 | 0 | 0 | 0 | 0 | 0 | 0 | 0 | 0 | 0 | 0 | 0 | 0 | 0 | 0 | 0 | 0 | 0 | 0 | 0 | 0 | 0 | 0 | 0 | 0 | 0 | 0 | 0 | 0 | 0 | 0 | 0 | 0 | 0 | 0 | 0 | 0 | 0 | 0 | 0 | 0 | 0 | 0 | 0 | 0 | 0 | 0 | 0 | 0 | 0 | 0 | 0 | 0 | 0 | 0 | 0 | 0 | 0 | 0 | 0 | 0 | 0 | 0 | 0 | 0 | 0 | 0 | 0 | 0 | 0 | 0 | 0 | 0 | 0 | 0 | 0 | 0 | 0 | 0 | 0 | 0 | 0 | 0 | 0 | 0 | 0 | 0 | 0 | 4378.759 | 4389.1957 | 4399.6422 | 4410.0198 | 4420.2532 | 4430.2701 | 4440.0012 | 4449.3802 | 4458.3434 | 4466.83 | 4474.8611 | 4482.4567 | 4489.6362 | 4496.4181 | 4502.8198 | 4508.8584 | 4514.5498 | 4519.9094 | 4524.9517 | 4529.6906 | 2417.4779 | 2423.2399 | 2429.0073 | 2434.7367 | 2440.3865 | 2445.9167 | 2451.2892 | 2456.4673 | 2461.4158 | 2466.1012 | 2470.5351 | 2474.7286 | 2478.6923 | 2482.4365 | 2485.9709 | 2489.3047 | 2492.4469 | 2495.4059 | 2498.1897 | 2500.806
WA_Industrial_Stone, Clay, and Glass_Existing_Space Heating_Natural Gas_ENERGY STAR Connected Thermostat_A | WA | Industrial | Stone, Clay, and Glass | Existing | Space Heating | Natural Gas | ENERGY STAR Connected Thermostat | A | IM263 | Manual control | Wi-Fi/interactive thermostat installed | 5 | 0.015698 | 0 | 0 | 0.39 | 0.01 | 0 | 0 | 0.1927 |  | sqft | 5% | 20% | Retrofit | RetroEven20 | 80.75% | TBD | 0.2% | 340.5517 |  | 258.8526 |  | 0.062097 | ComConnectedThermostats_v1_1 | ComConnectedThermostats_v1_1 | ComConnectedThermostats_v1_1 | Manual control | Manual control | Manual control | Manual control | Manual control | Manual control | Manual control | Manual control | Manual control | Manual control | Manual control | Manual control | Manual control | Manual control | Manual control | Manual control | Manual control | Manual control | Manual control | Manual control | Manual control | Manual control | Wi-Fi/interactive thermostat installed | Wi-Fi/interactive thermostat installed | Wi-Fi/interactive thermostat installed | Wi-Fi/interactive thermostat installed | Wi-Fi/interactive thermostat installed | Wi-Fi/interactive thermostat installed | Wi-Fi/interactive thermostat installed | Wi-Fi/interactive thermostat installed | Wi-Fi/interactive thermostat installed | Wi-Fi/interactive thermostat installed | Wi-Fi/interactive thermostat installed | Wi-Fi/interactive thermostat installed | Wi-Fi/interactive thermostat installed | Wi-Fi/interactive thermostat installed | Wi-Fi/interactive thermostat installed | Wi-Fi/interactive thermostat installed | Wi-Fi/interactive thermostat installed | Wi-Fi/interactive thermostat installed | Wi-Fi/interactive thermostat installed | Wi-Fi/interactive thermostat installed | Wi-Fi/interactive thermostat installed | Wi-Fi/interactive thermostat installed | 0.39 | 0.39 | 0.39 | 0.39 | 0.39 | 0.39 | 0.39 | 0.39 | 0.39 | 0.39 | 0.39 | 0.39 | 0.39 | 0.39 | 0.39 | 0.39 | 0.39 | 0.39 | 0.39 | 0.39 | 0.39 | 0.39 | 0 | 0 | 0.015479 | 0.015236 | 0.014916 | 0.014511 | 0.014024 | 0.01347 | 0.012875 | 0.012268 | 0.011678 | 0.011124 | 0.010618 | 0.010165 | 0.0097655 | 0.0094149 | 0.0091077 | 0.0088421 | 0.0086112 | 0.0084062 | 0.0082306 | 0.0080658 | 0.07285 | 0.070471 | 0.067803 | 0.064824 | 0.061566 | 0.058114 | 0.054591 | 0.051123 | 0.047823 | 0.044768 | 0.041996 | 0.039511 | 0.037304 | 0.035345 | 0.033602 | 0.032059 | 0.030684 | 0.029437 | 0.028325 | 0.027279 | 0.07285 | 0.14218 | 0.207 | 0.2662 | 0.31882 | 0.36434 | 0.40285 | 0.435 | 0.46188 | 0.48473 | 0.50469 | 0.52267 | 0.53943 | 0.55541 | 0.57089 | 0.5863 | 0.60167 | 0.61679 | 0.63222 | 0.64684 | 4706.4908 | 4625.3444 | 4545.5971 | 4467.2247 | 4390.2036 | 4314.5105 | 4240.1223 | 4167.0168 | 4095.1717 | 4024.5653 | 3955.1762 | 3886.9835 | 3819.9666 | 3754.1051 | 3689.3791 | 3625.7691 | 3563.2559 | 3501.8204 | 3441.4442 | 3382.109 | 4706.4908 | 9331.8352 | 13877.4323 | 18344.6571 | 22734.8607 | 27049.3711 | 31289.4935 | 35456.5103 | 39551.6819 | 43576.2472 | 47531.4234 | 51418.4069 | 55238.3734 | 58992.4785 | 62681.8576 | 66307.6267 | 69870.8826 | 73372.703 | 76814.1472 | 80196.2562 | 0.062097 | 0.060279 | 0.058253 | 0.055999 | 0.053535 | 0.050921 | 0.048243 | 0.045594 | 0.043054 | 0.040684 | 0.038512 | 0.036544 | 0.034772 | 0.033179 | 0.031742 | 0.030455 | 0.029296 | 0.028238 | 0.027287 | 0.02639 | 0.062097 | 0.12162 | 0.17784 | 0.22996 | 0.27723 | 0.31925 | 0.35601 | 0.38795 | 0.41582 | 0.4405 | 0.46281 | 0.48342 | 0.50283 | 0.52137 | 0.53929 | 0.55696 | 0.57446 | 0.59167 | 0.60906 | 0.62576 | 4000.5172 | 3931.5428 | 3863.7575 | 3797.141 | 3731.6731 | 3667.3339 | 3604.104 | 3541.9643 | 3480.8959 | 3420.8805 | 3361.8998 | 3303.936 | 3246.9716 | 3190.9893 | 3135.9722 | 3081.9038 | 3028.7675 | 2976.5474 | 2925.2276 | 2874.7926 | 4000.5172 | 7932.0599 | 11795.8175 | 15592.9585 | 19324.6316 | 22991.9655 | 26596.0695 | 30138.0337 | 33618.9296 | 37039.8101 | 40401.7099 | 43705.6459 | 46952.6174 | 50143.6067 | 53279.579 | 56361.4827 | 59390.2502 | 62366.7976 | 65292.0252 | 68166.8178 | 0 | 0 | 0 | 0 | 0 | 0 | 0 | 0 | 0 | 0 | 0 | 0 | 0 | 0 | 0 | 0 | 0 | 0 | 0 | 0 | 0 | 0 | 0 | 0 | 0 | 0 | 0 | 0 | 0 | 0 | 0 | 0 | 0 | 0 | 0 | 0 | 0 | 0 | 0 | 0 | 0 | 0 | 0 | 0 | 0 | 0 | 0 | 0 | 0 | 0 | 0 | 0 | 0 | 0 | 0 | 0 | 0 | 0 | 0 | 0 | 0 | 0 | 0 | 0 | 0 | 0 | 0 | 0 | 0 | 0 | 0 | 0 | 0 | 0 | 0 | 0 | 0 | 0 | 0 | 0 | 0 | 0 | 0 | 0 | 0 | 0 | 0 | 0 | 0 | 0 | 0 | 0 | 0 | 0 | 0 | 0 | 0 | 0 | 0 | 0 | 0 | 0 | 0 | 0 | 0 | 0 | 0 | 0 | 0 | 0 | 0 | 0 | 0 | 0 | 0 | 0 | 0 | 0 | 0 | 0 | 0 | 0 | 0 | 0 | 0 | 0 | 0 | 0 | 0 | 0 | 0 | 0 | 0 | 0 | 0 | 0 | 0 | 0 | 0 | 0 | 0 | 0 | 0 | 0 | 0 | 0 | 0 | 0 | 0 | 0 | 0 | 0 | 0 | 0 | 0 | 0 | 0 | 0 | 0 | 0 | 0 | 0 | 0 | 0 | 0 | 0 | 0 | 0 | 0 | 0 | 0 | 0 | 0 | 0 | 0 | 0 | 0 | 0 | 0 | 0 | 0 | 0 | 0 | 0 | 0 | 0 | 0 | 0 | 0 | 0 | 0 | 0 | 0 | 0 | 0 | 0 | 0 | 0 | 0 | 0 | 0 | 0 | 0 | 0 | 0 | 0 | 0 | 0 | 0 | 0 | 0 | 0 | 0 | 0 | 0 | 0 | 0 | 0 | 0 | 0 | 0 | 0 | 0 | 0 | 0 | 0 | 0 | 0 | 0 | 0 | 0 | 0 | 0 | 0 | 0 | 0 | 0 | 0 | 0 | 0 | 6651.7848 | 6667.6392 | 6683.5085 | 6699.2731 | 6714.8187 | 6730.0354 | 6744.8181 | 6759.0657 | 6772.6817 | 6785.5737 | 6797.7737 | 6809.3123 | 6820.2187 | 6830.521 | 6840.246 | 6849.4192 | 6858.065 | 6866.2068 | 6873.8665 | 6881.0655 | 4586.0498 | 4596.9806 | 4607.9216 | 4618.7905 | 4629.5083 | 4639.9994 | 4650.1913 | 4660.0142 | 4669.4017 | 4678.2901 | 4686.7014 | 4694.6566 | 4702.176 | 4709.2789 | 4715.9837 | 4722.3081 | 4728.269 | 4733.8823 | 4739.1633 | 4744.1266
WA_Industrial_Stone, Clay, and Glass_Existing_Space Heating_Natural Gas_Destratification Fans (HVLS)_A | WA | Industrial | Stone, Clay, and Glass | Existing | Space Heating | Natural Gas | Destratification Fans (HVLS) | A | IM264 | None/Standard ventilation | Fans installed | 10 | 0.015698 | 0 | 0 | 0.6 | 0.01 | 0 | 0 | 0.2991 |  | sqft | 15% | 30% | Retrofit | RetroEven20 | 80.75% | TBD | 0.2% | 218.9363 |  | 150.6071 |  | 0.062057 | IL TRM - 4.4.34 - CI-HVC-DSFN-V05-210101 | IL TRM - 4.4.34 - CI-HVC-DSFN-V05-210101 | IL TRM - 4.4.34 - CI-HVC-DSFN-V05-210101 | None/Standard ventilation | None/Standard ventilation | None/Standard ventilation | None/Standard ventilation | None/Standard ventilation | None/Standard ventilation | None/Standard ventilation | None/Standard ventilation | None/Standard ventilation | None/Standard ventilation | None/Standard ventilation | None/Standard ventilation | None/Standard ventilation | None/Standard ventilation | None/Standard ventilation | None/Standard ventilation | None/Standard ventilation | None/Standard ventilation | None/Standard ventilation | None/Standard ventilation | None/Standard ventilation | None/Standard ventilation | Fans installed | Fans installed | Fans installed | Fans installed | Fans installed | Fans installed | Fans installed | Fans installed | Fans installed | Fans installed | Fans installed | Fans installed | Fans installed | Fans installed | Fans installed | Fans installed | Fans installed | Fans installed | Fans installed | Fans installed | Fans installed | Fans installed | 0.6 | 0.6 | 0.6 | 0.6 | 0.6 | 0.6 | 0.6 | 0.6 | 0.6 | 0.6 | 0.6 | 0.6 | 0.6 | 0.6 | 0.6 | 0.6 | 0.6 | 0.6 | 0.6 | 0.6 | 0.6 | 0.6 | 0 | 0 | 0.015467 | 0.015213 | 0.014882 | 0.014466 | 0.013969 | 0.013406 | 0.012804 | 0.01219 | 0.011593 | 0.011033 | 0.010522 | 0.010064 | 0.0096596 | 0.009304 | 0.0089916 | 0.0087208 | 0.0084846 | 0.0082741 | 0.0080928 | 0.0079223 | 0.072795 | 0.070364 | 0.067648 | 0.064625 | 0.061327 | 0.057841 | 0.054289 | 0.050797 | 0.047477 | 0.044404 | 0.041617 | 0.039119 | 0.036899 | 0.034928 | 0.033173 | 0.03162 | 0.030233 | 0.028974 | 0.027851 | 0.026794 | 0.072795 | 0.14196 | 0.20653 | 0.26538 | 0.31758 | 0.36263 | 0.40062 | 0.43222 | 0.45853 | 0.48079 | 0.50014 | 0.51748 | 0.53358 | 0.54886 | 0.56361 | 0.57826 | 0.59282 | 0.60709 | 0.62164 | 0.63534 | 4706.4908 | 4625.3444 | 4545.5971 | 4467.2247 | 4390.2036 | 4314.5105 | 4240.1223 | 4167.0168 | 4095.1717 | 4024.5653 | 3955.1762 | 3886.9835 | 3819.9666 | 3754.1051 | 3689.3791 | 3625.7691 | 3563.2559 | 3501.8204 | 3441.4442 | 3382.109 | 4706.4908 | 9331.8352 | 13877.4323 | 18344.6571 | 22734.8607 | 27049.3711 | 31289.4935 | 35456.5103 | 39551.6819 | 43576.2472 | 47531.4234 | 51418.4069 | 55238.3734 | 58992.4785 | 62681.8576 | 66307.6267 | 69870.8826 | 73372.703 | 76814.1472 | 80196.2562 | 0.062057 | 0.060202 | 0.05814 | 0.055852 | 0.053358 | 0.050718 | 0.048016 | 0.045346 | 0.042789 | 0.040403 | 0.038217 | 0.036236 | 0.034452 | 0.032846 | 0.031398 | 0.0301 | 0.02893 | 0.027861 | 0.026899 | 0.025991 | 0.062057 | 0.12146 | 0.1775 | 0.22936 | 0.27632 | 0.31797 | 0.35433 | 0.38584 | 0.41326 | 0.43746 | 0.45927 | 0.47935 | 0.49819 | 0.51615 | 0.53345 | 0.55047 | 0.56728 | 0.58376 | 0.60039 | 0.6163 | 4000.5172 | 3931.5428 | 3863.7575 | 3797.141 | 3731.6731 | 3667.3339 | 3604.104 | 3541.9643 | 3480.8959 | 3420.8805 | 3361.8998 | 3303.936 | 3246.9716 | 3190.9893 | 3135.9722 | 3081.9038 | 3028.7675 | 2976.5474 | 2925.2276 | 2874.7926 | 4000.5172 | 7932.0599 | 11795.8175 | 15592.9585 | 19324.6316 | 22991.9655 | 26596.0695 | 30138.0337 | 33618.9296 | 37039.8101 | 40401.7099 | 43705.6459 | 46952.6174 | 50143.6067 | 53279.579 | 56361.4827 | 59390.2502 | 62366.7976 | 65292.0252 | 68166.8178 | 0 | 0 | 0 | 0 | 0 | 0 | 0 | 0 | 0 | 0 | 0 | 0 | 0 | 0 | 0 | 0 | 0 | 0 | 0 | 0 | 0 | 0 | 0 | 0 | 0 | 0 | 0 | 0 | 0 | 0 | 0 | 0 | 0 | 0 | 0 | 0 | 0 | 0 | 0 | 0 | 0 | 0 | 0 | 0 | 0 | 0 | 0 | 0 | 0 | 0 | 0 | 0 | 0 | 0 | 0 | 0 | 0 | 0 | 0 | 0 | 0 | 0 | 0 | 0 | 0 | 0 | 0 | 0 | 0 | 0 | 0 | 0 | 0 | 0 | 0 | 0 | 0 | 0 | 0 | 0 | 0 | 0 | 0 | 0 | 0 | 0 | 0 | 0 | 0 | 0 | 0 | 0 | 0 | 0 | 0 | 0 | 0 | 0 | 0 | 0 | 0 | 0 | 0 | 0 | 0 | 0 | 0 | 0 | 0 | 0 | 0 | 0 | 0 | 0 | 0 | 0 | 0 | 0 | 0 | 0 | 0 | 0 | 0 | 0 | 0 | 0 | 0 | 0 | 0 | 0 | 0 | 0 | 0 | 0 | 0 | 0 | 0 | 0 | 0 | 0 | 0 | 0 | 0 | 0 | 0 | 0 | 0 | 0 | 0 | 0 | 0 | 0 | 0 | 0 | 0 | 0 | 0 | 0 | 0 | 0 | 0 | 0 | 0 | 0 | 0 | 0 | 0 | 0 | 0 | 0 | 0 | 0 | 0 | 0 | 0 | 0 | 0 | 0 | 0 | 0 | 0 | 0 | 0 | 0 | 0 | 0 | 0 | 0 | 0 | 0 | 0 | 0 | 0 | 0 | 0 | 0 | 0 | 0 | 0 | 0 | 0 | 0 | 0 | 0 | 0 | 0 | 0 | 0 | 0 | 0 | 0 | 0 | 0 | 0 | 0 | 0 | 0 | 0 | 0 | 0 | 0 | 0 | 0 | 0 | 0 | 0 | 0 | 0 | 0 | 0 | 0 | 0 | 0 | 0 | 0 | 0 | 0 | 0 | 0 | 0 | 6267.7416 | 6282.6807 | 6297.6338 | 6312.4882 | 6327.1363 | 6341.4745 | 6355.4036 | 6368.8286 | 6381.6585 | 6393.8062 | 6405.3019 | 6416.1742 | 6426.451 | 6436.1585 | 6445.322 | 6453.9656 | 6462.1122 | 6469.7839 | 6477.0015 | 6483.7847 | 3821.918 | 3831.0275 | 3840.1455 | 3849.2034 | 3858.1354 | 3866.8785 | 3875.3722 | 3883.5584 | 3891.3818 | 3898.7891 | 3905.7989 | 3912.4286 | 3918.6951 | 3924.6145 | 3930.2022 | 3935.4729 | 3940.4405 | 3945.1185 | 3949.5196 | 3953.6559
WA_Industrial_Stone, Clay, and Glass_Existing_Space Heating_Natural Gas_Gas Boiler - Insulate Steam Lines/Condensate Tank_A | WA | Industrial | Stone, Clay, and Glass | Existing | Space Heating | Natural Gas | Gas Boiler - Insulate Steam Lines/Condensate Tank | A | IM265 | No insulation | Lines and condenstate tank insulated | 20 | 77.3311 | 0 | 0 | 458.52 | 0 | 0 | 0 | 229.2586 |  | employee | 30% | 35% | Retrofit | RetroEven20 | 80.75% | TBD | 0.2% | 343.7307 |  | 217.5354 |  | 0.0050168 | PGE Workpaper - SWWH017-01 | PGE Workpaper - SWWH017-01 | PGE Workpaper - SWWH017-01 | No insulation | No insulation | No insulation | No insulation | No insulation | No insulation | No insulation | No insulation | No insulation | No insulation | No insulation | No insulation | No insulation | No insulation | No insulation | No insulation | No insulation | No insulation | No insulation | No insulation | No insulation | No insulation | Lines and condenstate tank insulated | Lines and condenstate tank insulated | Lines and condenstate tank insulated | Lines and condenstate tank insulated | Lines and condenstate tank insulated | Lines and condenstate tank insulated | Lines and condenstate tank insulated | Lines and condenstate tank insulated | Lines and condenstate tank insulated | Lines and condenstate tank insulated | Lines and condenstate tank insulated | Lines and condenstate tank insulated | Lines and condenstate tank insulated | Lines and condenstate tank insulated | Lines and condenstate tank insulated | Lines and condenstate tank insulated | Lines and condenstate tank insulated | Lines and condenstate tank insulated | Lines and condenstate tank insulated | Lines and condenstate tank insulated | Lines and condenstate tank insulated | Lines and condenstate tank insulated | 458.52 | 458.52 | 458.52 | 458.52 | 458.52 | 458.52 | 458.52 | 458.52 | 458.52 | 458.52 | 458.52 | 458.52 | 458.52 | 458.52 | 458.52 | 458.52 | 458.52 | 458.52 | 458.52 | 458.52 | 458.52 | 458.52 | 0 | 0 | 76.6285 | 76.0972 | 75.5274 | 74.9083 | 74.2284 | 73.476 | 72.6418 | 71.7196 | 70.7127 | 69.6297 | 68.4884 | 67.3079 | 66.1272 | 64.9689 | 63.8577 | 62.845 | 61.9339 | 61.1187 | 60.3848 | 59.7113 | 0.0058902 | 0.0057485 | 0.0056071 | 0.0054653 | 0.0053223 | 0.0051775 | 0.0050305 | 0.004881 | 0.0047295 | 0.0045767 | 0.0044241 | 0.0042729 | 0.0041256 | 0.0039834 | 0.0038478 | 0.0037215 | 0.0036043 | 0.0034955 | 0.003394 | 0.0032983 | 0.0058902 | 0.011598 | 0.017118 | 0.022443 | 0.027562 | 0.03246 | 0.037122 | 0.041531 | 0.045678 | 0.049555 | 0.053167 | 0.056523 | 0.059657 | 0.062596 | 0.065373 | 0.068058 | 0.070675 | 0.073241 | 0.075755 | 0.078208 | 0.076867 | 0.075542 | 0.074239 | 0.072959 | 0.071701 | 0.070465 | 0.06925 | 0.068056 | 0.066883 | 0.06573 | 0.064596 | 0.063483 | 0.062388 | 0.061313 | 0.060255 | 0.059217 | 0.058196 | 0.057192 | 0.056206 | 0.055237 | 0.076867 | 0.15241 | 0.22665 | 0.29961 | 0.37131 | 0.44177 | 0.51102 | 0.57908 | 0.64596 | 0.71169 | 0.77629 | 0.83977 | 0.90216 | 0.96347 | 1.0237 | 1.0829 | 1.1411 | 1.1983 | 1.2545 | 1.3098 | 0.0050168 | 0.0049065 | 0.0047969 | 0.0046872 | 0.004577 | 0.0044654 | 0.0043522 | 0.0042371 | 0.0041203 | 0.0040024 | 0.0038842 | 0.0037666 | 0.0036508 | 0.0035382 | 0.0034298 | 0.0033278 | 0.0032325 | 0.0031437 | 0.0030604 | 0.0029818 | 0.0050168 | 0.0098992 | 0.014645 | 0.019248 | 0.023702 | 0.027995 | 0.032117 | 0.036053 | 0.039795 | 0.043336 | 0.046678 | 0.049825 | 0.052792 | 0.055599 | 0.058271 | 0.060858 | 0.063386 | 0.065868 | 0.06831 | 0.070704 | 0.065337 | 0.064211 | 0.063103 | 0.062015 | 0.060946 | 0.059895 | 0.058863 | 0.057848 | 0.05685 | 0.05587 | 0.054907 | 0.05396 | 0.05303 | 0.052116 | 0.051217 | 0.050334 | 0.049466 | 0.048613 | 0.047775 | 0.046952 | 0.065337 | 0.12955 | 0.19265 | 0.25467 | 0.31561 | 0.37551 | 0.43437 | 0.49222 | 0.54907 | 0.60494 | 0.65985 | 0.71381 | 0.76684 | 0.81895 | 0.87017 | 0.9205 | 0.96997 | 1.0186 | 1.0664 | 1.1133 | 0.0050168 | 0.0049065 | 0.0047969 | 0.0046872 | 0.004577 | 0.0044654 | 0.0043522 | 0.0042371 | 0.0041203 | 0.0040024 | 0.0038842 | 0.0037666 | 0.0036508 | 0.0035382 | 0.0034298 | 0.0033278 | 0.0032325 | 0.0031437 | 0.0030604 | 0.0029818 | 0.0050168 | 0.0098992 | 0.014645 | 0.019248 | 0.023702 | 0.027995 | 0.032117 | 0.036053 | 0.039795 | 0.043337 | 0.046678 | 0.049825 | 0.052792 | 0.0556 | 0.058271 | 0.060858 | 0.063386 | 0.065868 | 0.06831 | 0.070704 | 0.065337 | 0.064211 | 0.063103 | 0.062015 | 0.060946 | 0.059895 | 0.058863 | 0.057848 | 0.05685 | 0.05587 | 0.054907 | 0.05396 | 0.05303 | 0.052116 | 0.051217 | 0.050334 | 0.049466 | 0.048613 | 0.047775 | 0.046952 | 0.065337 | 0.12955 | 0.19265 | 0.25467 | 0.31561 | 0.37551 | 0.43437 | 0.49222 | 0.54907 | 0.60494 | 0.65985 | 0.71381 | 0.76684 | 0.81895 | 0.87017 | 0.9205 | 0.96997 | 1.0186 | 1.0664 | 1.1133 | 0.0050168 | 0.0049065 | 0.0047969 | 0.0046872 | 0.004577 | 0.0044654 | 0.0043522 | 0.0042371 | 0.0041203 | 0.0040024 | 0.0038842 | 0.0037666 | 0.0036508 | 0.0035382 | 0.0034298 | 0.0033278 | 0.0032325 | 0.0031437 | 0.0030604 | 0.0029818 | 0.0050168 | 0.0098992 | 0.014645 | 0.019248 | 0.023702 | 0.027995 | 0.032117 | 0.036053 | 0.039795 | 0.043337 | 0.046678 | 0.049825 | 0.052792 | 0.0556 | 0.058271 | 0.060858 | 0.063386 | 0.065868 | 0.06831 | 0.070704 | 0.065337 | 0.064211 | 0.063103 | 0.062015 | 0.060946 | 0.059895 | 0.058863 | 0.057848 | 0.05685 | 0.05587 | 0.054907 | 0.05396 | 0.05303 | 0.052116 | 0.051217 | 0.050334 | 0.049466 | 0.048613 | 0.047775 | 0.046952 | 0.065337 | 0.12955 | 0.19265 | 0.25467 | 0.31561 | 0.37551 | 0.43437 | 0.49222 | 0.54907 | 0.60494 | 0.65985 | 0.71381 | 0.76684 | 0.81895 | 0.87017 | 0.9205 | 0.96997 | 1.0186 | 1.0664 | 1.1133 | 0.0050168 | 0.0049065 | 0.0047969 | 0.0046872 | 0.004577 | 0.0044654 | 0.0043522 | 0.0042371 | 0.0041203 | 0.0040024 | 0.0038842 | 0.0037666 | 0.0036508 | 0.0035382 | 0.0034298 | 0.0033278 | 0.0032325 | 0.0031437 | 0.0030604 | 0.0029818 | 0.0050168 | 0.0098992 | 0.014645 | 0.019248 | 0.023702 | 0.027995 | 0.032117 | 0.036053 | 0.039795 | 0.043337 | 0.046678 | 0.049825 | 0.052792 | 0.0556 | 0.058271 | 0.060858 | 0.063386 | 0.065868 | 0.06831 | 0.070704 | 0.065337 | 0.064211 | 0.063103 | 0.062015 | 0.060946 | 0.059895 | 0.058863 | 0.057848 | 0.05685 | 0.05587 | 0.054907 | 0.05396 | 0.05303 | 0.052116 | 0.051217 | 0.050334 | 0.049466 | 0.048613 | 0.047775 | 0.046952 | 0.065337 | 0.12955 | 0.19265 | 0.25467 | 0.31561 | 0.37551 | 0.43437 | 0.49222 | 0.54907 | 0.60494 | 0.65985 | 0.71381 | 0.76684 | 0.81895 | 0.87017 | 0.9205 | 0.96997 | 1.0186 | 1.0664 | 1.1133 | 342.9948 | 343.5363 | 344.0683 | 344.5894 | 345.0985 | 345.5943 | 346.0759 | 346.5423 | 346.9925 | 347.4257 | 347.8412 | 348.2382 | 348.6161 | 348.9742 | 349.312 | 349.6289 | 349.9245 | 350.1983 | 350.4499 | 350.679 | 217.0697 | 217.4124 | 217.7491 | 218.0789 | 218.401 | 218.7149 | 219.0196 | 219.3148 | 219.5997 | 219.8739 | 220.1368 | 220.3881 | 220.6272 | 220.8538 | 221.0676 | 221.2682 | 221.4553 | 221.6285 | 221.7878 | 221.9328
WA_Industrial_Stone, Clay, and Glass_Existing_Process_Natural Gas_Gas Boiler - Insulate Steam Lines/Condensate Tank_A | WA | Industrial | Stone, Clay, and Glass | Existing | Process | Natural Gas | Gas Boiler - Insulate Steam Lines/Condensate Tank | A | IM266 | No insulation | Lines and condenstate tank insulated | 20 | 45.5894 | 0 | 0 | 458.52 | 0 | 0 | 0 | 229.2586 |  | sqft | 30% | 35% | Retrofit | RetroEven20 | 80.75% | TBD | 0.2% | 343.7307 |  | 217.5354 |  | 0.032888 | PGE Workpaper - SWWH017-01 | PGE Workpaper - SWWH017-01 | PGE Workpaper - SWWH017-01 | No insulation | No insulation | No insulation | No insulation | No insulation | No insulation | No insulation | No insulation | No insulation | No insulation | No insulation | No insulation | No insulation | No insulation | No insulation | No insulation | No insulation | No insulation | No insulation | No insulation | No insulation | No insulation | Lines and condenstate tank insulated | Lines and condenstate tank insulated | Lines and condenstate tank insulated | Lines and condenstate tank insulated | Lines and condenstate tank insulated | Lines and condenstate tank insulated | Lines and condenstate tank insulated | Lines and condenstate tank insulated | Lines and condenstate tank insulated | Lines and condenstate tank insulated | Lines and condenstate tank insulated | Lines and condenstate tank insulated | Lines and condenstate tank insulated | Lines and condenstate tank insulated | Lines and condenstate tank insulated | Lines and condenstate tank insulated | Lines and condenstate tank insulated | Lines and condenstate tank insulated | Lines and condenstate tank insulated | Lines and condenstate tank insulated | Lines and condenstate tank insulated | Lines and condenstate tank insulated | 458.52 | 458.52 | 458.52 | 458.52 | 458.52 | 458.52 | 458.52 | 458.52 | 458.52 | 458.52 | 458.52 | 458.52 | 458.52 | 458.52 | 458.52 | 458.52 | 458.52 | 458.52 | 458.52 | 458.52 | 458.52 | 458.52 | 0 | 0 | 45.3681 | 45.1438 | 44.9162 | 44.6852 | 44.4508 | 44.23 | 44.0365 | 43.8647 | 43.7099 | 43.5686 | 43.438 | 43.3156 | 43.1995 | 43.0881 | 42.9802 | 42.8746 | 42.7834 | 42.6908 | 42.5967 | 42.5011 | 0.038664 | 0.03781 | 0.03697 | 0.036146 | 0.035337 | 0.034555 | 0.03381 | 0.033098 | 0.032412 | 0.031751 | 0.03111 | 0.030487 | 0.029881 | 0.02929 | 0.028713 | 0.028149 | 0.027605 | 0.02707 | 0.026545 | 0.026028 | 0.038664 | 0.076282 | 0.11287 | 0.14843 | 0.18299 | 0.21664 | 0.2495 | 0.28162 | 0.31304 | 0.34378 | 0.37386 | 0.40329 | 0.43209 | 0.46027 | 0.48783 | 0.51478 | 0.54129 | 0.56719 | 0.59248 | 0.61718 | 0.85223 | 0.83754 | 0.8231 | 0.8089 | 0.79496 | 0.78125 | 0.76778 | 0.75454 | 0.74153 | 0.72875 | 0.71619 | 0.70384 | 0.6917 | 0.67978 | 0.66806 | 0.65654 | 0.64522 | 0.63409 | 0.62316 | 0.61242 | 0.85223 | 1.6898 | 2.5129 | 3.3218 | 4.1167 | 4.898 | 5.6658 | 6.4203 | 7.1618 | 7.8906 | 8.6068 | 9.3106 | 10.0023 | 10.6821 | 11.3501 | 12.0067 | 12.6519 | 13.286 | 13.9092 | 14.5216 | 0.032888 | 0.032186 | 0.031495 | 0.030817 | 0.030151 | 0.029506 | 0.02889 | 0.028297 | 0.027726 | 0.027174 | 0.026637 | 0.026115 | 0.025607 | 0.02511 | 0.024625 | 0.02415 | 0.023691 | 0.02324 | 0.022796 | 0.022361 | 0.032888 | 0.064936 | 0.096153 | 0.12655 | 0.15614 | 0.18498 | 0.21319 | 0.24078 | 0.26778 | 0.29422 | 0.32011 | 0.34546 | 0.37028 | 0.39458 | 0.41837 | 0.44165 | 0.46454 | 0.48693 | 0.50882 | 0.53021 | 0.7244 | 0.71191 | 0.69963 | 0.68757 | 0.67571 | 0.66406 | 0.65261 | 0.64136 | 0.6303 | 0.61944 | 0.60876 | 0.59826 | 0.58795 | 0.57781 | 0.56785 | 0.55806 | 0.54844 | 0.53898 | 0.52969 | 0.52055 | 0.7244 | 1.4363 | 2.1359 | 2.8235 | 3.4992 | 4.1633 | 4.8159 | 5.4573 | 6.0876 | 6.707 | 7.3158 | 7.914 | 8.502 | 9.0798 | 9.6476 | 10.2057 | 10.7541 | 11.2931 | 11.8228 | 12.3433 | 0.032888 | 0.032186 | 0.031495 | 0.030817 | 0.030151 | 0.029506 | 0.02889 | 0.028297 | 0.027726 | 0.027174 | 0.026637 | 0.026115 | 0.025607 | 0.02511 | 0.024625 | 0.02415 | 0.023691 | 0.02324 | 0.022796 | 0.022361 | 0.032888 | 0.064936 | 0.096153 | 0.12655 | 0.15614 | 0.18498 | 0.21319 | 0.24078 | 0.26778 | 0.29422 | 0.32011 | 0.34546 | 0.37028 | 0.39458 | 0.41837 | 0.44165 | 0.46454 | 0.48693 | 0.50882 | 0.53021 | 0.7244 | 0.71191 | 0.69963 | 0.68757 | 0.67571 | 0.66406 | 0.65261 | 0.64136 | 0.6303 | 0.61944 | 0.60876 | 0.59826 | 0.58795 | 0.57781 | 0.56785 | 0.55806 | 0.54844 | 0.53898 | 0.52969 | 0.52055 | 0.7244 | 1.4363 | 2.1359 | 2.8235 | 3.4992 | 4.1633 | 4.8159 | 5.4573 | 6.0876 | 6.707 | 7.3158 | 7.914 | 8.502 | 9.0798 | 9.6476 | 10.2057 | 10.7541 | 11.2931 | 11.8228 | 12.3433 | 0.032888 | 0.032186 | 0.031495 | 0.030817 | 0.030151 | 0.029506 | 0.02889 | 0.028297 | 0.027726 | 0.027174 | 0.026637 | 0.026115 | 0.025607 | 0.02511 | 0.024625 | 0.02415 | 0.023691 | 0.02324 | 0.022796 | 0.022361 | 0.032888 | 0.064936 | 0.096153 | 0.12655 | 0.15614 | 0.18498 | 0.21319 | 0.24078 | 0.26778 | 0.29422 | 0.32011 | 0.34546 | 0.37028 | 0.39458 | 0.41837 | 0.44165 | 0.46454 | 0.48693 | 0.50882 | 0.53021 | 0.7244 | 0.71191 | 0.69963 | 0.68757 | 0.67571 | 0.66406 | 0.65261 | 0.64136 | 0.6303 | 0.61944 | 0.60876 | 0.59826 | 0.58795 | 0.57781 | 0.56785 | 0.55806 | 0.54844 | 0.53898 | 0.52969 | 0.52055 | 0.7244 | 1.4363 | 2.1359 | 2.8235 | 3.4992 | 4.1633 | 4.8159 | 5.4573 | 6.0876 | 6.707 | 7.3158 | 7.914 | 8.502 | 9.0798 | 9.6476 | 10.2057 | 10.7541 | 11.2931 | 11.8228 | 12.3433 | 0.032888 | 0.032186 | 0.031495 | 0.030817 | 0.030151 | 0.029506 | 0.02889 | 0.028297 | 0.027726 | 0.027174 | 0.026637 | 0.026115 | 0.025607 | 0.02511 | 0.024625 | 0.02415 | 0.023691 | 0.02324 | 0.022796 | 0.022361 | 0.032888 | 0.064936 | 0.096153 | 0.12655 | 0.15614 | 0.18498 | 0.21319 | 0.24078 | 0.26778 | 0.29422 | 0.32011 | 0.34546 | 0.37028 | 0.39458 | 0.41837 | 0.44165 | 0.46454 | 0.48693 | 0.50882 | 0.53021 | 0.7244 | 0.71191 | 0.69963 | 0.68757 | 0.67571 | 0.66406 | 0.65261 | 0.64136 | 0.6303 | 0.61944 | 0.60876 | 0.59826 | 0.58795 | 0.57781 | 0.56785 | 0.55806 | 0.54844 | 0.53898 | 0.52969 | 0.52055 | 0.7244 | 1.4363 | 2.1359 | 2.8235 | 3.4992 | 4.1633 | 4.8159 | 5.4573 | 6.0876 | 6.707 | 7.3158 | 7.914 | 8.502 | 9.0798 | 9.6476 | 10.2057 | 10.7541 | 11.2931 | 11.8228 | 12.3433 | 342.9948 | 343.5363 | 344.0683 | 344.5894 | 345.0985 | 345.5943 | 346.0759 | 346.5423 | 346.9925 | 347.4257 | 347.8412 | 348.2382 | 348.6161 | 348.9742 | 349.312 | 349.6289 | 349.9245 | 350.1983 | 350.4499 | 350.679 | 217.0697 | 217.4124 | 217.7491 | 218.0789 | 218.401 | 218.7149 | 219.0196 | 219.3148 | 219.5997 | 219.8739 | 220.1368 | 220.3881 | 220.6272 | 220.8538 | 221.0676 | 221.2682 | 221.4553 | 221.6285 | 221.7878 | 221.9328
WA_Industrial_Stone, Clay, and Glass_Existing_Space Heating_Natural Gas_Gas Boiler - Insulate Hot Water Lines_A | WA | Industrial | Stone, Clay, and Glass | Existing | Space Heating | Natural Gas | Gas Boiler - Insulate Hot Water Lines | A | IM267 | No insulation | Insulated water lines | 20 | 87.4085 | 0 | 0 | 325.54 | 0 | 0 | 0 | 162.7714 |  | employee | 40% | 50% | Retrofit | RetroEven20 | 80.75% | TBD | 0.2% | 216.7799 |  | 137.1926 |  | 0.011344 | PGE Workpaper - SWWH017-01 | PGE Workpaper - SWWH017-01 | PGE Workpaper - SWWH017-01 | No insulation | No insulation | No insulation | No insulation | No insulation | No insulation | No insulation | No insulation | No insulation | No insulation | No insulation | No insulation | No insulation | No insulation | No insulation | No insulation | No insulation | No insulation | No insulation | No insulation | No insulation | No insulation | Insulated water lines | Insulated water lines | Insulated water lines | Insulated water lines | Insulated water lines | Insulated water lines | Insulated water lines | Insulated water lines | Insulated water lines | Insulated water lines | Insulated water lines | Insulated water lines | Insulated water lines | Insulated water lines | Insulated water lines | Insulated water lines | Insulated water lines | Insulated water lines | Insulated water lines | Insulated water lines | Insulated water lines | Insulated water lines | 325.54 | 325.54 | 325.54 | 325.54 | 325.54 | 325.54 | 325.54 | 325.54 | 325.54 | 325.54 | 325.54 | 325.54 | 325.54 | 325.54 | 325.54 | 325.54 | 325.54 | 325.54 | 325.54 | 325.54 | 325.54 | 325.54 | 0 | 0 | 86.6395 | 86.0775 | 85.4924 | 84.8808 | 84.2393 | 83.5646 | 82.8549 | 82.1092 | 81.3324 | 80.5289 | 79.7058 | 78.8641 | 78.0218 | 77.176 | 76.3294 | 75.5302 | 74.7756 | 74.0601 | 73.3815 | 72.7388 | 0.013319 | 0.013005 | 0.012694 | 0.012386 | 0.01208 | 0.011777 | 0.011475 | 0.011176 | 0.010879 | 0.010586 | 0.010297 | 0.010013 | 0.0097353 | 0.0094637 | 0.0091985 | 0.0089453 | 0.0087032 | 0.0084713 | 0.008249 | 0.0080358 | 0.013319 | 0.026238 | 0.038753 | 0.050862 | 0.062558 | 0.073833 | 0.084682 | 0.095096 | 0.10508 | 0.11462 | 0.12375 | 0.13246 | 0.14078 | 0.14871 | 0.15628 | 0.16359 | 0.17066 | 0.1775 | 0.18412 | 0.19054 | 0.15373 | 0.15108 | 0.14848 | 0.14592 | 0.1434 | 0.14093 | 0.1385 | 0.13611 | 0.13377 | 0.13146 | 0.12919 | 0.12697 | 0.12478 | 0.12263 | 0.12051 | 0.11843 | 0.11639 | 0.11438 | 0.11241 | 0.11047 | 0.15373 | 0.30482 | 0.4533 | 0.59922 | 0.74262 | 0.88355 | 1.022 | 1.1582 | 1.2919 | 1.4234 | 1.5526 | 1.6795 | 1.8043 | 1.9269 | 2.0475 | 2.1659 | 2.2823 | 2.3967 | 2.5091 | 2.6196 | 0.011344 | 0.011099 | 0.010857 | 0.010619 | 0.010382 | 0.010148 | 0.0099147 | 0.0096832 | 0.0094534 | 0.0092258 | 0.0090007 | 0.0087784 | 0.0085588 | 0.0083423 | 0.0081292 | 0.007924 | 0.0077267 | 0.0075374 | 0.0073556 | 0.0071812 | 0.011344 | 0.022392 | 0.033146 | 0.043605 | 0.053765 | 0.06362 | 0.073164 | 0.082392 | 0.091302 | 0.099893 | 0.10817 | 0.11612 | 0.12376 | 0.13109 | 0.13811 | 0.14491 | 0.15151 | 0.15793 | 0.16418 | 0.17028 | 0.13067 | 0.12842 | 0.12621 | 0.12403 | 0.12189 | 0.11979 | 0.11773 | 0.1157 | 0.1137 | 0.11174 | 0.10981 | 0.10792 | 0.10606 | 0.10423 | 0.10243 | 0.10067 | 0.098933 | 0.097227 | 0.09555 | 0.093903 | 0.13067 | 0.2591 | 0.3853 | 0.50933 | 0.63123 | 0.75102 | 0.86874 | 0.98444 | 1.0981 | 1.2099 | 1.3197 | 1.4276 | 1.5337 | 1.6379 | 1.7403 | 1.841 | 1.9399 | 2.0372 | 2.1327 | 2.2266 | 0.011344 | 0.011099 | 0.010857 | 0.010619 | 0.010382 | 0.010148 | 0.0099147 | 0.0096832 | 0.0094534 | 0.0092258 | 0.0090007 | 0.0087784 | 0.0085588 | 0.0083423 | 0.0081292 | 0.007924 | 0.0077267 | 0.0075374 | 0.0073556 | 0.0071812 | 0.011344 | 0.022392 | 0.033146 | 0.043605 | 0.053765 | 0.06362 | 0.073164 | 0.082392 | 0.091302 | 0.099893 | 0.10817 | 0.11612 | 0.12376 | 0.13109 | 0.13811 | 0.14491 | 0.15151 | 0.15793 | 0.16418 | 0.17028 | 0.13067 | 0.12842 | 0.12621 | 0.12403 | 0.12189 | 0.11979 | 0.11773 | 0.1157 | 0.1137 | 0.11174 | 0.10981 | 0.10792 | 0.10606 | 0.10423 | 0.10243 | 0.10067 | 0.098933 | 0.097227 | 0.09555 | 0.093903 | 0.13067 | 0.2591 | 0.3853 | 0.50933 | 0.63123 | 0.75102 | 0.86874 | 0.98444 | 1.0981 | 1.2099 | 1.3197 | 1.4276 | 1.5337 | 1.6379 | 1.7403 | 1.841 | 1.9399 | 2.0372 | 2.1327 | 2.2266 | 0.011344 | 0.011099 | 0.010857 | 0.010619 | 0.010382 | 0.010148 | 0.0099147 | 0.0096832 | 0.0094534 | 0.0092258 | 0.0090007 | 0.0087784 | 0.0085588 | 0.0083423 | 0.0081292 | 0.007924 | 0.0077267 | 0.0075374 | 0.0073556 | 0.0071812 | 0.011344 | 0.022392 | 0.033146 | 0.043605 | 0.053765 | 0.06362 | 0.073164 | 0.082392 | 0.091302 | 0.099893 | 0.10817 | 0.11612 | 0.12376 | 0.13109 | 0.13811 | 0.14491 | 0.15151 | 0.15793 | 0.16418 | 0.17028 | 0.13067 | 0.12842 | 0.12621 | 0.12403 | 0.12189 | 0.11979 | 0.11773 | 0.1157 | 0.1137 | 0.11174 | 0.10981 | 0.10792 | 0.10606 | 0.10423 | 0.10243 | 0.10067 | 0.098933 | 0.097227 | 0.09555 | 0.093903 | 0.13067 | 0.2591 | 0.3853 | 0.50933 | 0.63123 | 0.75102 | 0.86874 | 0.98444 | 1.0981 | 1.2099 | 1.3197 | 1.4276 | 1.5337 | 1.6379 | 1.7403 | 1.841 | 1.9399 | 2.0372 | 2.1327 | 2.2266 | 0.011344 | 0.011099 | 0.010857 | 0.010619 | 0.010382 | 0.010148 | 0.0099147 | 0.0096832 | 0.0094534 | 0.0092258 | 0.0090007 | 0.0087784 | 0.0085588 | 0.0083423 | 0.0081292 | 0.007924 | 0.0077267 | 0.0075374 | 0.0073556 | 0.0071812 | 0.011344 | 0.022392 | 0.033146 | 0.043605 | 0.053765 | 0.06362 | 0.073164 | 0.082392 | 0.091302 | 0.099893 | 0.10817 | 0.11612 | 0.12376 | 0.13109 | 0.13811 | 0.14491 | 0.15151 | 0.15793 | 0.16418 | 0.17028 | 0.13067 | 0.12842 | 0.12621 | 0.12403 | 0.12189 | 0.11979 | 0.11773 | 0.1157 | 0.1137 | 0.11174 | 0.10981 | 0.10792 | 0.10606 | 0.10423 | 0.10243 | 0.10067 | 0.098933 | 0.097227 | 0.09555 | 0.093903 | 0.13067 | 0.2591 | 0.3853 | 0.50933 | 0.63123 | 0.75102 | 0.86874 | 0.98444 | 1.0981 | 1.2099 | 1.3197 | 1.4276 | 1.5337 | 1.6379 | 1.7403 | 1.841 | 1.9399 | 2.0372 | 2.1327 | 2.2266 | 215.4439 | 215.7841 | 216.1182 | 216.4456 | 216.7653 | 217.0768 | 217.3793 | 217.6722 | 217.955 | 218.2271 | 218.4881 | 218.7375 | 218.9748 | 219.1998 | 219.4119 | 219.611 | 219.7967 | 219.9687 | 220.1267 | 220.2706 | 136.3471 | 136.5624 | 136.7738 | 136.981 | 137.1834 | 137.3805 | 137.5719 | 137.7573 | 137.9363 | 138.1085 | 138.2737 | 138.4315 | 138.5817 | 138.724 | 138.8583 | 138.9843 | 139.1018 | 139.2107 | 139.3107 | 139.4017
WA_Industrial_Stone, Clay, and Glass_Existing_Process_Natural Gas_Gas Boiler - Insulate Hot Water Lines_A | WA | Industrial | Stone, Clay, and Glass | Existing | Process | Natural Gas | Gas Boiler - Insulate Hot Water Lines | A | IM268 | No insulation | Insulated water lines | 20 | 51.5303 | 0 | 0 | 325.54 | 0 | 0 | 0 | 162.7714 |  | sqft | 40% | 50% | Retrofit | RetroEven20 | 80.75% | TBD | 0.2% | 216.7799 |  | 137.1926 |  | 0.074352 | PGE Workpaper - SWWH017-01 | PGE Workpaper - SWWH017-01 | PGE Workpaper - SWWH017-01 | No insulation | No insulation | No insulation | No insulation | No insulation | No insulation | No insulation | No insulation | No insulation | No insulation | No insulation | No insulation | No insulation | No insulation | No insulation | No insulation | No insulation | No insulation | No insulation | No insulation | No insulation | No insulation | Insulated water lines | Insulated water lines | Insulated water lines | Insulated water lines | Insulated water lines | Insulated water lines | Insulated water lines | Insulated water lines | Insulated water lines | Insulated water lines | Insulated water lines | Insulated water lines | Insulated water lines | Insulated water lines | Insulated water lines | Insulated water lines | Insulated water lines | Insulated water lines | Insulated water lines | Insulated water lines | Insulated water lines | Insulated water lines | 325.54 | 325.54 | 325.54 | 325.54 | 325.54 | 325.54 | 325.54 | 325.54 | 325.54 | 325.54 | 325.54 | 325.54 | 325.54 | 325.54 | 325.54 | 325.54 | 325.54 | 325.54 | 325.54 | 325.54 | 325.54 | 325.54 | 0 | 0 | 51.2826 | 51.0314 | 50.7765 | 50.5178 | 50.2553 | 50.0081 | 49.7919 | 49.6002 | 49.4278 | 49.2707 | 49.1256 | 48.9899 | 48.8613 | 48.7382 | 48.6189 | 48.5024 | 48.4021 | 48.3003 | 48.1969 | 48.0918 | 0.087409 | 0.085481 | 0.083588 | 0.081728 | 0.079902 | 0.078138 | 0.076459 | 0.074851 | 0.073305 | 0.071812 | 0.070366 | 0.068962 | 0.067595 | 0.066262 | 0.06496 | 0.063687 | 0.06246 | 0.061254 | 0.060069 | 0.058904 | 0.087409 | 0.17246 | 0.25519 | 0.33562 | 0.41377 | 0.48988 | 0.56422 | 0.6369 | 0.70799 | 0.77755 | 0.84563 | 0.91225 | 0.97745 | 1.0413 | 1.1037 | 1.1647 | 1.2248 | 1.2834 | 1.3408 | 1.3967 | 1.7045 | 1.6751 | 1.6462 | 1.6178 | 1.5899 | 1.5625 | 1.5356 | 1.5091 | 1.4831 | 1.4575 | 1.4324 | 1.4077 | 1.3834 | 1.3596 | 1.3361 | 1.3131 | 1.2904 | 1.2682 | 1.2463 | 1.2248 | 1.7045 | 3.3795 | 5.0257 | 6.6435 | 8.2334 | 9.796 | 11.3315 | 12.8406 | 14.3237 | 15.7812 | 17.2135 | 18.6212 | 20.0046 | 21.3642 | 22.7003 | 24.0134 | 25.3038 | 26.572 | 27.8183 | 29.0431 | 0.074352 | 0.072765 | 0.071207 | 0.069677 | 0.068173 | 0.066718 | 0.065327 | 0.063991 | 0.062702 | 0.061455 | 0.060245 | 0.059067 | 0.05792 | 0.056799 | 0.055704 | 0.054633 | 0.053597 | 0.052579 | 0.051579 | 0.050596 | 0.074352 | 0.14681 | 0.21739 | 0.28613 | 0.35304 | 0.41828 | 0.48207 | 0.54449 | 0.60559 | 0.66541 | 0.72399 | 0.78136 | 0.83754 | 0.89255 | 0.94641 | 0.99912 | 1.051 | 1.1017 | 1.1512 | 1.1997 | 1.4488 | 1.4238 | 1.3993 | 1.3751 | 1.3514 | 1.3281 | 1.3052 | 1.2827 | 1.2606 | 1.2389 | 1.2175 | 1.1965 | 1.1759 | 1.1556 | 1.1357 | 1.1161 | 1.0969 | 1.078 | 1.0594 | 1.0411 | 1.4488 | 2.8726 | 4.2719 | 5.647 | 6.9984 | 8.3266 | 9.6318 | 10.9145 | 12.1751 | 13.414 | 14.6315 | 15.828 | 17.0039 | 18.1595 | 19.2952 | 20.4114 | 21.5082 | 22.5862 | 23.6456 | 24.6867 | 0.074352 | 0.072765 | 0.071207 | 0.069677 | 0.068173 | 0.066718 | 0.065327 | 0.063991 | 0.062702 | 0.061455 | 0.060245 | 0.059067 | 0.05792 | 0.056799 | 0.055704 | 0.054633 | 0.053597 | 0.052579 | 0.051579 | 0.050596 | 0.074352 | 0.14681 | 0.21739 | 0.28613 | 0.35304 | 0.41828 | 0.48207 | 0.54449 | 0.60559 | 0.66541 | 0.72399 | 0.78136 | 0.83754 | 0.89255 | 0.94641 | 0.99912 | 1.051 | 1.1017 | 1.1512 | 1.1997 | 1.4488 | 1.4238 | 1.3993 | 1.3751 | 1.3514 | 1.3281 | 1.3052 | 1.2827 | 1.2606 | 1.2389 | 1.2175 | 1.1965 | 1.1759 | 1.1556 | 1.1357 | 1.1161 | 1.0969 | 1.078 | 1.0594 | 1.0411 | 1.4488 | 2.8726 | 4.2719 | 5.647 | 6.9984 | 8.3266 | 9.6318 | 10.9145 | 12.1751 | 13.414 | 14.6315 | 15.828 | 17.0039 | 18.1595 | 19.2952 | 20.4114 | 21.5082 | 22.5862 | 23.6456 | 24.6867 | 0.074352 | 0.072765 | 0.071207 | 0.069677 | 0.068173 | 0.066718 | 0.065327 | 0.063991 | 0.062702 | 0.061455 | 0.060245 | 0.059067 | 0.05792 | 0.056799 | 0.055704 | 0.054633 | 0.053597 | 0.052579 | 0.051579 | 0.050596 | 0.074352 | 0.14681 | 0.21739 | 0.28613 | 0.35304 | 0.41828 | 0.48207 | 0.54449 | 0.60559 | 0.66541 | 0.72399 | 0.78136 | 0.83754 | 0.89255 | 0.94641 | 0.99912 | 1.051 | 1.1017 | 1.1512 | 1.1997 | 1.4488 | 1.4238 | 1.3993 | 1.3751 | 1.3514 | 1.3281 | 1.3052 | 1.2827 | 1.2606 | 1.2389 | 1.2175 | 1.1965 | 1.1759 | 1.1556 | 1.1357 | 1.1161 | 1.0969 | 1.078 | 1.0594 | 1.0411 | 1.4488 | 2.8726 | 4.2719 | 5.647 | 6.9984 | 8.3266 | 9.6318 | 10.9145 | 12.1751 | 13.414 | 14.6315 | 15.828 | 17.0039 | 18.1595 | 19.2952 | 20.4114 | 21.5082 | 22.5862 | 23.6456 | 24.6867 | 0.074352 | 0.072765 | 0.071207 | 0.069677 | 0.068173 | 0.066718 | 0.065327 | 0.063991 | 0.062702 | 0.061455 | 0.060245 | 0.059067 | 0.05792 | 0.056799 | 0.055704 | 0.054633 | 0.053597 | 0.052579 | 0.051579 | 0.050596 | 0.074352 | 0.14681 | 0.21739 | 0.28613 | 0.35304 | 0.41828 | 0.48207 | 0.54449 | 0.60559 | 0.66541 | 0.72399 | 0.78136 | 0.83754 | 0.89255 | 0.94641 | 0.99912 | 1.051 | 1.1017 | 1.1512 | 1.1997 | 1.4488 | 1.4238 | 1.3993 | 1.3751 | 1.3514 | 1.3281 | 1.3052 | 1.2827 | 1.2606 | 1.2389 | 1.2175 | 1.1965 | 1.1759 | 1.1556 | 1.1357 | 1.1161 | 1.0969 | 1.078 | 1.0594 | 1.0411 | 1.4488 | 2.8726 | 4.2719 | 5.647 | 6.9984 | 8.3266 | 9.6318 | 10.9145 | 12.1751 | 13.414 | 14.6315 | 15.828 | 17.0039 | 18.1595 | 19.2952 | 20.4114 | 21.5082 | 22.5862 | 23.6456 | 24.6867 | 215.4439 | 215.7841 | 216.1182 | 216.4456 | 216.7653 | 217.0768 | 217.3793 | 217.6722 | 217.955 | 218.2271 | 218.4881 | 218.7375 | 218.9748 | 219.1998 | 219.4119 | 219.611 | 219.7967 | 219.9687 | 220.1267 | 220.2706 | 136.3471 | 136.5624 | 136.7738 | 136.981 | 137.1834 | 137.3805 | 137.5719 | 137.7573 | 137.9363 | 138.1085 | 138.2737 | 138.4315 | 138.5817 | 138.724 | 138.8583 | 138.9843 | 139.1018 | 139.2107 | 139.3107 | 139.4017
WA_Industrial_Stone, Clay, and Glass_Existing_Process_Natural Gas_Process - Insulate Heated Process Fluids_A | WA | Industrial | Stone, Clay, and Glass | Existing | Process | Natural Gas | Process - Insulate Heated Process Fluids | A | IM269 | No insulation | Insulated process fluid lines | 20 | 1280.913 | 0 | 0 | 458.52 | 0 | 0 | 0 | 229.2586 |  | employee | 5% | 10% | Retrofit | Retro12Med | 75.44% | TBD | 0.2% | 32.9324 |  | 20.8418 |  | 2.0297 | PGE Workpaper - SWWH017-01 | PGE Workpaper - SWWH017-01 | PGE Workpaper - SWWH017-01 | No insulation | No insulation | No insulation | No insulation | No insulation | No insulation | No insulation | No insulation | No insulation | No insulation | No insulation | No insulation | No insulation | No insulation | No insulation | No insulation | No insulation | No insulation | No insulation | No insulation | No insulation | No insulation | Insulated process fluid lines | Insulated process fluid lines | Insulated process fluid lines | Insulated process fluid lines | Insulated process fluid lines | Insulated process fluid lines | Insulated process fluid lines | Insulated process fluid lines | Insulated process fluid lines | Insulated process fluid lines | Insulated process fluid lines | Insulated process fluid lines | Insulated process fluid lines | Insulated process fluid lines | Insulated process fluid lines | Insulated process fluid lines | Insulated process fluid lines | Insulated process fluid lines | Insulated process fluid lines | Insulated process fluid lines | Insulated process fluid lines | Insulated process fluid lines | 458.52 | 458.52 | 458.52 | 458.52 | 458.52 | 458.52 | 458.52 | 458.52 | 458.52 | 458.52 | 458.52 | 458.52 | 458.52 | 458.52 | 458.52 | 458.52 | 458.52 | 458.52 | 458.52 | 458.52 | 458.52 | 458.52 | 0 | 0 | 1280.8918 | 1280.8766 | 1280.8657 | 1280.8568 | 1280.8488 | 1280.8416 | 1280.8352 | 1280.8294 | 1280.8242 | 1280.8195 | 1280.8153 | 1280.8115 | 1280.8082 | 1280.8051 | 1280.8022 | 1280.7994 | 1280.7967 | 1280.7941 | 1280.7915 | 1280.789 | 2.3879 | 2.3467 | 2.3062 | 2.2664 | 2.2274 | 1.97 | 1.5489 | 1.2177 | 0.95737 | 0.75269 | 0.59177 | 0.46525 | 0.36578 | 0.28758 | 0.2261 | 0.17776 | 0.0011915 | 0.00041821 | 0.00014011 | 4.4901e-05 | 2.3879 | 4.7346 | 7.0407 | 9.3071 | 11.5344 | 13.5044 | 15.0532 | 16.2708 | 17.2281 | 17.9808 | 18.5725 | 19.0377 | 19.4034 | 19.6909 | 19.917 | 20.0947 | 20.0959 | 20.0962 | 20.0963 | 20.0963 | 1.8642 | 1.8321 | 1.8005 | 1.7695 | 1.739 | 1.5381 | 1.2093 | 0.95072 | 0.74746 | 0.58766 | 0.46202 | 0.36325 | 0.28559 | 0.22453 | 0.17653 | 0.13879 | 0.00093031 | 0.00032653 | 0.0001094 | 3.5058e-05 | 1.8642 | 3.6963 | 5.4969 | 7.2663 | 9.0053 | 10.5434 | 11.7526 | 12.7034 | 13.4508 | 14.0385 | 14.5005 | 14.8638 | 15.1493 | 15.3739 | 15.5504 | 15.6892 | 15.6901 | 15.6904 | 15.6906 | 15.6906 | 2.0297 | 1.9947 | 1.9603 | 1.9265 | 1.8933 | 1.6745 | 1.3165 | 1.0351 | 0.81377 | 0.63979 | 0.50301 | 0.39547 | 0.31092 | 0.24445 | 0.19218 | 0.1511 | 0.0010128 | 0.00035549 | 0.0001191 | 3.8167e-05 | 2.0297 | 4.0244 | 5.9847 | 7.9111 | 9.8043 | 11.4788 | 12.7953 | 13.8303 | 14.6441 | 15.2838 | 15.7868 | 16.1822 | 16.4931 | 16.7375 | 16.9297 | 17.0807 | 17.0817 | 17.082 | 17.0821 | 17.0821 | 1.5846 | 1.5573 | 1.5304 | 1.5041 | 1.4781 | 1.3074 | 1.0279 | 0.80811 | 0.63534 | 0.49951 | 0.39272 | 0.30876 | 0.24275 | 0.19085 | 0.15005 | 0.11797 | 0.00079077 | 0.00027755 | 9.2987e-05 | 2.9799e-05 | 1.5846 | 3.1419 | 4.6723 | 6.1764 | 7.6545 | 8.9619 | 9.9897 | 10.7979 | 11.4332 | 11.9327 | 12.3254 | 12.6342 | 12.8769 | 13.0678 | 13.2178 | 13.3358 | 13.3366 | 13.3369 | 13.337 | 13.337 | 2.0297 | 1.9947 | 1.9603 | 1.9265 | 1.8933 | 1.6745 | 1.3165 | 1.0351 | 0.81377 | 0.63979 | 0.50301 | 0.39547 | 0.31092 | 0.24445 | 0.19218 | 0.1511 | 0.0010128 | 0.00035549 | 0.0001191 | 3.8167e-05 | 2.0297 | 4.0244 | 5.9847 | 7.9111 | 9.8043 | 11.4788 | 12.7953 | 13.8303 | 14.6441 | 15.2838 | 15.7868 | 16.1822 | 16.4931 | 16.7375 | 16.9297 | 17.0807 | 17.0817 | 17.082 | 17.0821 | 17.0821 | 1.5846 | 1.5573 | 1.5304 | 1.5041 | 1.4781 | 1.3074 | 1.0279 | 0.80811 | 0.63534 | 0.49951 | 0.39272 | 0.30876 | 0.24275 | 0.19085 | 0.15005 | 0.11797 | 0.00079077 | 0.00027755 | 9.2987e-05 | 2.9799e-05 | 1.5846 | 3.1419 | 4.6723 | 6.1764 | 7.6545 | 8.9619 | 9.9897 | 10.7979 | 11.4332 | 11.9327 | 12.3254 | 12.6342 | 12.8769 | 13.0678 | 13.2178 | 13.3358 | 13.3366 | 13.3369 | 13.337 | 13.337 | 2.0297 | 1.9947 | 1.9603 | 1.9265 | 1.8933 | 1.6745 | 1.3165 | 1.0351 | 0.81377 | 0.63979 | 0.50301 | 0.39547 | 0.31092 | 0.24445 | 0.19218 | 0.1511 | 0.0010128 | 0.00035549 | 0.0001191 | 3.8167e-05 | 2.0297 | 4.0244 | 5.9847 | 7.9111 | 9.8043 | 11.4788 | 12.7953 | 13.8303 | 14.6441 | 15.2838 | 15.7868 | 16.1822 | 16.4931 | 16.7375 | 16.9297 | 17.0807 | 17.0817 | 17.082 | 17.0821 | 17.0821 | 1.5846 | 1.5573 | 1.5304 | 1.5041 | 1.4781 | 1.3074 | 1.0279 | 0.80811 | 0.63534 | 0.49951 | 0.39272 | 0.30876 | 0.24275 | 0.19085 | 0.15005 | 0.11797 | 0.00079077 | 0.00027755 | 9.2987e-05 | 2.9799e-05 | 1.5846 | 3.1419 | 4.6723 | 6.1764 | 7.6545 | 8.9619 | 9.9897 | 10.7979 | 11.4332 | 11.9327 | 12.3254 | 12.6342 | 12.8769 | 13.0678 | 13.2178 | 13.3358 | 13.3366 | 13.3369 | 13.337 | 13.337 | 2.0297 | 1.9947 | 1.9603 | 1.9265 | 1.8933 | 1.6745 | 1.3165 | 1.0351 | 0.81377 | 0.63979 | 0.50301 | 0.39547 | 0.31092 | 0.24445 | 0.19218 | 0.1511 | 0.0010128 | 0.00035549 | 0.0001191 | 3.8167e-05 | 2.0297 | 4.0244 | 5.9847 | 7.9111 | 9.8043 | 11.4788 | 12.7953 | 13.8303 | 14.6441 | 15.2838 | 15.7868 | 16.1822 | 16.4931 | 16.7375 | 16.9297 | 17.0807 | 17.0817 | 17.082 | 17.0821 | 17.0821 | 1.5846 | 1.5573 | 1.5304 | 1.5041 | 1.4781 | 1.3074 | 1.0279 | 0.80811 | 0.63534 | 0.49951 | 0.39272 | 0.30876 | 0.24275 | 0.19085 | 0.15005 | 0.11797 | 0.00079077 | 0.00027755 | 9.2987e-05 | 2.9799e-05 | 1.5846 | 3.1419 | 4.6723 | 6.1764 | 7.6545 | 8.9619 | 9.9897 | 10.7979 | 11.4332 | 11.9327 | 12.3254 | 12.6342 | 12.8769 | 13.0678 | 13.2178 | 13.3358 | 13.3366 | 13.3369 | 13.337 | 13.337 | 32.8088 | 32.8088 | 32.8088 | 32.8088 | 32.8088 | 32.8088 | 32.8088 | 32.8088 | 32.8088 | 32.8088 | 32.8088 | 32.8088 | 32.8088 | 32.8088 | 32.8088 | 32.8088 | 32.8088 | 32.8088 | 32.8088 | 32.8088 | 20.7635 | 20.7635 | 20.7635 | 20.7635 | 20.7635 | 20.7635 | 20.7635 | 20.7635 | 20.7635 | 20.7635 | 20.7635 | 20.7635 | 20.7635 | 20.7635 | 20.7635 | 20.7635 | 20.7635 | 20.7635 | 20.7635 | 20.7635
WA_Industrial_Stone, Clay, and Glass_Existing_Process_Natural Gas_Process Heat Recovery_A | WA | Industrial | Stone, Clay, and Glass | Existing | Process | Natural Gas | Process Heat Recovery | A | IM270 | No HR system | HR system installed | 15 | 73.39 | 0 | 0 | 171.45 | 0 | 0 | 0 | 85.7242 |  | hp air | 5% | 50% | Retrofit | Retro12Med | 75.44% | TBD | 0.2% | 249.3635 |  | 165.4289 |  | 4.1821 | MN TRM v3.1 - Exhaust Energy Recovery | WI TRM - Compressed Air and Vacuum Pump Heat Recovery, 2257, 4494, 3928, 4629 | WI TRM - Compressed Air and Vacuum Pump Heat Recovery, 2257, 4494, 3928, 4629 | No HR system | No HR system | No HR system | No HR system | No HR system | No HR system | No HR system | No HR system | No HR system | No HR system | No HR system | No HR system | No HR system | No HR system | No HR system | No HR system | No HR system | No HR system | No HR system | No HR system | No HR system | No HR system | HR system installed | HR system installed | HR system installed | HR system installed | HR system installed | HR system installed | HR system installed | HR system installed | HR system installed | HR system installed | HR system installed | HR system installed | HR system installed | HR system installed | HR system installed | HR system installed | HR system installed | HR system installed | HR system installed | HR system installed | HR system installed | HR system installed | 171.45 | 171.45 | 171.45 | 171.45 | 171.45 | 171.45 | 171.45 | 171.45 | 171.45 | 171.45 | 171.45 | 171.45 | 171.45 | 171.45 | 171.45 | 171.45 | 171.45 | 171.45 | 171.45 | 171.45 | 171.45 | 171.45 | 0 | 0 | 73.2971 | 73.2029 | 73.1073 | 73.0102 | 72.9114 | 72.8201 | 72.7436 | 72.679 | 72.6239 | 72.5762 | 72.5344 | 72.4974 | 72.464 | 72.4334 | 72.4052 | 72.3786 | 72.3604 | 72.3418 | 72.323 | 72.3038 | 4.9192 | 4.8281 | 4.7387 | 4.6508 | 4.5645 | 4.0321 | 3.1668 | 2.4875 | 1.9542 | 1.5354 | 1.2065 | 0.94804 | 0.74501 | 0.58549 | 0.46013 | 0.36163 | 0.0024234 | 0.00085037 | 0.00028483 | 9.1253e-05 | 4.9192 | 9.741 | 14.467 | 19.0986 | 23.6372 | 27.6397 | 30.7775 | 33.2376 | 35.1666 | 36.679 | 37.8643 | 38.793 | 39.5201 | 40.089 | 40.5335 | 40.8802 | 40.8723 | 40.8627 | 40.8524 | 40.8416 | 67.1128 | 65.9557 | 64.8186 | 63.701 | 62.6027 | 55.371 | 43.5331 | 34.226 | 26.9087 | 21.1558 | 16.6329 | 13.0769 | 10.2811 | 8.0831 | 6.355 | 4.9963 | 0.033491 | 0.011755 | 0.0039383 | 0.0012621 | 67.1128 | 133.0686 | 197.8871 | 261.5881 | 324.1908 | 379.5619 | 423.0949 | 457.3209 | 484.2297 | 505.3855 | 522.0183 | 535.0952 | 545.3763 | 553.4594 | 559.8144 | 564.8107 | 564.8442 | 564.8559 | 564.8599 | 564.8611 | 4.1821 | 4.1055 | 4.0302 | 3.9563 | 3.8836 | 3.4313 | 2.6953 | 2.1175 | 1.6637 | 1.3073 | 1.0273 | 0.80732 | 0.63447 | 0.49865 | 0.39191 | 0.30803 | 0.0020643 | 0.00072439 | 0.00024264 | 7.774e-05 | 4.1821 | 8.283 | 12.3041 | 16.2465 | 20.1114 | 23.5213 | 26.1957 | 28.2935 | 29.9389 | 31.2295 | 32.2416 | 33.0349 | 33.6565 | 34.1431 | 34.5237 | 34.821 | 34.8156 | 34.8088 | 34.8013 | 34.7936 | 57.0459 | 56.0624 | 55.0958 | 54.1458 | 53.2123 | 47.0654 | 37.0031 | 29.0921 | 22.8724 | 17.9824 | 14.1379 | 11.1153 | 8.739 | 6.8706 | 5.4017 | 4.2469 | 0.028468 | 0.0099917 | 0.0033475 | 0.0010728 | 57.0459 | 113.1083 | 168.2041 | 222.3499 | 275.5622 | 322.6276 | 359.6307 | 388.7228 | 411.5952 | 429.5777 | 443.7156 | 454.8309 | 463.5699 | 470.4405 | 475.8422 | 480.0891 | 480.1176 | 480.1276 | 480.1309 | 480.132 | 4.1821 | 4.1055 | 4.0302 | 3.9563 | 3.8836 | 3.4313 | 2.6953 | 2.1175 | 1.6637 | 1.3073 | 1.0273 | 0.80732 | 0.63447 | 0.49865 | 0.39191 | 0.30803 | 0.0020643 | 0.00072439 | 0.00024264 | 7.774e-05 | 4.1821 | 8.283 | 12.3041 | 16.2465 | 20.1114 | 23.5213 | 26.1957 | 28.2935 | 29.9389 | 31.2295 | 32.2416 | 33.0349 | 33.6565 | 34.1431 | 34.5237 | 34.821 | 34.8156 | 34.8088 | 34.8013 | 34.7936 | 57.0459 | 56.0624 | 55.0958 | 54.1458 | 53.2123 | 47.0654 | 37.0031 | 29.0921 | 22.8724 | 17.9824 | 14.1379 | 11.1153 | 8.739 | 6.8706 | 5.4017 | 4.2469 | 0.028468 | 0.0099917 | 0.0033475 | 0.0010728 | 57.0459 | 113.1083 | 168.2041 | 222.3499 | 275.5622 | 322.6276 | 359.6307 | 388.7228 | 411.5952 | 429.5777 | 443.7156 | 454.8309 | 463.5699 | 470.4405 | 475.8422 | 480.0891 | 480.1176 | 480.1276 | 480.1309 | 480.132 | 4.1821 | 4.1055 | 4.0302 | 3.9563 | 3.8836 | 3.4313 | 2.6953 | 2.1175 | 1.6637 | 1.3073 | 1.0273 | 0.80732 | 0.63447 | 0.49865 | 0.39191 | 0.30803 | 0.0020643 | 0.00072439 | 0.00024264 | 7.774e-05 | 4.1821 | 8.283 | 12.3041 | 16.2465 | 20.1114 | 23.5213 | 26.1957 | 28.2935 | 29.9389 | 31.2295 | 32.2416 | 33.0349 | 33.6565 | 34.1431 | 34.5237 | 34.821 | 34.8156 | 34.8088 | 34.8013 | 34.7936 | 57.0459 | 56.0624 | 55.0958 | 54.1458 | 53.2123 | 47.0654 | 37.0031 | 29.0921 | 22.8724 | 17.9824 | 14.1379 | 11.1153 | 8.739 | 6.8706 | 5.4017 | 4.2469 | 0.028468 | 0.0099917 | 0.0033475 | 0.0010728 | 57.0459 | 113.1083 | 168.2041 | 222.3499 | 275.5622 | 322.6276 | 359.6307 | 388.7228 | 411.5952 | 429.5777 | 443.7156 | 454.8309 | 463.5699 | 470.4405 | 475.8422 | 480.0891 | 480.1176 | 480.1276 | 480.1309 | 480.132 | 4.1821 | 4.1055 | 4.0302 | 3.9563 | 3.8836 | 3.4313 | 2.6953 | 2.1175 | 1.6637 | 1.3073 | 1.0273 | 0.80732 | 0.63447 | 0.49865 | 0.39191 | 0.30803 | 0.0020643 | 0.00072439 | 0.00024264 | 7.774e-05 | 4.1821 | 8.283 | 12.3041 | 16.2465 | 20.1114 | 23.5213 | 26.1957 | 28.2935 | 29.9389 | 31.2295 | 32.2416 | 33.0349 | 33.6565 | 34.1431 | 34.5237 | 34.821 | 34.8156 | 34.8088 | 34.8013 | 34.7936 | 57.0459 | 56.0624 | 55.0958 | 54.1458 | 53.2123 | 47.0654 | 37.0031 | 29.0921 | 22.8724 | 17.9824 | 14.1379 | 11.1153 | 8.739 | 6.8706 | 5.4017 | 4.2469 | 0.028468 | 0.0099917 | 0.0033475 | 0.0010728 | 57.0459 | 113.1083 | 168.2041 | 222.3499 | 275.5622 | 322.6276 | 359.6307 | 388.7228 | 411.5952 | 429.5777 | 443.7156 | 454.8309 | 463.5699 | 470.4405 | 475.8422 | 480.0891 | 480.1176 | 480.1276 | 480.1309 | 480.132 | 252.5468 | 252.5468 | 252.5468 | 252.5468 | 252.5468 | 252.5468 | 252.5468 | 252.5468 | 252.5468 | 252.5468 | 252.5468 | 252.5468 | 252.5468 | 252.5468 | 252.5468 | 252.5468 | 252.5468 | 252.5468 | 252.5468 | 252.5468 | 167.5408 | 167.5408 | 167.5408 | 167.5408 | 167.5408 | 167.5408 | 167.5408 | 167.5408 | 167.5408 | 167.5408 | 167.5408 | 167.5408 | 167.5408 | 167.5408 | 167.5408 | 167.5408 | 167.5408 | 167.5408 | 167.5408 | 167.5408
WA_Industrial_Stone, Clay, and Glass_Existing_Space Heating_Natural Gas_Building Automation System_A | WA | Industrial | Stone, Clay, and Glass | Existing | Space Heating | Natural Gas | Building Automation System | A | IM271 | No control system | Automation system installed and programmed | 15 | 0.015698 | 0 | 0 | 0.1 | 0.03 | 0 | 0 | 0.05225 |  | sqft | 5% | 65% | Retrofit | Retro1Slow | 84.81% | TBD | 0.2% | 154.5381 |  | 90.7043 |  | 0.012799 | COM_EMS-All-XCELCO-2017-18-3 | BEHAV_EIS-All-CPUC-2018_PG-10 | COM_EMS-All-XCELCO-2017-18-3 | No control system | No control system | No control system | No control system | No control system | No control system | No control system | No control system | No control system | No control system | No control system | No control system | No control system | No control system | No control system | No control system | No control system | No control system | No control system | No control system | No control system | No control system | Automation system installed and programmed | Automation system installed and programmed | Automation system installed and programmed | Automation system installed and programmed | Automation system installed and programmed | Automation system installed and programmed | Automation system installed and programmed | Automation system installed and programmed | Automation system installed and programmed | Automation system installed and programmed | Automation system installed and programmed | Automation system installed and programmed | Automation system installed and programmed | Automation system installed and programmed | Automation system installed and programmed | Automation system installed and programmed | Automation system installed and programmed | Automation system installed and programmed | Automation system installed and programmed | Automation system installed and programmed | Automation system installed and programmed | Automation system installed and programmed | 0.1 | 0.1 | 0.1 | 0.1 | 0.1 | 0.1 | 0.1 | 0.1 | 0.1 | 0.1 | 0.1 | 0.1 | 0.1 | 0.1 | 0.1 | 0.1 | 0.1 | 0.1 | 0.1 | 0.1 | 0.1 | 0.1 | 0 | 0 | 0.015564 | 0.015463 | 0.015358 | 0.015246 | 0.01513 | 0.015007 | 0.014877 | 0.014742 | 0.014601 | 0.014456 | 0.014308 | 0.014156 | 0.014005 | 0.013853 | 0.0137 | 0.013556 | 0.013419 | 0.013289 | 0.013166 | 0.013048 | 0.015028 | 0.029331 | 0.05083 | 0.080668 | 0.11941 | 0.16671 | 0.22094 | 0.27891 | 0.33578 | 0.38527 | 0.42044 | 0.4349 | 0.4246 | 0.38908 | 0.33249 | 0.26738 | 0.19892 | 0.13403 | 0.083369 | 0.052956 | 0.015028 | 0.044261 | 0.094788 | 0.17477 | 0.29284 | 0.45717 | 0.67417 | 0.94694 | 1.2737 | 1.6463 | 2.0499 | 2.4631 | 2.8613 | 3.2193 | 3.5163 | 3.7467 | 3.9079 | 4.0041 | 4.0502 | 4.0669 | 965.5449 | 1896.784 | 3309.7599 | 5290.9544 | 7892.4655 | 11108.8057 | 14850.4916 | 18919.6766 | 22996.9243 | 26651.2706 | 29385.4592 | 30721.6202 | 30317.9844 | 28087.0579 | 24269.0333 | 19724.184 | 14823.1444 | 10085.2428 | 6332.2573 | 4058.5308 | 965.5449 | 2862.3289 | 6172.0889 | 11463.0433 | 19355.5088 | 30464.3146 | 45314.8062 | 64234.4827 | 87231.4071 | 113882.6777 | 143268.1369 | 173989.7571 | 204307.7415 | 232394.7994 | 256663.8327 | 276388.0168 | 291211.1612 | 301296.404 | 307628.6613 | 311687.1921 | 0.012799 | 0.025033 | 0.043478 | 0.069164 | 0.10264 | 0.14366 | 0.19092 | 0.2417 | 0.29183 | 0.33583 | 0.36759 | 0.38138 | 0.3734 | 0.34308 | 0.29394 | 0.23694 | 0.17667 | 0.1193 | 0.074374 | 0.047348 | 0.012799 | 0.037776 | 0.081079 | 0.14985 | 0.25171 | 0.39398 | 0.58257 | 0.82059 | 1.1069 | 1.435 | 1.7922 | 2.1599 | 2.5163 | 2.8387 | 3.1086 | 3.3201 | 3.4708 | 3.5642 | 3.6132 | 3.6362 | 820.7132 | 1612.2664 | 2813.296 | 4497.3113 | 6708.5957 | 9442.4849 | 12622.9179 | 16081.7251 | 19547.3857 | 22653.58 | 24977.6403 | 26113.3772 | 25770.2868 | 23873.9993 | 20628.6783 | 16765.5564 | 12599.6727 | 8572.4564 | 5382.4187 | 3449.7511 | 820.7132 | 2432.9796 | 5246.2755 | 9743.5868 | 16452.1825 | 25894.6674 | 38517.5852 | 54599.3103 | 74146.696 | 96800.276 | 121777.9164 | 147891.2935 | 173661.5803 | 197535.5795 | 218164.2578 | 234929.8143 | 247529.487 | 256101.9434 | 261484.3621 | 264934.1133 | 0.012799 | 0.025033 | 0.043478 | 0.069164 | 0.10264 | 0.14366 | 0.19092 | 0.2417 | 0.29183 | 0.33583 | 0.36759 | 0.38138 | 0.3734 | 0.34308 | 0.29394 | 0.23694 | 0.17667 | 0.1193 | 0.074374 | 0.047348 | 0.012799 | 0.037776 | 0.081079 | 0.14985 | 0.25171 | 0.39398 | 0.58257 | 0.82059 | 1.1069 | 1.435 | 1.7922 | 2.1599 | 2.5163 | 2.8387 | 3.1086 | 3.3201 | 3.4708 | 3.5642 | 3.6132 | 3.6362 | 820.7132 | 1612.2664 | 2813.296 | 4497.3113 | 6708.5957 | 9442.4849 | 12622.9179 | 16081.7251 | 19547.3857 | 22653.58 | 24977.6403 | 26113.3772 | 25770.2868 | 23873.9993 | 20628.6783 | 16765.5564 | 12599.6727 | 8572.4564 | 5382.4187 | 3449.7511 | 820.7132 | 2432.9796 | 5246.2755 | 9743.5868 | 16452.1825 | 25894.6674 | 38517.5852 | 54599.3103 | 74146.696 | 96800.276 | 121777.9164 | 147891.2935 | 173661.5803 | 197535.5795 | 218164.2578 | 234929.8143 | 247529.487 | 256101.9434 | 261484.3621 | 264934.1133 | 0.012799 | 0.025033 | 0.043478 | 0.069164 | 0.10264 | 0.14366 | 0.19092 | 0.2417 | 0.29183 | 0.33583 | 0.36759 | 0.38138 | 0.3734 | 0.34308 | 0.29394 | 0.23694 | 0.17667 | 0.1193 | 0.074374 | 0.047348 | 0.012799 | 0.037776 | 0.081079 | 0.14985 | 0.25171 | 0.39398 | 0.58257 | 0.82059 | 1.1069 | 1.435 | 1.7922 | 2.1599 | 2.5163 | 2.8387 | 3.1086 | 3.3201 | 3.4708 | 3.5642 | 3.6132 | 3.6362 | 820.7132 | 1612.2664 | 2813.296 | 4497.3113 | 6708.5957 | 9442.4849 | 12622.9179 | 16081.7251 | 19547.3857 | 22653.58 | 24977.6403 | 26113.3772 | 25770.2868 | 23873.9993 | 20628.6783 | 16765.5564 | 12599.6727 | 8572.4564 | 5382.4187 | 3449.7511 | 820.7132 | 2432.9796 | 5246.2755 | 9743.5868 | 16452.1825 | 25894.6674 | 38517.5852 | 54599.3103 | 74146.696 | 96800.276 | 121777.9164 | 147891.2935 | 173661.5803 | 197535.5795 | 218164.2578 | 234929.8143 | 247529.487 | 256101.9434 | 261484.3621 | 264934.1133 | 0.012799 | 0.025033 | 0.043478 | 0.069164 | 0.10264 | 0.14366 | 0.19092 | 0.2417 | 0.29183 | 0.33583 | 0.36759 | 0.38138 | 0.3734 | 0.34308 | 0.29394 | 0.23694 | 0.17667 | 0.1193 | 0.074374 | 0.047348 | 0.012799 | 0.037776 | 0.081079 | 0.14985 | 0.25171 | 0.39398 | 0.58257 | 0.82059 | 1.1069 | 1.435 | 1.7922 | 2.1599 | 2.5163 | 2.8387 | 3.1086 | 3.3201 | 3.4708 | 3.5642 | 3.6132 | 3.6362 | 820.7132 | 1612.2664 | 2813.296 | 4497.3113 | 6708.5957 | 9442.4849 | 12622.9179 | 16081.7251 | 19547.3857 | 22653.58 | 24977.6403 | 26113.3772 | 25770.2868 | 23873.9993 | 20628.6783 | 16765.5564 | 12599.6727 | 8572.4564 | 5382.4187 | 3449.7511 | 820.7132 | 2432.9796 | 5246.2755 | 9743.5868 | 16452.1825 | 25894.6674 | 38517.5852 | 54599.3103 | 74146.696 | 96800.276 | 121777.9164 | 147891.2935 | 173661.5803 | 197535.5795 | 218164.2578 | 234929.8143 | 247529.487 | 256101.9434 | 261484.3621 | 264934.1133 | 2871.0518 | 2877.8949 | 2884.7444 | 2891.5488 | 2898.2586 | 2904.8265 | 2911.207 | 2917.3565 | 2923.2335 | 2928.798 | 2934.0638 | 2939.044 | 2943.7515 | 2948.1982 | 2952.3957 | 2956.355 | 2960.0868 | 2963.6009 | 2966.907 | 2970.0142 | 459.0069 | 460.1009 | 461.196 | 462.2838 | 463.3566 | 464.4066 | 465.4267 | 466.4098 | 467.3494 | 468.239 | 469.0809 | 469.8771 | 470.6297 | 471.3406 | 472.0117 | 472.6447 | 473.2413 | 473.8031 | 474.3317 | 474.8284
WA_Industrial_Stone, Clay, and Glass_Existing_Space Heating_Natural Gas_Steam System Efficiency Improvements_A | WA | Industrial | Stone, Clay, and Glass | Existing | Space Heating | Natural Gas | Steam System Efficiency Improvements | A | IM272 | Average system efficiency | Optimized system | 5 | 0.14024 | 0 | 0 | 0.12 | 0 | 0 | 0 | 0.0594 |  | sqft | 30% | 60% | Retrofit | Retro1Slow | 84.81% | TBD | 0.2% | 3947.0301 |  | 3053.1109 |  | 0.00080625 | AEG Research | DOE - Improving Steam System Performance: A Sourcebook for Industry, Second Edition. October 2012. | DOE - Improving Steam System Performance: A Sourcebook for Industry, Second Edition. October 2012. | Average system efficiency | Average system efficiency | Average system efficiency | Average system efficiency | Average system efficiency | Average system efficiency | Average system efficiency | Average system efficiency | Average system efficiency | Average system efficiency | Average system efficiency | Average system efficiency | Average system efficiency | Average system efficiency | Average system efficiency | Average system efficiency | Average system efficiency | Average system efficiency | Average system efficiency | Average system efficiency | Average system efficiency | Average system efficiency | Optimized system | Optimized system | Optimized system | Optimized system | Optimized system | Optimized system | Optimized system | Optimized system | Optimized system | Optimized system | Optimized system | Optimized system | Optimized system | Optimized system | Optimized system | Optimized system | Optimized system | Optimized system | Optimized system | Optimized system | Optimized system | Optimized system | 0.12 | 0.12 | 0.12 | 0.12 | 0.12 | 0.12 | 0.12 | 0.12 | 0.12 | 0.12 | 0.12 | 0.12 | 0.12 | 0.12 | 0.12 | 0.12 | 0.12 | 0.12 | 0.12 | 0.12 | 0.12 | 0.12 | 0 | 0 | 0.13822 | 0.13604 | 0.13318 | 0.12956 | 0.12522 | 0.12028 | 0.11499 | 0.10959 | 0.10434 | 0.099407 | 0.094912 | 0.090887 | 0.08734 | 0.084226 | 0.081496 | 0.079135 | 0.077081 | 0.075256 | 0.073692 | 0.072225 | 0.00094586 | 0.0018288 | 0.003124 | 0.0048583 | 0.0070039 | 0.0094696 | 0.012102 | 0.014694 | 0.017005 | 0.018776 | 0.019766 | 0.019789 | 0.018766 | 0.016766 | 0.014017 | 0.011062 | 0.0080976 | 0.0053789 | 0.0033071 | 0.0020774 | 0.00094586 | 0.0027597 | 0.0058257 | 0.010526 | 0.017176 | 0.025969 | 0.036928 | 0.049889 | 0.064503 | 0.080232 | 0.09637 | 0.11207 | 0.12646 | 0.13872 | 0.14824 | 0.15501 | 0.15908 | 0.1607 | 0.16066 | 0.15954 | 6.8429 | 13.4427 | 23.4567 | 37.4976 | 55.9349 | 78.7295 | 105.2473 | 134.0861 | 162.982 | 188.8808 | 208.2583 | 217.7279 | 214.8673 | 199.0564 | 171.9976 | 139.7877 | 105.0534 | 71.4753 | 44.8775 | 28.7633 | 6.8429 | 20.2857 | 43.7423 | 81.24 | 137.1749 | 215.9043 | 321.1516 | 455.2376 | 618.2197 | 807.1005 | 1015.3588 | 1233.0867 | 1447.954 | 1647.0104 | 1819.008 | 1958.7957 | 2063.8491 | 2135.3245 | 2180.202 | 2208.9653 | 0.00080625 | 0.0015643 | 0.0026839 | 0.0041968 | 0.0060901 | 0.0082971 | 0.010694 | 0.013104 | 0.015307 | 0.01706 | 0.018122 | 0.018297 | 0.017486 | 0.015731 | 0.013235 | 0.010503 | 0.0077269 | 0.0051567 | 0.0031839 | 0.0020084 | 0.00080625 | 0.0023606 | 0.005005 | 0.0090925 | 0.014935 | 0.022754 | 0.032632 | 0.044488 | 0.058062 | 0.072897 | 0.088352 | 0.10362 | 0.11784 | 0.13016 | 0.13997 | 0.14717 | 0.1518 | 0.15406 | 0.15468 | 0.15424 | 5.8165 | 11.4263 | 19.9382 | 31.873 | 47.5446 | 66.92 | 89.4602 | 113.9732 | 138.5347 | 160.5487 | 177.0196 | 185.0687 | 182.6372 | 169.198 | 146.198 | 118.8195 | 89.2954 | 60.754 | 38.1459 | 24.4488 | 5.8165 | 17.2428 | 37.181 | 69.054 | 116.5986 | 183.5187 | 272.9788 | 386.952 | 525.4867 | 686.0354 | 863.055 | 1048.1237 | 1230.7609 | 1399.9588 | 1546.1568 | 1664.9763 | 1754.2718 | 1815.0258 | 1853.1717 | 1877.6205 | 0.0008068 | 0.0015665 | 0.0026901 | 0.0042108 | 0.0061179 | 0.0083474 | 0.010778 | 0.013234 | 0.015497 | 0.017319 | 0.018453 | 0.018692 | 0.017922 | 0.016175 | 0.013648 | 0.01086 | 0.0080082 | 0.005355 | 0.003312 | 0.0020924 | 0.0008068 | 0.002364 | 0.0050166 | 0.0091228 | 0.015004 | 0.022891 | 0.032887 | 0.044931 | 0.058783 | 0.074006 | 0.089968 | 0.10586 | 0.12077 | 0.13383 | 0.14434 | 0.15218 | 0.15733 | 0.15998 | 0.1609 | 0.1607 | 5.8165 | 11.4263 | 19.9382 | 31.873 | 47.5446 | 66.92 | 89.4602 | 113.9732 | 138.5347 | 160.5487 | 177.0196 | 185.0687 | 182.6372 | 169.198 | 146.198 | 118.8195 | 89.2954 | 60.754 | 38.1459 | 24.4488 | 5.8165 | 17.2428 | 37.181 | 69.054 | 116.5986 | 183.5187 | 272.9788 | 386.952 | 525.4867 | 686.0354 | 863.055 | 1048.1237 | 1230.7609 | 1399.9588 | 1546.1568 | 1664.9763 | 1754.2718 | 1815.0258 | 1853.1717 | 1877.6205 | 0.0008098 | 0.0015829 | 0.0027471 | 0.0043656 | 0.006469 | 0.0090372 | 0.011979 | 0.015115 | 0.018176 | 0.020816 | 0.02266 | 0.023373 | 0.022745 | 0.020777 | 0.017705 | 0.014205 | 0.01055 | 0.0071025 | 0.0044171 | 0.0028064 | 0.0008098 | 0.0023886 | 0.0051229 | 0.0094581 | 0.015865 | 0.024783 | 0.036552 | 0.051318 | 0.068945 | 0.08895 | 0.11048 | 0.13237 | 0.15328 | 0.17191 | 0.18725 | 0.19905 | 0.20727 | 0.21219 | 0.21459 | 0.21552 | 5.8165 | 11.4263 | 19.9382 | 31.873 | 47.5446 | 66.92 | 89.4602 | 113.9732 | 138.5347 | 160.5487 | 177.0196 | 185.0687 | 182.6372 | 169.198 | 146.198 | 118.8195 | 89.2954 | 60.754 | 38.1459 | 24.4488 | 5.8165 | 17.2428 | 37.181 | 69.054 | 116.5986 | 183.5187 | 272.9788 | 386.952 | 525.4867 | 686.0354 | 863.055 | 1048.1237 | 1230.7609 | 1399.9588 | 1546.1568 | 1664.9763 | 1754.2718 | 1815.0258 | 1853.1717 | 1877.6205 | 0.0008098 | 0.0015829 | 0.0027471 | 0.0043656 | 0.006469 | 0.0090372 | 0.011979 | 0.015115 | 0.018176 | 0.020816 | 0.02266 | 0.023373 | 0.022745 | 0.020777 | 0.017705 | 0.014205 | 0.01055 | 0.0071025 | 0.0044171 | 0.0028064 | 0.0008098 | 0.0023886 | 0.0051229 | 0.0094581 | 0.015865 | 0.024783 | 0.036552 | 0.051318 | 0.068945 | 0.08895 | 0.11048 | 0.13237 | 0.15328 | 0.17191 | 0.18725 | 0.19905 | 0.20727 | 0.21219 | 0.21459 | 0.21552 | 5.8165 | 11.4263 | 19.9382 | 31.873 | 47.5446 | 66.92 | 89.4602 | 113.9732 | 138.5347 | 160.5487 | 177.0196 | 185.0687 | 182.6372 | 169.198 | 146.198 | 118.8195 | 89.2954 | 60.754 | 38.1459 | 24.4488 | 5.8165 | 17.2428 | 37.181 | 69.054 | 116.5986 | 183.5187 | 272.9788 | 386.952 | 525.4867 | 686.0354 | 863.055 | 1048.1237 | 1230.7609 | 1399.9588 | 1546.1568 | 1664.9763 | 1754.2718 | 1815.0258 | 1853.1717 | 1877.6205 | 36750.011 | 36808.0285 | 36865.0271 | 36920.8643 | 36975.4084 | 37028.5374 | 37080.1383 | 37130.1064 | 37178.3448 | 37224.7637 | 37269.2799 | 37311.8164 | 37352.3019 | 37390.6706 | 37426.8616 | 37460.8186 | 37492.4899 | 37521.8278 | 37548.7884 | 37573.3318 | 28426.9074 | 28471.7852 | 28515.8747 | 28559.066 | 28601.257 | 28642.3534 | 28682.2678 | 28720.9192 | 28758.2326 | 28794.1386 | 28828.5728 | 28861.4757 | 28892.7921 | 28922.4711 | 28950.4656 | 28976.7321 | 29001.2305 | 29023.9239 | 29044.7786 | 29063.7633
WA_Industrial_Stone, Clay, and Glass_Existing_Process_Natural Gas_Steam System Efficiency Improvements_A | WA | Industrial | Stone, Clay, and Glass | Existing | Process | Natural Gas | Steam System Efficiency Improvements | A | IM273 | Average system efficiency | Optimized system | 5 | 0.082679 | 0 | 0 | 34.38 | 0 | 0 | 0 | 17.1908 |  | sqft | 30% | 60% | Retrofit | Retro1Slow | 84.81% | TBD | 0.2% | 3947.0301 |  | 3053.1109 |  | 1.8353e-05 | AEG Research | DOE - Improving Steam System Performance: A Sourcebook for Industry, Second Edition. October 2012. | DOE - Improving Steam System Performance: A Sourcebook for Industry, Second Edition. October 2012. | Average system efficiency | Average system efficiency | Average system efficiency | Average system efficiency | Average system efficiency | Average system efficiency | Average system efficiency | Average system efficiency | Average system efficiency | Average system efficiency | Average system efficiency | Average system efficiency | Average system efficiency | Average system efficiency | Average system efficiency | Average system efficiency | Average system efficiency | Average system efficiency | Average system efficiency | Average system efficiency | Average system efficiency | Average system efficiency | Optimized system | Optimized system | Optimized system | Optimized system | Optimized system | Optimized system | Optimized system | Optimized system | Optimized system | Optimized system | Optimized system | Optimized system | Optimized system | Optimized system | Optimized system | Optimized system | Optimized system | Optimized system | Optimized system | Optimized system | Optimized system | Optimized system | 34.38 | 34.38 | 34.38 | 34.38 | 34.38 | 34.38 | 34.38 | 34.38 | 34.38 | 34.38 | 34.38 | 34.38 | 34.38 | 34.38 | 34.38 | 34.38 | 34.38 | 34.38 | 34.38 | 34.38 | 34.38 | 34.38 | 0 | 0 | 0.082271 | 0.081857 | 0.081437 | 0.081011 | 0.080578 | 0.08017 | 0.079812 | 0.079494 | 0.079206 | 0.078944 | 0.078701 | 0.078474 | 0.078258 | 0.078052 | 0.077852 | 0.077656 | 0.077487 | 0.077316 | 0.077142 | 0.076965 | 2.1576e-05 | 4.2172e-05 | 7.321e-05 | 0.00011642 | 0.00017274 | 0.0002419 | 0.00032193 | 0.0004085 | 0.00049474 | 0.00057146 | 0.00062815 | 0.00065482 | 0.00064444 | 0.00059544 | 0.00051318 | 0.00041603 | 0.00031198 | 0.00021179 | 0.00013268 | 8.4843e-05 | 2.1576e-05 | 6.3639e-05 | 0.00013652 | 0.00025223 | 0.00042362 | 0.00066337 | 0.00098234 | 0.0013869 | 0.0018767 | 0.0024419 | 0.0030625 | 0.0037085 | 0.0043428 | 0.0049267 | 0.0054273 | 0.0058297 | 0.006129 | 0.0063272 | 0.0064457 | 0.0065158 | 0.26225 | 0.51519 | 0.89897 | 1.4371 | 2.1437 | 3.0173 | 4.0336 | 5.1388 | 6.2463 | 7.2388 | 7.9815 | 8.3444 | 8.2348 | 7.6288 | 6.5918 | 5.3573 | 4.0262 | 2.7393 | 1.7199 | 1.1024 | 0.26225 | 0.77745 | 1.6764 | 3.1135 | 5.2572 | 8.2745 | 12.3081 | 17.4469 | 23.6932 | 30.932 | 38.9135 | 47.2579 | 55.4927 | 63.1215 | 69.7133 | 75.0706 | 79.0968 | 81.8361 | 83.556 | 84.6583 | 1.8353e-05 | 3.59e-05 | 6.237e-05 | 9.9261e-05 | 0.0001474 | 0.00020657 | 0.0002751 | 0.00034929 | 0.00042327 | 0.00048915 | 0.00053792 | 0.000561 | 0.00055234 | 0.00051055 | 0.00044019 | 0.000357 | 0.0002678 | 0.00018186 | 0.00011397 | 7.2903e-05 | 1.8353e-05 | 5.4175e-05 | 0.00011631 | 0.00021505 | 0.00036147 | 0.00056649 | 0.00083944 | 0.0011859 | 0.0016055 | 0.0020902 | 0.0026226 | 0.0031772 | 0.0037221 | 0.0042244 | 0.0046554 | 0.0050025 | 0.005261 | 0.005433 | 0.0055367 | 0.0055988 | 0.22292 | 0.43791 | 0.76413 | 1.2215 | 1.8221 | 2.5647 | 3.4286 | 4.368 | 5.3093 | 6.153 | 6.7843 | 7.0927 | 6.9995 | 6.4845 | 5.603 | 4.5537 | 3.4222 | 2.3284 | 1.4619 | 0.937 | 0.22292 | 0.66083 | 1.425 | 2.6465 | 4.4686 | 7.0333 | 10.4619 | 14.8299 | 20.1392 | 26.2922 | 33.0765 | 40.1692 | 47.1688 | 53.6533 | 59.2563 | 63.81 | 67.2323 | 69.5606 | 71.0226 | 71.9596 | 0 | 0 | 0 | 0 | 0 | 0 | 0 | 0 | 0 | 0 | 0 | 0 | 0 | 0 | 0 | 0 | 0 | 0 | 0 | 0 | 0 | 0 | 0 | 0 | 0 | 0 | 0 | 0 | 0 | 0 | 0 | 0 | 0 | 0 | 0 | 0 | 0 | 0 | 0 | 0 | 0 | 0 | 0 | 0 | 0 | 0 | 0 | 0 | 0 | 0 | 0 | 0 | 0 | 0 | 0 | 0 | 0 | 0 | 0 | 0 | 0 | 0 | 0 | 0 | 0 | 0 | 0 | 0 | 0 | 0 | 0 | 0 | 0 | 0 | 0 | 0 | 0 | 0 | 0 | 0 | 0 | 0 | 0 | 0 | 0 | 0 | 0 | 0 | 0 | 0 | 0 | 0 | 0 | 0 | 0 | 0 | 0 | 0 | 0 | 0 | 0 | 0 | 0 | 0 | 0 | 0 | 0 | 0 | 0 | 0 | 0 | 0 | 0 | 0 | 0 | 0 | 0 | 0 | 0 | 0 | 0 | 0 | 0 | 0 | 0 | 0 | 0 | 0 | 0 | 0 | 0 | 0 | 0 | 0 | 0 | 0 | 0 | 0 | 0 | 0 | 0 | 0 | 0 | 0 | 0 | 0 | 0 | 0 | 0 | 0 | 0 | 0 | 0 | 0 | 0 | 0 | 0 | 0 | 0 | 0 | 0 | 0 | 0 | 0 | 0 | 0 | 0 | 0 | 0 | 0 | 0 | 0 | 0 | 0 | 0 | 0 | 0 | 0 | 0 | 0 | 0 | 0 | 0 | 0 | 0 | 0 | 0 | 0 | 0 | 0 | 0 | 0 | 0 | 0 | 0 | 0 | 0 | 0 | 0 | 0 | 0 | 0 | 0 | 0 | 0 | 0 | 0 | 0 | 0 | 0 | 0 | 0 | 0 | 0 | 0 | 0 | 0 | 0 | 0 | 0 | 0 | 0 | 0 | 0 | 0 | 0 | 0 | 0 | 0 | 0 | 0 | 0 | 0 | 0 | 0 | 0 | 0 | 0 | 0 | 0 | 36750.011 | 36808.0285 | 36865.0271 | 36920.8643 | 36975.4084 | 37028.5374 | 37080.1383 | 37130.1064 | 37178.3448 | 37224.7637 | 37269.2799 | 37311.8164 | 37352.3019 | 37390.6706 | 37426.8616 | 37460.8186 | 37492.4899 | 37521.8278 | 37548.7884 | 37573.3318 | 28426.9074 | 28471.7852 | 28515.8747 | 28559.066 | 28601.257 | 28642.3534 | 28682.2678 | 28720.9192 | 28758.2326 | 28794.1386 | 28828.5728 | 28861.4757 | 28892.7921 | 28922.4711 | 28950.4656 | 28976.7321 | 29001.2305 | 29023.9239 | 29044.7786 | 29063.7633
WA_Industrial_Stone, Clay, and Glass_Existing_Space Heating_Natural Gas_Strategic Energy Management_A | WA | Industrial | Stone, Clay, and Glass | Existing | Space Heating | Natural Gas | Strategic Energy Management | A | IM274 | No energy management system | Energy management system installed and programmed | 5 | 19.723 | 0 | 0 | 135.48 | 0 | 3.23 | 0 | 67.7375 |  | employee | 5% | 50% | Retrofit | RetroEven20 | 80.75% | TBD | 0.2% | 299.617 |  | 258.5024 |  | 0.080565 | BEHAV_SEM-All-CPUC-2018_PG-26 | BEHAV_SEM-All-CPUC-2018_PG-26 | AEG Research | No energy management system | No energy management system | No energy management system | No energy management system | No energy management system | No energy management system | No energy management system | No energy management system | No energy management system | No energy management system | No energy management system | No energy management system | No energy management system | No energy management system | No energy management system | No energy management system | No energy management system | No energy management system | No energy management system | No energy management system | No energy management system | No energy management system | Energy management system installed and programmed | Energy management system installed and programmed | Energy management system installed and programmed | Energy management system installed and programmed | Energy management system installed and programmed | Energy management system installed and programmed | Energy management system installed and programmed | Energy management system installed and programmed | Energy management system installed and programmed | Energy management system installed and programmed | Energy management system installed and programmed | Energy management system installed and programmed | Energy management system installed and programmed | Energy management system installed and programmed | Energy management system installed and programmed | Energy management system installed and programmed | Energy management system installed and programmed | Energy management system installed and programmed | Energy management system installed and programmed | Energy management system installed and programmed | Energy management system installed and programmed | Energy management system installed and programmed | 135.48 | 135.48 | 135.48 | 135.48 | 135.48 | 135.48 | 135.48 | 135.48 | 135.48 | 135.48 | 135.48 | 135.48 | 135.48 | 135.48 | 135.48 | 135.48 | 135.48 | 135.48 | 135.48 | 135.48 | 135.48 | 135.48 | 0 | 0 | 19.5788 | 19.4757 | 19.3671 | 19.2524 | 19.1311 | 19.0027 | 18.8668 | 18.7231 | 18.5725 | 18.4158 | 18.2542 | 18.0877 | 17.9203 | 17.7516 | 17.5821 | 17.4232 | 17.274 | 17.1335 | 17.0009 | 16.8761 | 0.09461 | 0.09249 | 0.090388 | 0.088304 | 0.086234 | 0.084179 | 0.082136 | 0.080105 | 0.078091 | 0.076097 | 0.074128 | 0.072186 | 0.070285 | 0.068423 | 0.066601 | 0.064861 | 0.063197 | 0.061602 | 0.060072 | 0.058602 | 0.09461 | 0.1866 | 0.27595 | 0.36262 | 0.44657 | 0.52775 | 0.60611 | 0.6816 | 0.75421 | 0.82394 | 0.89084 | 0.9549 | 1.0163 | 1.0752 | 1.1315 | 1.1862 | 1.2392 | 1.2907 | 1.3408 | 1.3896 | 4.8323 | 4.749 | 4.6671 | 4.5866 | 4.5076 | 4.4298 | 4.3535 | 4.2784 | 4.2046 | 4.1321 | 4.0609 | 3.9909 | 3.9221 | 3.8545 | 3.788 | 3.7227 | 3.6585 | 3.5954 | 3.5334 | 3.4725 | 4.8323 | 9.5813 | 14.2484 | 18.835 | 23.3426 | 27.7724 | 32.1259 | 36.4043 | 40.6089 | 44.741 | 48.8019 | 52.7928 | 56.7149 | 60.5693 | 64.3573 | 68.08 | 71.7385 | 75.3339 | 78.8674 | 82.3399 | 0.080565 | 0.078909 | 0.077272 | 0.075654 | 0.07405 | 0.072458 | 0.070876 | 0.069304 | 0.067742 | 0.066194 | 0.06466 | 0.063142 | 0.061639 | 0.060155 | 0.058691 | 0.05728 | 0.055924 | 0.054621 | 0.053369 | 0.052167 | 0.080565 | 0.1592 | 0.23591 | 0.31067 | 0.38347 | 0.45427 | 0.52302 | 0.58969 | 0.65426 | 0.71672 | 0.77706 | 0.83526 | 0.89133 | 0.94528 | 0.99715 | 1.0475 | 1.0966 | 1.1445 | 1.1912 | 1.237 | 4.1075 | 4.0366 | 3.967 | 3.8986 | 3.8314 | 3.7654 | 3.7004 | 3.6366 | 3.5739 | 3.5123 | 3.4518 | 3.3922 | 3.3338 | 3.2763 | 3.2198 | 3.1643 | 3.1097 | 3.0561 | 3.0034 | 2.9516 | 4.1075 | 8.1441 | 12.1111 | 16.0098 | 19.8412 | 23.6065 | 27.307 | 30.9436 | 34.5176 | 38.0299 | 41.4816 | 44.8739 | 48.2077 | 51.4839 | 54.7037 | 57.868 | 60.9777 | 64.0339 | 67.0373 | 69.9889 | 0.080565 | 0.078909 | 0.077272 | 0.075654 | 0.07405 | 0.072458 | 0.070876 | 0.069304 | 0.067742 | 0.066194 | 0.06466 | 0.063142 | 0.061639 | 0.060155 | 0.058691 | 0.05728 | 0.055924 | 0.054621 | 0.053369 | 0.052167 | 0.080565 | 0.1592 | 0.23591 | 0.31067 | 0.38347 | 0.45427 | 0.52302 | 0.58969 | 0.65426 | 0.71672 | 0.77706 | 0.83526 | 0.89133 | 0.94528 | 0.99715 | 1.0475 | 1.0966 | 1.1445 | 1.1912 | 1.237 | 4.1075 | 4.0366 | 3.967 | 3.8986 | 3.8314 | 3.7654 | 3.7004 | 3.6366 | 3.5739 | 3.5123 | 3.4518 | 3.3922 | 3.3338 | 3.2763 | 3.2198 | 3.1643 | 3.1097 | 3.0561 | 3.0034 | 2.9516 | 4.1075 | 8.1441 | 12.1111 | 16.0098 | 19.8412 | 23.6065 | 27.307 | 30.9436 | 34.5176 | 38.0299 | 41.4816 | 44.8739 | 48.2077 | 51.4839 | 54.7037 | 57.868 | 60.9777 | 64.0339 | 67.0373 | 69.9889 | 0.080565 | 0.078909 | 0.077272 | 0.075654 | 0.07405 | 0.072458 | 0.070876 | 0.069304 | 0.067742 | 0.066194 | 0.06466 | 0.063142 | 0.061639 | 0.060155 | 0.058691 | 0.05728 | 0.055924 | 0.054621 | 0.053369 | 0.052167 | 0.080565 | 0.1592 | 0.23591 | 0.31067 | 0.38347 | 0.45427 | 0.52302 | 0.58969 | 0.65426 | 0.71672 | 0.77706 | 0.83526 | 0.89133 | 0.94528 | 0.99715 | 1.0475 | 1.0966 | 1.1445 | 1.1912 | 1.237 | 4.1075 | 4.0366 | 3.967 | 3.8986 | 3.8314 | 3.7654 | 3.7004 | 3.6366 | 3.5739 | 3.5123 | 3.4518 | 3.3922 | 3.3338 | 3.2763 | 3.2198 | 3.1643 | 3.1097 | 3.0561 | 3.0034 | 2.9516 | 4.1075 | 8.1441 | 12.1111 | 16.0098 | 19.8412 | 23.6065 | 27.307 | 30.9436 | 34.5176 | 38.0299 | 41.4816 | 44.8739 | 48.2077 | 51.4839 | 54.7037 | 57.868 | 60.9777 | 64.0339 | 67.0373 | 69.9889 | 0.080565 | 0.078909 | 0.077272 | 0.075654 | 0.07405 | 0.072458 | 0.070876 | 0.069304 | 0.067742 | 0.066194 | 0.06466 | 0.063142 | 0.061639 | 0.060155 | 0.058691 | 0.05728 | 0.055924 | 0.054621 | 0.053369 | 0.052167 | 0.080565 | 0.1592 | 0.23591 | 0.31067 | 0.38347 | 0.45427 | 0.52302 | 0.58969 | 0.65426 | 0.71672 | 0.77706 | 0.83526 | 0.89133 | 0.94528 | 0.99715 | 1.0475 | 1.0966 | 1.1445 | 1.1912 | 1.237 | 4.1075 | 4.0366 | 3.967 | 3.8986 | 3.8314 | 3.7654 | 3.7004 | 3.6366 | 3.5739 | 3.5123 | 3.4518 | 3.3922 | 3.3338 | 3.2763 | 3.2198 | 3.1643 | 3.1097 | 3.0561 | 3.0034 | 2.9516 | 4.1075 | 8.1441 | 12.1111 | 16.0098 | 19.8412 | 23.6065 | 27.307 | 30.9436 | 34.5176 | 38.0299 | 41.4816 | 44.8739 | 48.2077 | 51.4839 | 54.7037 | 57.868 | 60.9777 | 64.0339 | 67.0373 | 69.9889 | 300.3326 | 300.4781 | 300.6231 | 300.7667 | 300.9077 | 301.0452 | 301.1783 | 301.3062 | 301.428 | 301.543 | 301.6515 | 301.7538 | 301.8502 | 301.9411 | 302.0267 | 302.1073 | 302.183 | 302.2542 | 302.3211 | 302.3838 | 258.1411 | 258.2661 | 258.3908 | 258.5142 | 258.6354 | 258.7536 | 258.868 | 258.978 | 259.0827 | 259.1815 | 259.2747 | 259.3626 | 259.4455 | 259.5237 | 259.5972 | 259.6665 | 259.7316 | 259.7928 | 259.8503 | 259.9042
WA_Industrial_Stone, Clay, and Glass_Existing_Process_Natural Gas_Strategic Energy Management_A | WA | Industrial | Stone, Clay, and Glass | Existing | Process | Natural Gas | Strategic Energy Management | A | IM275 | No energy management system | Energy management system installed and programmed | 5 | 60.5342 | 0 | 0 | 135.48 | 0 | 3.23 | 0 | 67.7375 |  | employee | 5% | 50% | Retrofit | RetroEven20 | 80.75% | TBD | 0.2% | 299.617 |  | 258.5024 |  | 1.5735 | BEHAV_SEM-All-CPUC-2018_PG-26 | BEHAV_SEM-All-CPUC-2018_PG-26 | AEG Research | No energy management system | No energy management system | No energy management system | No energy management system | No energy management system | No energy management system | No energy management system | No energy management system | No energy management system | No energy management system | No energy management system | No energy management system | No energy management system | No energy management system | No energy management system | No energy management system | No energy management system | No energy management system | No energy management system | No energy management system | No energy management system | No energy management system | Energy management system installed and programmed | Energy management system installed and programmed | Energy management system installed and programmed | Energy management system installed and programmed | Energy management system installed and programmed | Energy management system installed and programmed | Energy management system installed and programmed | Energy management system installed and programmed | Energy management system installed and programmed | Energy management system installed and programmed | Energy management system installed and programmed | Energy management system installed and programmed | Energy management system installed and programmed | Energy management system installed and programmed | Energy management system installed and programmed | Energy management system installed and programmed | Energy management system installed and programmed | Energy management system installed and programmed | Energy management system installed and programmed | Energy management system installed and programmed | Energy management system installed and programmed | Energy management system installed and programmed | 135.48 | 135.48 | 135.48 | 135.48 | 135.48 | 135.48 | 135.48 | 135.48 | 135.48 | 135.48 | 135.48 | 135.48 | 135.48 | 135.48 | 135.48 | 135.48 | 135.48 | 135.48 | 135.48 | 135.48 | 135.48 | 135.48 | 0 | 0 | 60.3024 | 60.0673 | 59.8286 | 59.5864 | 59.3403 | 59.1133 | 58.9237 | 58.7639 | 58.6277 | 58.5103 | 58.4076 | 58.3166 | 58.2349 | 58.1603 | 58.0913 | 58.0265 | 57.9825 | 57.9377 | 57.8922 | 57.846 | 1.8501 | 1.8111 | 1.7728 | 1.7352 | 1.6982 | 1.6626 | 1.6287 | 1.5962 | 1.5651 | 1.535 | 1.5059 | 1.4776 | 1.4501 | 1.4233 | 1.3971 | 1.3715 | 1.3468 | 1.3226 | 1.2987 | 1.2753 | 1.8501 | 3.654 | 5.4123 | 7.1255 | 8.7944 | 10.4233 | 12.0185 | 13.5822 | 15.1158 | 16.6205 | 18.0972 | 19.5467 | 20.9694 | 22.3658 | 23.7364 | 25.0814 | 26.4092 | 27.7114 | 28.9884 | 30.2405 | 30.6803 | 30.1513 | 29.6315 | 29.1206 | 28.6185 | 28.1251 | 27.6401 | 27.1636 | 26.6953 | 26.235 | 25.7827 | 25.3381 | 24.9013 | 24.4719 | 24.05 | 23.6354 | 23.2278 | 22.8274 | 22.4338 | 22.047 | 30.6803 | 60.8316 | 90.463 | 119.5836 | 148.2021 | 176.3271 | 203.9673 | 231.1309 | 257.8261 | 284.0611 | 309.8438 | 335.1819 | 360.0832 | 384.5552 | 408.6052 | 432.2405 | 455.4684 | 478.2957 | 500.7295 | 522.7765 | 1.5735 | 1.5412 | 1.5095 | 1.4784 | 1.4478 | 1.4183 | 1.39 | 1.3629 | 1.3368 | 1.3115 | 1.287 | 1.2631 | 1.2399 | 1.2172 | 1.195 | 1.1733 | 1.1523 | 1.1317 | 1.1114 | 1.0915 | 1.5735 | 3.1095 | 4.6086 | 6.0711 | 7.4977 | 8.8916 | 10.2574 | 11.5967 | 12.9107 | 14.2003 | 15.4661 | 16.7088 | 17.9288 | 19.1265 | 20.3022 | 21.4563 | 22.5948 | 23.7117 | 24.8073 | 25.8821 | 26.0782 | 25.6286 | 25.1867 | 24.7525 | 24.3257 | 23.9063 | 23.4941 | 23.0891 | 22.691 | 22.2997 | 21.9153 | 21.5374 | 21.1661 | 20.8011 | 20.4425 | 20.0901 | 19.7437 | 19.4033 | 19.0687 | 18.74 | 26.0782 | 51.7068 | 76.8936 | 101.6461 | 125.9718 | 149.8781 | 173.3722 | 196.4613 | 219.1522 | 241.452 | 263.3672 | 284.9046 | 306.0707 | 326.8719 | 347.3144 | 367.4044 | 387.1481 | 406.5514 | 425.6201 | 444.3601 | 1.5735 | 1.5412 | 1.5095 | 1.4784 | 1.4478 | 1.4183 | 1.39 | 1.3629 | 1.3368 | 1.3115 | 1.287 | 1.2631 | 1.2399 | 1.2172 | 1.195 | 1.1733 | 1.1523 | 1.1317 | 1.1114 | 1.0915 | 1.5735 | 3.1095 | 4.6086 | 6.0711 | 7.4977 | 8.8916 | 10.2574 | 11.5967 | 12.9107 | 14.2003 | 15.4661 | 16.7088 | 17.9288 | 19.1265 | 20.3022 | 21.4563 | 22.5948 | 23.7117 | 24.8073 | 25.8821 | 26.0782 | 25.6286 | 25.1867 | 24.7525 | 24.3257 | 23.9063 | 23.4941 | 23.0891 | 22.691 | 22.2997 | 21.9153 | 21.5374 | 21.1661 | 20.8011 | 20.4425 | 20.0901 | 19.7437 | 19.4033 | 19.0687 | 18.74 | 26.0782 | 51.7068 | 76.8936 | 101.6461 | 125.9718 | 149.8781 | 173.3722 | 196.4613 | 219.1522 | 241.452 | 263.3672 | 284.9046 | 306.0707 | 326.8719 | 347.3144 | 367.4044 | 387.1481 | 406.5514 | 425.6201 | 444.3601 | 1.5735 | 1.5412 | 1.5095 | 1.4784 | 1.4478 | 1.4183 | 1.39 | 1.3629 | 1.3368 | 1.3115 | 1.287 | 1.2631 | 1.2399 | 1.2172 | 1.195 | 1.1733 | 1.1523 | 1.1317 | 1.1114 | 1.0915 | 1.5735 | 3.1095 | 4.6086 | 6.0711 | 7.4977 | 8.8916 | 10.2574 | 11.5967 | 12.9107 | 14.2003 | 15.4661 | 16.7088 | 17.9288 | 19.1265 | 20.3022 | 21.4563 | 22.5948 | 23.7117 | 24.8073 | 25.8821 | 26.0782 | 25.6286 | 25.1867 | 24.7525 | 24.3257 | 23.9063 | 23.4941 | 23.0891 | 22.691 | 22.2997 | 21.9153 | 21.5374 | 21.1661 | 20.8011 | 20.4425 | 20.0901 | 19.7437 | 19.4033 | 19.0687 | 18.74 | 26.0782 | 51.7068 | 76.8936 | 101.6461 | 125.9718 | 149.8781 | 173.3722 | 196.4613 | 219.1522 | 241.452 | 263.3672 | 284.9046 | 306.0707 | 326.8719 | 347.3144 | 367.4044 | 387.1481 | 406.5514 | 425.6201 | 444.3601 | 1.5735 | 1.5412 | 1.5095 | 1.4784 | 1.4478 | 1.4183 | 1.39 | 1.3629 | 1.3368 | 1.3115 | 1.287 | 1.2631 | 1.2399 | 1.2172 | 1.195 | 1.1733 | 1.1523 | 1.1317 | 1.1114 | 1.0915 | 1.5735 | 3.1095 | 4.6086 | 6.0711 | 7.4977 | 8.8916 | 10.2574 | 11.5967 | 12.9107 | 14.2003 | 15.4661 | 16.7088 | 17.9288 | 19.1265 | 20.3022 | 21.4563 | 22.5948 | 23.7117 | 24.8073 | 25.8821 | 26.0782 | 25.6286 | 25.1867 | 24.7525 | 24.3257 | 23.9063 | 23.4941 | 23.0891 | 22.691 | 22.2997 | 21.9153 | 21.5374 | 21.1661 | 20.8011 | 20.4425 | 20.0901 | 19.7437 | 19.4033 | 19.0687 | 18.74 | 26.0782 | 51.7068 | 76.8936 | 101.6461 | 125.9718 | 149.8781 | 173.3722 | 196.4613 | 219.1522 | 241.452 | 263.3672 | 284.9046 | 306.0707 | 326.8719 | 347.3144 | 367.4044 | 387.1481 | 406.5514 | 425.6201 | 444.3601 | 300.3326 | 300.4781 | 300.6231 | 300.7667 | 300.9077 | 301.0452 | 301.1783 | 301.3062 | 301.428 | 301.543 | 301.6515 | 301.7538 | 301.8502 | 301.9411 | 302.0267 | 302.1073 | 302.183 | 302.2542 | 302.3211 | 302.3838 | 258.1411 | 258.2661 | 258.3908 | 258.5142 | 258.6354 | 258.7536 | 258.868 | 258.978 | 259.0827 | 259.1815 | 259.2747 | 259.3626 | 259.4455 | 259.5237 | 259.5972 | 259.6665 | 259.7316 | 259.7928 | 259.8503 | 259.9042
WA_Industrial_Stone, Clay, and Glass_Existing_Miscellaneous_Natural Gas_Strategic Energy Management_A | WA | Industrial | Stone, Clay, and Glass | Existing | Miscellaneous | Natural Gas | Strategic Energy Management | A | IM276 | No energy management system | Energy management system installed and programmed | 5 | 16.2609 | 0 | 0 | 135.48 | 0 | 3.23 | 0 | 67.7375 |  | employee | 5% | 50% | Retrofit | RetroEven20 | 80.75% | TBD | 0.2% | 299.617 |  | 258.5024 |  | 0.10601 | BEHAV_SEM-All-CPUC-2018_PG-26 | BEHAV_SEM-All-CPUC-2018_PG-26 | AEG Research | No energy management system | No energy management system | No energy management system | No energy management system | No energy management system | No energy management system | No energy management system | No energy management system | No energy management system | No energy management system | No energy management system | No energy management system | No energy management system | No energy management system | No energy management system | No energy management system | No energy management system | No energy management system | No energy management system | No energy management system | No energy management system | No energy management system | Energy management system installed and programmed | Energy management system installed and programmed | Energy management system installed and programmed | Energy management system installed and programmed | Energy management system installed and programmed | Energy management system installed and programmed | Energy management system installed and programmed | Energy management system installed and programmed | Energy management system installed and programmed | Energy management system installed and programmed | Energy management system installed and programmed | Energy management system installed and programmed | Energy management system installed and programmed | Energy management system installed and programmed | Energy management system installed and programmed | Energy management system installed and programmed | Energy management system installed and programmed | Energy management system installed and programmed | Energy management system installed and programmed | Energy management system installed and programmed | Energy management system installed and programmed | Energy management system installed and programmed | 135.48 | 135.48 | 135.48 | 135.48 | 135.48 | 135.48 | 135.48 | 135.48 | 135.48 | 135.48 | 135.48 | 135.48 | 135.48 | 135.48 | 135.48 | 135.48 | 135.48 | 135.48 | 135.48 | 135.48 | 135.48 | 135.48 | 0 | 0 | 16.2609 | 16.2609 | 16.2609 | 16.2609 | 16.2609 | 16.2609 | 16.2609 | 16.2609 | 16.2609 | 16.2609 | 16.2609 | 16.2609 | 16.2609 | 16.2609 | 16.2609 | 16.2609 | 16.2609 | 16.2609 | 16.2609 | 16.2609 | 0.12472 | 0.12257 | 0.12046 | 0.11838 | 0.11634 | 0.11433 | 0.11236 | 0.11043 | 0.10852 | 0.10665 | 0.10481 | 0.10301 | 0.10123 | 0.099484 | 0.097769 | 0.096083 | 0.094426 | 0.092798 | 0.091198 | 0.089626 | 0.12472 | 0.24729 | 0.36775 | 0.48613 | 0.60247 | 0.71681 | 0.82917 | 0.9396 | 1.0481 | 1.1548 | 1.2596 | 1.3626 | 1.4638 | 1.5633 | 1.6611 | 1.7572 | 1.8516 | 1.9444 | 2.0356 | 2.1252 | 7.6701 | 7.5378 | 7.4079 | 7.2801 | 7.1546 | 7.0313 | 6.91 | 6.7909 | 6.6738 | 6.5587 | 6.4457 | 6.3345 | 6.2253 | 6.118 | 6.0125 | 5.9088 | 5.807 | 5.7068 | 5.6084 | 5.5118 | 7.6701 | 15.2079 | 22.6158 | 29.8959 | 37.0505 | 44.0818 | 50.9918 | 57.7827 | 64.4565 | 71.0153 | 77.461 | 83.7955 | 90.0208 | 96.1388 | 102.1513 | 108.0601 | 113.8671 | 119.5739 | 125.1824 | 130.6941 | 0.10601 | 0.10419 | 0.10239 | 0.10062 | 0.09889 | 0.097185 | 0.095509 | 0.093862 | 0.092244 | 0.090653 | 0.089091 | 0.087554 | 0.086045 | 0.084561 | 0.083103 | 0.081671 | 0.080262 | 0.078879 | 0.077519 | 0.076182 | 0.10601 | 0.2102 | 0.31259 | 0.41321 | 0.5121 | 0.60929 | 0.7048 | 0.79866 | 0.8909 | 0.98156 | 1.0706 | 1.1582 | 1.2442 | 1.3288 | 1.4119 | 1.4936 | 1.5738 | 1.6527 | 1.7302 | 1.8064 | 6.5196 | 6.4072 | 6.2967 | 6.1881 | 6.0814 | 5.9766 | 5.8735 | 5.7723 | 5.6727 | 5.5749 | 5.4788 | 5.3844 | 5.2915 | 5.2003 | 5.1106 | 5.0225 | 4.9359 | 4.8508 | 4.7672 | 4.685 | 6.5196 | 12.9267 | 19.2234 | 25.4115 | 31.4929 | 37.4695 | 43.343 | 49.1153 | 54.7881 | 60.363 | 65.8418 | 71.2262 | 76.5177 | 81.718 | 86.8286 | 91.8511 | 96.787 | 101.6378 | 106.405 | 111.09 | 0.10601 | 0.10419 | 0.10239 | 0.10062 | 0.09889 | 0.097185 | 0.095509 | 0.093862 | 0.092244 | 0.090653 | 0.089091 | 0.087554 | 0.086045 | 0.084561 | 0.083103 | 0.081671 | 0.080262 | 0.078879 | 0.077519 | 0.076182 | 0.10601 | 0.2102 | 0.31259 | 0.41321 | 0.5121 | 0.60929 | 0.7048 | 0.79866 | 0.8909 | 0.98156 | 1.0706 | 1.1582 | 1.2442 | 1.3288 | 1.4119 | 1.4936 | 1.5738 | 1.6527 | 1.7302 | 1.8064 | 6.5196 | 6.4072 | 6.2967 | 6.1881 | 6.0814 | 5.9766 | 5.8735 | 5.7723 | 5.6727 | 5.5749 | 5.4788 | 5.3844 | 5.2915 | 5.2003 | 5.1106 | 5.0225 | 4.9359 | 4.8508 | 4.7672 | 4.685 | 6.5196 | 12.9267 | 19.2234 | 25.4115 | 31.4929 | 37.4695 | 43.343 | 49.1153 | 54.7881 | 60.363 | 65.8418 | 71.2262 | 76.5177 | 81.718 | 86.8286 | 91.8511 | 96.787 | 101.6378 | 106.405 | 111.09 | 0.10601 | 0.10419 | 0.10239 | 0.10062 | 0.09889 | 0.097185 | 0.095509 | 0.093862 | 0.092244 | 0.090653 | 0.089091 | 0.087554 | 0.086045 | 0.084561 | 0.083103 | 0.081671 | 0.080262 | 0.078879 | 0.077519 | 0.076182 | 0.10601 | 0.2102 | 0.31259 | 0.41321 | 0.5121 | 0.60929 | 0.7048 | 0.79866 | 0.8909 | 0.98156 | 1.0706 | 1.1582 | 1.2442 | 1.3288 | 1.4119 | 1.4936 | 1.5738 | 1.6527 | 1.7302 | 1.8064 | 6.5196 | 6.4072 | 6.2967 | 6.1881 | 6.0814 | 5.9766 | 5.8735 | 5.7723 | 5.6727 | 5.5749 | 5.4788 | 5.3844 | 5.2915 | 5.2003 | 5.1106 | 5.0225 | 4.9359 | 4.8508 | 4.7672 | 4.685 | 6.5196 | 12.9267 | 19.2234 | 25.4115 | 31.4929 | 37.4695 | 43.343 | 49.1153 | 54.7881 | 60.363 | 65.8418 | 71.2262 | 76.5177 | 81.718 | 86.8286 | 91.8511 | 96.787 | 101.6378 | 106.405 | 111.09 | 0.10601 | 0.10419 | 0.10239 | 0.10062 | 0.09889 | 0.097185 | 0.095509 | 0.093862 | 0.092244 | 0.090653 | 0.089091 | 0.087554 | 0.086045 | 0.084561 | 0.083103 | 0.081671 | 0.080262 | 0.078879 | 0.077519 | 0.076182 | 0.10601 | 0.2102 | 0.31259 | 0.41321 | 0.5121 | 0.60929 | 0.7048 | 0.79866 | 0.8909 | 0.98156 | 1.0706 | 1.1582 | 1.2442 | 1.3288 | 1.4119 | 1.4936 | 1.5738 | 1.6527 | 1.7302 | 1.8064 | 6.5196 | 6.4072 | 6.2967 | 6.1881 | 6.0814 | 5.9766 | 5.8735 | 5.7723 | 5.6727 | 5.5749 | 5.4788 | 5.3844 | 5.2915 | 5.2003 | 5.1106 | 5.0225 | 4.9359 | 4.8508 | 4.7672 | 4.685 | 6.5196 | 12.9267 | 19.2234 | 25.4115 | 31.4929 | 37.4695 | 43.343 | 49.1153 | 54.7881 | 60.363 | 65.8418 | 71.2262 | 76.5177 | 81.718 | 86.8286 | 91.8511 | 96.787 | 101.6378 | 106.405 | 111.09 | 300.3326 | 300.4781 | 300.6231 | 300.7667 | 300.9077 | 301.0452 | 301.1783 | 301.3062 | 301.428 | 301.543 | 301.6515 | 301.7538 | 301.8502 | 301.9411 | 302.0267 | 302.1073 | 302.183 | 302.2542 | 302.3211 | 302.3838 | 258.1411 | 258.2661 | 258.3908 | 258.5142 | 258.6354 | 258.7536 | 258.868 | 258.978 | 259.0827 | 259.1815 | 259.2747 | 259.3626 | 259.4455 | 259.5237 | 259.5972 | 259.6665 | 259.7316 | 259.7928 | 259.8503 | 259.9042
WA_Industrial_Stone, Clay, and Glass_Existing_Space Heating_Natural Gas_Commissioning_A | WA | Industrial | Stone, Clay, and Glass | Existing | Space Heating | Natural Gas | Commissioning | A | IM277 | New construction code | Optimized HVAC design and controls | 10 | 17.3385 | 0 | 0 | 0.27 | 0 | 0 | 0 | 0.1336 |  | employee | 0% | 0% | Retrofit | Retro12Med | 75.44% | TBD | 0.2% | 1.064 |  | 0.7573 |  | 0 | DL20_COM_CX-Refrig-2021PLN-V11-3 | 2018 AMIL BUS Retro-Commissioning Initiative | U.S. Department of Energy. Lawrence Berkeley National Labs and Building Commissioning Association. https://www.bcxa.org/wp-content/uploads/2020/09/1-s2.0- S0378778819319553-main.pdf | New construction code | New construction code | New construction code | New construction code | New construction code | New construction code | New construction code | New construction code | New construction code | New construction code | New construction code | New construction code | New construction code | New construction code | New construction code | New construction code | New construction code | New construction code | New construction code | New construction code | New construction code | New construction code | Optimized HVAC design and controls | Optimized HVAC design and controls | Optimized HVAC design and controls | Optimized HVAC design and controls | Optimized HVAC design and controls | Optimized HVAC design and controls | Optimized HVAC design and controls | Optimized HVAC design and controls | Optimized HVAC design and controls | Optimized HVAC design and controls | Optimized HVAC design and controls | Optimized HVAC design and controls | Optimized HVAC design and controls | Optimized HVAC design and controls | Optimized HVAC design and controls | Optimized HVAC design and controls | Optimized HVAC design and controls | Optimized HVAC design and controls | Optimized HVAC design and controls | Optimized HVAC design and controls | Optimized HVAC design and controls | Optimized HVAC design and controls | 0.27 | 0.27 | 0.27 | 0.27 | 0.27 | 0.27 | 0.27 | 0.27 | 0.27 | 0.27 | 0.27 | 0.27 | 0.27 | 0.27 | 0.27 | 0.27 | 0.27 | 0.27 | 0.27 | 0.27 | 0.27 | 0.27 | 0 | 0 | 17.2239 | 17.1454 | 17.0618 | 16.9729 | 16.878 | 16.7769 | 16.6692 | 16.5545 | 16.4337 | 16.3075 | 16.1769 | 16.0419 | 15.9061 | 15.769 | 15.6313 | 15.5029 | 15.3832 | 15.2712 | 15.1663 | 15.0683 | 0 | 0 | 0 | 0 | 0 | 0 | 0 | 0 | 0 | 0 | 0 | 0 | 0 | 0 | 0 | 0 | 0 | 0 | 0 | 0 | 0 | 0 | 0 | 0 | 0 | 0 | 0 | 0 | 0 | 0 | 0 | 0 | 0 | 0 | 0 | 0 | 0 | 0 | 0 | 0 | 0 | 0 | 0 | 0 | 0 | 0 | 0 | 0 | 0 | 0 | 0 | 0 | 0 | 0 | 0 | 0 | 0 | 0 | 0 | 0 | 0 | 0 | 0 | 0 | 0 | 0 | 0 | 0 | 0 | 0 | 0 | 0 | 0 | 0 | 0 | 0 | 0 | 0 | 0 | 0 | 0 | 0 | 0 | 0 | 0 | 0 | 0 | 0 | 0 | 0 | 0 | 0 | 0 | 0 | 0 | 0 | 0 | 0 | 0 | 0 | 0 | 0 | 0 | 0 | 0 | 0 | 0 | 0 | 0 | 0 | 0 | 0 | 0 | 0 | 0 | 0 | 0 | 0 | 0 | 0 | 0 | 0 | 0 | 0 | 0 | 0 | 0 | 0 | 0 | 0 | 0 | 0 | 0 | 0 | 0 | 0 | 0 | 0 | 0 | 0 | 0 | 0 | 0 | 0 | 0 | 0 | 0 | 0 | 0 | 0 | 0 | 0 | 0 | 0 | 0 | 0 | 0 | 0 | 0 | 0 | 0 | 0 | 0 | 0 | 0 | 0 | 0 | 0 | 0 | 0 | 0 | 0 | 0 | 0 | 0 | 0 | 0 | 0 | 0 | 0 | 0 | 0 | 0 | 0 | 0 | 0 | 0 | 0 | 0 | 0 | 0 | 0 | 0 | 0 | 0 | 0 | 0 | 0 | 0 | 0 | 0 | 0 | 0 | 0 | 0 | 0 | 0 | 0 | 0 | 0 | 0 | 0 | 0 | 0 | 0 | 0 | 0 | 0 | 0 | 0 | 0 | 0 | 0 | 0 | 0 | 0 | 0 | 0 | 0 | 0 | 0 | 0 | 0 | 0 | 0 | 0 | 0 | 0 | 0 | 0 | 0 | 0 | 0 | 0 | 0 | 0 | 0 | 0 | 0 | 0 | 0 | 0 | 0 | 0 | 0 | 0 | 0 | 0 | 0 | 0 | 0 | 0 | 0 | 0 | 0 | 0 | 0 | 0 | 0 | 0 | 0 | 0 | 0 | 0 | 0 | 0 | 0 | 0 | 0 | 0 | 0 | 0 | 0 | 0 | 0 | 0 | 0 | 0 | 0 | 0 | 0 | 0 | 0 | 0 | 0 | 0 | 0 | 0 | 0 | 0 | 0 | 0 | 0 | 0 | 0 | 0 | 0 | 0 | 0 | 0 | 0 | 0 | 0 | 0 | 0 | 0 | 0 | 0 | 0 | 0 | 0 | 0 | 0 | 0 | 0 | 0 | 0 | 0 | 0 | 0 | 0 | 0 | 0 | 0 | 0 | 0 | 0 | 0 | 0 | 0 | 0 | 0 | 0 | 0 | 0 | 0 | 0 | 0 | 0 | 0 | 0 | 0 | 0 | 0 | 0 | 0 | 0 | 0 | 0 | 0 | 0 | 0 | 0 | 0 | 0 | 0 | 0 | 0 | 0 | 0 | 0 | 0 | 0 | 0 | 0 | 0 | 0 | 0 | 0 | 0 | 0 | 0 | 0 | 0 | 0 | 0 | 0 | 0 | 0 | 0 | 0 | 0 | 0 | 0 | 0 | 0 | 0 | 0 | 0 | 0 | 0.10631 | 0.10632 | 0.10633 | 0.10635 | 0.10636 | 0.10637 | 0.10638 | 0.10639 | 0.1064 | 0.10641 | 0.10642 | 0.10643 | 0.10644 | 0.10645 | 0.10645 | 0.10646 | 0.10647 | 0.10647 | 0.10648 | 0.10648 | 0.075669 | 0.075677 | 0.075686 | 0.075695 | 0.075703 | 0.075712 | 0.075719 | 0.075727 | 0.075734 | 0.075741 | 0.075748 | 0.075754 | 0.07576 | 0.075765 | 0.07577 | 0.075775 | 0.075779 | 0.075784 | 0.075788 | 0.075791
WA_Industrial_Stone, Clay, and Glass_Existing_Process_Natural Gas_Commissioning_A | WA | Industrial | Stone, Clay, and Glass | Existing | Process | Natural Gas | Commissioning | A | IM278 | New construction code | Optimized process design and controls | 10 | 337.8652 | 0 | 0 | 0.27 | 0 | 0 | 0 | 0.1336 |  | employee | 0% | 0% | Retrofit | Retro12Med | 75.44% | TBD | 0.2% | 1.064 |  | 0.7573 |  | 0 | DL20_COM_CX-Refrig-2021PLN-V11-3 | 2018 AMIL BUS Retro-Commissioning Initiative | U.S. Department of Energy. Lawrence Berkeley National Labs and Building Commissioning Association. https://www.bcxa.org/wp-content/uploads/2020/09/1-s2.0- S0378778819319553-main.pdf | New construction code | New construction code | New construction code | New construction code | New construction code | New construction code | New construction code | New construction code | New construction code | New construction code | New construction code | New construction code | New construction code | New construction code | New construction code | New construction code | New construction code | New construction code | New construction code | New construction code | New construction code | New construction code | Optimized process design and controls | Optimized process design and controls | Optimized process design and controls | Optimized process design and controls | Optimized process design and controls | Optimized process design and controls | Optimized process design and controls | Optimized process design and controls | Optimized process design and controls | Optimized process design and controls | Optimized process design and controls | Optimized process design and controls | Optimized process design and controls | Optimized process design and controls | Optimized process design and controls | Optimized process design and controls | Optimized process design and controls | Optimized process design and controls | Optimized process design and controls | Optimized process design and controls | Optimized process design and controls | Optimized process design and controls | 0.27 | 0.27 | 0.27 | 0.27 | 0.27 | 0.27 | 0.27 | 0.27 | 0.27 | 0.27 | 0.27 | 0.27 | 0.27 | 0.27 | 0.27 | 0.27 | 0.27 | 0.27 | 0.27 | 0.27 | 0.27 | 0.27 | 0 | 0 | 337.8652 | 337.8652 | 337.8652 | 337.8652 | 337.8652 | 337.8652 | 337.8652 | 337.8652 | 337.8652 | 337.8652 | 337.8652 | 337.8652 | 337.8652 | 337.8652 | 337.8652 | 337.8652 | 337.8652 | 337.8652 | 337.8652 | 337.8652 | 0 | 0 | 0 | 0 | 0 | 0 | 0 | 0 | 0 | 0 | 0 | 0 | 0 | 0 | 0 | 0 | 0 | 0 | 0 | 0 | 0 | 0 | 0 | 0 | 0 | 0 | 0 | 0 | 0 | 0 | 0 | 0 | 0 | 0 | 0 | 0 | 0 | 0 | 0 | 0 | 0 | 0 | 0 | 0 | 0 | 0 | 0 | 0 | 0 | 0 | 0 | 0 | 0 | 0 | 0 | 0 | 0 | 0 | 0 | 0 | 0 | 0 | 0 | 0 | 0 | 0 | 0 | 0 | 0 | 0 | 0 | 0 | 0 | 0 | 0 | 0 | 0 | 0 | 0 | 0 | 0 | 0 | 0 | 0 | 0 | 0 | 0 | 0 | 0 | 0 | 0 | 0 | 0 | 0 | 0 | 0 | 0 | 0 | 0 | 0 | 0 | 0 | 0 | 0 | 0 | 0 | 0 | 0 | 0 | 0 | 0 | 0 | 0 | 0 | 0 | 0 | 0 | 0 | 0 | 0 | 0 | 0 | 0 | 0 | 0 | 0 | 0 | 0 | 0 | 0 | 0 | 0 | 0 | 0 | 0 | 0 | 0 | 0 | 0 | 0 | 0 | 0 | 0 | 0 | 0 | 0 | 0 | 0 | 0 | 0 | 0 | 0 | 0 | 0 | 0 | 0 | 0 | 0 | 0 | 0 | 0 | 0 | 0 | 0 | 0 | 0 | 0 | 0 | 0 | 0 | 0 | 0 | 0 | 0 | 0 | 0 | 0 | 0 | 0 | 0 | 0 | 0 | 0 | 0 | 0 | 0 | 0 | 0 | 0 | 0 | 0 | 0 | 0 | 0 | 0 | 0 | 0 | 0 | 0 | 0 | 0 | 0 | 0 | 0 | 0 | 0 | 0 | 0 | 0 | 0 | 0 | 0 | 0 | 0 | 0 | 0 | 0 | 0 | 0 | 0 | 0 | 0 | 0 | 0 | 0 | 0 | 0 | 0 | 0 | 0 | 0 | 0 | 0 | 0 | 0 | 0 | 0 | 0 | 0 | 0 | 0 | 0 | 0 | 0 | 0 | 0 | 0 | 0 | 0 | 0 | 0 | 0 | 0 | 0 | 0 | 0 | 0 | 0 | 0 | 0 | 0 | 0 | 0 | 0 | 0 | 0 | 0 | 0 | 0 | 0 | 0 | 0 | 0 | 0 | 0 | 0 | 0 | 0 | 0 | 0 | 0 | 0 | 0 | 0 | 0 | 0 | 0 | 0 | 0 | 0 | 0 | 0 | 0 | 0 | 0 | 0 | 0 | 0 | 0 | 0 | 0 | 0 | 0 | 0 | 0 | 0 | 0 | 0 | 0 | 0 | 0 | 0 | 0 | 0 | 0 | 0 | 0 | 0 | 0 | 0 | 0 | 0 | 0 | 0 | 0 | 0 | 0 | 0 | 0 | 0 | 0 | 0 | 0 | 0 | 0 | 0 | 0 | 0 | 0 | 0 | 0 | 0 | 0 | 0 | 0 | 0 | 0 | 0 | 0 | 0 | 0 | 0 | 0 | 0 | 0 | 0 | 0 | 0 | 0 | 0 | 0 | 0 | 0 | 0 | 0 | 0 | 0 | 0 | 0 | 0 | 0 | 0 | 0 | 0 | 0 | 0 | 0 | 0 | 0 | 0 | 0 | 0 | 0 | 0 | 0 | 0 | 0 | 0 | 0 | 0 | 0 | 0 | 0 | 0 | 0 | 0 | 0 | 0 | 0 | 0 | 0.10631 | 0.10632 | 0.10633 | 0.10635 | 0.10636 | 0.10637 | 0.10638 | 0.10639 | 0.1064 | 0.10641 | 0.10642 | 0.10643 | 0.10644 | 0.10645 | 0.10645 | 0.10646 | 0.10647 | 0.10647 | 0.10648 | 0.10648 | 0.075669 | 0.075677 | 0.075686 | 0.075695 | 0.075703 | 0.075712 | 0.075719 | 0.075727 | 0.075734 | 0.075741 | 0.075748 | 0.075754 | 0.07576 | 0.075765 | 0.07577 | 0.075775 | 0.075779 | 0.075784 | 0.075788 | 0.075791
WA_Industrial_Stone, Clay, and Glass_Existing_Space Heating_Natural Gas_Retrocommissioning_A | WA | Industrial | Stone, Clay, and Glass | Existing | Space Heating | Natural Gas | Retrocommissioning | A | IM279 | Vintage/existing building | Optimized HVAC flow and controls | 5 | 2.4082 | 0 | 0 | 1.64 | 0 | 0 | 0 | 0.8178 |  | employee | 15% | 50% | Retrofit | RetroEven20 | 80.75% | TBD | 0.2% | 223.2666 |  | 172.7014 |  | 0.012151 | COM_RCX-Heating-7PLN-v5-18 | COM_RCX-All-XCELCO-2017-18-1 | COM_RCX-All-XCELCO-2017-18-1 | Vintage/existing building | Vintage/existing building | Vintage/existing building | Vintage/existing building | Vintage/existing building | Vintage/existing building | Vintage/existing building | Vintage/existing building | Vintage/existing building | Vintage/existing building | Vintage/existing building | Vintage/existing building | Vintage/existing building | Vintage/existing building | Vintage/existing building | Vintage/existing building | Vintage/existing building | Vintage/existing building | Vintage/existing building | Vintage/existing building | Vintage/existing building | Vintage/existing building | Optimized HVAC flow and controls | Optimized HVAC flow and controls | Optimized HVAC flow and controls | Optimized HVAC flow and controls | Optimized HVAC flow and controls | Optimized HVAC flow and controls | Optimized HVAC flow and controls | Optimized HVAC flow and controls | Optimized HVAC flow and controls | Optimized HVAC flow and controls | Optimized HVAC flow and controls | Optimized HVAC flow and controls | Optimized HVAC flow and controls | Optimized HVAC flow and controls | Optimized HVAC flow and controls | Optimized HVAC flow and controls | Optimized HVAC flow and controls | Optimized HVAC flow and controls | Optimized HVAC flow and controls | Optimized HVAC flow and controls | Optimized HVAC flow and controls | Optimized HVAC flow and controls | 1.64 | 1.64 | 1.64 | 1.64 | 1.64 | 1.64 | 1.64 | 1.64 | 1.64 | 1.64 | 1.64 | 1.64 | 1.64 | 1.64 | 1.64 | 1.64 | 1.64 | 1.64 | 1.64 | 1.64 | 1.64 | 1.64 | 0 | 0 | 2.3922 | 2.3812 | 2.3695 | 2.3571 | 2.3439 | 2.3298 | 2.3148 | 2.2989 | 2.2821 | 2.2645 | 2.2463 | 2.2276 | 2.2087 | 2.1897 | 2.1705 | 2.1527 | 2.136 | 2.1205 | 2.1059 | 2.0923 | 0.014271 | 0.01396 | 0.013652 | 0.013347 | 0.013043 | 0.012741 | 0.012441 | 0.012142 | 0.011846 | 0.011552 | 0.011262 | 0.010975 | 0.010694 | 0.010419 | 0.01015 | 0.0098932 | 0.0096475 | 0.0094121 | 0.0091862 | 0.0089694 | 0.014271 | 0.028165 | 0.04168 | 0.054808 | 0.067544 | 0.07988 | 0.091806 | 0.10332 | 0.11441 | 0.12508 | 0.13534 | 0.14518 | 0.15465 | 0.16373 | 0.17245 | 0.18093 | 0.18918 | 0.19721 | 0.20504 | 0.21268 | 5.9656 | 5.8628 | 5.7617 | 5.6623 | 5.5647 | 5.4688 | 5.3745 | 5.2818 | 5.1907 | 5.1012 | 5.0133 | 4.9269 | 4.8419 | 4.7584 | 4.6764 | 4.5958 | 4.5165 | 4.4387 | 4.3621 | 4.2869 | 5.9656 | 11.8284 | 17.59 | 23.2524 | 28.8171 | 34.2858 | 39.6603 | 44.9421 | 50.1329 | 55.2341 | 60.2474 | 65.1743 | 70.0162 | 74.7746 | 79.451 | 84.0468 | 88.5633 | 93.0019 | 97.3641 | 101.651 | 0.012151 | 0.011908 | 0.011668 | 0.01143 | 0.011194 | 0.01096 | 0.010728 | 0.010496 | 0.010266 | 0.010038 | 0.0098117 | 0.0095876 | 0.0093657 | 0.0091463 | 0.0089299 | 0.0087214 | 0.008521 | 0.0083284 | 0.0081435 | 0.0079661 | 0.012151 | 0.024025 | 0.035621 | 0.046938 | 0.057971 | 0.068715 | 0.079164 | 0.08931 | 0.099151 | 0.10869 | 0.11791 | 0.12683 | 0.13543 | 0.14373 | 0.15172 | 0.1595 | 0.16708 | 0.1745 | 0.18177 | 0.18889 | 5.0708 | 4.9833 | 4.8974 | 4.813 | 4.73 | 4.6484 | 4.5683 | 4.4895 | 4.4121 | 4.3361 | 4.2613 | 4.1878 | 4.1156 | 4.0447 | 3.9749 | 3.9064 | 3.839 | 3.7729 | 3.7078 | 3.6439 | 5.0708 | 10.0541 | 14.9515 | 19.7645 | 24.4945 | 29.143 | 33.7113 | 38.2008 | 42.6129 | 46.949 | 51.2103 | 55.3981 | 59.5138 | 63.5584 | 67.5334 | 71.4398 | 75.2788 | 79.0517 | 82.7595 | 86.4033 | 0.012151 | 0.011908 | 0.011668 | 0.01143 | 0.011194 | 0.01096 | 0.010728 | 0.010496 | 0.010266 | 0.010038 | 0.0098117 | 0.0095876 | 0.0093657 | 0.0091463 | 0.0089299 | 0.0087214 | 0.008521 | 0.0083284 | 0.0081435 | 0.0079661 | 0.012151 | 0.024025 | 0.035621 | 0.046938 | 0.057971 | 0.068715 | 0.079164 | 0.08931 | 0.099151 | 0.10869 | 0.11791 | 0.12683 | 0.13543 | 0.14373 | 0.15172 | 0.1595 | 0.16708 | 0.1745 | 0.18177 | 0.18889 | 5.0708 | 4.9833 | 4.8974 | 4.813 | 4.73 | 4.6484 | 4.5683 | 4.4895 | 4.4121 | 4.3361 | 4.2613 | 4.1878 | 4.1156 | 4.0447 | 3.9749 | 3.9064 | 3.839 | 3.7729 | 3.7078 | 3.6439 | 5.0708 | 10.0541 | 14.9515 | 19.7645 | 24.4945 | 29.143 | 33.7113 | 38.2008 | 42.6129 | 46.949 | 51.2103 | 55.3981 | 59.5138 | 63.5584 | 67.5334 | 71.4398 | 75.2788 | 79.0517 | 82.7595 | 86.4033 | 0.012151 | 0.011908 | 0.011668 | 0.01143 | 0.011194 | 0.01096 | 0.010728 | 0.010496 | 0.010266 | 0.010038 | 0.0098117 | 0.0095876 | 0.0093657 | 0.0091463 | 0.0089299 | 0.0087214 | 0.008521 | 0.0083284 | 0.0081435 | 0.0079661 | 0.012151 | 0.024025 | 0.035621 | 0.046938 | 0.057971 | 0.068715 | 0.079164 | 0.08931 | 0.099151 | 0.10869 | 0.11791 | 0.12683 | 0.13543 | 0.14373 | 0.15172 | 0.1595 | 0.16708 | 0.1745 | 0.18177 | 0.18889 | 5.0708 | 4.9833 | 4.8974 | 4.813 | 4.73 | 4.6484 | 4.5683 | 4.4895 | 4.4121 | 4.3361 | 4.2613 | 4.1878 | 4.1156 | 4.0447 | 3.9749 | 3.9064 | 3.839 | 3.7729 | 3.7078 | 3.6439 | 5.0708 | 10.0541 | 14.9515 | 19.7645 | 24.4945 | 29.143 | 33.7113 | 38.2008 | 42.6129 | 46.949 | 51.2103 | 55.3981 | 59.5138 | 63.5584 | 67.5334 | 71.4398 | 75.2788 | 79.0517 | 82.7595 | 86.4033 | 0.012151 | 0.011908 | 0.011668 | 0.01143 | 0.011194 | 0.01096 | 0.010728 | 0.010496 | 0.010266 | 0.010038 | 0.0098117 | 0.0095876 | 0.0093657 | 0.0091463 | 0.0089299 | 0.0087214 | 0.008521 | 0.0083284 | 0.0081435 | 0.0079661 | 0.012151 | 0.024025 | 0.035621 | 0.046938 | 0.057971 | 0.068715 | 0.079164 | 0.08931 | 0.099151 | 0.10869 | 0.11791 | 0.12683 | 0.13543 | 0.14373 | 0.15172 | 0.1595 | 0.16708 | 0.1745 | 0.18177 | 0.18889 | 5.0708 | 4.9833 | 4.8974 | 4.813 | 4.73 | 4.6484 | 4.5683 | 4.4895 | 4.4121 | 4.3361 | 4.2613 | 4.1878 | 4.1156 | 4.0447 | 3.9749 | 3.9064 | 3.839 | 3.7729 | 3.7078 | 3.6439 | 5.0708 | 10.0541 | 14.9515 | 19.7645 | 24.4945 | 29.143 | 33.7113 | 38.2008 | 42.6129 | 46.949 | 51.2103 | 55.3981 | 59.5138 | 63.5584 | 67.5334 | 71.4398 | 75.2788 | 79.0517 | 82.7595 | 86.4033 | 162.5156 | 162.9029 | 163.2907 | 163.6758 | 164.0556 | 164.4274 | 164.7886 | 165.1367 | 165.4693 | 165.7843 | 166.0824 | 166.3643 | 166.6307 | 166.8824 | 167.12 | 167.3442 | 167.5554 | 167.7543 | 167.9415 | 168.1173 | 125.7092 | 126.0089 | 126.3088 | 126.6067 | 126.9005 | 127.1881 | 127.4674 | 127.7367 | 127.994 | 128.2376 | 128.4682 | 128.6863 | 128.8924 | 129.0871 | 129.2709 | 129.4442 | 129.6076 | 129.7615 | 129.9063 | 130.0423
WA_Industrial_Stone, Clay, and Glass_Existing_Process_Natural Gas_Retrocommissioning_A | WA | Industrial | Stone, Clay, and Glass | Existing | Process | Natural Gas | Retrocommissioning | A | IM280 | Vintage/existing building | Optimized process design and controls | 5 | 0 | 0 | 0 | 1.64 | 0 | 0 | 0 | 0.8178 |  | employee | 15% | 50% | Retrofit | RetroEven20 | 80.75% | TBD | 0.2% | 223.2666 |  | 172.7014 |  | 0 | COM_RCX-Heating-7PLN-v5-18 | COM_RCX-All-XCELCO-2017-18-1 | n/a | Vintage/existing building | Vintage/existing building | Vintage/existing building | Vintage/existing building | Vintage/existing building | Vintage/existing building | Vintage/existing building | Vintage/existing building | Vintage/existing building | Vintage/existing building | Vintage/existing building | Vintage/existing building | Vintage/existing building | Vintage/existing building | Vintage/existing building | Vintage/existing building | Vintage/existing building | Vintage/existing building | Vintage/existing building | Vintage/existing building | Vintage/existing building | Vintage/existing building | Optimized process design and controls | Optimized process design and controls | Optimized process design and controls | Optimized process design and controls | Optimized process design and controls | Optimized process design and controls | Optimized process design and controls | Optimized process design and controls | Optimized process design and controls | Optimized process design and controls | Optimized process design and controls | Optimized process design and controls | Optimized process design and controls | Optimized process design and controls | Optimized process design and controls | Optimized process design and controls | Optimized process design and controls | Optimized process design and controls | Optimized process design and controls | Optimized process design and controls | Optimized process design and controls | Optimized process design and controls | 1.64 | 1.64 | 1.64 | 1.64 | 1.64 | 1.64 | 1.64 | 1.64 | 1.64 | 1.64 | 1.64 | 1.64 | 1.64 | 1.64 | 1.64 | 1.64 | 1.64 | 1.64 | 1.64 | 1.64 | 1.64 | 1.64 | 0 | 0 | 0 | 0 | 0 | 0 | 0 | 0 | 0 | 0 | 0 | 0 | 0 | 0 | 0 | 0 | 0 | 0 | 0 | 0 | 0 | 0 | 0 | 0 | 0 | 0 | 0 | 0 | 0 | 0 | 0 | 0 | 0 | 0 | 0 | 0 | 0 | 0 | 0 | 0 | 0 | 0 | 0 | 0 | 0 | 0 | 0 | 0 | 0 | 0 | 0 | 0 | 0 | 0 | 0 | 0 | 0 | 0 | 0 | 0 | 0 | 0 | 5.9656 | 5.8628 | 5.7617 | 5.6623 | 5.5647 | 5.4688 | 5.3745 | 5.2818 | 5.1907 | 5.1012 | 5.0133 | 4.9269 | 4.8419 | 4.7584 | 4.6764 | 4.5958 | 4.5165 | 4.4387 | 4.3621 | 4.2869 | 5.9656 | 11.8284 | 17.59 | 23.2524 | 28.8171 | 34.2858 | 39.6603 | 44.9421 | 50.1329 | 55.2341 | 60.2474 | 65.1743 | 70.0162 | 74.7746 | 79.451 | 84.0468 | 88.5633 | 93.0019 | 97.3641 | 101.651 | 0 | 0 | 0 | 0 | 0 | 0 | 0 | 0 | 0 | 0 | 0 | 0 | 0 | 0 | 0 | 0 | 0 | 0 | 0 | 0 | 0 | 0 | 0 | 0 | 0 | 0 | 0 | 0 | 0 | 0 | 0 | 0 | 0 | 0 | 0 | 0 | 0 | 0 | 0 | 0 | 5.0708 | 4.9833 | 4.8974 | 4.813 | 4.73 | 4.6484 | 4.5683 | 4.4895 | 4.4121 | 4.3361 | 4.2613 | 4.1878 | 4.1156 | 4.0447 | 3.9749 | 3.9064 | 3.839 | 3.7729 | 3.7078 | 3.6439 | 5.0708 | 10.0541 | 14.9515 | 19.7645 | 24.4945 | 29.143 | 33.7113 | 38.2008 | 42.6129 | 46.949 | 51.2103 | 55.3981 | 59.5138 | 63.5584 | 67.5334 | 71.4398 | 75.2788 | 79.0517 | 82.7595 | 86.4033 | 0 | 0 | 0 | 0 | 0 | 0 | 0 | 0 | 0 | 0 | 0 | 0 | 0 | 0 | 0 | 0 | 0 | 0 | 0 | 0 | 0 | 0 | 0 | 0 | 0 | 0 | 0 | 0 | 0 | 0 | 0 | 0 | 0 | 0 | 0 | 0 | 0 | 0 | 0 | 0 | 5.0708 | 4.9833 | 4.8974 | 4.813 | 4.73 | 4.6484 | 4.5683 | 4.4895 | 4.4121 | 4.3361 | 4.2613 | 4.1878 | 4.1156 | 4.0447 | 3.9749 | 3.9064 | 3.839 | 3.7729 | 3.7078 | 3.6439 | 5.0708 | 10.0541 | 14.9515 | 19.7645 | 24.4945 | 29.143 | 33.7113 | 38.2008 | 42.6129 | 46.949 | 51.2103 | 55.3981 | 59.5138 | 63.5584 | 67.5334 | 71.4398 | 75.2788 | 79.0517 | 82.7595 | 86.4033 | 0 | 0 | 0 | 0 | 0 | 0 | 0 | 0 | 0 | 0 | 0 | 0 | 0 | 0 | 0 | 0 | 0 | 0 | 0 | 0 | 0 | 0 | 0 | 0 | 0 | 0 | 0 | 0 | 0 | 0 | 0 | 0 | 0 | 0 | 0 | 0 | 0 | 0 | 0 | 0 | 5.0708 | 4.9833 | 4.8974 | 4.813 | 4.73 | 4.6484 | 4.5683 | 4.4895 | 4.4121 | 4.3361 | 4.2613 | 4.1878 | 4.1156 | 4.0447 | 3.9749 | 3.9064 | 3.839 | 3.7729 | 3.7078 | 3.6439 | 5.0708 | 10.0541 | 14.9515 | 19.7645 | 24.4945 | 29.143 | 33.7113 | 38.2008 | 42.6129 | 46.949 | 51.2103 | 55.3981 | 59.5138 | 63.5584 | 67.5334 | 71.4398 | 75.2788 | 79.0517 | 82.7595 | 86.4033 | 0 | 0 | 0 | 0 | 0 | 0 | 0 | 0 | 0 | 0 | 0 | 0 | 0 | 0 | 0 | 0 | 0 | 0 | 0 | 0 | 0 | 0 | 0 | 0 | 0 | 0 | 0 | 0 | 0 | 0 | 0 | 0 | 0 | 0 | 0 | 0 | 0 | 0 | 0 | 0 | 5.0708 | 4.9833 | 4.8974 | 4.813 | 4.73 | 4.6484 | 4.5683 | 4.4895 | 4.4121 | 4.3361 | 4.2613 | 4.1878 | 4.1156 | 4.0447 | 3.9749 | 3.9064 | 3.839 | 3.7729 | 3.7078 | 3.6439 | 5.0708 | 10.0541 | 14.9515 | 19.7645 | 24.4945 | 29.143 | 33.7113 | 38.2008 | 42.6129 | 46.949 | 51.2103 | 55.3981 | 59.5138 | 63.5584 | 67.5334 | 71.4398 | 75.2788 | 79.0517 | 82.7595 | 86.4033 | 162.5156 | 162.9029 | 163.2907 | 163.6758 | 164.0556 | 164.4274 | 164.7886 | 165.1367 | 165.4693 | 165.7843 | 166.0824 | 166.3643 | 166.6307 | 166.8824 | 167.12 | 167.3442 | 167.5554 | 167.7543 | 167.9415 | 168.1173 | 125.7092 | 126.0089 | 126.3088 | 126.6067 | 126.9005 | 127.1881 | 127.4674 | 127.7367 | 127.994 | 128.2376 | 128.4682 | 128.6863 | 128.8924 | 129.0871 | 129.2709 | 129.4442 | 129.6076 | 129.7615 | 129.9063 | 130.0423
WA_Industrial_Stone, Clay, and Glass_New_Space Heating_Natural Gas_Insulation - Roof/Ceiling_A | WA | Industrial | Stone, Clay, and Glass | New | Space Heating | Natural Gas | Insulation - Roof/Ceiling | A | IM281 | R-13 | R-38 | 45 | 0.078976 | 0 | 0 | 1.11 | 0 | 0 | 0 | 0.55475 |  | sqft | 0% | 0% | Retrofit | Retro3Slow | 81.94% | TBD | 0.2% | 116.4128 |  | 62.2694 |  | 0 | RTF Wkbk - ComWeatherizationSchool_v3_1 | RTF Wkbk - ComWeatherizationSchool_v3_1 | Building Energy Simulation Tool | R-13 | R-13 | R-13 | R-13 | R-13 | R-13 | R-13 | R-13 | R-13 | R-13 | R-13 | R-13 | R-13 | R-13 | R-13 | R-13 | R-13 | R-13 | R-13 | R-13 | R-13 | R-13 | R-38 | R-38 | R-38 | R-38 | R-38 | R-38 | R-38 | R-38 | R-38 | R-38 | R-38 | R-38 | R-38 | R-38 | R-38 | R-38 | R-38 | R-38 | R-38 | R-38 | R-38 | R-38 | 1.11 | 1.11 | 1.11 | 1.11 | 1.11 | 1.11 | 1.11 | 1.11 | 1.11 | 1.11 | 1.11 | 1.11 | 1.11 | 1.11 | 1.11 | 1.11 | 1.11 | 1.11 | 1.11 | 1.11 | 1.11 | 1.11 | 0 | 0 | 0.078567 | 0.073877 | 0.071983 | 0.070833 | 0.070266 | 0.069749 | 0.06929 | 0.068839 | 0.068418 | 0.067981 | 0.067382 | 0.066852 | 0.066272 | 0.066188 | 0.066077 | 0.065942 | 0.065945 | 0.06591 | 0.065981 | 0.065997 | 0 | 0 | 0 | 0 | 0 | 0 | 0 | 0 | 0 | 0 | 0 | 0 | 0 | 0 | 0 | 0 | 0 | 0 | 0 | 0 | 0 | 0 | 0 | 0 | 0 | 0 | 0 | 0 | 0 | 0 | 0 | 0 | 0 | 0 | 0 | 0 | 0 | 0 | 0 | 0 | 0 | 0 | 0 | 0 | 0 | 0 | 0 | 0 | 0 | 0 | 0 | 0 | 0 | 0 | 0 | 0 | 0 | 0 | 0 | 0 | 0 | 0 | 0 | 0 | 0 | 0 | 0 | 0 | 0 | 0 | 0 | 0 | 0 | 0 | 0 | 0 | 0 | 0 | 0 | 0 | 0 | 0 | 0 | 0 | 0 | 0 | 0 | 0 | 0 | 0 | 0 | 0 | 0 | 0 | 0 | 0 | 0 | 0 | 0 | 0 | 0 | 0 | 0 | 0 | 0 | 0 | 0 | 0 | 0 | 0 | 0 | 0 | 0 | 0 | 0 | 0 | 0 | 0 | 0 | 0 | 0 | 0 | 0 | 0 | 0 | 0 | 0 | 0 | 0 | 0 | 0 | 0 | 0 | 0 | 0 | 0 | 0 | 0 | 0 | 0 | 0 | 0 | 0 | 0 | 0 | 0 | 0 | 0 | 0 | 0 | 0 | 0 | 0 | 0 | 0 | 0 | 0 | 0 | 0 | 0 | 0 | 0 | 0 | 0 | 0 | 0 | 0 | 0 | 0 | 0 | 0 | 0 | 0 | 0 | 0 | 0 | 0 | 0 | 0 | 0 | 0 | 0 | 0 | 0 | 0 | 0 | 0 | 0 | 0 | 0 | 0 | 0 | 0 | 0 | 0 | 0 | 0 | 0 | 0 | 0 | 0 | 0 | 0 | 0 | 0 | 0 | 0 | 0 | 0 | 0 | 0 | 0 | 0 | 0 | 0 | 0 | 0 | 0 | 0 | 0 | 0 | 0 | 0 | 0 | 0 | 0 | 0 | 0 | 0 | 0 | 0 | 0 | 0 | 0 | 0 | 0 | 0 | 0 | 0 | 0 | 0 | 0 | 0 | 0 | 0 | 0 | 0 | 0 | 0 | 0 | 0 | 0 | 0 | 0 | 0 | 0 | 0 | 0 | 0 | 0 | 0 | 0 | 0 | 0 | 0 | 0 | 0 | 0 | 0 | 0 | 0 | 0 | 0 | 0 | 0 | 0 | 0 | 0 | 0 | 0 | 0 | 0 | 0 | 0 | 0 | 0 | 0 | 0 | 0 | 0 | 0 | 0 | 0 | 0 | 0 | 0 | 0 | 0 | 0 | 0 | 0 | 0 | 0 | 0 | 0 | 0 | 0 | 0 | 0 | 0 | 0 | 0 | 0 | 0 | 0 | 0 | 0 | 0 | 0 | 0 | 0 | 0 | 0 | 0 | 0 | 0 | 0 | 0 | 0 | 0 | 0 | 0 | 0 | 0 | 0 | 0 | 0 | 0 | 0 | 0 | 0 | 0 | 0 | 0 | 0 | 0 | 0 | 0 | 0 | 0 | 0 | 0 | 0 | 0 | 0 | 0 | 0 | 0 | 0 | 0 | 0 | 0 | 0 | 0 | 0 | 0 | 0 | 0 | 0 | 0 | 0 | 0 | 0 | 0 | 0 | 0 | 0 | 0 | 0 | 0 | 0 | 0 | 0 | 0 | 0 | 0 | 0 | 0 | 0 | 0 | 0 | 0 | 0 | 0 | 0 | 0 | 0 | 0 | 0 | 0 | 955.4003 | 955.4003 | 955.4003 | 955.4003 | 955.4003 | 955.4003 | 955.4003 | 955.4003 | 955.4003 | 955.4003 | 955.4003 | 955.4003 | 955.4003 | 955.4003 | 955.4003 | 955.4003 | 955.4003 | 955.4003 | 955.4003 | 955.4003 | 511.0451 | 511.0451 | 511.0451 | 511.0451 | 511.0451 | 511.0451 | 511.0451 | 511.0451 | 511.0451 | 511.0451 | 511.0451 | 511.0451 | 511.0451 | 511.0451 | 511.0451 | 511.0451 | 511.0451 | 511.0451 | 511.0451 | 511.0451
WA_Industrial_Stone, Clay, and Glass_New_Space Heating_Natural Gas_Insulation - Wall Cavity_A | WA | Industrial | Stone, Clay, and Glass | New | Space Heating | Natural Gas | Insulation - Wall Cavity | A | IM282 | R-11 or less | R-21 | 45 | 0.017277 | 0 | 0 | 0.24 | 0 | 0 | 0 | 0.1203 |  | sqft | 0% | 0% | Retrofit | Retro3Slow | 81.94% | TBD | 0.2% | 90.615 |  | 48.4701 |  | 0 | RTF Wkbk - ComWeatherizationSchool_v3_1 | N/A | Building Energy Simulation Tool | R-11 or less | R-11 or less | R-11 or less | R-11 or less | R-11 or less | R-11 or less | R-11 or less | R-11 or less | R-11 or less | R-11 or less | R-11 or less | R-11 or less | R-11 or less | R-11 or less | R-11 or less | R-11 or less | R-11 or less | R-11 or less | R-11 or less | R-11 or less | R-11 or less | R-11 or less | R-21 | R-21 | R-21 | R-21 | R-21 | R-21 | R-21 | R-21 | R-21 | R-21 | R-21 | R-21 | R-21 | R-21 | R-21 | R-21 | R-21 | R-21 | R-21 | R-21 | R-21 | R-21 | 0.24 | 0.24 | 0.24 | 0.24 | 0.24 | 0.24 | 0.24 | 0.24 | 0.24 | 0.24 | 0.24 | 0.24 | 0.24 | 0.24 | 0.24 | 0.24 | 0.24 | 0.24 | 0.24 | 0.24 | 0.24 | 0.24 | 0 | 0 | 0.017188 | 0.016162 | 0.015748 | 0.015496 | 0.015372 | 0.015259 | 0.015158 | 0.01506 | 0.014968 | 0.014872 | 0.014741 | 0.014625 | 0.014498 | 0.01448 | 0.014455 | 0.014426 | 0.014427 | 0.014419 | 0.014434 | 0.014438 | 0 | 0 | 0 | 0 | 0 | 0 | 0 | 0 | 0 | 0 | 0 | 0 | 0 | 0 | 0 | 0 | 0 | 0 | 0 | 0 | 0 | 0 | 0 | 0 | 0 | 0 | 0 | 0 | 0 | 0 | 0 | 0 | 0 | 0 | 0 | 0 | 0 | 0 | 0 | 0 | 0 | 0 | 0 | 0 | 0 | 0 | 0 | 0 | 0 | 0 | 0 | 0 | 0 | 0 | 0 | 0 | 0 | 0 | 0 | 0 | 0 | 0 | 0 | 0 | 0 | 0 | 0 | 0 | 0 | 0 | 0 | 0 | 0 | 0 | 0 | 0 | 0 | 0 | 0 | 0 | 0 | 0 | 0 | 0 | 0 | 0 | 0 | 0 | 0 | 0 | 0 | 0 | 0 | 0 | 0 | 0 | 0 | 0 | 0 | 0 | 0 | 0 | 0 | 0 | 0 | 0 | 0 | 0 | 0 | 0 | 0 | 0 | 0 | 0 | 0 | 0 | 0 | 0 | 0 | 0 | 0 | 0 | 0 | 0 | 0 | 0 | 0 | 0 | 0 | 0 | 0 | 0 | 0 | 0 | 0 | 0 | 0 | 0 | 0 | 0 | 0 | 0 | 0 | 0 | 0 | 0 | 0 | 0 | 0 | 0 | 0 | 0 | 0 | 0 | 0 | 0 | 0 | 0 | 0 | 0 | 0 | 0 | 0 | 0 | 0 | 0 | 0 | 0 | 0 | 0 | 0 | 0 | 0 | 0 | 0 | 0 | 0 | 0 | 0 | 0 | 0 | 0 | 0 | 0 | 0 | 0 | 0 | 0 | 0 | 0 | 0 | 0 | 0 | 0 | 0 | 0 | 0 | 0 | 0 | 0 | 0 | 0 | 0 | 0 | 0 | 0 | 0 | 0 | 0 | 0 | 0 | 0 | 0 | 0 | 0 | 0 | 0 | 0 | 0 | 0 | 0 | 0 | 0 | 0 | 0 | 0 | 0 | 0 | 0 | 0 | 0 | 0 | 0 | 0 | 0 | 0 | 0 | 0 | 0 | 0 | 0 | 0 | 0 | 0 | 0 | 0 | 0 | 0 | 0 | 0 | 0 | 0 | 0 | 0 | 0 | 0 | 0 | 0 | 0 | 0 | 0 | 0 | 0 | 0 | 0 | 0 | 0 | 0 | 0 | 0 | 0 | 0 | 0 | 0 | 0 | 0 | 0 | 0 | 0 | 0 | 0 | 0 | 0 | 0 | 0 | 0 | 0 | 0 | 0 | 0 | 0 | 0 | 0 | 0 | 0 | 0 | 0 | 0 | 0 | 0 | 0 | 0 | 0 | 0 | 0 | 0 | 0 | 0 | 0 | 0 | 0 | 0 | 0 | 0 | 0 | 0 | 0 | 0 | 0 | 0 | 0 | 0 | 0 | 0 | 0 | 0 | 0 | 0 | 0 | 0 | 0 | 0 | 0 | 0 | 0 | 0 | 0 | 0 | 0 | 0 | 0 | 0 | 0 | 0 | 0 | 0 | 0 | 0 | 0 | 0 | 0 | 0 | 0 | 0 | 0 | 0 | 0 | 0 | 0 | 0 | 0 | 0 | 0 | 0 | 0 | 0 | 0 | 0 | 0 | 0 | 0 | 0 | 0 | 0 | 0 | 0 | 0 | 0 | 0 | 0 | 0 | 0 | 0 | 0 | 0 | 0 | 0 | 0 | 0 | 0 | 0 | 0 | 0 | 0 | 0 | 0 | 0 | 0 | 0 | 0 | 944.2619 | 944.2619 | 944.2619 | 944.2619 | 944.2619 | 944.2619 | 944.2619 | 944.2619 | 944.2619 | 944.2619 | 944.2619 | 944.2619 | 944.2619 | 944.2619 | 944.2619 | 944.2619 | 944.2619 | 944.2619 | 944.2619 | 944.2619 | 505.0872 | 505.0872 | 505.0872 | 505.0872 | 505.0872 | 505.0872 | 505.0872 | 505.0872 | 505.0872 | 505.0872 | 505.0872 | 505.0872 | 505.0872 | 505.0872 | 505.0872 | 505.0872 | 505.0872 | 505.0872 | 505.0872 | 505.0872
WA_Industrial_Stone, Clay, and Glass_New_Space Heating_Natural Gas_Insulation - Ducting_A | WA | Industrial | Stone, Clay, and Glass | New | Space Heating | Natural Gas | Insulation - Ducting | A | IM283 | ~2°F thermal losses | 50% reduction in thermal losses | 20 | 0.0012737 | 0 | 0 | 1.52 | 0 | 0 | 0 | 0.76105 |  | sqft | 0% | 0% | Retrofit | Retro5Med | 81.71% | TBD | 0.2% | 182.7943 |  | 115.102 |  | 0 | MA TRM - 2019-2021 - COM-HVAC-DI | MEMD - MMD8.25.01.FESH23.v01 | Building Energy Simulation Tool | ~2°F thermal losses | ~2°F thermal losses | ~2°F thermal losses | ~2°F thermal losses | ~2°F thermal losses | ~2°F thermal losses | ~2°F thermal losses | ~2°F thermal losses | ~2°F thermal losses | ~2°F thermal losses | ~2°F thermal losses | ~2°F thermal losses | ~2°F thermal losses | ~2°F thermal losses | ~2°F thermal losses | ~2°F thermal losses | ~2°F thermal losses | ~2°F thermal losses | ~2°F thermal losses | ~2°F thermal losses | ~2°F thermal losses | ~2°F thermal losses | 50% reduction in thermal losses | 50% reduction in thermal losses | 50% reduction in thermal losses | 50% reduction in thermal losses | 50% reduction in thermal losses | 50% reduction in thermal losses | 50% reduction in thermal losses | 50% reduction in thermal losses | 50% reduction in thermal losses | 50% reduction in thermal losses | 50% reduction in thermal losses | 50% reduction in thermal losses | 50% reduction in thermal losses | 50% reduction in thermal losses | 50% reduction in thermal losses | 50% reduction in thermal losses | 50% reduction in thermal losses | 50% reduction in thermal losses | 50% reduction in thermal losses | 50% reduction in thermal losses | 50% reduction in thermal losses | 50% reduction in thermal losses | 1.52 | 1.52 | 1.52 | 1.52 | 1.52 | 1.52 | 1.52 | 1.52 | 1.52 | 1.52 | 1.52 | 1.52 | 1.52 | 1.52 | 1.52 | 1.52 | 1.52 | 1.52 | 1.52 | 1.52 | 1.52 | 1.52 | 0 | 0 | 0.0012663 | 0.0011903 | 0.0011595 | 0.0011406 | 0.001131 | 0.0011223 | 0.0011145 | 0.0011069 | 0.0010997 | 0.0010923 | 0.0010823 | 0.0010736 | 0.0010639 | 0.0010624 | 0.0010604 | 0.0010581 | 0.001058 | 0.0010573 | 0.0010583 | 0.0010585 | 0 | 0 | 0 | 0 | 0 | 0 | 0 | 0 | 0 | 0 | 0 | 0 | 0 | 0 | 0 | 0 | 0 | 0 | 0 | 0 | 0 | 0 | 0 | 0 | 0 | 0 | 0 | 0 | 0 | 0 | 0 | 0 | 0 | 0 | 0 | 0 | 0 | 0 | 0 | 0 | 0 | 0 | 0 | 0 | 0 | 0 | 0 | 0 | 0 | 0 | 0 | 0 | 0 | 0 | 0 | 0 | 0 | 0 | 0 | 0 | 0 | 0 | 0 | 0 | 0 | 0 | 0 | 0 | 0 | 0 | 0 | 0 | 0 | 0 | 0 | 0 | 0 | 0 | 0 | 0 | 0 | 0 | 0 | 0 | 0 | 0 | 0 | 0 | 0 | 0 | 0 | 0 | 0 | 0 | 0 | 0 | 0 | 0 | 0 | 0 | 0 | 0 | 0 | 0 | 0 | 0 | 0 | 0 | 0 | 0 | 0 | 0 | 0 | 0 | 0 | 0 | 0 | 0 | 0 | 0 | 0 | 0 | 0 | 0 | 0 | 0 | 0 | 0 | 0 | 0 | 0 | 0 | 0 | 0 | 0 | 0 | 0 | 0 | 0 | 0 | 0 | 0 | 0 | 0 | 0 | 0 | 0 | 0 | 0 | 0 | 0 | 0 | 0 | 0 | 0 | 0 | 0 | 0 | 0 | 0 | 0 | 0 | 0 | 0 | 0 | 0 | 0 | 0 | 0 | 0 | 0 | 0 | 0 | 0 | 0 | 0 | 0 | 0 | 0 | 0 | 0 | 0 | 0 | 0 | 0 | 0 | 0 | 0 | 0 | 0 | 0 | 0 | 0 | 0 | 0 | 0 | 0 | 0 | 0 | 0 | 0 | 0 | 0 | 0 | 0 | 0 | 0 | 0 | 0 | 0 | 0 | 0 | 0 | 0 | 0 | 0 | 0 | 0 | 0 | 0 | 0 | 0 | 0 | 0 | 0 | 0 | 0 | 0 | 0 | 0 | 0 | 0 | 0 | 0 | 0 | 0 | 0 | 0 | 0 | 0 | 0 | 0 | 0 | 0 | 0 | 0 | 0 | 0 | 0 | 0 | 0 | 0 | 0 | 0 | 0 | 0 | 0 | 0 | 0 | 0 | 0 | 0 | 0 | 0 | 0 | 0 | 0 | 0 | 0 | 0 | 0 | 0 | 0 | 0 | 0 | 0 | 0 | 0 | 0 | 0 | 0 | 0 | 0 | 0 | 0 | 0 | 0 | 0 | 0 | 0 | 0 | 0 | 0 | 0 | 0 | 0 | 0 | 0 | 0 | 0 | 0 | 0 | 0 | 0 | 0 | 0 | 0 | 0 | 0 | 0 | 0 | 0 | 0 | 0 | 0 | 0 | 0 | 0 | 0 | 0 | 0 | 0 | 0 | 0 | 0 | 0 | 0 | 0 | 0 | 0 | 0 | 0 | 0 | 0 | 0 | 0 | 0 | 0 | 0 | 0 | 0 | 0 | 0 | 0 | 0 | 0 | 0 | 0 | 0 | 0 | 0 | 0 | 0 | 0 | 0 | 0 | 0 | 0 | 0 | 0 | 0 | 0 | 0 | 0 | 0 | 0 | 0 | 0 | 0 | 0 | 0 | 0 | 0 | 0 | 0 | 0 | 0 | 0 | 0 | 0 | 0 | 0 | 0 | 0 | 0 | 0 | 0 | 0 | 0 | 0 | 0 | 0 | 0 | 0 | 0 | 0 | 0 | 0 | 0 | 0 | 110751.8776 | 110751.8776 | 110751.8776 | 110751.8776 | 110751.8776 | 110751.8776 | 110751.8776 | 110751.8776 | 110751.8776 | 110751.8776 | 110751.8776 | 110751.8776 | 110751.8776 | 110751.8776 | 110751.8776 | 110751.8776 | 110751.8776 | 110751.8776 | 110751.8776 | 110751.8776 | 69223.2564 | 69223.2564 | 69223.2564 | 69223.2564 | 69223.2564 | 69223.2564 | 69223.2564 | 69223.2564 | 69223.2564 | 69223.2564 | 69223.2564 | 69223.2564 | 69223.2564 | 69223.2564 | 69223.2564 | 69223.2564 | 69223.2564 | 69223.2564 | 69223.2564 | 69223.2564
WA_Industrial_Stone, Clay, and Glass_New_Space Heating_Natural Gas_HVAC - Duct Repair and Sealing_A | WA | Industrial | Stone, Clay, and Glass | New | Space Heating | Natural Gas | HVAC - Duct Repair and Sealing | A | IM284 | Poorly sealed/leaky ducts | 30% reduced duct leaking | 20 | 0.0036023 | 0 | 0 | 0 | 0 | 0 | 0 | 0 |  | sqft | 0% | 0% | Retrofit | RetroEven20 | 80.75% | TBD | 0.2% | 112.0167 |  | 70.8916 |  | 0 | MA TRM - 2019-2021 - COM-HVAC-DS | N/A | Building Energy Simulation Tool | Poorly sealed/leaky ducts | Poorly sealed/leaky ducts | Poorly sealed/leaky ducts | Poorly sealed/leaky ducts | Poorly sealed/leaky ducts | Poorly sealed/leaky ducts | Poorly sealed/leaky ducts | Poorly sealed/leaky ducts | Poorly sealed/leaky ducts | Poorly sealed/leaky ducts | Poorly sealed/leaky ducts | Poorly sealed/leaky ducts | Poorly sealed/leaky ducts | Poorly sealed/leaky ducts | Poorly sealed/leaky ducts | Poorly sealed/leaky ducts | Poorly sealed/leaky ducts | Poorly sealed/leaky ducts | Poorly sealed/leaky ducts | Poorly sealed/leaky ducts | Poorly sealed/leaky ducts | Poorly sealed/leaky ducts | 30% reduced duct leaking | 30% reduced duct leaking | 30% reduced duct leaking | 30% reduced duct leaking | 30% reduced duct leaking | 30% reduced duct leaking | 30% reduced duct leaking | 30% reduced duct leaking | 30% reduced duct leaking | 30% reduced duct leaking | 30% reduced duct leaking | 30% reduced duct leaking | 30% reduced duct leaking | 30% reduced duct leaking | 30% reduced duct leaking | 30% reduced duct leaking | 30% reduced duct leaking | 30% reduced duct leaking | 30% reduced duct leaking | 30% reduced duct leaking | 30% reduced duct leaking | 30% reduced duct leaking | 0 | 0 | 0 | 0 | 0 | 0 | 0 | 0 | 0 | 0 | 0 | 0 | 0 | 0 | 0 | 0 | 0 | 0 | 0 | 0 | 0 | 0 | 0 | 0 | 0.0035816 | 0.0033666 | 0.0032793 | 0.003226 | 0.0031988 | 0.0031742 | 0.0031521 | 0.0031306 | 0.0031103 | 0.0030894 | 0.0030611 | 0.0030364 | 0.0030091 | 0.0030046 | 0.0029991 | 0.0029926 | 0.0029923 | 0.0029904 | 0.0029933 | 0.0029938 | 0 | 0 | 0 | 0 | 0 | 0 | 0 | 0 | 0 | 0 | 0 | 0 | 0 | 0 | 0 | 0 | 0 | 0 | 0 | 0 | 0 | 0 | 0 | 0 | 0 | 0 | 0 | 0 | 0 | 0 | 0 | 0 | 0 | 0 | 0 | 0 | 0 | 0 | 0 | 0 | 0 | 0 | 0 | 0 | 0 | 0 | 0 | 0 | 0 | 0 | 0 | 0 | 0 | 0 | 0 | 0 | 0 | 0 | 0 | 0 | 0 | 0 | 0 | 0 | 0 | 0 | 0 | 0 | 0 | 0 | 0 | 0 | 0 | 0 | 0 | 0 | 0 | 0 | 0 | 0 | 0 | 0 | 0 | 0 | 0 | 0 | 0 | 0 | 0 | 0 | 0 | 0 | 0 | 0 | 0 | 0 | 0 | 0 | 0 | 0 | 0 | 0 | 0 | 0 | 0 | 0 | 0 | 0 | 0 | 0 | 0 | 0 | 0 | 0 | 0 | 0 | 0 | 0 | 0 | 0 | 0 | 0 | 0 | 0 | 0 | 0 | 0 | 0 | 0 | 0 | 0 | 0 | 0 | 0 | 0 | 0 | 0 | 0 | 0 | 0 | 0 | 0 | 0 | 0 | 0 | 0 | 0 | 0 | 0 | 0 | 0 | 0 | 0 | 0 | 0 | 0 | 0 | 0 | 0 | 0 | 0 | 0 | 0 | 0 | 0 | 0 | 0 | 0 | 0 | 0 | 0 | 0 | 0 | 0 | 0 | 0 | 0 | 0 | 0 | 0 | 0 | 0 | 0 | 0 | 0 | 0 | 0 | 0 | 0 | 0 | 0 | 0 | 0 | 0 | 0 | 0 | 0 | 0 | 0 | 0 | 0 | 0 | 0 | 0 | 0 | 0 | 0 | 0 | 0 | 0 | 0 | 0 | 0 | 0 | 0 | 0 | 0 | 0 | 0 | 0 | 0 | 0 | 0 | 0 | 0 | 0 | 0 | 0 | 0 | 0 | 0 | 0 | 0 | 0 | 0 | 0 | 0 | 0 | 0 | 0 | 0 | 0 | 0 | 0 | 0 | 0 | 0 | 0 | 0 | 0 | 0 | 0 | 0 | 0 | 0 | 0 | 0 | 0 | 0 | 0 | 0 | 0 | 0 | 0 | 0 | 0 | 0 | 0 | 0 | 0 | 0 | 0 | 0 | 0 | 0 | 0 | 0 | 0 | 0 | 0 | 0 | 0 | 0 | 0 | 0 | 0 | 0 | 0 | 0 | 0 | 0 | 0 | 0 | 0 | 0 | 0 | 0 | 0 | 0 | 0 | 0 | 0 | 0 | 0 | 0 | 0 | 0 | 0 | 0 | 0 | 0 | 0 | 0 | 0 | 0 | 0 | 0 | 0 | 0 | 0 | 0 | 0 | 0 | 0 | 0 | 0 | 0 | 0 | 0 | 0 | 0 | 0 | 0 | 0 | 0 | 0 | 0 | 0 | 0 | 0 | 0 | 0 | 0 | 0 | 0 | 0 | 0 | 0 | 0 | 0 | 0 | 0 | 0 | 0 | 0 | 0 | 0 | 0 | 0 | 0 | 0 | 0 | 0 | 0 | 0 | 0 | 0 | 0 | 0 | 0 | 0 | 0 | 0 | 0 | 0 | 0 | 0 | 0 | 0 | 0 | 0 | 0 | 0 | 0 | 0 | 0 | 0 | 0 | 0 | 0 | 0 | 0 | 0 | 0 | 0 | 0 | 0 | 0 | 0 | 0 | 0 | 0 | 0 | 0 | 0 | 0 | 0 | 0 | 0 | 0 | 0 | 0 | 0 | 0 | 0 | 0 | 0 | 0 | 0 | 0 | 0 | 0 | 0 | 0 | 0 | 0 | 0 | 0 | 0 | 0 | 0 | 0 | 0 | 0 | 0 | 0 | 0 | 0 | 0 | 0
WA_Industrial_Stone, Clay, and Glass_New_Space Heating_Natural Gas_Windows - High Efficiency_A | WA | Industrial | Stone, Clay, and Glass | New | Space Heating | Natural Gas | Windows - High Efficiency | A | IM285 | U-.5 or worse | U-.22 or better | 45 | 0.0073878 | 0 | 0 | 0 | 0 | 0 | 0 | 0 |  | sqft | 0% | 0% | Retrofit | Retro1Slow | 84.81% | TBD | 0.2% | 82.9217 |  | 44.355 |  | 0 | RTF Wkbk - ComWeatherizationSchool_v3_1 | N/A | Building Energy Simulation Tool | U-.5 or worse | U-.5 or worse | U-.5 or worse | U-.5 or worse | U-.5 or worse | U-.5 or worse | U-.5 or worse | U-.5 or worse | U-.5 or worse | U-.5 or worse | U-.5 or worse | U-.5 or worse | U-.5 or worse | U-.5 or worse | U-.5 or worse | U-.5 or worse | U-.5 or worse | U-.5 or worse | U-.5 or worse | U-.5 or worse | U-.5 or worse | U-.5 or worse | U-.22 or better | U-.22 or better | U-.22 or better | U-.22 or better | U-.22 or better | U-.22 or better | U-.22 or better | U-.22 or better | U-.22 or better | U-.22 or better | U-.22 or better | U-.22 or better | U-.22 or better | U-.22 or better | U-.22 or better | U-.22 or better | U-.22 or better | U-.22 or better | U-.22 or better | U-.22 or better | U-.22 or better | U-.22 or better | 0 | 0 | 0 | 0 | 0 | 0 | 0 | 0 | 0 | 0 | 0 | 0 | 0 | 0 | 0 | 0 | 0 | 0 | 0 | 0 | 0 | 0 | 0 | 0 | 0.0073476 | 0.0069079 | 0.0067298 | 0.0066213 | 0.006567 | 0.0065175 | 0.0064734 | 0.0064302 | 0.0063896 | 0.0063477 | 0.0062908 | 0.0062405 | 0.0061853 | 0.0061767 | 0.0061657 | 0.0061527 | 0.0061524 | 0.0061488 | 0.0061552 | 0.0061565 | 0 | 0 | 0 | 0 | 0 | 0 | 0 | 0 | 0 | 0 | 0 | 0 | 0 | 0 | 0 | 0 | 0 | 0 | 0 | 0 | 0 | 0 | 0 | 0 | 0 | 0 | 0 | 0 | 0 | 0 | 0 | 0 | 0 | 0 | 0 | 0 | 0 | 0 | 0 | 0 | 0 | 0 | 0 | 0 | 0 | 0 | 0 | 0 | 0 | 0 | 0 | 0 | 0 | 0 | 0 | 0 | 0 | 0 | 0 | 0 | 0 | 0 | 0 | 0 | 0 | 0 | 0 | 0 | 0 | 0 | 0 | 0 | 0 | 0 | 0 | 0 | 0 | 0 | 0 | 0 | 0 | 0 | 0 | 0 | 0 | 0 | 0 | 0 | 0 | 0 | 0 | 0 | 0 | 0 | 0 | 0 | 0 | 0 | 0 | 0 | 0 | 0 | 0 | 0 | 0 | 0 | 0 | 0 | 0 | 0 | 0 | 0 | 0 | 0 | 0 | 0 | 0 | 0 | 0 | 0 | 0 | 0 | 0 | 0 | 0 | 0 | 0 | 0 | 0 | 0 | 0 | 0 | 0 | 0 | 0 | 0 | 0 | 0 | 0 | 0 | 0 | 0 | 0 | 0 | 0 | 0 | 0 | 0 | 0 | 0 | 0 | 0 | 0 | 0 | 0 | 0 | 0 | 0 | 0 | 0 | 0 | 0 | 0 | 0 | 0 | 0 | 0 | 0 | 0 | 0 | 0 | 0 | 0 | 0 | 0 | 0 | 0 | 0 | 0 | 0 | 0 | 0 | 0 | 0 | 0 | 0 | 0 | 0 | 0 | 0 | 0 | 0 | 0 | 0 | 0 | 0 | 0 | 0 | 0 | 0 | 0 | 0 | 0 | 0 | 0 | 0 | 0 | 0 | 0 | 0 | 0 | 0 | 0 | 0 | 0 | 0 | 0 | 0 | 0 | 0 | 0 | 0 | 0 | 0 | 0 | 0 | 0 | 0 | 0 | 0 | 0 | 0 | 0 | 0 | 0 | 0 | 0 | 0 | 0 | 0 | 0 | 0 | 0 | 0 | 0 | 0 | 0 | 0 | 0 | 0 | 0 | 0 | 0 | 0 | 0 | 0 | 0 | 0 | 0 | 0 | 0 | 0 | 0 | 0 | 0 | 0 | 0 | 0 | 0 | 0 | 0 | 0 | 0 | 0 | 0 | 0 | 0 | 0 | 0 | 0 | 0 | 0 | 0 | 0 | 0 | 0 | 0 | 0 | 0 | 0 | 0 | 0 | 0 | 0 | 0 | 0 | 0 | 0 | 0 | 0 | 0 | 0 | 0 | 0 | 0 | 0 | 0 | 0 | 0 | 0 | 0 | 0 | 0 | 0 | 0 | 0 | 0 | 0 | 0 | 0 | 0 | 0 | 0 | 0 | 0 | 0 | 0 | 0 | 0 | 0 | 0 | 0 | 0 | 0 | 0 | 0 | 0 | 0 | 0 | 0 | 0 | 0 | 0 | 0 | 0 | 0 | 0 | 0 | 0 | 0 | 0 | 0 | 0 | 0 | 0 | 0 | 0 | 0 | 0 | 0 | 0 | 0 | 0 | 0 | 0 | 0 | 0 | 0 | 0 | 0 | 0 | 0 | 0 | 0 | 0 | 0 | 0 | 0 | 0 | 0 | 0 | 0 | 0 | 0 | 0 | 0 | 0 | 0 | 0 | 0 | 0 | 0 | 0 | 0 | 0 | 0 | 0 | 0 | 0 | 0 | 0 | 0 | 0 | 0 | 0 | 0 | 0 | 0 | 0 | 0 | 0 | 0 | 0 | 0 | 0 | 0 | 0 | 0 | 0 | 0 | 0 | 0 | 0 | 0 | 0 | 0 | 0 | 0 | 0 | 0 | 0 | 0 | 0 | 0 | 0 | 0 | 0 | 0 | 0 | 0
WA_Industrial_Stone, Clay, and Glass_New_Space Heating_Natural Gas_Gas Boiler - Maintenance_A | WA | Industrial | Stone, Clay, and Glass | New | Space Heating | Natural Gas | Gas Boiler - Maintenance | A | IM286 | Degrade performance | General cleaning and maintenance | 3 | 6.7831 | 0 | 0 | 0.03 | 0 | 0 | 0 | 0.01675 |  | sqft | 5% | 10% | Retrofit | Retro20Fast | 65.82% | TBD | 0.2% | 70.3124 |  | 56.4634 |  | 0.00010842 | IL TRM - 4.3.10 - CI-HWE-DBTU-V01-180101 | IL TRM - 4.3.10 - CI-HWE-DBTU-V01-180101 | IL TRM - 4.3.10 - CI-HWE-DBTU-V01-180101 | Degrade performance | Degrade performance | Degrade performance | Degrade performance | Degrade performance | Degrade performance | Degrade performance | Degrade performance | Degrade performance | Degrade performance | Degrade performance | Degrade performance | Degrade performance | Degrade performance | Degrade performance | Degrade performance | Degrade performance | Degrade performance | Degrade performance | Degrade performance | Degrade performance | Degrade performance | General cleaning and maintenance | General cleaning and maintenance | General cleaning and maintenance | General cleaning and maintenance | General cleaning and maintenance | General cleaning and maintenance | General cleaning and maintenance | General cleaning and maintenance | General cleaning and maintenance | General cleaning and maintenance | General cleaning and maintenance | General cleaning and maintenance | General cleaning and maintenance | General cleaning and maintenance | General cleaning and maintenance | General cleaning and maintenance | General cleaning and maintenance | General cleaning and maintenance | General cleaning and maintenance | General cleaning and maintenance | General cleaning and maintenance | General cleaning and maintenance | 0.03 | 0.03 | 0.03 | 0.03 | 0.03 | 0.03 | 0.03 | 0.03 | 0.03 | 0.03 | 0.03 | 0.03 | 0.03 | 0.03 | 0.03 | 0.03 | 0.03 | 0.03 | 0.03 | 0.03 | 0.03 | 0.03 | 0 | 0 | 6.7605 | 6.3646 | 6.2097 | 6.1195 | 6.0843 | 6.0536 | 6.0304 | 6.01 | 5.9977 | 5.9857 | 5.9615 | 5.9421 | 5.9215 | 5.9397 | 5.9505 | 5.9502 | 5.9614 | 5.9596 | 5.9624 | 5.9568 | 0.00012717 | 0.00014645 | 0.00014105 | 0.00014449 | 0.00014489 | 0.00014375 | 0.00014239 | 0.00014312 | 0.00014242 | 0.00025393 | 0.00027914 | 0.00027607 | 0.00050242 | 0.00055623 | 0.00055292 | 0.0010097 | 0.0011165 | 0.0011075 | 0.0020522 | 0.0022361 | 0.00012717 | 0.00026617 | 0.00040074 | 0.0004243 | 0.00042675 | 0.00043084 | 0.00042919 | 0.00042774 | 0.00042686 | 0.00042601 | 0.00042429 | 0.00042291 | 0.00042144 | 0.00042273 | 0.0004235 | 0.00042348 | 0.00042428 | 0.00042415 | 0.00042435 | 0.00042395 | 0.018811 | 0.02301 | 0.022714 | 0.023612 | 0.023813 | 0.023745 | 0.023612 | 0.023813 | 0.023745 | 0.042423 | 0.046823 | 0.046459 | 0.084846 | 0.093646 | 0.092919 | 0.16969 | 0.18729 | 0.18584 | 0.34418 | 0.37539 | 0.018811 | 0.04182 | 0.064534 | 0.069336 | 0.070139 | 0.071171 | 0.071171 | 0.071171 | 0.071171 | 0.071171 | 0.071171 | 0.071171 | 0.071171 | 0.071171 | 0.071171 | 0.071171 | 0.071171 | 0.071171 | 0.071171 | 0.071171 | 0.00010842 | 0.00013117 | 0.00012851 | 0.00013269 | 0.0001333 | 0.00013233 | 0.00013105 | 0.00013162 | 0.00013087 | 0.00023311 | 0.00025614 | 0.00025312 | 0.00046045 | 0.00050653 | 0.00050102 | 0.00091124 | 0.0010037 | 0.0009932 | 0.0018354 | 0.0019989 | 0.00010842 | 0.0002384 | 0.00036513 | 0.00038963 | 0.00039262 | 0.00039663 | 0.00039501 | 0.00039337 | 0.00039226 | 0.00039108 | 0.00038933 | 0.00038775 | 0.00038624 | 0.00038496 | 0.00038376 | 0.00038218 | 0.00038142 | 0.00038037 | 0.00037952 | 0.00037898 | 0.015989 | 0.019558 | 0.019307 | 0.02007 | 0.020241 | 0.020184 | 0.02007 | 0.020241 | 0.020184 | 0.036059 | 0.039799 | 0.03949 | 0.072119 | 0.079599 | 0.078981 | 0.14424 | 0.1592 | 0.15796 | 0.29256 | 0.31908 | 0.015989 | 0.035547 | 0.054854 | 0.058936 | 0.059618 | 0.060495 | 0.060495 | 0.060495 | 0.060495 | 0.060495 | 0.060495 | 0.060495 | 0.060495 | 0.060495 | 0.060495 | 0.060495 | 0.060495 | 0.060495 | 0.060495 | 0.060495 | 0.00010842 | 0.00013117 | 0.00012851 | 0.00013269 | 0.0001333 | 0.00013233 | 0.00013105 | 0.00013162 | 0.00013087 | 0.00023311 | 0.00025614 | 0.00025312 | 0.00046045 | 0.00050653 | 0.00050102 | 0.00091124 | 0.0010037 | 0.0009932 | 0.0018354 | 0.0019989 | 0.00010842 | 0.0002384 | 0.00036513 | 0.00038963 | 0.00039262 | 0.00039663 | 0.00039501 | 0.00039337 | 0.00039226 | 0.00039108 | 0.00038933 | 0.00038775 | 0.00038624 | 0.00038496 | 0.00038376 | 0.00038218 | 0.00038142 | 0.00038037 | 0.00037952 | 0.00037898 | 0.015989 | 0.019558 | 0.019307 | 0.02007 | 0.020241 | 0.020184 | 0.02007 | 0.020241 | 0.020184 | 0.036059 | 0.039799 | 0.03949 | 0.072119 | 0.079599 | 0.078981 | 0.14424 | 0.1592 | 0.15796 | 0.29256 | 0.31908 | 0.015989 | 0.035547 | 0.054854 | 0.058936 | 0.059618 | 0.060495 | 0.060495 | 0.060495 | 0.060495 | 0.060495 | 0.060495 | 0.060495 | 0.060495 | 0.060495 | 0.060495 | 0.060495 | 0.060495 | 0.060495 | 0.060495 | 0.060495 | 0.00010842 | 0.00013117 | 0.00012851 | 0.00013269 | 0.0001333 | 0.00013233 | 0.00013105 | 0.00013162 | 0.00013087 | 0.00023311 | 0.00025614 | 0.00025312 | 0.00046045 | 0.00050653 | 0.00050102 | 0.00091124 | 0.0010037 | 0.0009932 | 0.0018354 | 0.0019989 | 0.00010842 | 0.0002384 | 0.00036513 | 0.00038963 | 0.00039262 | 0.00039663 | 0.00039501 | 0.00039337 | 0.00039226 | 0.00039108 | 0.00038933 | 0.00038775 | 0.00038624 | 0.00038496 | 0.00038376 | 0.00038218 | 0.00038142 | 0.00038037 | 0.00037952 | 0.00037898 | 0.015989 | 0.019558 | 0.019307 | 0.02007 | 0.020241 | 0.020184 | 0.02007 | 0.020241 | 0.020184 | 0.036059 | 0.039799 | 0.03949 | 0.072119 | 0.079599 | 0.078981 | 0.14424 | 0.1592 | 0.15796 | 0.29256 | 0.31908 | 0.015989 | 0.035547 | 0.054854 | 0.058936 | 0.059618 | 0.060495 | 0.060495 | 0.060495 | 0.060495 | 0.060495 | 0.060495 | 0.060495 | 0.060495 | 0.060495 | 0.060495 | 0.060495 | 0.060495 | 0.060495 | 0.060495 | 0.060495 | 0.00010842 | 0.00013117 | 0.00012851 | 0.00013269 | 0.0001333 | 0.00013233 | 0.00013105 | 0.00013162 | 0.00013087 | 0.00023311 | 0.00025614 | 0.00025312 | 0.00046045 | 0.00050653 | 0.00050102 | 0.00091124 | 0.0010037 | 0.0009932 | 0.0018354 | 0.0019989 | 0.00010842 | 0.0002384 | 0.00036513 | 0.00038963 | 0.00039262 | 0.00039663 | 0.00039501 | 0.00039337 | 0.00039226 | 0.00039108 | 0.00038933 | 0.00038775 | 0.00038624 | 0.00038496 | 0.00038376 | 0.00038218 | 0.00038142 | 0.00038037 | 0.00037952 | 0.00037898 | 0.015989 | 0.019558 | 0.019307 | 0.02007 | 0.020241 | 0.020184 | 0.02007 | 0.020241 | 0.020184 | 0.036059 | 0.039799 | 0.03949 | 0.072119 | 0.079599 | 0.078981 | 0.14424 | 0.1592 | 0.15796 | 0.29256 | 0.31908 | 0.015989 | 0.035547 | 0.054854 | 0.058936 | 0.059618 | 0.060495 | 0.060495 | 0.060495 | 0.060495 | 0.060495 | 0.060495 | 0.060495 | 0.060495 | 0.060495 | 0.060495 | 0.060495 | 0.060495 | 0.060495 | 0.060495 | 0.060495 | 1.0072 | 1.0072 | 1.0072 | 1.0072 | 1.0072 | 1.0072 | 1.0072 | 1.0072 | 1.0072 | 1.0072 | 1.0072 | 1.0072 | 1.0072 | 1.0072 | 1.0072 | 1.0072 | 1.0072 | 1.0072 | 1.0072 | 1.0072 | 0.80881 | 0.80881 | 0.80881 | 0.80881 | 0.80881 | 0.80881 | 0.80881 | 0.80881 | 0.80881 | 0.80881 | 0.80881 | 0.80881 | 0.80881 | 0.80881 | 0.80881 | 0.80881 | 0.80881 | 0.80881 | 0.80881 | 0.80881
WA_Industrial_Stone, Clay, and Glass_New_Process_Natural Gas_Gas Boiler - Maintenance_A | WA | Industrial | Stone, Clay, and Glass | New | Process | Natural Gas | Gas Boiler - Maintenance | A | IM287 | Degrade performance | General cleaning and maintenance | 3 | 4.2096 | 0 | 0 | 0.03 | 0 | 0 | 0 | 0.01675 |  | sqft | 5% | 10% | Retrofit | Retro20Fast | 65.82% | TBD | 0.2% | 70.3124 |  | 56.4634 |  | 0.00010845 | IL TRM - 4.3.10 - CI-HWE-DBTU-V01-180101 | IL TRM - 4.3.10 - CI-HWE-DBTU-V01-180101 | IL TRM - 4.3.10 - CI-HWE-DBTU-V01-180101 | Degrade performance | Degrade performance | Degrade performance | Degrade performance | Degrade performance | Degrade performance | Degrade performance | Degrade performance | Degrade performance | Degrade performance | Degrade performance | Degrade performance | Degrade performance | Degrade performance | Degrade performance | Degrade performance | Degrade performance | Degrade performance | Degrade performance | Degrade performance | Degrade performance | Degrade performance | General cleaning and maintenance | General cleaning and maintenance | General cleaning and maintenance | General cleaning and maintenance | General cleaning and maintenance | General cleaning and maintenance | General cleaning and maintenance | General cleaning and maintenance | General cleaning and maintenance | General cleaning and maintenance | General cleaning and maintenance | General cleaning and maintenance | General cleaning and maintenance | General cleaning and maintenance | General cleaning and maintenance | General cleaning and maintenance | General cleaning and maintenance | General cleaning and maintenance | General cleaning and maintenance | General cleaning and maintenance | General cleaning and maintenance | General cleaning and maintenance | 0.03 | 0.03 | 0.03 | 0.03 | 0.03 | 0.03 | 0.03 | 0.03 | 0.03 | 0.03 | 0.03 | 0.03 | 0.03 | 0.03 | 0.03 | 0.03 | 0.03 | 0.03 | 0.03 | 0.03 | 0.03 | 0.03 | 0 | 0 | 6.7831 | 6.7831 | 6.7831 | 6.7831 | 6.7831 | 6.7831 | 6.7831 | 6.7831 | 6.7831 | 6.7831 | 6.7831 | 6.7831 | 6.7831 | 6.7831 | 6.7831 | 6.7831 | 6.7831 | 6.7831 | 6.7831 | 6.7831 | 0.00012759 | 0.00015608 | 0.00015407 | 0.00016016 | 0.00016153 | 0.00016107 | 0.00016016 | 0.00016153 | 0.00016107 | 0.00028776 | 0.0003176 | 0.00031514 | 0.00057551 | 0.00063521 | 0.00063027 | 0.001151 | 0.0012704 | 0.0012605 | 0.0023346 | 0.0025463 | 0.00012759 | 0.00028367 | 0.00043774 | 0.00047031 | 0.00047576 | 0.00048276 | 0.00048276 | 0.00048276 | 0.00048276 | 0.00048276 | 0.00048276 | 0.00048276 | 0.00048276 | 0.00048276 | 0.00048276 | 0.00048276 | 0.00048276 | 0.00048276 | 0.00048276 | 0.00048276 | 0.018811 | 0.02301 | 0.022714 | 0.023612 | 0.023813 | 0.023745 | 0.023612 | 0.023813 | 0.023745 | 0.042423 | 0.046823 | 0.046459 | 0.084846 | 0.093646 | 0.092919 | 0.16969 | 0.18729 | 0.18584 | 0.34418 | 0.37539 | 0.018811 | 0.04182 | 0.064534 | 0.069336 | 0.070139 | 0.071171 | 0.071171 | 0.071171 | 0.071171 | 0.071171 | 0.071171 | 0.071171 | 0.071171 | 0.071171 | 0.071171 | 0.071171 | 0.071171 | 0.071171 | 0.071171 | 0.071171 | 0.00010845 | 0.00013267 | 0.00013096 | 0.00013614 | 0.0001373 | 0.00013691 | 0.00013614 | 0.0001373 | 0.00013691 | 0.00024459 | 0.00026996 | 0.00026787 | 0.00048919 | 0.00053992 | 0.00053573 | 0.00097837 | 0.0010798 | 0.0010715 | 0.0019844 | 0.0021643 | 0.00010845 | 0.00024112 | 0.00037208 | 0.00039976 | 0.00040439 | 0.00041034 | 0.00041034 | 0.00041034 | 0.00041034 | 0.00041034 | 0.00041034 | 0.00041034 | 0.00041034 | 0.00041034 | 0.00041034 | 0.00041034 | 0.00041034 | 0.00041034 | 0.00041034 | 0.00041034 | 0.015989 | 0.019558 | 0.019307 | 0.02007 | 0.020241 | 0.020184 | 0.02007 | 0.020241 | 0.020184 | 0.036059 | 0.039799 | 0.03949 | 0.072119 | 0.079599 | 0.078981 | 0.14424 | 0.1592 | 0.15796 | 0.29256 | 0.31908 | 0.015989 | 0.035547 | 0.054854 | 0.058936 | 0.059618 | 0.060495 | 0.060495 | 0.060495 | 0.060495 | 0.060495 | 0.060495 | 0.060495 | 0.060495 | 0.060495 | 0.060495 | 0.060495 | 0.060495 | 0.060495 | 0.060495 | 0.060495 | 0.00010845 | 0.00013267 | 0.00013096 | 0.00013614 | 0.0001373 | 0.00013691 | 0.00013614 | 0.0001373 | 0.00013691 | 0.00024459 | 0.00026996 | 0.00026787 | 0.00048919 | 0.00053992 | 0.00053573 | 0.00097837 | 0.0010798 | 0.0010715 | 0.0019844 | 0.0021643 | 0.00010845 | 0.00024112 | 0.00037208 | 0.00039976 | 0.00040439 | 0.00041034 | 0.00041034 | 0.00041034 | 0.00041034 | 0.00041034 | 0.00041034 | 0.00041034 | 0.00041034 | 0.00041034 | 0.00041034 | 0.00041034 | 0.00041034 | 0.00041034 | 0.00041034 | 0.00041034 | 0.015989 | 0.019558 | 0.019307 | 0.02007 | 0.020241 | 0.020184 | 0.02007 | 0.020241 | 0.020184 | 0.036059 | 0.039799 | 0.03949 | 0.072119 | 0.079599 | 0.078981 | 0.14424 | 0.1592 | 0.15796 | 0.29256 | 0.31908 | 0.015989 | 0.035547 | 0.054854 | 0.058936 | 0.059618 | 0.060495 | 0.060495 | 0.060495 | 0.060495 | 0.060495 | 0.060495 | 0.060495 | 0.060495 | 0.060495 | 0.060495 | 0.060495 | 0.060495 | 0.060495 | 0.060495 | 0.060495 | 0.00010845 | 0.00013267 | 0.00013096 | 0.00013614 | 0.0001373 | 0.00013691 | 0.00013614 | 0.0001373 | 0.00013691 | 0.00024459 | 0.00026996 | 0.00026787 | 0.00048919 | 0.00053992 | 0.00053573 | 0.00097837 | 0.0010798 | 0.0010715 | 0.0019844 | 0.0021643 | 0.00010845 | 0.00024112 | 0.00037208 | 0.00039976 | 0.00040439 | 0.00041034 | 0.00041034 | 0.00041034 | 0.00041034 | 0.00041034 | 0.00041034 | 0.00041034 | 0.00041034 | 0.00041034 | 0.00041034 | 0.00041034 | 0.00041034 | 0.00041034 | 0.00041034 | 0.00041034 | 0.015989 | 0.019558 | 0.019307 | 0.02007 | 0.020241 | 0.020184 | 0.02007 | 0.020241 | 0.020184 | 0.036059 | 0.039799 | 0.03949 | 0.072119 | 0.079599 | 0.078981 | 0.14424 | 0.1592 | 0.15796 | 0.29256 | 0.31908 | 0.015989 | 0.035547 | 0.054854 | 0.058936 | 0.059618 | 0.060495 | 0.060495 | 0.060495 | 0.060495 | 0.060495 | 0.060495 | 0.060495 | 0.060495 | 0.060495 | 0.060495 | 0.060495 | 0.060495 | 0.060495 | 0.060495 | 0.060495 | 0.00010845 | 0.00013267 | 0.00013096 | 0.00013614 | 0.0001373 | 0.00013691 | 0.00013614 | 0.0001373 | 0.00013691 | 0.00024459 | 0.00026996 | 0.00026787 | 0.00048919 | 0.00053992 | 0.00053573 | 0.00097837 | 0.0010798 | 0.0010715 | 0.0019844 | 0.0021643 | 0.00010845 | 0.00024112 | 0.00037208 | 0.00039976 | 0.00040439 | 0.00041034 | 0.00041034 | 0.00041034 | 0.00041034 | 0.00041034 | 0.00041034 | 0.00041034 | 0.00041034 | 0.00041034 | 0.00041034 | 0.00041034 | 0.00041034 | 0.00041034 | 0.00041034 | 0.00041034 | 0.015989 | 0.019558 | 0.019307 | 0.02007 | 0.020241 | 0.020184 | 0.02007 | 0.020241 | 0.020184 | 0.036059 | 0.039799 | 0.03949 | 0.072119 | 0.079599 | 0.078981 | 0.14424 | 0.1592 | 0.15796 | 0.29256 | 0.31908 | 0.015989 | 0.035547 | 0.054854 | 0.058936 | 0.059618 | 0.060495 | 0.060495 | 0.060495 | 0.060495 | 0.060495 | 0.060495 | 0.060495 | 0.060495 | 0.060495 | 0.060495 | 0.060495 | 0.060495 | 0.060495 | 0.060495 | 0.060495 | 1.0072 | 1.0072 | 1.0072 | 1.0072 | 1.0072 | 1.0072 | 1.0072 | 1.0072 | 1.0072 | 1.0072 | 1.0072 | 1.0072 | 1.0072 | 1.0072 | 1.0072 | 1.0072 | 1.0072 | 1.0072 | 1.0072 | 1.0072 | 0.80881 | 0.80881 | 0.80881 | 0.80881 | 0.80881 | 0.80881 | 0.80881 | 0.80881 | 0.80881 | 0.80881 | 0.80881 | 0.80881 | 0.80881 | 0.80881 | 0.80881 | 0.80881 | 0.80881 | 0.80881 | 0.80881 | 0.80881
WA_Industrial_Stone, Clay, and Glass_New_Space Heating_Natural Gas_Gas Furnace - Maintenance_A | WA | Industrial | Stone, Clay, and Glass | New | Space Heating | Natural Gas | Gas Furnace - Maintenance | A | IM288 | Degrade performance | General cleaning and maintenance | 3 | 0.0083129 | 0 | 0 | 0.03 | 0 | 0 | 0 | 0.017 |  | sqft | 5% | 10% | Retrofit | Retro20Fast | 65.82% | TBD | 0.2% | 455.5108 |  | 365.7916 |  | 4.2338e-07 | IL TRM - 4.4.31 - CI-HVC-FTUN-V03-200101 | MN TRM 3.1 - Forced-Air Heating Maintenance v2.0 | MN TRM v3.1 - Forced-Air Heating Maintenance | Degrade performance | Degrade performance | Degrade performance | Degrade performance | Degrade performance | Degrade performance | Degrade performance | Degrade performance | Degrade performance | Degrade performance | Degrade performance | Degrade performance | Degrade performance | Degrade performance | Degrade performance | Degrade performance | Degrade performance | Degrade performance | Degrade performance | Degrade performance | Degrade performance | Degrade performance | General cleaning and maintenance | General cleaning and maintenance | General cleaning and maintenance | General cleaning and maintenance | General cleaning and maintenance | General cleaning and maintenance | General cleaning and maintenance | General cleaning and maintenance | General cleaning and maintenance | General cleaning and maintenance | General cleaning and maintenance | General cleaning and maintenance | General cleaning and maintenance | General cleaning and maintenance | General cleaning and maintenance | General cleaning and maintenance | General cleaning and maintenance | General cleaning and maintenance | General cleaning and maintenance | General cleaning and maintenance | General cleaning and maintenance | General cleaning and maintenance | 0.03 | 0.03 | 0.03 | 0.03 | 0.03 | 0.03 | 0.03 | 0.03 | 0.03 | 0.03 | 0.03 | 0.03 | 0.03 | 0.03 | 0.03 | 0.03 | 0.03 | 0.03 | 0.03 | 0.03 | 0.03 | 0.03 | 0 | 0 | 0.0082724 | 0.0077812 | 0.0075856 | 0.00747 | 0.0074196 | 0.0073773 | 0.0073449 | 0.0073172 | 0.0072985 | 0.0072811 | 0.007249 | 0.0072235 | 0.0071953 | 0.007215 | 0.0072259 | 0.0072248 | 0.0072372 | 0.007235 | 0.0072384 | 0.0072317 | 4.9649e-07 | 5.7126e-07 | 5.4974e-07 | 5.6277e-07 | 5.6373e-07 | 5.5892e-07 | 5.5335e-07 | 5.5594e-07 | 5.5296e-07 | 9.8553e-07 | 1.083e-06 | 1.0708e-06 | 1.9478e-06 | 2.1558e-06 | 2.1422e-06 | 3.9116e-06 | 4.3248e-06 | 4.2899e-06 | 7.949e-06 | 8.6615e-06 | 4.9649e-07 | 1.0383e-06 | 1.5619e-06 | 1.6526e-06 | 1.6604e-06 | 1.6752e-06 | 1.6679e-06 | 1.6616e-06 | 1.6573e-06 | 1.6534e-06 | 1.6461e-06 | 1.6403e-06 | 1.6339e-06 | 1.6384e-06 | 1.6408e-06 | 1.6406e-06 | 1.6434e-06 | 1.6429e-06 | 1.6437e-06 | 1.6422e-06 | 0.060017 | 0.073416 | 0.072471 | 0.075338 | 0.075978 | 0.075763 | 0.075338 | 0.075978 | 0.075763 | 0.13536 | 0.14939 | 0.14823 | 0.27071 | 0.29879 | 0.29647 | 0.54142 | 0.59758 | 0.59294 | 1.0982 | 1.1977 | 0.060017 | 0.13343 | 0.2059 | 0.22122 | 0.22379 | 0.22708 | 0.22708 | 0.22708 | 0.22708 | 0.22708 | 0.22708 | 0.22708 | 0.22708 | 0.22708 | 0.22708 | 0.22708 | 0.22708 | 0.22708 | 0.22708 | 0.22708 | 4.2338e-07 | 5.1183e-07 | 5.0113e-07 | 5.1709e-07 | 5.1902e-07 | 5.1497e-07 | 5.0976e-07 | 5.1178e-07 | 5.0868e-07 | 9.0575e-07 | 9.9491e-07 | 9.8294e-07 | 1.7874e-06 | 1.9657e-06 | 1.9439e-06 | 3.5351e-06 | 3.8935e-06 | 3.8526e-06 | 7.1193e-06 | 7.7537e-06 | 4.2338e-07 | 9.3026e-07 | 1.4238e-06 | 1.5184e-06 | 1.5287e-06 | 1.5435e-06 | 1.5365e-06 | 1.5296e-06 | 1.5246e-06 | 1.5195e-06 | 1.5123e-06 | 1.5058e-06 | 1.4993e-06 | 1.494e-06 | 1.4889e-06 | 1.4827e-06 | 1.4795e-06 | 1.4754e-06 | 1.4721e-06 | 1.47e-06 | 0.051015 | 0.062403 | 0.061601 | 0.064037 | 0.064581 | 0.064398 | 0.064037 | 0.064581 | 0.064398 | 0.11505 | 0.12698 | 0.126 | 0.2301 | 0.25397 | 0.252 | 0.46021 | 0.50794 | 0.504 | 0.93344 | 1.0181 | 0.051015 | 0.11342 | 0.17502 | 0.18804 | 0.19022 | 0.19302 | 0.19302 | 0.19302 | 0.19302 | 0.19302 | 0.19302 | 0.19302 | 0.19302 | 0.19302 | 0.19302 | 0.19302 | 0.19302 | 0.19302 | 0.19302 | 0.19302 | 0 | 0 | 0 | 0 | 0 | 0 | 0 | 0 | 0 | 0 | 0 | 0 | 0 | 0 | 0 | 0 | 0 | 0 | 0 | 0 | 0 | 0 | 0 | 0 | 0 | 0 | 0 | 0 | 0 | 0 | 0 | 0 | 0 | 0 | 0 | 0 | 0 | 0 | 0 | 0 | 0 | 0 | 0 | 0 | 0 | 0 | 0 | 0 | 0 | 0 | 0 | 0 | 0 | 0 | 0 | 0 | 0 | 0 | 0 | 0 | 0 | 0 | 0 | 0 | 0 | 0 | 0 | 0 | 0 | 0 | 0 | 0 | 0 | 0 | 0 | 0 | 0 | 0 | 0 | 0 | 0 | 0 | 0 | 0 | 0 | 0 | 0 | 0 | 0 | 0 | 0 | 0 | 0 | 0 | 0 | 0 | 0 | 0 | 0 | 0 | 0 | 0 | 0 | 0 | 0 | 0 | 0 | 0 | 0 | 0 | 0 | 0 | 0 | 0 | 0 | 0 | 0 | 0 | 0 | 0 | 0 | 0 | 0 | 0 | 0 | 0 | 0 | 0 | 0 | 0 | 0 | 0 | 0 | 0 | 0 | 0 | 0 | 0 | 0 | 0 | 0 | 0 | 0 | 0 | 0 | 0 | 0 | 0 | 0 | 0 | 0 | 0 | 0 | 0 | 0 | 0 | 0 | 0 | 0 | 0 | 0 | 0 | 0 | 0 | 0 | 0 | 0 | 0 | 0 | 0 | 0 | 0 | 0 | 0 | 0 | 0 | 0 | 0 | 0 | 0 | 0 | 0 | 0 | 0 | 0 | 0 | 0 | 0 | 0 | 0 | 0 | 0 | 0 | 0 | 0 | 0 | 0 | 0 | 0 | 0 | 0 | 0 | 0 | 0 | 0 | 0 | 0 | 0 | 0 | 0 | 0 | 0 | 0 | 0 | 0 | 0 | 0 | 0 | 0 | 0 | 0 | 0 | 0 | 0 | 0 | 0 | 0 | 0 | 0 | 0 | 0 | 0 | 0 | 0 | 0 | 0 | 0 | 0 | 0 | 0 | 1331.8648 | 1331.8648 | 1331.8648 | 1331.8648 | 1331.8648 | 1331.8648 | 1331.8648 | 1331.8648 | 1331.8648 | 1331.8648 | 1331.8648 | 1331.8648 | 1331.8648 | 1331.8648 | 1331.8648 | 1331.8648 | 1331.8648 | 1331.8648 | 1331.8648 | 1331.8648 | 1069.5353 | 1069.5353 | 1069.5353 | 1069.5353 | 1069.5353 | 1069.5353 | 1069.5353 | 1069.5353 | 1069.5353 | 1069.5353 | 1069.5353 | 1069.5353 | 1069.5353 | 1069.5353 | 1069.5353 | 1069.5353 | 1069.5353 | 1069.5353 | 1069.5353 | 1069.5353
WA_Industrial_Stone, Clay, and Glass_New_Space Heating_Natural Gas_Gas Boiler - Hot Water Reset_A | WA | Industrial | Stone, Clay, and Glass | New | Space Heating | Natural Gas | Gas Boiler - Hot Water Reset | A | IM289 | No control | Reset control installed | 16 | 24.6657 | 0 | 0 | 64.47 | 0 | 0 | 0 | 32.2332 |  | sqft | 20% | 45% | Retrofit | Retro5Med | 81.71% | TBD | 0.2% | 202.7328 |  | 133.1219 |  | 0.0013167 | IL TRM - 4.4.4 - CI-HVC-BLRC-V04-210101 | IL TRM - 4.4.4 - CI-HVC-BLRC-V04-210101 | IL TRM - 4.4.4 - CI-HVC-BLRC-V04-210101 | No control | No control | No control | No control | No control | No control | No control | No control | No control | No control | No control | No control | No control | No control | No control | No control | No control | No control | No control | No control | No control | No control | Reset control installed | Reset control installed | Reset control installed | Reset control installed | Reset control installed | Reset control installed | Reset control installed | Reset control installed | Reset control installed | Reset control installed | Reset control installed | Reset control installed | Reset control installed | Reset control installed | Reset control installed | Reset control installed | Reset control installed | Reset control installed | Reset control installed | Reset control installed | Reset control installed | Reset control installed | 64.47 | 64.47 | 64.47 | 64.47 | 64.47 | 64.47 | 64.47 | 64.47 | 64.47 | 64.47 | 64.47 | 64.47 | 64.47 | 64.47 | 64.47 | 64.47 | 64.47 | 64.47 | 64.47 | 64.47 | 64.47 | 64.47 | 0 | 0 | 7.6172 | 7.1652 | 6.9855 | 6.8794 | 6.8334 | 6.7948 | 6.7655 | 6.7403 | 6.7236 | 6.7079 | 6.6786 | 6.6553 | 6.6296 | 6.648 | 6.6582 | 6.6573 | 6.669 | 6.6672 | 6.6706 | 6.6646 | 0.0015441 | 0.0031123 | 0.0052946 | 0.0080794 | 0.010537 | 0.014115 | 0.017431 | 0.020044 | 0.020456 | 0.019134 | 0.015952 | 0.011446 | 0.0069836 | 0.0035849 | 0.0016093 | 0.00062333 | 0.0013519 | 0.002896 | 0.0050559 | 0.0078272 | 0.0015441 | 0.0045648 | 0.0097449 | 0.017676 | 0.028095 | 0.042052 | 0.059301 | 0.079125 | 0.099384 | 0.11829 | 0.13372 | 0.1447 | 0.15113 | 0.15513 | 0.15698 | 0.15758 | 0.15786 | 0.15781 | 0.15789 | 0.15775 | 0.20271 | 0.43437 | 0.75795 | 1.1744 | 1.542 | 2.0774 | 2.5764 | 2.9738 | 3.0424 | 2.8524 | 2.3885 | 1.7198 | 1.0534 | 0.53925 | 0.2417 | 0.093631 | 0.20271 | 0.43437 | 0.75795 | 1.1744 | 0.20271 | 0.63708 | 1.395 | 2.5695 | 4.1114 | 6.1888 | 8.7652 | 11.739 | 14.7815 | 17.6339 | 20.0223 | 21.7421 | 22.7955 | 23.3348 | 23.5765 | 23.6701 | 23.6701 | 23.6701 | 23.6701 | 23.6701 | 0.0013167 | 0.0027885 | 0.0048263 | 0.0074234 | 0.0097008 | 0.013005 | 0.016056 | 0.018451 | 0.018816 | 0.017583 | 0.014653 | 0.010506 | 0.0064078 | 0.0032686 | 0.0014601 | 0.00056327 | 0.0012169 | 0.0026004 | 0.0045276 | 0.0070058 | 0.0013167 | 0.0040899 | 0.008883 | 0.016241 | 0.025866 | 0.038743 | 0.054626 | 0.072834 | 0.091418 | 0.1087 | 0.12284 | 0.13282 | 0.13867 | 0.14144 | 0.14242 | 0.14239 | 0.1421 | 0.14171 | 0.14139 | 0.1412 | 0.1723 | 0.36921 | 0.64426 | 0.99828 | 1.3107 | 1.7658 | 2.1899 | 2.5278 | 2.5861 | 2.4246 | 2.0302 | 1.4618 | 0.89538 | 0.45837 | 0.20545 | 0.079586 | 0.1723 | 0.36921 | 0.64426 | 0.99828 | 0.1723 | 0.54152 | 1.1858 | 2.1841 | 3.4947 | 5.2605 | 7.4504 | 9.9782 | 12.5642 | 14.9888 | 17.019 | 18.4808 | 19.3762 | 19.8345 | 20.04 | 20.1196 | 20.1196 | 20.1196 | 20.1196 | 20.1196 | 0.0013167 | 0.0027885 | 0.0048263 | 0.0074234 | 0.0097008 | 0.013005 | 0.016056 | 0.018451 | 0.018816 | 0.017583 | 0.014653 | 0.010506 | 0.0064078 | 0.0032686 | 0.0014601 | 0.00056327 | 0.0012169 | 0.0026004 | 0.0045276 | 0.0070058 | 0.0013167 | 0.0040899 | 0.008883 | 0.016241 | 0.025866 | 0.038743 | 0.054626 | 0.072834 | 0.091418 | 0.1087 | 0.12284 | 0.13282 | 0.13867 | 0.14144 | 0.14242 | 0.14239 | 0.1421 | 0.14171 | 0.14139 | 0.1412 | 0.1723 | 0.36921 | 0.64426 | 0.99828 | 1.3107 | 1.7658 | 2.1899 | 2.5278 | 2.5861 | 2.4246 | 2.0302 | 1.4618 | 0.89538 | 0.45837 | 0.20545 | 0.079586 | 0.1723 | 0.36921 | 0.64426 | 0.99828 | 0.1723 | 0.54152 | 1.1858 | 2.1841 | 3.4947 | 5.2605 | 7.4504 | 9.9782 | 12.5642 | 14.9888 | 17.019 | 18.4808 | 19.3762 | 19.8345 | 20.04 | 20.1196 | 20.1196 | 20.1196 | 20.1196 | 20.1196 | 0.0013167 | 0.0027885 | 0.0048263 | 0.0074234 | 0.0097008 | 0.013005 | 0.016056 | 0.018451 | 0.018816 | 0.017583 | 0.014653 | 0.010506 | 0.0064078 | 0.0032686 | 0.0014601 | 0.00056327 | 0.0012169 | 0.0026004 | 0.0045276 | 0.0070058 | 0.0013167 | 0.0040899 | 0.008883 | 0.016241 | 0.025866 | 0.038743 | 0.054626 | 0.072834 | 0.091418 | 0.1087 | 0.12284 | 0.13282 | 0.13867 | 0.14144 | 0.14242 | 0.14239 | 0.1421 | 0.14171 | 0.14139 | 0.1412 | 0.1723 | 0.36921 | 0.64426 | 0.99828 | 1.3107 | 1.7658 | 2.1899 | 2.5278 | 2.5861 | 2.4246 | 2.0302 | 1.4618 | 0.89538 | 0.45837 | 0.20545 | 0.079586 | 0.1723 | 0.36921 | 0.64426 | 0.99828 | 0.1723 | 0.54152 | 1.1858 | 2.1841 | 3.4947 | 5.2605 | 7.4504 | 9.9782 | 12.5642 | 14.9888 | 17.019 | 18.4808 | 19.3762 | 19.8345 | 20.04 | 20.1196 | 20.1196 | 20.1196 | 20.1196 | 20.1196 | 0.0013167 | 0.0027885 | 0.0048263 | 0.0074234 | 0.0097008 | 0.013005 | 0.016056 | 0.018451 | 0.018816 | 0.017583 | 0.014653 | 0.010506 | 0.0064078 | 0.0032686 | 0.0014601 | 0.00056327 | 0.0012169 | 0.0026004 | 0.0045276 | 0.0070058 | 0.0013167 | 0.0040899 | 0.008883 | 0.016241 | 0.025866 | 0.038743 | 0.054626 | 0.072834 | 0.091418 | 0.1087 | 0.12284 | 0.13282 | 0.13867 | 0.14144 | 0.14242 | 0.14239 | 0.1421 | 0.14171 | 0.14139 | 0.1412 | 0.1723 | 0.36921 | 0.64426 | 0.99828 | 1.3107 | 1.7658 | 2.1899 | 2.5278 | 2.5861 | 2.4246 | 2.0302 | 1.4618 | 0.89538 | 0.45837 | 0.20545 | 0.079586 | 0.1723 | 0.36921 | 0.64426 | 0.99828 | 0.1723 | 0.54152 | 1.1858 | 2.1841 | 3.4947 | 5.2605 | 7.4504 | 9.9782 | 12.5642 | 14.9888 | 17.019 | 18.4808 | 19.3762 | 19.8345 | 20.04 | 20.1196 | 20.1196 | 20.1196 | 20.1196 | 20.1196 | 207.3933 | 207.3933 | 207.3933 | 207.3933 | 207.3933 | 207.3933 | 207.3933 | 207.3933 | 207.3933 | 207.3933 | 207.3933 | 207.3933 | 207.3933 | 207.3933 | 207.3933 | 207.3933 | 207.3933 | 207.3933 | 207.3933 | 207.3933 | 136.1821 | 136.1821 | 136.1821 | 136.1821 | 136.1821 | 136.1821 | 136.1821 | 136.1821 | 136.1821 | 136.1821 | 136.1821 | 136.1821 | 136.1821 | 136.1821 | 136.1821 | 136.1821 | 136.1821 | 136.1821 | 136.1821 | 136.1821
WA_Industrial_Stone, Clay, and Glass_New_Process_Natural Gas_Gas Boiler - Hot Water Reset_A | WA | Industrial | Stone, Clay, and Glass | New | Process | Natural Gas | Gas Boiler - Hot Water Reset | A | IM290 | No control | Reset control installed | 16 | 7.6538 | 0 | 0 | 64.47 | 0 | 0 | 0 | 32.2332 |  | sqft | 20% | 45% | Retrofit | Retro5Med | 81.71% | TBD | 0.2% | 202.7328 |  | 133.1219 |  | 0.0013163 | IL TRM - 4.4.4 - CI-HVC-BLRC-V04-210101 | IL TRM - 4.4.4 - CI-HVC-BLRC-V04-210101 | XCEL CO 2019-2020 DSM Plan | No control | No control | No control | No control | No control | No control | No control | No control | No control | No control | No control | No control | No control | No control | No control | No control | No control | No control | No control | No control | No control | No control | Reset control installed | Reset control installed | Reset control installed | Reset control installed | Reset control installed | Reset control installed | Reset control installed | Reset control installed | Reset control installed | Reset control installed | Reset control installed | Reset control installed | Reset control installed | Reset control installed | Reset control installed | Reset control installed | Reset control installed | Reset control installed | Reset control installed | Reset control installed | Reset control installed | Reset control installed | 64.47 | 64.47 | 64.47 | 64.47 | 64.47 | 64.47 | 64.47 | 64.47 | 64.47 | 64.47 | 64.47 | 64.47 | 64.47 | 64.47 | 64.47 | 64.47 | 64.47 | 64.47 | 64.47 | 64.47 | 64.47 | 64.47 | 0 | 0 | 7.6367 | 7.627 | 7.618 | 7.6101 | 7.5989 | 7.5919 | 7.5874 | 7.5855 | 7.5831 | 7.5824 | 7.5821 | 7.583 | 7.5825 | 7.583 | 7.5838 | 7.5859 | 7.588 | 7.5909 | 7.5936 | 7.596 | 0.001548 | 0.0033129 | 0.0057741 | 0.0089376 | 0.011717 | 0.015771 | 0.019548 | 0.022558 | 0.023071 | 0.021628 | 0.018109 | 0.013041 | 0.0079873 | 0.0040892 | 0.001833 | 0.00071027 | 0.0015382 | 0.0032973 | 0.0057556 | 0.0089211 | 0.001548 | 0.004859 | 0.010627 | 0.019554 | 0.031243 | 0.046985 | 0.066506 | 0.089046 | 0.11209 | 0.13371 | 0.15181 | 0.16487 | 0.17285 | 0.17695 | 0.1788 | 0.17956 | 0.17961 | 0.17968 | 0.17974 | 0.1798 | 0.20271 | 0.43437 | 0.75795 | 1.1744 | 1.542 | 2.0774 | 2.5764 | 2.9738 | 3.0424 | 2.8524 | 2.3885 | 1.7198 | 1.0534 | 0.53925 | 0.2417 | 0.093631 | 0.20271 | 0.43437 | 0.75795 | 1.1744 | 0.20271 | 0.63708 | 1.395 | 2.5695 | 4.1114 | 6.1888 | 8.7652 | 11.739 | 14.7815 | 17.6339 | 20.0223 | 21.7421 | 22.7955 | 23.3348 | 23.5765 | 23.6701 | 23.6701 | 23.6701 | 23.6701 | 23.6701 | 0.0013163 | 0.0028175 | 0.0049114 | 0.0076035 | 0.0099705 | 0.013422 | 0.016638 | 0.0192 | 0.019638 | 0.01841 | 0.015415 | 0.0111 | 0.0067988 | 0.0034807 | 0.0015602 | 0.00060454 | 0.0013091 | 0.0028061 | 0.004898 | 0.0075916 | 0.0013163 | 0.0041323 | 0.0090396 | 0.016635 | 0.026585 | 0.039986 | 0.056604 | 0.075792 | 0.095409 | 0.11381 | 0.12922 | 0.14034 | 0.14713 | 0.15062 | 0.15219 | 0.15283 | 0.15286 | 0.15292 | 0.15296 | 0.153 | 0.1723 | 0.36921 | 0.64426 | 0.99828 | 1.3107 | 1.7658 | 2.1899 | 2.5278 | 2.5861 | 2.4246 | 2.0302 | 1.4618 | 0.89538 | 0.45837 | 0.20545 | 0.079586 | 0.1723 | 0.36921 | 0.64426 | 0.99828 | 0.1723 | 0.54152 | 1.1858 | 2.1841 | 3.4947 | 5.2605 | 7.4504 | 9.9782 | 12.5642 | 14.9888 | 17.019 | 18.4808 | 19.3762 | 19.8345 | 20.04 | 20.1196 | 20.1196 | 20.1196 | 20.1196 | 20.1196 | 0.0013163 | 0.0028175 | 0.0049114 | 0.0076035 | 0.0099705 | 0.013422 | 0.016638 | 0.0192 | 0.019638 | 0.01841 | 0.015415 | 0.0111 | 0.0067988 | 0.0034807 | 0.0015602 | 0.00060454 | 0.0013091 | 0.0028061 | 0.004898 | 0.0075916 | 0.0013163 | 0.0041323 | 0.0090396 | 0.016635 | 0.026585 | 0.039986 | 0.056604 | 0.075792 | 0.095409 | 0.11381 | 0.12922 | 0.14034 | 0.14713 | 0.15062 | 0.15219 | 0.15283 | 0.15286 | 0.15292 | 0.15296 | 0.153 | 0.1723 | 0.36921 | 0.64426 | 0.99828 | 1.3107 | 1.7658 | 2.1899 | 2.5278 | 2.5861 | 2.4246 | 2.0302 | 1.4618 | 0.89538 | 0.45837 | 0.20545 | 0.079586 | 0.1723 | 0.36921 | 0.64426 | 0.99828 | 0.1723 | 0.54152 | 1.1858 | 2.1841 | 3.4947 | 5.2605 | 7.4504 | 9.9782 | 12.5642 | 14.9888 | 17.019 | 18.4808 | 19.3762 | 19.8345 | 20.04 | 20.1196 | 20.1196 | 20.1196 | 20.1196 | 20.1196 | 0.0013163 | 0.0028175 | 0.0049114 | 0.0076035 | 0.0099705 | 0.013422 | 0.016638 | 0.0192 | 0.019638 | 0.01841 | 0.015415 | 0.0111 | 0.0067988 | 0.0034807 | 0.0015602 | 0.00060454 | 0.0013091 | 0.0028061 | 0.004898 | 0.0075916 | 0.0013163 | 0.0041323 | 0.0090396 | 0.016635 | 0.026585 | 0.039986 | 0.056604 | 0.075792 | 0.095409 | 0.11381 | 0.12922 | 0.14034 | 0.14713 | 0.15062 | 0.15219 | 0.15283 | 0.15286 | 0.15292 | 0.15296 | 0.153 | 0.1723 | 0.36921 | 0.64426 | 0.99828 | 1.3107 | 1.7658 | 2.1899 | 2.5278 | 2.5861 | 2.4246 | 2.0302 | 1.4618 | 0.89538 | 0.45837 | 0.20545 | 0.079586 | 0.1723 | 0.36921 | 0.64426 | 0.99828 | 0.1723 | 0.54152 | 1.1858 | 2.1841 | 3.4947 | 5.2605 | 7.4504 | 9.9782 | 12.5642 | 14.9888 | 17.019 | 18.4808 | 19.3762 | 19.8345 | 20.04 | 20.1196 | 20.1196 | 20.1196 | 20.1196 | 20.1196 | 0.0013163 | 0.0028175 | 0.0049114 | 0.0076035 | 0.0099705 | 0.013422 | 0.016638 | 0.0192 | 0.019638 | 0.01841 | 0.015415 | 0.0111 | 0.0067988 | 0.0034807 | 0.0015602 | 0.00060454 | 0.0013091 | 0.0028061 | 0.004898 | 0.0075916 | 0.0013163 | 0.0041323 | 0.0090396 | 0.016635 | 0.026585 | 0.039986 | 0.056604 | 0.075792 | 0.095409 | 0.11381 | 0.12922 | 0.14034 | 0.14713 | 0.15062 | 0.15219 | 0.15283 | 0.15286 | 0.15292 | 0.15296 | 0.153 | 0.1723 | 0.36921 | 0.64426 | 0.99828 | 1.3107 | 1.7658 | 2.1899 | 2.5278 | 2.5861 | 2.4246 | 2.0302 | 1.4618 | 0.89538 | 0.45837 | 0.20545 | 0.079586 | 0.1723 | 0.36921 | 0.64426 | 0.99828 | 0.1723 | 0.54152 | 1.1858 | 2.1841 | 3.4947 | 5.2605 | 7.4504 | 9.9782 | 12.5642 | 14.9888 | 17.019 | 18.4808 | 19.3762 | 19.8345 | 20.04 | 20.1196 | 20.1196 | 20.1196 | 20.1196 | 20.1196 | 207.3933 | 207.3933 | 207.3933 | 207.3933 | 207.3933 | 207.3933 | 207.3933 | 207.3933 | 207.3933 | 207.3933 | 207.3933 | 207.3933 | 207.3933 | 207.3933 | 207.3933 | 207.3933 | 207.3933 | 207.3933 | 207.3933 | 207.3933 | 136.1821 | 136.1821 | 136.1821 | 136.1821 | 136.1821 | 136.1821 | 136.1821 | 136.1821 | 136.1821 | 136.1821 | 136.1821 | 136.1821 | 136.1821 | 136.1821 | 136.1821 | 136.1821 | 136.1821 | 136.1821 | 136.1821 | 136.1821
WA_Industrial_Stone, Clay, and Glass_New_Space Heating_Natural Gas_Steam Trap Maintenance_A | WA | Industrial | Stone, Clay, and Glass | New | Space Heating | Natural Gas | Steam Trap Maintenance | A | IM291 | Degrade performance | Cleaning and maintenance | 6 | 8.7139 | 0 | 0 | 7.77 | 0 | 0 | 0 | 3.8844 |  | sqft | 0% | 0% | Retrofit | RetroEven20 | 80.75% | TBD | 0.2% | 130.1311 |  | 98.6132 |  | 0 | IL TRM - 4.4.16 - CI-HVC-STRE-V07-210101 | IL TRM - 4.4.16 - CI-HVC-STRE-V07-210101 | IL TRM - 4.4.16 - CI-HVC-STRE-V07-210101 | Degrade performance | Degrade performance | Degrade performance | Degrade performance | Degrade performance | Degrade performance | Degrade performance | Degrade performance | Degrade performance | Degrade performance | Degrade performance | Degrade performance | Degrade performance | Degrade performance | Degrade performance | Degrade performance | Degrade performance | Degrade performance | Degrade performance | Degrade performance | Degrade performance | Degrade performance | Cleaning and maintenance | Cleaning and maintenance | Cleaning and maintenance | Cleaning and maintenance | Cleaning and maintenance | Cleaning and maintenance | Cleaning and maintenance | Cleaning and maintenance | Cleaning and maintenance | Cleaning and maintenance | Cleaning and maintenance | Cleaning and maintenance | Cleaning and maintenance | Cleaning and maintenance | Cleaning and maintenance | Cleaning and maintenance | Cleaning and maintenance | Cleaning and maintenance | Cleaning and maintenance | Cleaning and maintenance | Cleaning and maintenance | Cleaning and maintenance | 7.77 | 7.77 | 7.77 | 7.77 | 7.77 | 7.77 | 7.77 | 7.77 | 7.77 | 7.77 | 7.77 | 7.77 | 7.77 | 7.77 | 7.77 | 7.77 | 7.77 | 7.77 | 7.77 | 7.77 | 7.77 | 7.77 | 0 | 0 | 8.6846 | 8.176 | 7.977 | 7.8612 | 7.816 | 7.7766 | 7.7468 | 7.7207 | 7.7048 | 7.6894 | 7.6584 | 7.6335 | 7.607 | 7.6303 | 7.6443 | 7.6438 | 7.6582 | 7.6559 | 7.6595 | 7.6524 | 0 | 0 | 0 | 0 | 0 | 0 | 0 | 0 | 0 | 0 | 0 | 0 | 0 | 0 | 0 | 0 | 0 | 0 | 0 | 0 | 0 | 0 | 0 | 0 | 0 | 0 | 0 | 0 | 0 | 0 | 0 | 0 | 0 | 0 | 0 | 0 | 0 | 0 | 0 | 0 | 0 | 0 | 0 | 0 | 0 | 0 | 0 | 0 | 0 | 0 | 0 | 0 | 0 | 0 | 0 | 0 | 0 | 0 | 0 | 0 | 0 | 0 | 0 | 0 | 0 | 0 | 0 | 0 | 0 | 0 | 0 | 0 | 0 | 0 | 0 | 0 | 0 | 0 | 0 | 0 | 0 | 0 | 0 | 0 | 0 | 0 | 0 | 0 | 0 | 0 | 0 | 0 | 0 | 0 | 0 | 0 | 0 | 0 | 0 | 0 | 0 | 0 | 0 | 0 | 0 | 0 | 0 | 0 | 0 | 0 | 0 | 0 | 0 | 0 | 0 | 0 | 0 | 0 | 0 | 0 | 0 | 0 | 0 | 0 | 0 | 0 | 0 | 0 | 0 | 0 | 0 | 0 | 0 | 0 | 0 | 0 | 0 | 0 | 0 | 0 | 0 | 0 | 0 | 0 | 0 | 0 | 0 | 0 | 0 | 0 | 0 | 0 | 0 | 0 | 0 | 0 | 0 | 0 | 0 | 0 | 0 | 0 | 0 | 0 | 0 | 0 | 0 | 0 | 0 | 0 | 0 | 0 | 0 | 0 | 0 | 0 | 0 | 0 | 0 | 0 | 0 | 0 | 0 | 0 | 0 | 0 | 0 | 0 | 0 | 0 | 0 | 0 | 0 | 0 | 0 | 0 | 0 | 0 | 0 | 0 | 0 | 0 | 0 | 0 | 0 | 0 | 0 | 0 | 0 | 0 | 0 | 0 | 0 | 0 | 0 | 0 | 0 | 0 | 0 | 0 | 0 | 0 | 0 | 0 | 0 | 0 | 0 | 0 | 0 | 0 | 0 | 0 | 0 | 0 | 0 | 0 | 0 | 0 | 0 | 0 | 0 | 0 | 0 | 0 | 0 | 0 | 0 | 0 | 0 | 0 | 0 | 0 | 0 | 0 | 0 | 0 | 0 | 0 | 0 | 0 | 0 | 0 | 0 | 0 | 0 | 0 | 0 | 0 | 0 | 0 | 0 | 0 | 0 | 0 | 0 | 0 | 0 | 0 | 0 | 0 | 0 | 0 | 0 | 0 | 0 | 0 | 0 | 0 | 0 | 0 | 0 | 0 | 0 | 0 | 0 | 0 | 0 | 0 | 0 | 0 | 0 | 0 | 0 | 0 | 0 | 0 | 0 | 0 | 0 | 0 | 0 | 0 | 0 | 0 | 0 | 0 | 0 | 0 | 0 | 0 | 0 | 0 | 0 | 0 | 0 | 0 | 0 | 0 | 0 | 0 | 0 | 0 | 0 | 0 | 0 | 0 | 0 | 0 | 0 | 0 | 0 | 0 | 0 | 0 | 0 | 0 | 0 | 0 | 0 | 0 | 0 | 0 | 0 | 0 | 0 | 0 | 0 | 0 | 0 | 0 | 0 | 0 | 0 | 0 | 0 | 0 | 0 | 0 | 0 | 0 | 0 | 0 | 0 | 0 | 0 | 0 | 0 | 0 | 0 | 0 | 0 | 0 | 0 | 0 | 0 | 0 | 0 | 0 | 0 | 0 | 0 | 0 | 0 | 0 | 0 | 0 | 0 | 0 | 0 | 0 | 112.9823 | 112.9823 | 112.9823 | 112.9823 | 112.9823 | 112.9823 | 112.9823 | 112.9823 | 112.9823 | 112.9823 | 112.9823 | 112.9823 | 112.9823 | 112.9823 | 112.9823 | 112.9823 | 112.9823 | 112.9823 | 112.9823 | 112.9823 | 85.6179 | 85.6179 | 85.6179 | 85.6179 | 85.6179 | 85.6179 | 85.6179 | 85.6179 | 85.6179 | 85.6179 | 85.6179 | 85.6179 | 85.6179 | 85.6179 | 85.6179 | 85.6179 | 85.6179 | 85.6179 | 85.6179 | 85.6179
WA_Industrial_Stone, Clay, and Glass_New_Process_Natural Gas_Steam Trap Maintenance_A | WA | Industrial | Stone, Clay, and Glass | New | Process | Natural Gas | Steam Trap Maintenance | A | IM292 | Degrade performance | Cleaning and maintenance | 6 | 5.4079 | 0 | 0 | 7.77 | 0 | 0 | 0 | 3.8844 |  | sqft | 0% | 0% | Retrofit | RetroEven20 | 80.75% | TBD | 0.2% | 130.1311 |  | 98.6132 |  | 0 | IL TRM - 4.4.16 - CI-HVC-STRE-V07-210101 | IL TRM - 4.4.16 - CI-HVC-STRE-V07-210101 | IL TRM - 4.4.16 - CI-HVC-STRE-V07-210101 | Degrade performance | Degrade performance | Degrade performance | Degrade performance | Degrade performance | Degrade performance | Degrade performance | Degrade performance | Degrade performance | Degrade performance | Degrade performance | Degrade performance | Degrade performance | Degrade performance | Degrade performance | Degrade performance | Degrade performance | Degrade performance | Degrade performance | Degrade performance | Degrade performance | Degrade performance | Cleaning and maintenance | Cleaning and maintenance | Cleaning and maintenance | Cleaning and maintenance | Cleaning and maintenance | Cleaning and maintenance | Cleaning and maintenance | Cleaning and maintenance | Cleaning and maintenance | Cleaning and maintenance | Cleaning and maintenance | Cleaning and maintenance | Cleaning and maintenance | Cleaning and maintenance | Cleaning and maintenance | Cleaning and maintenance | Cleaning and maintenance | Cleaning and maintenance | Cleaning and maintenance | Cleaning and maintenance | Cleaning and maintenance | Cleaning and maintenance | 7.77 | 7.77 | 7.77 | 7.77 | 7.77 | 7.77 | 7.77 | 7.77 | 7.77 | 7.77 | 7.77 | 7.77 | 7.77 | 7.77 | 7.77 | 7.77 | 7.77 | 7.77 | 7.77 | 7.77 | 7.77 | 7.77 | 0 | 0 | 5.401 | 5.3971 | 5.3935 | 5.3904 | 5.386 | 5.3828 | 5.3809 | 5.3801 | 5.3792 | 5.3791 | 5.3793 | 5.38 | 5.3802 | 5.3808 | 5.3815 | 5.3825 | 5.3835 | 5.3846 | 5.3856 | 5.3865 | 0 | 0 | 0 | 0 | 0 | 0 | 0 | 0 | 0 | 0 | 0 | 0 | 0 | 0 | 0 | 0 | 0 | 0 | 0 | 0 | 0 | 0 | 0 | 0 | 0 | 0 | 0 | 0 | 0 | 0 | 0 | 0 | 0 | 0 | 0 | 0 | 0 | 0 | 0 | 0 | 0 | 0 | 0 | 0 | 0 | 0 | 0 | 0 | 0 | 0 | 0 | 0 | 0 | 0 | 0 | 0 | 0 | 0 | 0 | 0 | 0 | 0 | 0 | 0 | 0 | 0 | 0 | 0 | 0 | 0 | 0 | 0 | 0 | 0 | 0 | 0 | 0 | 0 | 0 | 0 | 0 | 0 | 0 | 0 | 0 | 0 | 0 | 0 | 0 | 0 | 0 | 0 | 0 | 0 | 0 | 0 | 0 | 0 | 0 | 0 | 0 | 0 | 0 | 0 | 0 | 0 | 0 | 0 | 0 | 0 | 0 | 0 | 0 | 0 | 0 | 0 | 0 | 0 | 0 | 0 | 0 | 0 | 0 | 0 | 0 | 0 | 0 | 0 | 0 | 0 | 0 | 0 | 0 | 0 | 0 | 0 | 0 | 0 | 0 | 0 | 0 | 0 | 0 | 0 | 0 | 0 | 0 | 0 | 0 | 0 | 0 | 0 | 0 | 0 | 0 | 0 | 0 | 0 | 0 | 0 | 0 | 0 | 0 | 0 | 0 | 0 | 0 | 0 | 0 | 0 | 0 | 0 | 0 | 0 | 0 | 0 | 0 | 0 | 0 | 0 | 0 | 0 | 0 | 0 | 0 | 0 | 0 | 0 | 0 | 0 | 0 | 0 | 0 | 0 | 0 | 0 | 0 | 0 | 0 | 0 | 0 | 0 | 0 | 0 | 0 | 0 | 0 | 0 | 0 | 0 | 0 | 0 | 0 | 0 | 0 | 0 | 0 | 0 | 0 | 0 | 0 | 0 | 0 | 0 | 0 | 0 | 0 | 0 | 0 | 0 | 0 | 0 | 0 | 0 | 0 | 0 | 0 | 0 | 0 | 0 | 0 | 0 | 0 | 0 | 0 | 0 | 0 | 0 | 0 | 0 | 0 | 0 | 0 | 0 | 0 | 0 | 0 | 0 | 0 | 0 | 0 | 0 | 0 | 0 | 0 | 0 | 0 | 0 | 0 | 0 | 0 | 0 | 0 | 0 | 0 | 0 | 0 | 0 | 0 | 0 | 0 | 0 | 0 | 0 | 0 | 0 | 0 | 0 | 0 | 0 | 0 | 0 | 0 | 0 | 0 | 0 | 0 | 0 | 0 | 0 | 0 | 0 | 0 | 0 | 0 | 0 | 0 | 0 | 0 | 0 | 0 | 0 | 0 | 0 | 0 | 0 | 0 | 0 | 0 | 0 | 0 | 0 | 0 | 0 | 0 | 0 | 0 | 0 | 0 | 0 | 0 | 0 | 0 | 0 | 0 | 0 | 0 | 0 | 0 | 0 | 0 | 0 | 0 | 0 | 0 | 0 | 0 | 0 | 0 | 0 | 0 | 0 | 0 | 0 | 0 | 0 | 0 | 0 | 0 | 0 | 0 | 0 | 0 | 0 | 0 | 0 | 0 | 0 | 0 | 0 | 0 | 0 | 0 | 0 | 0 | 0 | 0 | 0 | 0 | 0 | 0 | 0 | 0 | 0 | 0 | 0 | 0 | 0 | 0 | 0 | 0 | 0 | 0 | 0 | 0 | 0 | 0 | 0 | 0 | 0 | 112.9823 | 112.9823 | 112.9823 | 112.9823 | 112.9823 | 112.9823 | 112.9823 | 112.9823 | 112.9823 | 112.9823 | 112.9823 | 112.9823 | 112.9823 | 112.9823 | 112.9823 | 112.9823 | 112.9823 | 112.9823 | 112.9823 | 112.9823 | 85.6179 | 85.6179 | 85.6179 | 85.6179 | 85.6179 | 85.6179 | 85.6179 | 85.6179 | 85.6179 | 85.6179 | 85.6179 | 85.6179 | 85.6179 | 85.6179 | 85.6179 | 85.6179 | 85.6179 | 85.6179 | 85.6179 | 85.6179
WA_Industrial_Stone, Clay, and Glass_New_Space Heating_Natural Gas_Gas Boiler - High Turndown_A | WA | Industrial | Stone, Clay, and Glass | New | Space Heating | Natural Gas | Gas Boiler - High Turndown | A | IM293 | No control | Turndown control installed | 15 | 9.2496 | 0 | 0 | 111.14 | 0 | 0 | 0 | 55.569 |  | sqft | 35% | 50% | Retrofit | Retro12Med | 75.44% | TBD | 0.2% | 722.8559 |  | 479.5461 |  | 0.00021896 | MN TRM 3.1 - Boiler Modifications, Space Heating Only v4.0 | MN TRM 3.1 - Boiler Modifications, Space Heating Only v4.0 | MN TRM 3.1 - Boiler Modifications, Space Heating Only v4.0 | No control | No control | No control | No control | No control | No control | No control | No control | No control | No control | No control | No control | No control | No control | No control | No control | No control | No control | No control | No control | No control | No control | Turndown control installed | Turndown control installed | Turndown control installed | Turndown control installed | Turndown control installed | Turndown control installed | Turndown control installed | Turndown control installed | Turndown control installed | Turndown control installed | Turndown control installed | Turndown control installed | Turndown control installed | Turndown control installed | Turndown control installed | Turndown control installed | Turndown control installed | Turndown control installed | Turndown control installed | Turndown control installed | Turndown control installed | Turndown control installed | 111.14 | 111.14 | 111.14 | 111.14 | 111.14 | 111.14 | 111.14 | 111.14 | 111.14 | 111.14 | 111.14 | 111.14 | 111.14 | 111.14 | 111.14 | 111.14 | 111.14 | 111.14 | 111.14 | 111.14 | 111.14 | 111.14 | 0 | 0 | 9.2017 | 8.6524 | 8.4306 | 8.2959 | 8.2295 | 8.169 | 8.1152 | 8.0624 | 8.0131 | 7.9619 | 7.8918 | 7.8297 | 7.7617 | 7.7519 | 7.7389 | 7.723 | 7.7235 | 7.7193 | 7.7276 | 7.7295 | 0.00025676 | 0.00042134 | 0.00058541 | 0.00076893 | 0.000878 | 0.00090388 | 0.00081212 | 0.00072931 | 0.00062952 | 0.00054579 | 0.0004683 | 0.00040439 | 0.0003383 | 0.00028739 | 0.00024317 | 0.0002155 | 0.00037611 | 0.00053602 | 0.00071626 | 0.00082466 | 0.00025676 | 0.00066278 | 0.0012312 | 0.0019805 | 0.0028426 | 0.0037256 | 0.0045132 | 0.0052131 | 0.0058107 | 0.0063194 | 0.0067321 | 0.0070835 | 0.0073603 | 0.0076384 | 0.0078687 | 0.0078526 | 0.007853 | 0.0078488 | 0.0078573 | 0.0078592 | 0.027903 | 0.048697 | 0.069439 | 0.092688 | 0.10669 | 0.11065 | 0.10007 | 0.090458 | 0.078562 | 0.06855 | 0.05934 | 0.051648 | 0.043586 | 0.037074 | 0.031421 | 0.027903 | 0.048697 | 0.069439 | 0.092688 | 0.10669 | 0.027903 | 0.0766 | 0.14604 | 0.23873 | 0.34542 | 0.45606 | 0.55614 | 0.6466 | 0.72516 | 0.79371 | 0.85305 | 0.9047 | 0.94828 | 0.98536 | 1.0168 | 1.0168 | 1.0168 | 1.0168 | 1.0168 | 1.0168 | 0.00021896 | 0.00037755 | 0.00053374 | 0.00070672 | 0.00080876 | 0.00083341 | 0.00074894 | 0.00067237 | 0.00058028 | 0.00050292 | 0.00043165 | 0.0003727 | 0.00031191 | 0.00026346 | 0.00022194 | 0.00019595 | 0.00034076 | 0.00048447 | 0.00064556 | 0.00074276 | 0.00021896 | 0.00059389 | 0.0011225 | 0.0018202 | 0.0026184 | 0.0034351 | 0.004162 | 0.0048061 | 0.0053562 | 0.0058231 | 0.0062052 | 0.0065284 | 0.006786 | 0.0070023 | 0.0071818 | 0.0071403 | 0.0071151 | 0.007094 | 0.0070817 | 0.0070787 | 0.023718 | 0.041392 | 0.059023 | 0.078785 | 0.090686 | 0.094051 | 0.085063 | 0.076889 | 0.066777 | 0.058268 | 0.050439 | 0.043901 | 0.037048 | 0.031512 | 0.026708 | 0.023718 | 0.041392 | 0.059023 | 0.078785 | 0.090686 | 0.023718 | 0.06511 | 0.12413 | 0.20292 | 0.2936 | 0.38765 | 0.47272 | 0.54961 | 0.61638 | 0.67465 | 0.72509 | 0.76899 | 0.80604 | 0.83755 | 0.86426 | 0.86426 | 0.86426 | 0.86426 | 0.86426 | 0.86426 | 0 | 0 | 0 | 0 | 0 | 0 | 0 | 0 | 0 | 0 | 0 | 0 | 0 | 0 | 0 | 0 | 0 | 0 | 0 | 0 | 0 | 0 | 0 | 0 | 0 | 0 | 0 | 0 | 0 | 0 | 0 | 0 | 0 | 0 | 0 | 0 | 0 | 0 | 0 | 0 | 0 | 0 | 0 | 0 | 0 | 0 | 0 | 0 | 0 | 0 | 0 | 0 | 0 | 0 | 0 | 0 | 0 | 0 | 0 | 0 | 0 | 0 | 0 | 0 | 0 | 0 | 0 | 0 | 0 | 0 | 0 | 0 | 0 | 0 | 0 | 0 | 0 | 0 | 0 | 0 | 0.00021896 | 0.00037755 | 0.00053374 | 0.00070672 | 0.00080876 | 0.00083341 | 0.00074894 | 0.00067237 | 0.00058028 | 0.00050292 | 0.00043165 | 0.0003727 | 0.00031191 | 0.00026346 | 0.00022194 | 0.00019595 | 0.00034076 | 0.00048447 | 0.00064556 | 0.00074276 | 0.00021896 | 0.00059389 | 0.0011225 | 0.0018202 | 0.0026184 | 0.0034351 | 0.004162 | 0.0048061 | 0.0053562 | 0.0058231 | 0.0062052 | 0.0065284 | 0.006786 | 0.0070023 | 0.0071818 | 0.0071403 | 0.0071151 | 0.007094 | 0.0070817 | 0.0070787 | 0.023718 | 0.041392 | 0.059023 | 0.078785 | 0.090686 | 0.094051 | 0.085063 | 0.076889 | 0.066777 | 0.058268 | 0.050439 | 0.043901 | 0.037048 | 0.031512 | 0.026708 | 0.023718 | 0.041392 | 0.059023 | 0.078785 | 0.090686 | 0.023718 | 0.06511 | 0.12413 | 0.20292 | 0.2936 | 0.38765 | 0.47272 | 0.54961 | 0.61638 | 0.67465 | 0.72509 | 0.76899 | 0.80604 | 0.83755 | 0.86426 | 0.86426 | 0.86426 | 0.86426 | 0.86426 | 0.86426 | 0 | 0 | 0 | 0 | 0 | 0 | 0 | 0 | 0 | 0 | 0 | 0 | 0 | 0 | 0 | 0 | 0 | 0 | 0 | 0 | 0 | 0 | 0 | 0 | 0 | 0 | 0 | 0 | 0 | 0 | 0 | 0 | 0 | 0 | 0 | 0 | 0 | 0 | 0 | 0 | 0 | 0 | 0 | 0 | 0 | 0 | 0 | 0 | 0 | 0 | 0 | 0 | 0 | 0 | 0 | 0 | 0 | 0 | 0 | 0 | 0 | 0 | 0 | 0 | 0 | 0 | 0 | 0 | 0 | 0 | 0 | 0 | 0 | 0 | 0 | 0 | 0 | 0 | 0 | 0 | 801.5122 | 801.5122 | 801.5122 | 801.5122 | 801.5122 | 801.5122 | 801.5122 | 801.5122 | 801.5122 | 801.5122 | 801.5122 | 801.5122 | 801.5122 | 801.5122 | 801.5122 | 801.5122 | 801.5122 | 801.5122 | 801.5122 | 801.5122 | 531.7271 | 531.7271 | 531.7271 | 531.7271 | 531.7271 | 531.7271 | 531.7271 | 531.7271 | 531.7271 | 531.7271 | 531.7271 | 531.7271 | 531.7271 | 531.7271 | 531.7271 | 531.7271 | 531.7271 | 531.7271 | 531.7271 | 531.7271
WA_Industrial_Stone, Clay, and Glass_New_Process_Natural Gas_Gas Boiler - High Turndown_A | WA | Industrial | Stone, Clay, and Glass | New | Process | Natural Gas | Gas Boiler - High Turndown | A | IM294 | No control | Turndown control installed | 15 | 5.7404 | 0 | 0 | 111.14 | 0 | 0 | 0 | 55.569 |  | sqft | 35% | 50% | Retrofit | Retro12Med | 75.44% | TBD | 0.2% | 722.8559 |  | 479.5461 |  | 0.0015032 | MN TRM 3.1 - Boiler Modifications, Space Heating Only v4.0 | MN TRM 3.1 - Boiler Modifications, Space Heating Only v4.0 | MN TRM 3.1 - Boiler Modifications, Space Heating Only v4.0 | No control | No control | No control | No control | No control | No control | No control | No control | No control | No control | No control | No control | No control | No control | No control | No control | No control | No control | No control | No control | No control | No control | Turndown control installed | Turndown control installed | Turndown control installed | Turndown control installed | Turndown control installed | Turndown control installed | Turndown control installed | Turndown control installed | Turndown control installed | Turndown control installed | Turndown control installed | Turndown control installed | Turndown control installed | Turndown control installed | Turndown control installed | Turndown control installed | Turndown control installed | Turndown control installed | Turndown control installed | Turndown control installed | Turndown control installed | Turndown control installed | 111.14 | 111.14 | 111.14 | 111.14 | 111.14 | 111.14 | 111.14 | 111.14 | 111.14 | 111.14 | 111.14 | 111.14 | 111.14 | 111.14 | 111.14 | 111.14 | 111.14 | 111.14 | 111.14 | 111.14 | 111.14 | 111.14 | 0 | 0 | 5.7123 | 5.6962 | 5.6814 | 5.6683 | 5.6498 | 5.6374 | 5.6294 | 5.626 | 5.6219 | 5.6209 | 5.621 | 5.6231 | 5.623 | 5.6247 | 5.6267 | 5.6317 | 5.6353 | 5.6398 | 5.6438 | 5.6475 | 0.0017672 | 0.0030754 | 0.004374 | 0.0058249 | 0.006683 | 0.0069157 | 0.006246 | 0.0056424 | 0.0048968 | 0.004272 | 0.0036981 | 0.0032199 | 0.0027173 | 0.0023119 | 0.0019602 | 0.0017423 | 0.0030425 | 0.0043419 | 0.0057998 | 0.0066802 | 0.0017672 | 0.0048376 | 0.009199 | 0.015003 | 0.021637 | 0.028505 | 0.034711 | 0.040332 | 0.0452 | 0.049464 | 0.053162 | 0.056402 | 0.059118 | 0.061448 | 0.06343 | 0.063487 | 0.063527 | 0.063578 | 0.063623 | 0.063664 | 0.30937 | 0.5399 | 0.76987 | 1.0276 | 1.1829 | 1.2268 | 1.1095 | 1.0029 | 0.87102 | 0.76002 | 0.65791 | 0.57263 | 0.48324 | 0.41104 | 0.34837 | 0.30937 | 0.5399 | 0.76987 | 1.0276 | 1.1829 | 0.30937 | 0.84927 | 1.6191 | 2.6468 | 3.8296 | 5.0564 | 6.1659 | 7.1688 | 8.0399 | 8.7999 | 9.4578 | 10.0304 | 10.5137 | 10.9247 | 11.2731 | 11.2731 | 11.2731 | 11.2731 | 11.2731 | 11.2731 | 0.0015032 | 0.0026171 | 0.0037236 | 0.0049606 | 0.0056942 | 0.0058944 | 0.0053247 | 0.0048105 | 0.0041754 | 0.0036427 | 0.0031533 | 0.0027455 | 0.0023169 | 0.0019712 | 0.0016712 | 0.0014852 | 0.0025933 | 0.0037005 | 0.0049424 | 0.0056921 | 0.0015032 | 0.0041168 | 0.0078313 | 0.012777 | 0.018435 | 0.024295 | 0.029591 | 0.034386 | 0.03854 | 0.042177 | 0.045331 | 0.048091 | 0.050407 | 0.052391 | 0.054078 | 0.054119 | 0.054148 | 0.054185 | 0.054218 | 0.054248 | 0.26296 | 0.45892 | 0.65439 | 0.87349 | 1.0054 | 1.0428 | 0.9431 | 0.85247 | 0.74037 | 0.64602 | 0.55922 | 0.48673 | 0.41076 | 0.34938 | 0.29611 | 0.26296 | 0.45892 | 0.65439 | 0.87349 | 1.0054 | 0.26296 | 0.72188 | 1.3763 | 2.2498 | 3.2552 | 4.298 | 5.2411 | 6.0935 | 6.8339 | 7.4799 | 8.0391 | 8.5259 | 8.9366 | 9.286 | 9.5821 | 9.5821 | 9.5821 | 9.5821 | 9.5821 | 9.5821 | 0 | 0 | 0 | 0 | 0 | 0 | 0 | 0 | 0 | 0 | 0 | 0 | 0 | 0 | 0 | 0 | 0 | 0 | 0 | 0 | 0 | 0 | 0 | 0 | 0 | 0 | 0 | 0 | 0 | 0 | 0 | 0 | 0 | 0 | 0 | 0 | 0 | 0 | 0 | 0 | 0 | 0 | 0 | 0 | 0 | 0 | 0 | 0 | 0 | 0 | 0 | 0 | 0 | 0 | 0 | 0 | 0 | 0 | 0 | 0 | 0 | 0 | 0 | 0 | 0 | 0 | 0 | 0 | 0 | 0 | 0 | 0 | 0 | 0 | 0 | 0 | 0 | 0 | 0 | 0 | 0.0015065 | 0.0026261 | 0.0037408 | 0.0049886 | 0.0057347 | 0.0059425 | 0.0053716 | 0.0048541 | 0.0042145 | 0.0036769 | 0.0031828 | 0.0027704 | 0.0023378 | 0.0019886 | 0.0016855 | 0.0014972 | 0.0026134 | 0.0037278 | 0.0049774 | 0.0057308 | 0.0015065 | 0.0041309 | 0.0078674 | 0.012849 | 0.018566 | 0.024493 | 0.029851 | 0.034698 | 0.038901 | 0.042574 | 0.045754 | 0.048528 | 0.050862 | 0.052854 | 0.054543 | 0.054556 | 0.054568 | 0.054586 | 0.054601 | 0.054616 | 0.26296 | 0.45892 | 0.65439 | 0.87349 | 1.0054 | 1.0428 | 0.9431 | 0.85247 | 0.74037 | 0.64602 | 0.55922 | 0.48673 | 0.41076 | 0.34938 | 0.29611 | 0.26296 | 0.45892 | 0.65439 | 0.87349 | 1.0054 | 0.26296 | 0.72188 | 1.3763 | 2.2498 | 3.2552 | 4.298 | 5.2411 | 6.0935 | 6.8339 | 7.4799 | 8.0391 | 8.5259 | 8.9366 | 9.286 | 9.5821 | 9.5821 | 9.5821 | 9.5821 | 9.5821 | 9.5821 | 0 | 0 | 0 | 0 | 0 | 0 | 0 | 0 | 0 | 0 | 0 | 0 | 0 | 0 | 0 | 0 | 0 | 0 | 0 | 0 | 0 | 0 | 0 | 0 | 0 | 0 | 0 | 0 | 0 | 0 | 0 | 0 | 0 | 0 | 0 | 0 | 0 | 0 | 0 | 0 | 0 | 0 | 0 | 0 | 0 | 0 | 0 | 0 | 0 | 0 | 0 | 0 | 0 | 0 | 0 | 0 | 0 | 0 | 0 | 0 | 0 | 0 | 0 | 0 | 0 | 0 | 0 | 0 | 0 | 0 | 0 | 0 | 0 | 0 | 0 | 0 | 0 | 0 | 0 | 0 | 801.5122 | 801.5122 | 801.5122 | 801.5122 | 801.5122 | 801.5122 | 801.5122 | 801.5122 | 801.5122 | 801.5122 | 801.5122 | 801.5122 | 801.5122 | 801.5122 | 801.5122 | 801.5122 | 801.5122 | 801.5122 | 801.5122 | 801.5122 | 531.7271 | 531.7271 | 531.7271 | 531.7271 | 531.7271 | 531.7271 | 531.7271 | 531.7271 | 531.7271 | 531.7271 | 531.7271 | 531.7271 | 531.7271 | 531.7271 | 531.7271 | 531.7271 | 531.7271 | 531.7271 | 531.7271 | 531.7271
WA_Industrial_Stone, Clay, and Glass_New_Space Heating_Natural Gas_Gas Boiler - Burner Control Optimization_A | WA | Industrial | Stone, Clay, and Glass | New | Space Heating | Natural Gas | Gas Boiler - Burner Control Optimization | A | IM295 | Average performance | Optimized burner controls | 18 | 2.6824 | 0 | 0 | 37.34 | 0 | 0 | 0 | 18.6695 |  | sqft | 5% | 85% | Retrofit | Retro3Slow | 84.16% | TBD | 0.2% | 608.9973 |  | 392.2767 |  | 1.7128e-05 | IL TRM - 4.4.22 - CI-HVC-O2TC-V01-140601 | GBLR_O2TRM-Heating-MEMD-2018-1 | IL TRM - 4.4.22 - CI-HVC-O2TC-V01-140601 | Average performance | Average performance | Average performance | Average performance | Average performance | Average performance | Average performance | Average performance | Average performance | Average performance | Average performance | Average performance | Average performance | Average performance | Average performance | Average performance | Average performance | Average performance | Average performance | Average performance | Average performance | Average performance | Optimized burner controls | Optimized burner controls | Optimized burner controls | Optimized burner controls | Optimized burner controls | Optimized burner controls | Optimized burner controls | Optimized burner controls | Optimized burner controls | Optimized burner controls | Optimized burner controls | Optimized burner controls | Optimized burner controls | Optimized burner controls | Optimized burner controls | Optimized burner controls | Optimized burner controls | Optimized burner controls | Optimized burner controls | Optimized burner controls | Optimized burner controls | Optimized burner controls | 37.34 | 37.34 | 37.34 | 37.34 | 37.34 | 37.34 | 37.34 | 37.34 | 37.34 | 37.34 | 37.34 | 37.34 | 37.34 | 37.34 | 37.34 | 37.34 | 37.34 | 37.34 | 37.34 | 37.34 | 37.34 | 37.34 | 0 | 0 | 2.6684 | 2.509 | 2.4446 | 2.4055 | 2.3862 | 2.3686 | 2.3529 | 2.3376 | 2.3233 | 2.3085 | 2.2881 | 2.2701 | 2.2504 | 2.2476 | 2.2438 | 2.2393 | 2.2394 | 2.2382 | 2.2407 | 2.2412 | 2.0085e-05 | 5.1808e-05 | 0.00014396 | 0.0003309 | 0.00058772 | 0.00094116 | 0.0013453 | 0.0017618 | 0.0020471 | 0.0022186 | 0.0022208 | 0.0020976 | 0.0018064 | 0.0014919 | 0.0011627 | 0.00086525 | 0.00060023 | 0.00040007 | 0.00025463 | 0.00017978 | 2.0085e-05 | 7.0693e-05 | 0.00021284 | 0.00054033 | 0.0011237 | 0.0020566 | 0.0033883 | 0.005128 | 0.0071437 | 0.0093167 | 0.011455 | 0.013463 | 0.015152 | 0.016625 | 0.01776 | 0.018589 | 0.019191 | 0.019581 | 0.01984 | 0.019978 | 0.0075271 | 0.020649 | 0.058888 | 0.13756 | 0.2463 | 0.39736 | 0.57174 | 0.75367 | 0.88113 | 0.96106 | 0.97059 | 0.92398 | 0.80268 | 0.66378 | 0.51816 | 0.3864 | 0.26803 | 0.17874 | 0.11364 | 0.080214 | 0.0075271 | 0.028176 | 0.087064 | 0.22462 | 0.47092 | 0.86828 | 1.44 | 2.1937 | 3.0748 | 4.0359 | 5.0065 | 5.9305 | 6.7331 | 7.3969 | 7.9151 | 8.3015 | 8.5695 | 8.7482 | 8.8544 | 8.9139 | 1.7128e-05 | 4.6424e-05 | 0.00013126 | 0.00030413 | 0.00054139 | 0.00086781 | 0.0012407 | 0.0016243 | 0.0018871 | 0.0020444 | 0.0020471 | 0.0019332 | 0.0016655 | 0.0013677 | 0.0010612 | 0.00078679 | 0.00054384 | 0.0003616 | 0.0002295 | 0.00016193 | 1.7128e-05 | 6.3346e-05 | 0.00019406 | 0.00049662 | 0.0010351 | 0.0018963 | 0.0031248 | 0.0047278 | 0.0065852 | 0.0085852 | 0.010559 | 0.012408 | 0.013971 | 0.015241 | 0.01621 | 0.016904 | 0.017388 | 0.017698 | 0.017882 | 0.017994 | 0.006398 | 0.017551 | 0.050055 | 0.11692 | 0.20936 | 0.33775 | 0.48598 | 0.64062 | 0.74896 | 0.8169 | 0.825 | 0.78538 | 0.68228 | 0.56421 | 0.44044 | 0.32844 | 0.22782 | 0.15193 | 0.096595 | 0.068182 | 0.006398 | 0.023949 | 0.074004 | 0.19093 | 0.40029 | 0.73804 | 1.224 | 1.8646 | 2.6136 | 3.4305 | 4.2555 | 5.0409 | 5.7232 | 6.2874 | 6.7278 | 7.0563 | 7.2841 | 7.436 | 7.5262 | 7.5768 | 0 | 0 | 0 | 0 | 0 | 0 | 0 | 0 | 0 | 0 | 0 | 0 | 0 | 0 | 0 | 0 | 0 | 0 | 0 | 0 | 0 | 0 | 0 | 0 | 0 | 0 | 0 | 0 | 0 | 0 | 0 | 0 | 0 | 0 | 0 | 0 | 0 | 0 | 0 | 0 | 0 | 0 | 0 | 0 | 0 | 0 | 0 | 0 | 0 | 0 | 0 | 0 | 0 | 0 | 0 | 0 | 0 | 0 | 0 | 0 | 0 | 0 | 0 | 0 | 0 | 0 | 0 | 0 | 0 | 0 | 0 | 0 | 0 | 0 | 0 | 0 | 0 | 0 | 0 | 0 | 1.7128e-05 | 4.6424e-05 | 0.00013126 | 0.00030413 | 0.00054139 | 0.00086781 | 0.0012407 | 0.0016243 | 0.0018871 | 0.0020444 | 0.0020471 | 0.0019332 | 0.0016655 | 0.0013677 | 0.0010612 | 0.00078679 | 0.00054384 | 0.0003616 | 0.0002295 | 0.00016193 | 1.7128e-05 | 6.3346e-05 | 0.00019406 | 0.00049662 | 0.0010351 | 0.0018963 | 0.0031248 | 0.0047278 | 0.0065852 | 0.0085852 | 0.010559 | 0.012408 | 0.013971 | 0.015241 | 0.01621 | 0.016904 | 0.017388 | 0.017698 | 0.017882 | 0.017994 | 0.006398 | 0.017551 | 0.050055 | 0.11692 | 0.20936 | 0.33775 | 0.48598 | 0.64062 | 0.74896 | 0.8169 | 0.825 | 0.78538 | 0.68228 | 0.56421 | 0.44044 | 0.32844 | 0.22782 | 0.15193 | 0.096595 | 0.068182 | 0.006398 | 0.023949 | 0.074004 | 0.19093 | 0.40029 | 0.73804 | 1.224 | 1.8646 | 2.6136 | 3.4305 | 4.2555 | 5.0409 | 5.7232 | 6.2874 | 6.7278 | 7.0563 | 7.2841 | 7.436 | 7.5262 | 7.5768 | 0 | 0 | 0 | 0 | 0 | 0 | 0 | 0 | 0 | 0 | 0 | 0 | 0 | 0 | 0 | 0 | 0 | 0 | 0 | 0 | 0 | 0 | 0 | 0 | 0 | 0 | 0 | 0 | 0 | 0 | 0 | 0 | 0 | 0 | 0 | 0 | 0 | 0 | 0 | 0 | 0 | 0 | 0 | 0 | 0 | 0 | 0 | 0 | 0 | 0 | 0 | 0 | 0 | 0 | 0 | 0 | 0 | 0 | 0 | 0 | 0 | 0 | 0 | 0 | 0 | 0 | 0 | 0 | 0 | 0 | 0 | 0 | 0 | 0 | 0 | 0 | 0 | 0 | 0 | 0 | 834.1124 | 834.1124 | 834.1124 | 834.1124 | 834.1124 | 834.1124 | 834.1124 | 834.1124 | 834.1124 | 834.1124 | 834.1124 | 834.1124 | 834.1124 | 834.1124 | 834.1124 | 834.1124 | 834.1124 | 834.1124 | 834.1124 | 834.1124 | 537.2813 | 537.2813 | 537.2813 | 537.2813 | 537.2813 | 537.2813 | 537.2813 | 537.2813 | 537.2813 | 537.2813 | 537.2813 | 537.2813 | 537.2813 | 537.2813 | 537.2813 | 537.2813 | 537.2813 | 537.2813 | 537.2813 | 537.2813
WA_Industrial_Stone, Clay, and Glass_New_Process_Natural Gas_Gas Boiler - Burner Control Optimization_A | WA | Industrial | Stone, Clay, and Glass | New | Process | Natural Gas | Gas Boiler - Burner Control Optimization | A | IM296 | Average performance | Optimized burner controls | 18 | 1.6647 | 0 | 0 | 37.34 | 0 | 0 | 0 | 18.6695 |  | sqft | 5% | 85% | Retrofit | Retro3Slow | 84.16% | TBD | 0.2% | 608.9973 |  | 392.2767 |  | 0.00011759 | IL TRM - 4.4.22 - CI-HVC-O2TC-V01-140601 | GBLR_O2TRM-Heating-MEMD-2018-1 | IL TRM - 4.4.22 - CI-HVC-O2TC-V01-140601 | Average performance | Average performance | Average performance | Average performance | Average performance | Average performance | Average performance | Average performance | Average performance | Average performance | Average performance | Average performance | Average performance | Average performance | Average performance | Average performance | Average performance | Average performance | Average performance | Average performance | Average performance | Average performance | Optimized burner controls | Optimized burner controls | Optimized burner controls | Optimized burner controls | Optimized burner controls | Optimized burner controls | Optimized burner controls | Optimized burner controls | Optimized burner controls | Optimized burner controls | Optimized burner controls | Optimized burner controls | Optimized burner controls | Optimized burner controls | Optimized burner controls | Optimized burner controls | Optimized burner controls | Optimized burner controls | Optimized burner controls | Optimized burner controls | Optimized burner controls | Optimized burner controls | 37.34 | 37.34 | 37.34 | 37.34 | 37.34 | 37.34 | 37.34 | 37.34 | 37.34 | 37.34 | 37.34 | 37.34 | 37.34 | 37.34 | 37.34 | 37.34 | 37.34 | 37.34 | 37.34 | 37.34 | 37.34 | 37.34 | 0 | 0 | 1.6565 | 1.6519 | 1.6476 | 1.6437 | 1.6384 | 1.6347 | 1.6324 | 1.6314 | 1.6302 | 1.63 | 1.63 | 1.6306 | 1.6306 | 1.631 | 1.6316 | 1.6331 | 1.6341 | 1.6354 | 1.6366 | 1.6377 | 0.00013824 | 0.00037817 | 0.0010757 | 0.0025069 | 0.004474 | 0.0072018 | 0.010348 | 0.013632 | 0.015926 | 0.017368 | 0.01754 | 0.016704 | 0.014511 | 0.012003 | 0.0093736 | 0.0069963 | 0.0048561 | 0.003241 | 0.0020621 | 0.0014565 | 0.00013824 | 0.00051602 | 0.0015904 | 0.0040935 | 0.0085542 | 0.015737 | 0.026063 | 0.039679 | 0.055576 | 0.072934 | 0.090475 | 0.10721 | 0.12172 | 0.13376 | 0.14318 | 0.15031 | 0.15526 | 0.15863 | 0.16066 | 0.16185 | 0.083453 | 0.22893 | 0.6529 | 1.5251 | 2.7308 | 4.4055 | 6.339 | 8.356 | 9.7692 | 10.6553 | 10.761 | 10.2442 | 8.8994 | 7.3594 | 5.7449 | 4.284 | 2.9716 | 1.9817 | 1.26 | 0.88934 | 0.083453 | 0.31239 | 0.96528 | 2.4904 | 5.2212 | 9.6267 | 15.9656 | 24.3216 | 34.0908 | 44.7461 | 55.5071 | 65.7513 | 74.6506 | 82.01 | 87.7549 | 92.039 | 95.0106 | 96.9923 | 98.1688 | 98.8292 | 0.00011759 | 0.00032182 | 0.00091575 | 0.0021349 | 0.003812 | 0.0061383 | 0.0088216 | 0.011623 | 0.01358 | 0.014809 | 0.014956 | 0.014243 | 0.012373 | 0.010234 | 0.0079916 | 0.005964 | 0.0041392 | 0.0027622 | 0.0017572 | 0.001241 | 0.00011759 | 0.00043913 | 0.0013539 | 0.0034861 | 0.0072885 | 0.013413 | 0.022219 | 0.03383 | 0.047389 | 0.062191 | 0.077148 | 0.091415 | 0.10379 | 0.11405 | 0.12207 | 0.12813 | 0.13234 | 0.13519 | 0.13692 | 0.13791 | 0.070935 | 0.19459 | 0.55496 | 1.2963 | 2.3212 | 3.7447 | 5.3881 | 7.1026 | 8.3038 | 9.057 | 9.1468 | 8.7076 | 7.5645 | 6.2555 | 4.8832 | 3.6414 | 2.5259 | 1.6845 | 1.071 | 0.75594 | 0.070935 | 0.26553 | 0.82049 | 2.1168 | 4.438 | 8.1827 | 13.5708 | 20.6734 | 28.9772 | 38.0342 | 47.181 | 55.8886 | 63.453 | 69.7085 | 74.5917 | 78.2331 | 80.759 | 82.4435 | 83.4435 | 84.0049 | 0 | 0 | 0 | 0 | 0 | 0 | 0 | 0 | 0 | 0 | 0 | 0 | 0 | 0 | 0 | 0 | 0 | 0 | 0 | 0 | 0 | 0 | 0 | 0 | 0 | 0 | 0 | 0 | 0 | 0 | 0 | 0 | 0 | 0 | 0 | 0 | 0 | 0 | 0 | 0 | 0 | 0 | 0 | 0 | 0 | 0 | 0 | 0 | 0 | 0 | 0 | 0 | 0 | 0 | 0 | 0 | 0 | 0 | 0 | 0 | 0 | 0 | 0 | 0 | 0 | 0 | 0 | 0 | 0 | 0 | 0 | 0 | 0 | 0 | 0 | 0 | 0 | 0 | 0 | 0 | 0.00011785 | 0.00032292 | 0.00091997 | 0.002147 | 0.0038391 | 0.0061884 | 0.0088993 | 0.011728 | 0.013707 | 0.014949 | 0.015096 | 0.014372 | 0.012485 | 0.010325 | 0.0080604 | 0.0060121 | 0.0041713 | 0.0027826 | 0.0017697 | 0.0012495 | 0.00011785 | 0.00044064 | 0.0013601 | 0.0035058 | 0.0073404 | 0.013523 | 0.022414 | 0.034136 | 0.047833 | 0.062775 | 0.077868 | 0.092247 | 0.10472 | 0.11505 | 0.12312 | 0.12917 | 0.13337 | 0.13619 | 0.13788 | 0.13885 | 0.070935 | 0.19459 | 0.55496 | 1.2963 | 2.3212 | 3.7447 | 5.3881 | 7.1026 | 8.3038 | 9.057 | 9.1468 | 8.7076 | 7.5645 | 6.2555 | 4.8832 | 3.6414 | 2.5259 | 1.6845 | 1.071 | 0.75594 | 0.070935 | 0.26553 | 0.82049 | 2.1168 | 4.438 | 8.1827 | 13.5708 | 20.6734 | 28.9772 | 38.0342 | 47.181 | 55.8886 | 63.453 | 69.7085 | 74.5917 | 78.2331 | 80.759 | 82.4435 | 83.4435 | 84.0049 | 0 | 0 | 0 | 0 | 0 | 0 | 0 | 0 | 0 | 0 | 0 | 0 | 0 | 0 | 0 | 0 | 0 | 0 | 0 | 0 | 0 | 0 | 0 | 0 | 0 | 0 | 0 | 0 | 0 | 0 | 0 | 0 | 0 | 0 | 0 | 0 | 0 | 0 | 0 | 0 | 0 | 0 | 0 | 0 | 0 | 0 | 0 | 0 | 0 | 0 | 0 | 0 | 0 | 0 | 0 | 0 | 0 | 0 | 0 | 0 | 0 | 0 | 0 | 0 | 0 | 0 | 0 | 0 | 0 | 0 | 0 | 0 | 0 | 0 | 0 | 0 | 0 | 0 | 0 | 0 | 834.1124 | 834.1124 | 834.1124 | 834.1124 | 834.1124 | 834.1124 | 834.1124 | 834.1124 | 834.1124 | 834.1124 | 834.1124 | 834.1124 | 834.1124 | 834.1124 | 834.1124 | 834.1124 | 834.1124 | 834.1124 | 834.1124 | 834.1124 | 537.2813 | 537.2813 | 537.2813 | 537.2813 | 537.2813 | 537.2813 | 537.2813 | 537.2813 | 537.2813 | 537.2813 | 537.2813 | 537.2813 | 537.2813 | 537.2813 | 537.2813 | 537.2813 | 537.2813 | 537.2813 | 537.2813 | 537.2813
WA_Industrial_Stone, Clay, and Glass_New_Space Heating_Natural Gas_HVAC - Demand Controlled Ventilation_A | WA | Industrial | Stone, Clay, and Glass | New | Space Heating | Natural Gas | HVAC - Demand Controlled Ventilation | A | IM297 | Constant ventilation | DCV enabled | 15 | 0.067787 | 0 | 0 | 0.17 | 0.02 | 0 | 0 | 0.08455 |  | sqft | 55% | 75% | Retrofit | RetroEven20 | 80.75% | TBD | 0.2% | 147.6935 |  | 90.8304 |  | 0.0020421 | VENT_DCV-Heating-7PLN-v5-8 | VENT_DCV-Heating-7PLN-v5-8 | VENT_DCV-Heating-7PLN-v5-8 | Constant ventilation | Constant ventilation | Constant ventilation | Constant ventilation | Constant ventilation | Constant ventilation | Constant ventilation | Constant ventilation | Constant ventilation | Constant ventilation | Constant ventilation | Constant ventilation | Constant ventilation | Constant ventilation | Constant ventilation | Constant ventilation | Constant ventilation | Constant ventilation | Constant ventilation | Constant ventilation | Constant ventilation | Constant ventilation | DCV enabled | DCV enabled | DCV enabled | DCV enabled | DCV enabled | DCV enabled | DCV enabled | DCV enabled | DCV enabled | DCV enabled | DCV enabled | DCV enabled | DCV enabled | DCV enabled | DCV enabled | DCV enabled | DCV enabled | DCV enabled | DCV enabled | DCV enabled | DCV enabled | DCV enabled | 0.17 | 0.17 | 0.17 | 0.17 | 0.17 | 0.17 | 0.17 | 0.17 | 0.17 | 0.17 | 0.17 | 0.17 | 0.17 | 0.17 | 0.17 | 0.17 | 0.17 | 0.17 | 0.17 | 0.17 | 0.17 | 0.17 | 0 | 0 | 0.067559 | 0.063603 | 0.062055 | 0.061154 | 0.060802 | 0.060496 | 0.060264 | 0.060061 | 0.059937 | 0.059818 | 0.059576 | 0.059382 | 0.059177 | 0.059358 | 0.059466 | 0.059463 | 0.059575 | 0.059557 | 0.059585 | 0.05953 | 0.0023952 | 0.0039353 | 0.005475 | 0.0072019 | 0.0082422 | 0.0094501 | 0.010643 | 0.011984 | 0.012984 | 0.014133 | 0.015231 | 0.016517 | 0.017363 | 0.018518 | 0.019654 | 0.020936 | 0.021825 | 0.022864 | 0.023893 | 0.024885 | 0.0023952 | 0.0061903 | 0.011515 | 0.018549 | 0.026685 | 0.036001 | 0.046506 | 0.058333 | 0.071197 | 0.085188 | 0.10008 | 0.11627 | 0.13323 | 0.15215 | 0.17208 | 0.1909 | 0.2094 | 0.22695 | 0.24393 | 0.26052 | 35.4537 | 61.8735 | 88.2284 | 117.768 | 135.558 | 156.2098 | 176.6014 | 199.5387 | 216.6223 | 236.2708 | 255.6587 | 278.1492 | 293.4136 | 311.9653 | 330.503 | 352.0834 | 366.3379 | 383.9027 | 400.9892 | 418.0253 | 35.4537 | 97.3272 | 185.5556 | 303.3236 | 438.8817 | 595.0915 | 771.6929 | 971.2316 | 1187.8539 | 1424.1248 | 1679.7835 | 1957.9327 | 2251.3462 | 2563.3116 | 2893.8146 | 3210.4442 | 3514.9086 | 3810.583 | 4093.8042 | 4376.2714 | 0.0020421 | 0.0035247 | 0.0049885 | 0.0066134 | 0.007583 | 0.0086996 | 0.0097953 | 0.011022 | 0.011931 | 0.012974 | 0.013976 | 0.015144 | 0.015913 | 0.016863 | 0.017809 | 0.018894 | 0.01962 | 0.020504 | 0.021369 | 0.022245 | 0.0020421 | 0.0055444 | 0.010491 | 0.017034 | 0.024551 | 0.033142 | 0.042802 | 0.053646 | 0.065426 | 0.078204 | 0.091831 | 0.1066 | 0.1221 | 0.13856 | 0.15593 | 0.17229 | 0.18825 | 0.20352 | 0.21816 | 0.23288 | 30.1357 | 52.5925 | 74.9941 | 100.1028 | 115.2243 | 132.7784 | 150.1112 | 169.6079 | 184.129 | 200.8302 | 217.3099 | 236.4268 | 249.4015 | 265.1705 | 280.9276 | 299.2709 | 311.3872 | 326.3173 | 340.8409 | 355.3215 | 30.1357 | 82.7282 | 157.7223 | 257.8251 | 373.0494 | 505.8278 | 655.939 | 825.5469 | 1009.6759 | 1210.506 | 1427.8159 | 1664.2428 | 1913.6443 | 2178.8148 | 2459.7424 | 2728.8776 | 2987.6723 | 3238.9955 | 3479.7335 | 3719.8307 | 0.0020421 | 0.0035247 | 0.0049885 | 0.0066134 | 0.007583 | 0.0086996 | 0.0097953 | 0.011022 | 0.011931 | 0.012974 | 0.013976 | 0.015144 | 0.015913 | 0.016863 | 0.017809 | 0.018894 | 0.01962 | 0.020504 | 0.021369 | 0.022245 | 0.0020421 | 0.0055444 | 0.010491 | 0.017034 | 0.024551 | 0.033142 | 0.042802 | 0.053646 | 0.065426 | 0.078204 | 0.091831 | 0.1066 | 0.1221 | 0.13856 | 0.15593 | 0.17229 | 0.18825 | 0.20352 | 0.21816 | 0.23288 | 30.1357 | 52.5925 | 74.9941 | 100.1028 | 115.2243 | 132.7784 | 150.1112 | 169.6079 | 184.129 | 200.8302 | 217.3099 | 236.4268 | 249.4015 | 265.1705 | 280.9276 | 299.2709 | 311.3872 | 326.3173 | 340.8409 | 355.3215 | 30.1357 | 82.7282 | 157.7223 | 257.8251 | 373.0494 | 505.8278 | 655.939 | 825.5469 | 1009.6759 | 1210.506 | 1427.8159 | 1664.2428 | 1913.6443 | 2178.8148 | 2459.7424 | 2728.8776 | 2987.6723 | 3238.9955 | 3479.7335 | 3719.8307 | 0.0020421 | 0.0035247 | 0.0049885 | 0.0066134 | 0.007583 | 0.0086996 | 0.0097953 | 0.011022 | 0.011931 | 0.012974 | 0.013976 | 0.015144 | 0.015913 | 0.016863 | 0.017809 | 0.018894 | 0.01962 | 0.020504 | 0.021369 | 0.022245 | 0.0020421 | 0.0055444 | 0.010491 | 0.017034 | 0.024551 | 0.033142 | 0.042802 | 0.053646 | 0.065426 | 0.078204 | 0.091831 | 0.1066 | 0.1221 | 0.13856 | 0.15593 | 0.17229 | 0.18825 | 0.20352 | 0.21816 | 0.23288 | 30.1357 | 52.5925 | 74.9941 | 100.1028 | 115.2243 | 132.7784 | 150.1112 | 169.6079 | 184.129 | 200.8302 | 217.3099 | 236.4268 | 249.4015 | 265.1705 | 280.9276 | 299.2709 | 311.3872 | 326.3173 | 340.8409 | 355.3215 | 30.1357 | 82.7282 | 157.7223 | 257.8251 | 373.0494 | 505.8278 | 655.939 | 825.5469 | 1009.6759 | 1210.506 | 1427.8159 | 1664.2428 | 1913.6443 | 2178.8148 | 2459.7424 | 2728.8776 | 2987.6723 | 3238.9955 | 3479.7335 | 3719.8307 | 0.0020421 | 0.0035247 | 0.0049885 | 0.0066134 | 0.007583 | 0.0086996 | 0.0097953 | 0.011022 | 0.011931 | 0.012974 | 0.013976 | 0.015144 | 0.015913 | 0.016863 | 0.017809 | 0.018894 | 0.01962 | 0.020504 | 0.021369 | 0.022245 | 0.0020421 | 0.0055444 | 0.010491 | 0.017034 | 0.024551 | 0.033142 | 0.042802 | 0.053646 | 0.065426 | 0.078204 | 0.091831 | 0.1066 | 0.1221 | 0.13856 | 0.15593 | 0.17229 | 0.18825 | 0.20352 | 0.21816 | 0.23288 | 30.1357 | 52.5925 | 74.9941 | 100.1028 | 115.2243 | 132.7784 | 150.1112 | 169.6079 | 184.129 | 200.8302 | 217.3099 | 236.4268 | 249.4015 | 265.1705 | 280.9276 | 299.2709 | 311.3872 | 326.3173 | 340.8409 | 355.3215 | 30.1357 | 82.7282 | 157.7223 | 257.8251 | 373.0494 | 505.8278 | 655.939 | 825.5469 | 1009.6759 | 1210.506 | 1427.8159 | 1664.2428 | 1913.6443 | 2178.8148 | 2459.7424 | 2728.8776 | 2987.6723 | 3238.9955 | 3479.7335 | 3719.8307 | 582.9502 | 582.9502 | 582.9502 | 582.9502 | 582.9502 | 582.9502 | 582.9502 | 582.9502 | 582.9502 | 582.9502 | 582.9502 | 582.9502 | 582.9502 | 582.9502 | 582.9502 | 582.9502 | 582.9502 | 582.9502 | 582.9502 | 582.9502 | 179.855 | 179.855 | 179.855 | 179.855 | 179.855 | 179.855 | 179.855 | 179.855 | 179.855 | 179.855 | 179.855 | 179.855 | 179.855 | 179.855 | 179.855 | 179.855 | 179.855 | 179.855 | 179.855 | 179.855
WA_Industrial_Stone, Clay, and Glass_New_Space Heating_Natural Gas_Gas Boiler - Stack Economizer_A | WA | Industrial | Stone, Clay, and Glass | New | Space Heating | Natural Gas | Gas Boiler - Stack Economizer | A | IM298 | None | Economizer installed | 15 | 6.7522 | 0 | 0 | 73 | 0 | 0 | 0 | 36.5006 |  | sqft | 15% | 55% | Retrofit | Retro12Med | 75.44% | TBD | 0.2% | 571.9522 |  | 379.4358 |  | 0.00042628 | IL TRM - 4.4.28 - CI-HVC-BECO-V02-210101 | XCEL CO 2019-2020 DSM Plan | IL TRM - 4.4.28 - CI-HVC-BECO-V02-210101 | None | None | None | None | None | None | None | None | None | None | None | None | None | None | None | None | None | None | None | None | None | None | Economizer installed | Economizer installed | Economizer installed | Economizer installed | Economizer installed | Economizer installed | Economizer installed | Economizer installed | Economizer installed | Economizer installed | Economizer installed | Economizer installed | Economizer installed | Economizer installed | Economizer installed | Economizer installed | Economizer installed | Economizer installed | Economizer installed | Economizer installed | Economizer installed | Economizer installed | 73 | 73 | 73 | 73 | 73 | 73 | 73 | 73 | 73 | 73 | 73 | 73 | 73 | 73 | 73 | 73 | 73 | 73 | 73 | 73 | 73 | 73 | 0 | 0 | 6.7179 | 6.3172 | 6.1556 | 6.0575 | 6.0094 | 5.9655 | 5.9264 | 5.8879 | 5.852 | 5.8146 | 5.7634 | 5.718 | 5.6683 | 5.6611 | 5.6515 | 5.6398 | 5.6401 | 5.637 | 5.643 | 5.6443 | 0.00049987 | 0.00082034 | 0.0011398 | 0.0014972 | 0.0017097 | 0.0017602 | 0.0015815 | 0.0014203 | 0.001226 | 0.0010629 | 0.000912 | 0.00078753 | 0.00065882 | 0.00055967 | 0.00047354 | 0.00041965 | 0.00073241 | 0.0010438 | 0.0013948 | 0.0016058 | 0.00049987 | 0.0012904 | 0.0023972 | 0.0038562 | 0.0055353 | 0.0072551 | 0.0087891 | 0.010152 | 0.011316 | 0.012307 | 0.01311 | 0.013795 | 0.014334 | 0.014875 | 0.015324 | 0.015292 | 0.015293 | 0.015284 | 0.0153 | 0.015304 | 0.074409 | 0.12986 | 0.18517 | 0.24717 | 0.2845 | 0.29506 | 0.26686 | 0.24122 | 0.2095 | 0.1828 | 0.15824 | 0.13773 | 0.11623 | 0.098863 | 0.08379 | 0.074409 | 0.12986 | 0.18517 | 0.24717 | 0.2845 | 0.074409 | 0.20427 | 0.38944 | 0.6366 | 0.92111 | 1.2162 | 1.483 | 1.7243 | 1.9338 | 2.1166 | 2.2748 | 2.4125 | 2.5288 | 2.6276 | 2.7114 | 2.7114 | 2.7114 | 2.7114 | 2.7114 | 2.7114 | 0.00042628 | 0.00073506 | 0.0010392 | 0.001376 | 0.0015748 | 0.0016229 | 0.0014584 | 0.0013093 | 0.00113 | 0.00097937 | 0.00084057 | 0.00072577 | 0.00060739 | 0.00051304 | 0.00043218 | 0.00038157 | 0.00066355 | 0.00094337 | 0.001257 | 0.0014463 | 0.00042628 | 0.0011563 | 0.0021856 | 0.0035441 | 0.0050986 | 0.0066891 | 0.0081048 | 0.0093591 | 0.01043 | 0.01134 | 0.012084 | 0.012713 | 0.013215 | 0.013636 | 0.013985 | 0.013904 | 0.013855 | 0.013813 | 0.013789 | 0.013783 | 0.063248 | 0.11038 | 0.15739 | 0.21009 | 0.24183 | 0.2508 | 0.22683 | 0.20504 | 0.17807 | 0.15538 | 0.1345 | 0.11707 | 0.098795 | 0.084033 | 0.071221 | 0.063248 | 0.11038 | 0.15739 | 0.21009 | 0.24183 | 0.063248 | 0.17363 | 0.33102 | 0.54111 | 0.78294 | 1.0337 | 1.2606 | 1.4656 | 1.6437 | 1.7991 | 1.9336 | 2.0506 | 2.1494 | 2.2335 | 2.3047 | 2.3047 | 2.3047 | 2.3047 | 2.3047 | 2.3047 | 0 | 0 | 0 | 0 | 0 | 0 | 0 | 0 | 0 | 0 | 0 | 0 | 0 | 0 | 0 | 0 | 0 | 0 | 0 | 0 | 0 | 0 | 0 | 0 | 0 | 0 | 0 | 0 | 0 | 0 | 0 | 0 | 0 | 0 | 0 | 0 | 0 | 0 | 0 | 0 | 0 | 0 | 0 | 0 | 0 | 0 | 0 | 0 | 0 | 0 | 0 | 0 | 0 | 0 | 0 | 0 | 0 | 0 | 0 | 0 | 0 | 0 | 0 | 0 | 0 | 0 | 0 | 0 | 0 | 0 | 0 | 0 | 0 | 0 | 0 | 0 | 0 | 0 | 0 | 0 | 0.00042628 | 0.00073506 | 0.0010392 | 0.001376 | 0.0015748 | 0.0016229 | 0.0014584 | 0.0013093 | 0.00113 | 0.00097937 | 0.00084057 | 0.00072577 | 0.00060739 | 0.00051304 | 0.00043218 | 0.00038157 | 0.00066355 | 0.00094337 | 0.001257 | 0.0014463 | 0.00042628 | 0.0011563 | 0.0021856 | 0.0035441 | 0.0050986 | 0.0066891 | 0.0081048 | 0.0093591 | 0.01043 | 0.01134 | 0.012084 | 0.012713 | 0.013215 | 0.013636 | 0.013985 | 0.013904 | 0.013855 | 0.013813 | 0.013789 | 0.013783 | 0.063248 | 0.11038 | 0.15739 | 0.21009 | 0.24183 | 0.2508 | 0.22683 | 0.20504 | 0.17807 | 0.15538 | 0.1345 | 0.11707 | 0.098795 | 0.084033 | 0.071221 | 0.063248 | 0.11038 | 0.15739 | 0.21009 | 0.24183 | 0.063248 | 0.17363 | 0.33102 | 0.54111 | 0.78294 | 1.0337 | 1.2606 | 1.4656 | 1.6437 | 1.7991 | 1.9336 | 2.0506 | 2.1494 | 2.2335 | 2.3047 | 2.3047 | 2.3047 | 2.3047 | 2.3047 | 2.3047 | 0.00042628 | 0.00073506 | 0.0010392 | 0.001376 | 0.0015748 | 0.0016229 | 0.0014584 | 0.0013093 | 0.00113 | 0.00097937 | 0.00084057 | 0.00072577 | 0.00060739 | 0.00051304 | 0.00043218 | 0.00038157 | 0.00066355 | 0.00094337 | 0.001257 | 0.0014463 | 0.00042628 | 0.0011563 | 0.0021856 | 0.0035441 | 0.0050986 | 0.0066891 | 0.0081048 | 0.0093591 | 0.01043 | 0.01134 | 0.012084 | 0.012713 | 0.013215 | 0.013636 | 0.013985 | 0.013904 | 0.013855 | 0.013813 | 0.013789 | 0.013783 | 0.063248 | 0.11038 | 0.15739 | 0.21009 | 0.24183 | 0.2508 | 0.22683 | 0.20504 | 0.17807 | 0.15538 | 0.1345 | 0.11707 | 0.098795 | 0.084033 | 0.071221 | 0.063248 | 0.11038 | 0.15739 | 0.21009 | 0.24183 | 0.063248 | 0.17363 | 0.33102 | 0.54111 | 0.78294 | 1.0337 | 1.2606 | 1.4656 | 1.6437 | 1.7991 | 1.9336 | 2.0506 | 2.1494 | 2.2335 | 2.3047 | 2.3047 | 2.3047 | 2.3047 | 2.3047 | 2.3047 | 643.5289 | 643.5289 | 643.5289 | 643.5289 | 643.5289 | 643.5289 | 643.5289 | 643.5289 | 643.5289 | 643.5289 | 643.5289 | 643.5289 | 643.5289 | 643.5289 | 643.5289 | 643.5289 | 643.5289 | 643.5289 | 643.5289 | 643.5289 | 426.9202 | 426.9202 | 426.9202 | 426.9202 | 426.9202 | 426.9202 | 426.9202 | 426.9202 | 426.9202 | 426.9202 | 426.9202 | 426.9202 | 426.9202 | 426.9202 | 426.9202 | 426.9202 | 426.9202 | 426.9202 | 426.9202 | 426.9202
WA_Industrial_Stone, Clay, and Glass_New_Process_Natural Gas_Gas Boiler - Stack Economizer_A | WA | Industrial | Stone, Clay, and Glass | New | Process | Natural Gas | Gas Boiler - Stack Economizer | A | IM299 | None | Economizer installed | 15 | 5.5108 | 0 | 0 | 73 | 0 | 0 | 0 | 36.5006 |  | sqft | 15% | 55% | Retrofit | Retro12Med | 75.44% | TBD | 0.2% | 571.9522 |  | 379.4358 |  | 0.0038484 | IL TRM - 4.4.28 - CI-HVC-BECO-V02-210101 | XCEL CO 2019-2020 DSM Plan | IL TRM - 4.4.29 - CI-HVC-PECO-V01-150601 | None | None | None | None | None | None | None | None | None | None | None | None | None | None | None | None | None | None | None | None | None | None | Economizer installed | Economizer installed | Economizer installed | Economizer installed | Economizer installed | Economizer installed | Economizer installed | Economizer installed | Economizer installed | Economizer installed | Economizer installed | Economizer installed | Economizer installed | Economizer installed | Economizer installed | Economizer installed | Economizer installed | Economizer installed | Economizer installed | Economizer installed | Economizer installed | Economizer installed | 73 | 73 | 73 | 73 | 73 | 73 | 73 | 73 | 73 | 73 | 73 | 73 | 73 | 73 | 73 | 73 | 73 | 73 | 73 | 73 | 73 | 73 | 0 | 0 | 5.484 | 5.4687 | 5.4546 | 5.4421 | 5.4246 | 5.4127 | 5.4052 | 5.4019 | 5.398 | 5.3971 | 5.3971 | 5.3991 | 5.399 | 5.4006 | 5.4025 | 5.4073 | 5.4107 | 5.415 | 5.4188 | 5.4223 | 0.0045242 | 0.0078736 | 0.011198 | 0.014913 | 0.017111 | 0.017707 | 0.015992 | 0.014447 | 0.012538 | 0.010938 | 0.0094688 | 0.0082445 | 0.0069574 | 0.0059196 | 0.0050188 | 0.0044609 | 0.00779 | 0.011117 | 0.014849 | 0.017104 | 0.0045242 | 0.012385 | 0.023552 | 0.038411 | 0.055398 | 0.072984 | 0.088875 | 0.10327 | 0.11573 | 0.12665 | 0.13612 | 0.14441 | 0.15137 | 0.15733 | 0.16241 | 0.16255 | 0.16265 | 0.16278 | 0.1629 | 0.163 | 0.82498 | 1.4397 | 2.053 | 2.7404 | 3.1543 | 3.2714 | 2.9587 | 2.6744 | 2.3227 | 2.0267 | 1.7544 | 1.527 | 1.2886 | 1.0961 | 0.92898 | 0.82498 | 1.4397 | 2.053 | 2.7404 | 3.1543 | 0.82498 | 2.2647 | 4.3177 | 7.0581 | 10.2124 | 13.4838 | 16.4425 | 19.1169 | 21.4396 | 23.4664 | 25.2208 | 26.7478 | 28.0364 | 29.1325 | 30.0615 | 30.0615 | 30.0615 | 30.0615 | 30.0615 | 30.0615 | 0.0038484 | 0.0067002 | 0.0095333 | 0.0127 | 0.014579 | 0.015092 | 0.013633 | 0.012317 | 0.010691 | 0.0093268 | 0.0080738 | 0.0070294 | 0.0059321 | 0.005047 | 0.0042788 | 0.0038026 | 0.0066398 | 0.0094743 | 0.012654 | 0.014574 | 0.0038484 | 0.01054 | 0.02005 | 0.032711 | 0.0472 | 0.062204 | 0.075764 | 0.088042 | 0.098679 | 0.10799 | 0.11607 | 0.12313 | 0.12906 | 0.13414 | 0.13846 | 0.13856 | 0.13864 | 0.13873 | 0.13881 | 0.13889 | 0.70123 | 1.2238 | 1.745 | 2.3293 | 2.6812 | 2.7807 | 2.5149 | 2.2733 | 1.9743 | 1.7227 | 1.4913 | 1.298 | 1.0953 | 0.93168 | 0.78964 | 0.70123 | 1.2238 | 1.745 | 2.3293 | 2.6812 | 0.70123 | 1.925 | 3.6701 | 5.9994 | 8.6805 | 11.4612 | 13.9761 | 16.2494 | 18.2237 | 19.9464 | 21.4377 | 22.7356 | 23.831 | 24.7626 | 25.5523 | 25.5523 | 25.5523 | 25.5523 | 25.5523 | 25.5523 | 0 | 0 | 0 | 0 | 0 | 0 | 0 | 0 | 0 | 0 | 0 | 0 | 0 | 0 | 0 | 0 | 0 | 0 | 0 | 0 | 0 | 0 | 0 | 0 | 0 | 0 | 0 | 0 | 0 | 0 | 0 | 0 | 0 | 0 | 0 | 0 | 0 | 0 | 0 | 0 | 0 | 0 | 0 | 0 | 0 | 0 | 0 | 0 | 0 | 0 | 0 | 0 | 0 | 0 | 0 | 0 | 0 | 0 | 0 | 0 | 0 | 0 | 0 | 0 | 0 | 0 | 0 | 0 | 0 | 0 | 0 | 0 | 0 | 0 | 0 | 0 | 0 | 0 | 0 | 0 | 0.0038568 | 0.0067233 | 0.0095772 | 0.012772 | 0.014682 | 0.015215 | 0.013753 | 0.012428 | 0.010791 | 0.0094144 | 0.0081491 | 0.0070934 | 0.0059857 | 0.0050915 | 0.0043156 | 0.0038333 | 0.0066912 | 0.0095444 | 0.012744 | 0.014672 | 0.0038568 | 0.010576 | 0.020142 | 0.032896 | 0.047536 | 0.062711 | 0.076431 | 0.088839 | 0.099603 | 0.10901 | 0.11715 | 0.12425 | 0.13023 | 0.13533 | 0.13965 | 0.13968 | 0.13971 | 0.13976 | 0.1398 | 0.13983 | 0.70123 | 1.2238 | 1.745 | 2.3293 | 2.6812 | 2.7807 | 2.5149 | 2.2733 | 1.9743 | 1.7227 | 1.4913 | 1.298 | 1.0953 | 0.93168 | 0.78964 | 0.70123 | 1.2238 | 1.745 | 2.3293 | 2.6812 | 0.70123 | 1.925 | 3.6701 | 5.9994 | 8.6805 | 11.4612 | 13.9761 | 16.2494 | 18.2237 | 19.9464 | 21.4377 | 22.7356 | 23.831 | 24.7626 | 25.5523 | 25.5523 | 25.5523 | 25.5523 | 25.5523 | 25.5523 | 0.0038568 | 0.0067233 | 0.0095772 | 0.012772 | 0.014682 | 0.015215 | 0.013753 | 0.012428 | 0.010791 | 0.0094144 | 0.0081491 | 0.0070934 | 0.0059857 | 0.0050915 | 0.0043156 | 0.0038333 | 0.0066912 | 0.0095444 | 0.012744 | 0.014672 | 0.0038568 | 0.010576 | 0.020142 | 0.032896 | 0.047536 | 0.062711 | 0.076431 | 0.088839 | 0.099603 | 0.10901 | 0.11715 | 0.12425 | 0.13023 | 0.13533 | 0.13965 | 0.13968 | 0.13971 | 0.13976 | 0.1398 | 0.13983 | 0.70123 | 1.2238 | 1.745 | 2.3293 | 2.6812 | 2.7807 | 2.5149 | 2.2733 | 1.9743 | 1.7227 | 1.4913 | 1.298 | 1.0953 | 0.93168 | 0.78964 | 0.70123 | 1.2238 | 1.745 | 2.3293 | 2.6812 | 0.70123 | 1.925 | 3.6701 | 5.9994 | 8.6805 | 11.4612 | 13.9761 | 16.2494 | 18.2237 | 19.9464 | 21.4377 | 22.7356 | 23.831 | 24.7626 | 25.5523 | 25.5523 | 25.5523 | 25.5523 | 25.5523 | 25.5523 | 643.5289 | 643.5289 | 643.5289 | 643.5289 | 643.5289 | 643.5289 | 643.5289 | 643.5289 | 643.5289 | 643.5289 | 643.5289 | 643.5289 | 643.5289 | 643.5289 | 643.5289 | 643.5289 | 643.5289 | 643.5289 | 643.5289 | 643.5289 | 426.9202 | 426.9202 | 426.9202 | 426.9202 | 426.9202 | 426.9202 | 426.9202 | 426.9202 | 426.9202 | 426.9202 | 426.9202 | 426.9202 | 426.9202 | 426.9202 | 426.9202 | 426.9202 | 426.9202 | 426.9202 | 426.9202 | 426.9202
WA_Industrial_Stone, Clay, and Glass_New_Space Heating_Natural Gas_Gas Furnace Tube Inserts_A | WA | Industrial | Stone, Clay, and Glass | New | Space Heating | Natural Gas | Gas Furnace Tube Inserts | A | IM300 | None | Tube inserts installed | 5 | 0.077933 | 0 | 0 | 0.02 | 0 | 0 | 0 | 0.0086 |  | sqft | 0% | 0% | Retrofit | Retro3Slow | 84.16% | TBD | 0.2% | 282.1807 |  | 218.2727 |  | 0 | WI TRM - Radiant Tube Inserts, 2507 | WI TRM - Radiant Tube Inserts, 2507 | WI TRM - Radiant Tube Inserts, 2507 | None | None | None | None | None | None | None | None | None | None | None | None | None | None | None | None | None | None | None | None | None | None | Tube inserts installed | Tube inserts installed | Tube inserts installed | Tube inserts installed | Tube inserts installed | Tube inserts installed | Tube inserts installed | Tube inserts installed | Tube inserts installed | Tube inserts installed | Tube inserts installed | Tube inserts installed | Tube inserts installed | Tube inserts installed | Tube inserts installed | Tube inserts installed | Tube inserts installed | Tube inserts installed | Tube inserts installed | Tube inserts installed | Tube inserts installed | Tube inserts installed | 0.02 | 0.02 | 0.02 | 0.02 | 0.02 | 0.02 | 0.02 | 0.02 | 0.02 | 0.02 | 0.02 | 0.02 | 0.02 | 0.02 | 0.02 | 0.02 | 0.02 | 0.02 | 0.02 | 0.02 | 0.02 | 0.02 | 0 | 0 | 0.077672 | 0.073123 | 0.071343 | 0.070307 | 0.069903 | 0.069551 | 0.069285 | 0.069051 | 0.068909 | 0.068771 | 0.068494 | 0.068271 | 0.068034 | 0.068243 | 0.068367 | 0.068363 | 0.068492 | 0.068472 | 0.068504 | 0.06844 | 0 | 0 | 0 | 0 | 0 | 0 | 0 | 0 | 0 | 0 | 0 | 0 | 0 | 0 | 0 | 0 | 0 | 0 | 0 | 0 | 0 | 0 | 0 | 0 | 0 | 0 | 0 | 0 | 0 | 0 | 0 | 0 | 0 | 0 | 0 | 0 | 0 | 0 | 0 | 0 | 0 | 0 | 0 | 0 | 0 | 0 | 0 | 0 | 0 | 0 | 0 | 0 | 0 | 0 | 0 | 0 | 0 | 0 | 0 | 0 | 0 | 0 | 0 | 0 | 0 | 0 | 0 | 0 | 0 | 0 | 0 | 0 | 0 | 0 | 0 | 0 | 0 | 0 | 0 | 0 | 0 | 0 | 0 | 0 | 0 | 0 | 0 | 0 | 0 | 0 | 0 | 0 | 0 | 0 | 0 | 0 | 0 | 0 | 0 | 0 | 0 | 0 | 0 | 0 | 0 | 0 | 0 | 0 | 0 | 0 | 0 | 0 | 0 | 0 | 0 | 0 | 0 | 0 | 0 | 0 | 0 | 0 | 0 | 0 | 0 | 0 | 0 | 0 | 0 | 0 | 0 | 0 | 0 | 0 | 0 | 0 | 0 | 0 | 0 | 0 | 0 | 0 | 0 | 0 | 0 | 0 | 0 | 0 | 0 | 0 | 0 | 0 | 0 | 0 | 0 | 0 | 0 | 0 | 0 | 0 | 0 | 0 | 0 | 0 | 0 | 0 | 0 | 0 | 0 | 0 | 0 | 0 | 0 | 0 | 0 | 0 | 0 | 0 | 0 | 0 | 0 | 0 | 0 | 0 | 0 | 0 | 0 | 0 | 0 | 0 | 0 | 0 | 0 | 0 | 0 | 0 | 0 | 0 | 0 | 0 | 0 | 0 | 0 | 0 | 0 | 0 | 0 | 0 | 0 | 0 | 0 | 0 | 0 | 0 | 0 | 0 | 0 | 0 | 0 | 0 | 0 | 0 | 0 | 0 | 0 | 0 | 0 | 0 | 0 | 0 | 0 | 0 | 0 | 0 | 0 | 0 | 0 | 0 | 0 | 0 | 0 | 0 | 0 | 0 | 0 | 0 | 0 | 0 | 0 | 0 | 0 | 0 | 0 | 0 | 0 | 0 | 0 | 0 | 0 | 0 | 0 | 0 | 0 | 0 | 0 | 0 | 0 | 0 | 0 | 0 | 0 | 0 | 0 | 0 | 0 | 0 | 0 | 0 | 0 | 0 | 0 | 0 | 0 | 0 | 0 | 0 | 0 | 0 | 0 | 0 | 0 | 0 | 0 | 0 | 0 | 0 | 0 | 0 | 0 | 0 | 0 | 0 | 0 | 0 | 0 | 0 | 0 | 0 | 0 | 0 | 0 | 0 | 0 | 0 | 0 | 0 | 0 | 0 | 0 | 0 | 0 | 0 | 0 | 0 | 0 | 0 | 0 | 0 | 0 | 0 | 0 | 0 | 0 | 0 | 0 | 0 | 0 | 0 | 0 | 0 | 0 | 0 | 0 | 0 | 0 | 0 | 0 | 0 | 0 | 0 | 0 | 0 | 0 | 0 | 0 | 0 | 0 | 0 | 0 | 0 | 0 | 0 | 0 | 0 | 0 | 0 | 0 | 0 | 0 | 0 | 0 | 0 | 0 | 0 | 0 | 0 | 0 | 0 | 0 | 0 | 0 | 0 | 0 | 0 | 0 | 0 | 0 | 0 | 0 | 0 | 0 | 0 | 0 | 0 | 0 | 0 | 0 | 0 | 0 | 0 | 60.9549 | 60.9549 | 60.9549 | 60.9549 | 60.9549 | 60.9549 | 60.9549 | 60.9549 | 60.9549 | 60.9549 | 60.9549 | 60.9549 | 60.9549 | 60.9549 | 60.9549 | 60.9549 | 60.9549 | 60.9549 | 60.9549 | 60.9549 | 47.1499 | 47.1499 | 47.1499 | 47.1499 | 47.1499 | 47.1499 | 47.1499 | 47.1499 | 47.1499 | 47.1499 | 47.1499 | 47.1499 | 47.1499 | 47.1499 | 47.1499 | 47.1499 | 47.1499 | 47.1499 | 47.1499 | 47.1499
WA_Industrial_Stone, Clay, and Glass_New_Space Heating_Natural Gas_Space Heating - Heat Recovery Ventilator_A | WA | Industrial | Stone, Clay, and Glass | New | Space Heating | Natural Gas | Space Heating - Heat Recovery Ventilator | A | IM301 | None | HRV installed | 15 | 0.012707 | 0 | 0 | 0.28 | 0 | 0 | 0 | 0.139 |  | sqft | 5% | 10% | Retrofit | RetroEven20 | 80.75% | TBD | 0.2% | 146.5862 |  | 97.246 |  | 0.0009355 | IL TRM - 4.4.27 - CI-HVC-ERVE-V04-200101 | IL TRM - 4.4.27 - CI-HVC-ERVE-V04-200101 | IL TRM - 4.4.27 - CI-HVC-ERVE-V04-200101 | None | None | None | None | None | None | None | None | None | None | None | None | None | None | None | None | None | None | None | None | None | None | HRV installed | HRV installed | HRV installed | HRV installed | HRV installed | HRV installed | HRV installed | HRV installed | HRV installed | HRV installed | HRV installed | HRV installed | HRV installed | HRV installed | HRV installed | HRV installed | HRV installed | HRV installed | HRV installed | HRV installed | HRV installed | HRV installed | 0.28 | 0.28 | 0.28 | 0.28 | 0.28 | 0.28 | 0.28 | 0.28 | 0.28 | 0.28 | 0.28 | 0.28 | 0.28 | 0.28 | 0.28 | 0.28 | 0.28 | 0.28 | 0.28 | 0.28 | 0.28 | 0.28 | 0 | 0 | 0.012641 | 0.011886 | 0.011581 | 0.011395 | 0.011303 | 0.011219 | 0.011145 | 0.011072 | 0.011003 | 0.010932 | 0.010836 | 0.01075 | 0.010656 | 0.010643 | 0.010625 | 0.010603 | 0.010604 | 0.010599 | 0.01061 | 0.010613 | 0.001097 | 0.0018001 | 0.002501 | 0.0032848 | 0.0037505 | 0.0042898 | 0.0048176 | 0.0054076 | 0.0058343 | 0.0063225 | 0.0067807 | 0.007319 | 0.0076534 | 0.008127 | 0.0085955 | 0.0091381 | 0.0095087 | 0.0099595 | 0.010414 | 0.010859 | 0.001097 | 0.0028316 | 0.0052598 | 0.0084604 | 0.012143 | 0.016342 | 0.021052 | 0.026321 | 0.031992 | 0.038109 | 0.044552 | 0.05152 | 0.058724 | 0.066777 | 0.07526 | 0.083325 | 0.091233 | 0.098857 | 0.10632 | 0.11369 | 86.7811 | 151.4494 | 215.9589 | 288.2639 | 331.809 | 382.359 | 432.2719 | 488.4162 | 530.2322 | 578.3264 | 625.7826 | 680.8332 | 718.1962 | 763.6058 | 808.981 | 861.8038 | 896.6949 | 939.6889 | 981.512 | 1023.2115 | 86.7811 | 238.2305 | 454.1894 | 742.4533 | 1074.2623 | 1456.6213 | 1888.8932 | 2377.3094 | 2907.5416 | 3485.868 | 4111.6506 | 4792.4838 | 5510.68 | 6274.2858 | 7083.2668 | 7858.2895 | 8603.5351 | 9327.2651 | 10020.5132 | 10711.9157 | 0.0009355 | 0.001613 | 0.0022803 | 0.0030191 | 0.0034549 | 0.0039556 | 0.004443 | 0.0049857 | 0.0053783 | 0.0058264 | 0.0062506 | 0.0067461 | 0.007057 | 0.007451 | 0.0078458 | 0.00831 | 0.008616 | 0.0090024 | 0.009387 | 0.0097818 | 0.0009355 | 0.0025373 | 0.0047957 | 0.007776 | 0.011186 | 0.015069 | 0.019415 | 0.024267 | 0.029492 | 0.035119 | 0.041069 | 0.047487 | 0.054148 | 0.061222 | 0.068696 | 0.075774 | 0.082668 | 0.089357 | 0.095835 | 0.10241 | 73.7639 | 128.732 | 183.5651 | 245.0244 | 282.0376 | 325.0051 | 367.4311 | 415.1538 | 450.6974 | 491.5774 | 531.9152 | 578.7082 | 610.4668 | 649.0649 | 687.6338 | 732.5333 | 762.1907 | 798.7356 | 834.2852 | 869.7298 | 73.7639 | 202.4959 | 386.061 | 631.0853 | 913.1229 | 1238.1281 | 1605.5592 | 2020.713 | 2471.4104 | 2962.9878 | 3494.903 | 4073.6112 | 4684.078 | 5333.1429 | 6020.7768 | 6679.5461 | 7313.0048 | 7928.1753 | 8517.4362 | 9105.1284 | 0 | 0 | 0 | 0 | 0 | 0 | 0 | 0 | 0 | 0 | 0 | 0 | 0 | 0 | 0 | 0 | 0 | 0 | 0 | 0 | 0 | 0 | 0 | 0 | 0 | 0 | 0 | 0 | 0 | 0 | 0 | 0 | 0 | 0 | 0 | 0 | 0 | 0 | 0 | 0 | 0 | 0 | 0 | 0 | 0 | 0 | 0 | 0 | 0 | 0 | 0 | 0 | 0 | 0 | 0 | 0 | 0 | 0 | 0 | 0 | 0 | 0 | 0 | 0 | 0 | 0 | 0 | 0 | 0 | 0 | 0 | 0 | 0 | 0 | 0 | 0 | 0 | 0 | 0 | 0 | 0 | 0 | 0 | 0 | 0 | 0 | 0 | 0 | 0 | 0 | 0 | 0 | 0 | 0 | 0 | 0 | 0 | 0 | 0 | 0 | 0 | 0 | 0 | 0 | 0 | 0 | 0 | 0 | 0 | 0 | 0 | 0 | 0 | 0 | 0 | 0 | 0 | 0 | 0 | 0 | 0 | 0 | 0 | 0 | 0 | 0 | 0 | 0 | 0 | 0 | 0 | 0 | 0 | 0 | 0 | 0 | 0 | 0 | 0 | 0 | 0 | 0 | 0 | 0 | 0 | 0 | 0 | 0 | 0 | 0 | 0 | 0 | 0 | 0 | 0 | 0 | 0 | 0 | 0 | 0 | 0 | 0 | 0 | 0 | 0 | 0 | 0 | 0 | 0 | 0 | 0 | 0 | 0 | 0 | 0 | 0 | 0 | 0 | 0 | 0 | 0 | 0 | 0 | 0 | 0 | 0 | 0 | 0 | 0 | 0 | 0 | 0 | 0 | 0 | 0 | 0 | 0 | 0 | 0 | 0 | 0 | 0 | 0 | 0 | 0 | 0 | 0 | 0 | 0 | 0 | 0 | 0 | 0 | 0 | 0 | 0 | 0 | 0 | 0 | 0 | 0 | 0 | 0 | 0 | 0 | 0 | 0 | 0 | 0 | 0 | 0 | 0 | 0 | 0 | 0 | 0 | 0 | 0 | 0 | 0 | 2382.0251 | 2382.0251 | 2382.0251 | 2382.0251 | 2382.0251 | 2382.0251 | 2382.0251 | 2382.0251 | 2382.0251 | 2382.0251 | 2382.0251 | 2382.0251 | 2382.0251 | 2382.0251 | 2382.0251 | 2382.0251 | 2382.0251 | 2382.0251 | 2382.0251 | 2382.0251 | 1580.247 | 1580.247 | 1580.247 | 1580.247 | 1580.247 | 1580.247 | 1580.247 | 1580.247 | 1580.247 | 1580.247 | 1580.247 | 1580.247 | 1580.247 | 1580.247 | 1580.247 | 1580.247 | 1580.247 | 1580.247 | 1580.247 | 1580.247
WA_Industrial_Stone, Clay, and Glass_New_Space Heating_Natural Gas_Thermostat - Programmable_A | WA | Industrial | Stone, Clay, and Glass | New | Space Heating | Natural Gas | Thermostat - Programmable | A | IM302 | Manual control | Programmable thermostat installed | 11 | 0.0061474 | 0 | 0 | 0.17 | 0.01 | 0 | 0 | 0.0859 |  | sqft | 25% | 40% | Retrofit | RetroEven20 | 80.75% | TBD | 0.2% | 175.7871 |  | 119.9913 |  | 0.0013574 | IL TRM - 4.4.48 - CI-HVC-THST-V02-210101 | IL TRM - 4.4.48 - CI-HVC-THST-V02-210101 | BEST | Manual control | Manual control | Manual control | Manual control | Manual control | Manual control | Manual control | Manual control | Manual control | Manual control | Manual control | Manual control | Manual control | Manual control | Manual control | Manual control | Manual control | Manual control | Manual control | Manual control | Manual control | Manual control | Programmable thermostat installed | Programmable thermostat installed | Programmable thermostat installed | Programmable thermostat installed | Programmable thermostat installed | Programmable thermostat installed | Programmable thermostat installed | Programmable thermostat installed | Programmable thermostat installed | Programmable thermostat installed | Programmable thermostat installed | Programmable thermostat installed | Programmable thermostat installed | Programmable thermostat installed | Programmable thermostat installed | Programmable thermostat installed | Programmable thermostat installed | Programmable thermostat installed | Programmable thermostat installed | Programmable thermostat installed | Programmable thermostat installed | Programmable thermostat installed | 0.17 | 0.17 | 0.17 | 0.17 | 0.17 | 0.17 | 0.17 | 0.17 | 0.17 | 0.17 | 0.17 | 0.17 | 0.17 | 0.17 | 0.17 | 0.17 | 0.17 | 0.17 | 0.17 | 0.17 | 0.17 | 0.17 | 0 | 0 | 0.0061139 | 0.0057481 | 0.0055999 | 0.0055096 | 0.0054644 | 0.0054232 | 0.0053865 | 0.0053506 | 0.0053168 | 0.005282 | 0.0052346 | 0.0051928 | 0.0051468 | 0.0051397 | 0.0051305 | 0.0051197 | 0.0051195 | 0.0051165 | 0.0051218 | 0.0051228 | 0.0015917 | 0.0026116 | 0.003628 | 0.0047647 | 0.0054394 | 0.0062208 | 0.0069853 | 0.00784 | 0.0084575 | 0.0091641 | 0.0098272 | 0.010606 | 0.011089 | 0.011774 | 0.012451 | 0.013236 | 0.013772 | 0.014424 | 0.015081 | 0.015725 | 0.0015917 | 0.0041081 | 0.0076302 | 0.012272 | 0.017611 | 0.023699 | 0.030524 | 0.03816 | 0.046377 | 0.055237 | 0.064568 | 0.073307 | 0.081409 | 0.08974 | 0.097594 | 0.10553 | 0.11342 | 0.12115 | 0.12885 | 0.13645 | 260.3432 | 454.3482 | 647.8767 | 864.7918 | 995.427 | 1147.0769 | 1296.8157 | 1465.2487 | 1590.6967 | 1734.9791 | 1877.3478 | 2042.4995 | 2154.5887 | 2290.8174 | 2426.9429 | 2585.4115 | 2690.0847 | 2819.0668 | 2944.536 | 3069.6346 | 260.3432 | 714.6914 | 1362.5681 | 2227.3599 | 3222.7869 | 4369.8638 | 5666.6795 | 7131.9282 | 8722.6249 | 10457.604 | 12334.9518 | 14117.1081 | 15817.3486 | 17460.2893 | 19022.4404 | 20612.425 | 22155.4328 | 23677.6838 | 25156.9711 | 26635.9091 | 0.0013574 | 0.0023403 | 0.0033081 | 0.0043796 | 0.0050112 | 0.0057368 | 0.0064431 | 0.0072294 | 0.0077978 | 0.0084467 | 0.0090607 | 0.0097782 | 0.010228 | 0.010798 | 0.011369 | 0.01204 | 0.012483 | 0.013042 | 0.013598 | 0.014169 | 0.0013574 | 0.0036813 | 0.0069574 | 0.01128 | 0.016224 | 0.021855 | 0.028154 | 0.035188 | 0.04276 | 0.050912 | 0.059533 | 0.067584 | 0.075083 | 0.082297 | 0.089107 | 0.095993 | 0.10281 | 0.10954 | 0.11618 | 0.12295 | 221.2917 | 386.1959 | 550.6952 | 735.0731 | 846.1129 | 975.0154 | 1102.2934 | 1245.4614 | 1352.0922 | 1474.7322 | 1595.7456 | 1736.1246 | 1831.4004 | 1947.1948 | 2062.9015 | 2197.5998 | 2286.572 | 2396.2068 | 2502.8556 | 2609.1894 | 221.2917 | 607.4877 | 1158.1829 | 1893.2559 | 2739.3688 | 3714.3842 | 4816.6776 | 6062.139 | 7414.2312 | 8888.9634 | 10484.709 | 11999.5419 | 13444.7463 | 14841.2459 | 16169.0744 | 17520.5612 | 18832.1178 | 20126.0313 | 21383.4255 | 22640.5227 | 0 | 0 | 0 | 0 | 0 | 0 | 0 | 0 | 0 | 0 | 0 | 0 | 0 | 0 | 0 | 0 | 0 | 0 | 0 | 0 | 0 | 0 | 0 | 0 | 0 | 0 | 0 | 0 | 0 | 0 | 0 | 0 | 0 | 0 | 0 | 0 | 0 | 0 | 0 | 0 | 0 | 0 | 0 | 0 | 0 | 0 | 0 | 0 | 0 | 0 | 0 | 0 | 0 | 0 | 0 | 0 | 0 | 0 | 0 | 0 | 0 | 0 | 0 | 0 | 0 | 0 | 0 | 0 | 0 | 0 | 0 | 0 | 0 | 0 | 0 | 0 | 0 | 0 | 0 | 0 | 0 | 0 | 0 | 0 | 0 | 0 | 0 | 0 | 0 | 0 | 0 | 0 | 0 | 0 | 0 | 0 | 0 | 0 | 0 | 0 | 0 | 0 | 0 | 0 | 0 | 0 | 0 | 0 | 0 | 0 | 0 | 0 | 0 | 0 | 0 | 0 | 0 | 0 | 0 | 0 | 0 | 0 | 0 | 0 | 0 | 0 | 0 | 0 | 0 | 0 | 0 | 0 | 0 | 0 | 0 | 0 | 0 | 0 | 0 | 0 | 0 | 0 | 0 | 0 | 0 | 0 | 0 | 0 | 0 | 0 | 0 | 0 | 0 | 0 | 0 | 0 | 0 | 0 | 0 | 0 | 0 | 0 | 0 | 0 | 0 | 0 | 0 | 0 | 0 | 0 | 0 | 0 | 0 | 0 | 0 | 0 | 0 | 0 | 0 | 0 | 0 | 0 | 0 | 0 | 0 | 0 | 0 | 0 | 0 | 0 | 0 | 0 | 0 | 0 | 0 | 0 | 0 | 0 | 0 | 0 | 0 | 0 | 0 | 0 | 0 | 0 | 0 | 0 | 0 | 0 | 0 | 0 | 0 | 0 | 0 | 0 | 0 | 0 | 0 | 0 | 0 | 0 | 0 | 0 | 0 | 0 | 0 | 0 | 0 | 0 | 0 | 0 | 0 | 0 | 0 | 0 | 0 | 0 | 0 | 0 | 4596.6879 | 4596.6879 | 4596.6879 | 4596.6879 | 4596.6879 | 4596.6879 | 4596.6879 | 4596.6879 | 4596.6879 | 4596.6879 | 4596.6879 | 4596.6879 | 4596.6879 | 4596.6879 | 4596.6879 | 4596.6879 | 4596.6879 | 4596.6879 | 4596.6879 | 4596.6879 | 2541.7387 | 2541.7387 | 2541.7387 | 2541.7387 | 2541.7387 | 2541.7387 | 2541.7387 | 2541.7387 | 2541.7387 | 2541.7387 | 2541.7387 | 2541.7387 | 2541.7387 | 2541.7387 | 2541.7387 | 2541.7387 | 2541.7387 | 2541.7387 | 2541.7387 | 2541.7387
WA_Industrial_Stone, Clay, and Glass_New_Space Heating_Natural Gas_ENERGY STAR Connected Thermostat_A | WA | Industrial | Stone, Clay, and Glass | New | Space Heating | Natural Gas | ENERGY STAR Connected Thermostat | A | IM303 | Manual control | Wi-Fi/interactive thermostat installed | 5 | 0.01486 | 0 | 0 | 0.39 | 0.01 | 0 | 0 | 0.1927 |  | sqft | 5% | 20% | Retrofit | RetroEven20 | 80.75% | TBD | 0.2% | 340.6279 |  | 258.9105 |  | 0.0032805 | ComConnectedThermostats_v1_1 | ComConnectedThermostats_v1_1 | ComConnectedThermostats_v1_1 | Manual control | Manual control | Manual control | Manual control | Manual control | Manual control | Manual control | Manual control | Manual control | Manual control | Manual control | Manual control | Manual control | Manual control | Manual control | Manual control | Manual control | Manual control | Manual control | Manual control | Manual control | Manual control | Wi-Fi/interactive thermostat installed | Wi-Fi/interactive thermostat installed | Wi-Fi/interactive thermostat installed | Wi-Fi/interactive thermostat installed | Wi-Fi/interactive thermostat installed | Wi-Fi/interactive thermostat installed | Wi-Fi/interactive thermostat installed | Wi-Fi/interactive thermostat installed | Wi-Fi/interactive thermostat installed | Wi-Fi/interactive thermostat installed | Wi-Fi/interactive thermostat installed | Wi-Fi/interactive thermostat installed | Wi-Fi/interactive thermostat installed | Wi-Fi/interactive thermostat installed | Wi-Fi/interactive thermostat installed | Wi-Fi/interactive thermostat installed | Wi-Fi/interactive thermostat installed | Wi-Fi/interactive thermostat installed | Wi-Fi/interactive thermostat installed | Wi-Fi/interactive thermostat installed | Wi-Fi/interactive thermostat installed | Wi-Fi/interactive thermostat installed | 0.39 | 0.39 | 0.39 | 0.39 | 0.39 | 0.39 | 0.39 | 0.39 | 0.39 | 0.39 | 0.39 | 0.39 | 0.39 | 0.39 | 0.39 | 0.39 | 0.39 | 0.39 | 0.39 | 0.39 | 0.39 | 0.39 | 0 | 0 | 0.014775 | 0.013888 | 0.013527 | 0.013307 | 0.013194 | 0.013091 | 0.012998 | 0.012908 | 0.012821 | 0.012732 | 0.012613 | 0.012509 | 0.012395 | 0.012375 | 0.012352 | 0.012327 | 0.012326 | 0.012319 | 0.012332 | 0.012335 | 0.0038465 | 0.00631 | 0.0087641 | 0.011508 | 0.013134 | 0.015016 | 0.016856 | 0.018913 | 0.020395 | 0.02209 | 0.02368 | 0.02555 | 0.026706 | 0.02835 | 0.029979 | 0.031871 | 0.033159 | 0.034729 | 0.038916 | 0.042215 | 0.0038465 | 0.0099256 | 0.018432 | 0.029639 | 0.042521 | 0.053797 | 0.064368 | 0.074469 | 0.083277 | 0.092116 | 0.10047 | 0.10896 | 0.11651 | 0.125 | 0.13331 | 0.13856 | 0.14093 | 0.14105 | 0.1412 | 0.14123 | 260.3432 | 454.3482 | 647.8767 | 864.7918 | 995.427 | 1147.0769 | 1296.8157 | 1465.2487 | 1590.6967 | 1734.9791 | 1877.3478 | 2042.4995 | 2154.5887 | 2290.8174 | 2426.9429 | 2585.4115 | 2690.0847 | 2819.0668 | 3155.6092 | 3422.3699 | 260.3432 | 714.6914 | 1362.5681 | 2227.3599 | 3222.7869 | 4109.5206 | 4951.9881 | 5769.3602 | 6495.265 | 7234.8171 | 7965.088 | 8710.7718 | 9400.1117 | 10100.2324 | 10792.1963 | 11239.9168 | 11433.1539 | 11449.7553 | 11449.7553 | 11449.7553 | 0.0032805 | 0.0056549 | 0.007992 | 0.010579 | 0.012102 | 0.013851 | 0.015552 | 0.017446 | 0.018811 | 0.02037 | 0.021843 | 0.023567 | 0.024644 | 0.026014 | 0.027388 | 0.029008 | 0.030073 | 0.03142 | 0.03511 | 0.038061 | 0.0032805 | 0.0088952 | 0.016808 | 0.027247 | 0.03918 | 0.049622 | 0.059387 | 0.068691 | 0.07681 | 0.084941 | 0.092676 | 0.10051 | 0.10752 | 0.1147 | 0.12179 | 0.12611 | 0.12781 | 0.12762 | 0.12739 | 0.12733 | 221.2917 | 386.1959 | 550.6952 | 735.0731 | 846.1129 | 975.0154 | 1102.2934 | 1245.4614 | 1352.0922 | 1474.7322 | 1595.7456 | 1736.1246 | 1831.4004 | 1947.1948 | 2062.9015 | 2197.5998 | 2286.572 | 2396.2068 | 2682.2678 | 2909.0144 | 221.2917 | 607.4877 | 1158.1829 | 1893.2559 | 2739.3688 | 3493.0925 | 4209.1899 | 4903.9562 | 5520.9753 | 6149.5945 | 6770.3248 | 7404.156 | 7990.095 | 8585.1976 | 9173.3669 | 9553.9293 | 9718.1808 | 9732.292 | 9732.292 | 9732.292 | 0 | 0 | 0 | 0 | 0 | 0 | 0 | 0 | 0 | 0 | 0 | 0 | 0 | 0 | 0 | 0 | 0 | 0 | 0 | 0 | 0 | 0 | 0 | 0 | 0 | 0 | 0 | 0 | 0 | 0 | 0 | 0 | 0 | 0 | 0 | 0 | 0 | 0 | 0 | 0 | 0 | 0 | 0 | 0 | 0 | 0 | 0 | 0 | 0 | 0 | 0 | 0 | 0 | 0 | 0 | 0 | 0 | 0 | 0 | 0 | 0 | 0 | 0 | 0 | 0 | 0 | 0 | 0 | 0 | 0 | 0 | 0 | 0 | 0 | 0 | 0 | 0 | 0 | 0 | 0 | 0 | 0 | 0 | 0 | 0 | 0 | 0 | 0 | 0 | 0 | 0 | 0 | 0 | 0 | 0 | 0 | 0 | 0 | 0 | 0 | 0 | 0 | 0 | 0 | 0 | 0 | 0 | 0 | 0 | 0 | 0 | 0 | 0 | 0 | 0 | 0 | 0 | 0 | 0 | 0 | 0 | 0 | 0 | 0 | 0 | 0 | 0 | 0 | 0 | 0 | 0 | 0 | 0 | 0 | 0 | 0 | 0 | 0 | 0 | 0 | 0 | 0 | 0 | 0 | 0 | 0 | 0 | 0 | 0 | 0 | 0 | 0 | 0 | 0 | 0 | 0 | 0 | 0 | 0 | 0 | 0 | 0 | 0 | 0 | 0 | 0 | 0 | 0 | 0 | 0 | 0 | 0 | 0 | 0 | 0 | 0 | 0 | 0 | 0 | 0 | 0 | 0 | 0 | 0 | 0 | 0 | 0 | 0 | 0 | 0 | 0 | 0 | 0 | 0 | 0 | 0 | 0 | 0 | 0 | 0 | 0 | 0 | 0 | 0 | 0 | 0 | 0 | 0 | 0 | 0 | 0 | 0 | 0 | 0 | 0 | 0 | 0 | 0 | 0 | 0 | 0 | 0 | 0 | 0 | 0 | 0 | 0 | 0 | 0 | 0 | 0 | 0 | 0 | 0 | 0 | 0 | 0 | 0 | 0 | 0 | 6993.6862 | 6993.6862 | 6993.6862 | 6993.6862 | 6993.6862 | 6993.6862 | 6993.6862 | 6993.6862 | 6993.6862 | 6993.6862 | 6993.6862 | 6993.6862 | 6993.6862 | 6993.6862 | 6993.6862 | 6993.6862 | 6993.6862 | 6993.6862 | 6993.6862 | 6993.6862 | 4821.7774 | 4821.7774 | 4821.7774 | 4821.7774 | 4821.7774 | 4821.7774 | 4821.7774 | 4821.7774 | 4821.7774 | 4821.7774 | 4821.7774 | 4821.7774 | 4821.7774 | 4821.7774 | 4821.7774 | 4821.7774 | 4821.7774 | 4821.7774 | 4821.7774 | 4821.7774
WA_Industrial_Stone, Clay, and Glass_New_Space Heating_Natural Gas_Destratification Fans (HVLS)_A | WA | Industrial | Stone, Clay, and Glass | New | Space Heating | Natural Gas | Destratification Fans (HVLS) | A | IM304 | None/Standard ventilation | Fans installed | 10 | 0.01486 | 0 | 0 | 0.6 | 0.01 | 0 | 0 | 0.2991 |  | sqft | 15% | 30% | Retrofit | RetroEven20 | 80.75% | TBD | 0.2% | 218.9297 |  | 150.6408 |  | 0.0032784 | IL TRM - 4.4.34 - CI-HVC-DSFN-V05-210101 | IL TRM - 4.4.34 - CI-HVC-DSFN-V05-210101 | IL TRM - 4.4.34 - CI-HVC-DSFN-V05-210101 | None/Standard ventilation | None/Standard ventilation | None/Standard ventilation | None/Standard ventilation | None/Standard ventilation | None/Standard ventilation | None/Standard ventilation | None/Standard ventilation | None/Standard ventilation | None/Standard ventilation | None/Standard ventilation | None/Standard ventilation | None/Standard ventilation | None/Standard ventilation | None/Standard ventilation | None/Standard ventilation | None/Standard ventilation | None/Standard ventilation | None/Standard ventilation | None/Standard ventilation | None/Standard ventilation | None/Standard ventilation | Fans installed | Fans installed | Fans installed | Fans installed | Fans installed | Fans installed | Fans installed | Fans installed | Fans installed | Fans installed | Fans installed | Fans installed | Fans installed | Fans installed | Fans installed | Fans installed | Fans installed | Fans installed | Fans installed | Fans installed | Fans installed | Fans installed | 0.6 | 0.6 | 0.6 | 0.6 | 0.6 | 0.6 | 0.6 | 0.6 | 0.6 | 0.6 | 0.6 | 0.6 | 0.6 | 0.6 | 0.6 | 0.6 | 0.6 | 0.6 | 0.6 | 0.6 | 0.6 | 0.6 | 0 | 0 | 0.014764 | 0.013872 | 0.013506 | 0.013281 | 0.013162 | 0.013056 | 0.012961 | 0.01287 | 0.012782 | 0.012693 | 0.012573 | 0.012469 | 0.012354 | 0.012335 | 0.012311 | 0.012287 | 0.012287 | 0.012282 | 0.012296 | 0.0123 | 0.0038436 | 0.0063025 | 0.0087502 | 0.011485 | 0.013102 | 0.014976 | 0.016808 | 0.018857 | 0.020332 | 0.022021 | 0.023604 | 0.025468 | 0.026618 | 0.028256 | 0.029879 | 0.031767 | 0.033053 | 0.034623 | 0.036207 | 0.037758 | 0.0038436 | 0.0099139 | 0.018403 | 0.029582 | 0.042418 | 0.057051 | 0.073446 | 0.091785 | 0.11149 | 0.13273 | 0.15182 | 0.17036 | 0.18741 | 0.2047 | 0.22194 | 0.23917 | 0.25629 | 0.27281 | 0.28978 | 0.30629 | 260.3432 | 454.3482 | 647.8767 | 864.7918 | 995.427 | 1147.0769 | 1296.8157 | 1465.2487 | 1590.6967 | 1734.9791 | 1877.3478 | 2042.4995 | 2154.5887 | 2290.8174 | 2426.9429 | 2585.4115 | 2690.0847 | 2819.0668 | 2944.536 | 3069.6346 | 260.3432 | 714.6914 | 1362.5681 | 2227.3599 | 3222.7869 | 4369.8638 | 5666.6795 | 7131.9282 | 8722.6249 | 10457.604 | 12074.6085 | 13662.7599 | 15169.4719 | 16595.4975 | 18027.0134 | 19465.3481 | 20858.617 | 22212.4351 | 23566.2745 | 24900.93 | 0.0032784 | 0.0056492 | 0.0079813 | 0.010562 | 0.012077 | 0.013819 | 0.015514 | 0.017402 | 0.018762 | 0.020315 | 0.021784 | 0.023503 | 0.024576 | 0.025941 | 0.027311 | 0.028928 | 0.029992 | 0.031339 | 0.03268 | 0.034057 | 0.0032784 | 0.0088863 | 0.016786 | 0.027203 | 0.039099 | 0.052645 | 0.067792 | 0.084701 | 0.10288 | 0.12245 | 0.14011 | 0.15722 | 0.17303 | 0.18793 | 0.20286 | 0.21779 | 0.23255 | 0.24693 | 0.26155 | 0.27627 | 221.2917 | 386.1959 | 550.6952 | 735.0731 | 846.1129 | 975.0154 | 1102.2934 | 1245.4614 | 1352.0922 | 1474.7322 | 1595.7456 | 1736.1246 | 1831.4004 | 1947.1948 | 2062.9015 | 2197.5998 | 2286.572 | 2396.2068 | 2502.8556 | 2609.1894 | 221.2917 | 607.4877 | 1158.1829 | 1893.2559 | 2739.3688 | 3714.3842 | 4816.6776 | 6062.139 | 7414.2312 | 8888.9634 | 10263.4173 | 11613.3459 | 12894.0511 | 14106.1729 | 15322.9614 | 16545.5458 | 17729.8245 | 18880.5698 | 20031.3333 | 21165.7905 | 0 | 0 | 0 | 0 | 0 | 0 | 0 | 0 | 0 | 0 | 0 | 0 | 0 | 0 | 0 | 0 | 0 | 0 | 0 | 0 | 0 | 0 | 0 | 0 | 0 | 0 | 0 | 0 | 0 | 0 | 0 | 0 | 0 | 0 | 0 | 0 | 0 | 0 | 0 | 0 | 0 | 0 | 0 | 0 | 0 | 0 | 0 | 0 | 0 | 0 | 0 | 0 | 0 | 0 | 0 | 0 | 0 | 0 | 0 | 0 | 0 | 0 | 0 | 0 | 0 | 0 | 0 | 0 | 0 | 0 | 0 | 0 | 0 | 0 | 0 | 0 | 0 | 0 | 0 | 0 | 0 | 0 | 0 | 0 | 0 | 0 | 0 | 0 | 0 | 0 | 0 | 0 | 0 | 0 | 0 | 0 | 0 | 0 | 0 | 0 | 0 | 0 | 0 | 0 | 0 | 0 | 0 | 0 | 0 | 0 | 0 | 0 | 0 | 0 | 0 | 0 | 0 | 0 | 0 | 0 | 0 | 0 | 0 | 0 | 0 | 0 | 0 | 0 | 0 | 0 | 0 | 0 | 0 | 0 | 0 | 0 | 0 | 0 | 0 | 0 | 0 | 0 | 0 | 0 | 0 | 0 | 0 | 0 | 0 | 0 | 0 | 0 | 0 | 0 | 0 | 0 | 0 | 0 | 0 | 0 | 0 | 0 | 0 | 0 | 0 | 0 | 0 | 0 | 0 | 0 | 0 | 0 | 0 | 0 | 0 | 0 | 0 | 0 | 0 | 0 | 0 | 0 | 0 | 0 | 0 | 0 | 0 | 0 | 0 | 0 | 0 | 0 | 0 | 0 | 0 | 0 | 0 | 0 | 0 | 0 | 0 | 0 | 0 | 0 | 0 | 0 | 0 | 0 | 0 | 0 | 0 | 0 | 0 | 0 | 0 | 0 | 0 | 0 | 0 | 0 | 0 | 0 | 0 | 0 | 0 | 0 | 0 | 0 | 0 | 0 | 0 | 0 | 0 | 0 | 0 | 0 | 0 | 0 | 0 | 0 | 6582.7662 | 6582.7662 | 6582.7662 | 6582.7662 | 6582.7662 | 6582.7662 | 6582.7662 | 6582.7662 | 6582.7662 | 6582.7662 | 6582.7662 | 6582.7662 | 6582.7662 | 6582.7662 | 6582.7662 | 6582.7662 | 6582.7662 | 6582.7662 | 6582.7662 | 6582.7662 | 4018.3685 | 4018.3685 | 4018.3685 | 4018.3685 | 4018.3685 | 4018.3685 | 4018.3685 | 4018.3685 | 4018.3685 | 4018.3685 | 4018.3685 | 4018.3685 | 4018.3685 | 4018.3685 | 4018.3685 | 4018.3685 | 4018.3685 | 4018.3685 | 4018.3685 | 4018.3685
WA_Industrial_Stone, Clay, and Glass_New_Space Heating_Natural Gas_Gas Boiler - Insulate Steam Lines/Condensate Tank_A | WA | Industrial | Stone, Clay, and Glass | New | Space Heating | Natural Gas | Gas Boiler - Insulate Steam Lines/Condensate Tank | A | IM305 | No insulation | Lines and condenstate tank insulated | 20 | 73.4596 | 0 | 0 | 444.08 | 0 | 0 | 0 | 222.0378 |  | sqft | 30% | 35% | Retrofit | RetroEven20 | 80.75% | TBD | 0.2% | 338.1017 |  | 213.973 |  | 0.00026502 | PGE Workpaper - SWWH017-01 | PGE Workpaper - SWWH017-01 | PGE Workpaper - SWWH017-01 | No insulation | No insulation | No insulation | No insulation | No insulation | No insulation | No insulation | No insulation | No insulation | No insulation | No insulation | No insulation | No insulation | No insulation | No insulation | No insulation | No insulation | No insulation | No insulation | No insulation | No insulation | No insulation | Lines and condenstate tank insulated | Lines and condenstate tank insulated | Lines and condenstate tank insulated | Lines and condenstate tank insulated | Lines and condenstate tank insulated | Lines and condenstate tank insulated | Lines and condenstate tank insulated | Lines and condenstate tank insulated | Lines and condenstate tank insulated | Lines and condenstate tank insulated | Lines and condenstate tank insulated | Lines and condenstate tank insulated | Lines and condenstate tank insulated | Lines and condenstate tank insulated | Lines and condenstate tank insulated | Lines and condenstate tank insulated | Lines and condenstate tank insulated | Lines and condenstate tank insulated | Lines and condenstate tank insulated | Lines and condenstate tank insulated | Lines and condenstate tank insulated | Lines and condenstate tank insulated | 444.08 | 444.08 | 444.08 | 444.08 | 444.08 | 444.08 | 444.08 | 444.08 | 444.08 | 444.08 | 444.08 | 444.08 | 444.08 | 444.08 | 444.08 | 444.08 | 444.08 | 444.08 | 444.08 | 444.08 | 444.08 | 444.08 | 0 | 0 | 73.0908 | 68.7337 | 66.9775 | 65.9119 | 65.3912 | 64.9154 | 64.4923 | 64.0756 | 63.6866 | 63.282 | 62.7264 | 62.2343 | 61.6959 | 61.6196 | 61.5175 | 61.3918 | 61.3967 | 61.3649 | 61.4322 | 61.4485 | 0.00031078 | 0.00051004 | 0.0007087 | 0.00093093 | 0.0010631 | 0.0012161 | 0.0013659 | 0.0015334 | 0.0016545 | 0.0017932 | 0.0019233 | 0.002076 | 0.002171 | 0.0023054 | 0.0024384 | 0.0025923 | 0.0026975 | 0.0028253 | 0.0029543 | 0.0030806 | 0.00031078 | 0.00080229 | 0.0014905 | 0.0023977 | 0.0034419 | 0.004633 | 0.0059687 | 0.0074635 | 0.0090727 | 0.010808 | 0.012637 | 0.014614 | 0.016658 | 0.018943 | 0.02135 | 0.023899 | 0.026598 | 0.02941 | 0.032396 | 0.035485 | 0.004252 | 0.0074205 | 0.010581 | 0.014124 | 0.016257 | 0.018734 | 0.02118 | 0.023931 | 0.025979 | 0.028336 | 0.030661 | 0.033358 | 0.035189 | 0.037414 | 0.039637 | 0.042225 | 0.043935 | 0.046041 | 0.048091 | 0.050134 | 0.004252 | 0.011672 | 0.022254 | 0.036378 | 0.052635 | 0.071369 | 0.092549 | 0.11648 | 0.14246 | 0.1708 | 0.20146 | 0.23481 | 0.27 | 0.30742 | 0.34705 | 0.38928 | 0.43321 | 0.47926 | 0.52735 | 0.57748 | 0.00026502 | 0.00045701 | 0.00064612 | 0.00085556 | 0.00097919 | 0.0011212 | 0.0012595 | 0.0014135 | 0.001525 | 0.0016521 | 0.0017725 | 0.0019131 | 0.0020014 | 0.0021132 | 0.0022252 | 0.0023568 | 0.0024436 | 0.0025532 | 0.0026623 | 0.0027743 | 0.00026502 | 0.00071887 | 0.0013589 | 0.0022036 | 0.0031702 | 0.0042714 | 0.0055038 | 0.0068801 | 0.0083621 | 0.0099582 | 0.011646 | 0.013467 | 0.015356 | 0.017363 | 0.019483 | 0.021728 | 0.024095 | 0.026577 | 0.029194 | 0.031956 | 0.0036142 | 0.0063074 | 0.008994 | 0.012005 | 0.013819 | 0.015924 | 0.018003 | 0.020341 | 0.022083 | 0.024086 | 0.026062 | 0.028355 | 0.029911 | 0.031802 | 0.033692 | 0.035892 | 0.037345 | 0.039135 | 0.040877 | 0.042614 | 0.0036142 | 0.0099216 | 0.018916 | 0.030921 | 0.04474 | 0.060664 | 0.078667 | 0.099008 | 0.12109 | 0.14518 | 0.17124 | 0.19959 | 0.2295 | 0.2613 | 0.295 | 0.33089 | 0.36823 | 0.40737 | 0.44824 | 0.49086 | 0.00026502 | 0.00045701 | 0.00064612 | 0.00085556 | 0.00097919 | 0.0011212 | 0.0012595 | 0.0014135 | 0.001525 | 0.0016521 | 0.0017725 | 0.0019131 | 0.0020014 | 0.0021132 | 0.0022252 | 0.0023568 | 0.0024436 | 0.0025532 | 0.0026623 | 0.0027743 | 0.00026502 | 0.00071887 | 0.0013589 | 0.0022036 | 0.0031702 | 0.0042714 | 0.0055038 | 0.0068801 | 0.0083621 | 0.0099582 | 0.011646 | 0.013467 | 0.015356 | 0.017363 | 0.019483 | 0.021728 | 0.024095 | 0.026577 | 0.029194 | 0.031956 | 0.0036142 | 0.0063074 | 0.008994 | 0.012005 | 0.013819 | 0.015924 | 0.018003 | 0.020341 | 0.022083 | 0.024086 | 0.026062 | 0.028355 | 0.029911 | 0.031802 | 0.033692 | 0.035892 | 0.037345 | 0.039135 | 0.040877 | 0.042614 | 0.0036142 | 0.0099216 | 0.018916 | 0.030921 | 0.04474 | 0.060664 | 0.078667 | 0.099008 | 0.12109 | 0.14518 | 0.17124 | 0.19959 | 0.2295 | 0.2613 | 0.295 | 0.33089 | 0.36823 | 0.40737 | 0.44824 | 0.49086 | 0.00026502 | 0.00045701 | 0.00064612 | 0.00085556 | 0.00097919 | 0.0011212 | 0.0012595 | 0.0014135 | 0.001525 | 0.0016521 | 0.0017725 | 0.0019131 | 0.0020014 | 0.0021132 | 0.0022252 | 0.0023568 | 0.0024436 | 0.0025532 | 0.0026623 | 0.0027743 | 0.00026502 | 0.00071887 | 0.0013589 | 0.0022036 | 0.0031702 | 0.0042714 | 0.0055038 | 0.0068801 | 0.0083621 | 0.0099582 | 0.011646 | 0.013467 | 0.015356 | 0.017363 | 0.019483 | 0.021728 | 0.024095 | 0.026577 | 0.029194 | 0.031956 | 0.0036142 | 0.0063074 | 0.008994 | 0.012005 | 0.013819 | 0.015924 | 0.018003 | 0.020341 | 0.022083 | 0.024086 | 0.026062 | 0.028355 | 0.029911 | 0.031802 | 0.033692 | 0.035892 | 0.037345 | 0.039135 | 0.040877 | 0.042614 | 0.0036142 | 0.0099216 | 0.018916 | 0.030921 | 0.04474 | 0.060664 | 0.078667 | 0.099008 | 0.12109 | 0.14518 | 0.17124 | 0.19959 | 0.2295 | 0.2613 | 0.295 | 0.33089 | 0.36823 | 0.40737 | 0.44824 | 0.49086 | 0.00026502 | 0.00045701 | 0.00064612 | 0.00085556 | 0.00097919 | 0.0011212 | 0.0012595 | 0.0014135 | 0.001525 | 0.0016521 | 0.0017725 | 0.0019131 | 0.0020014 | 0.0021132 | 0.0022252 | 0.0023568 | 0.0024436 | 0.0025532 | 0.0026623 | 0.0027743 | 0.00026502 | 0.00071887 | 0.0013589 | 0.0022036 | 0.0031702 | 0.0042714 | 0.0055038 | 0.0068801 | 0.0083621 | 0.0099582 | 0.011646 | 0.013467 | 0.015356 | 0.017363 | 0.019483 | 0.021728 | 0.024095 | 0.026577 | 0.029194 | 0.031956 | 0.0036142 | 0.0063074 | 0.008994 | 0.012005 | 0.013819 | 0.015924 | 0.018003 | 0.020341 | 0.022083 | 0.024086 | 0.026062 | 0.028355 | 0.029911 | 0.031802 | 0.033692 | 0.035892 | 0.037345 | 0.039135 | 0.040877 | 0.042614 | 0.0036142 | 0.0099216 | 0.018916 | 0.030921 | 0.04474 | 0.060664 | 0.078667 | 0.099008 | 0.12109 | 0.14518 | 0.17124 | 0.19959 | 0.2295 | 0.2613 | 0.295 | 0.33089 | 0.36823 | 0.40737 | 0.44824 | 0.49086 | 341.8903 | 341.8903 | 341.8903 | 341.8903 | 341.8903 | 341.8903 | 341.8903 | 341.8903 | 341.8903 | 341.8903 | 341.8903 | 341.8903 | 341.8903 | 341.8903 | 341.8903 | 341.8903 | 341.8903 | 341.8903 | 341.8903 | 341.8903 | 216.3707 | 216.3707 | 216.3707 | 216.3707 | 216.3707 | 216.3707 | 216.3707 | 216.3707 | 216.3707 | 216.3707 | 216.3707 | 216.3707 | 216.3707 | 216.3707 | 216.3707 | 216.3707 | 216.3707 | 216.3707 | 216.3707 | 216.3707
WA_Industrial_Stone, Clay, and Glass_New_Process_Natural Gas_Gas Boiler - Insulate Steam Lines/Condensate Tank_A | WA | Industrial | Stone, Clay, and Glass | New | Process | Natural Gas | Gas Boiler - Insulate Steam Lines/Condensate Tank | A | IM306 | No insulation | Lines and condenstate tank insulated | 20 | 45.5894 | 0 | 0 | 444.08 | 0 | 0 | 0 | 222.0378 |  | sqft | 30% | 35% | Retrofit | RetroEven20 | 80.75% | TBD | 0.2% | 338.1017 |  | 213.973 |  | 0.0018233 | PGE Workpaper - SWWH017-01 | PGE Workpaper - SWWH017-01 | PGE Workpaper - SWWH017-01 | No insulation | No insulation | No insulation | No insulation | No insulation | No insulation | No insulation | No insulation | No insulation | No insulation | No insulation | No insulation | No insulation | No insulation | No insulation | No insulation | No insulation | No insulation | No insulation | No insulation | No insulation | No insulation | Lines and condenstate tank insulated | Lines and condenstate tank insulated | Lines and condenstate tank insulated | Lines and condenstate tank insulated | Lines and condenstate tank insulated | Lines and condenstate tank insulated | Lines and condenstate tank insulated | Lines and condenstate tank insulated | Lines and condenstate tank insulated | Lines and condenstate tank insulated | Lines and condenstate tank insulated | Lines and condenstate tank insulated | Lines and condenstate tank insulated | Lines and condenstate tank insulated | Lines and condenstate tank insulated | Lines and condenstate tank insulated | Lines and condenstate tank insulated | Lines and condenstate tank insulated | Lines and condenstate tank insulated | Lines and condenstate tank insulated | Lines and condenstate tank insulated | Lines and condenstate tank insulated | 444.08 | 444.08 | 444.08 | 444.08 | 444.08 | 444.08 | 444.08 | 444.08 | 444.08 | 444.08 | 444.08 | 444.08 | 444.08 | 444.08 | 444.08 | 444.08 | 444.08 | 444.08 | 444.08 | 444.08 | 444.08 | 444.08 | 0 | 0 | 45.4858 | 45.4267 | 45.372 | 45.3236 | 45.2556 | 45.2122 | 45.1838 | 45.1705 | 45.1548 | 45.1489 | 45.1464 | 45.151 | 45.1476 | 45.1507 | 45.1548 | 45.1672 | 45.1794 | 45.1968 | 45.2125 | 45.2267 | 0.0021443 | 0.0037373 | 0.0053228 | 0.0070973 | 0.0081572 | 0.0093909 | 0.01061 | 0.011985 | 0.013006 | 0.014184 | 0.015347 | 0.016699 | 0.017614 | 0.018729 | 0.019844 | 0.021145 | 0.022007 | 0.023071 | 0.024107 | 0.025139 | 0.0021443 | 0.0058788 | 0.011195 | 0.01828 | 0.02641 | 0.035775 | 0.046363 | 0.058334 | 0.07132 | 0.085495 | 0.10084 | 0.11755 | 0.13515 | 0.15389 | 0.17375 | 0.19494 | 0.217 | 0.24016 | 0.26434 | 0.28957 | 0.047142 | 0.082271 | 0.11731 | 0.15659 | 0.18025 | 0.20771 | 0.23482 | 0.26532 | 0.28804 | 0.31416 | 0.33994 | 0.36985 | 0.39014 | 0.41481 | 0.43946 | 0.46815 | 0.48711 | 0.51046 | 0.53318 | 0.55584 | 0.047142 | 0.12941 | 0.24673 | 0.40332 | 0.58357 | 0.79127 | 1.0261 | 1.2914 | 1.5795 | 1.8936 | 2.2336 | 2.6034 | 2.9935 | 3.4084 | 3.8478 | 4.316 | 4.8031 | 5.3135 | 5.8467 | 6.4026 | 0.0018233 | 0.0031784 | 0.0045276 | 0.006038 | 0.0069413 | 0.0079922 | 0.0090307 | 0.010201 | 0.011071 | 0.012074 | 0.013064 | 0.014215 | 0.014994 | 0.015943 | 0.016891 | 0.017999 | 0.018732 | 0.019636 | 0.020516 | 0.021393 | 0.0018233 | 0.0049997 | 0.0095222 | 0.015552 | 0.022473 | 0.030447 | 0.039461 | 0.049653 | 0.060709 | 0.072777 | 0.085837 | 0.10006 | 0.11505 | 0.131 | 0.1479 | 0.16593 | 0.1847 | 0.2044 | 0.22497 | 0.24643 | 0.04007 | 0.069931 | 0.099717 | 0.1331 | 0.15321 | 0.17655 | 0.1996 | 0.22552 | 0.24483 | 0.26704 | 0.28895 | 0.31437 | 0.33162 | 0.35259 | 0.37354 | 0.39793 | 0.41404 | 0.43389 | 0.45321 | 0.47246 | 0.04007 | 0.11 | 0.20972 | 0.34282 | 0.49603 | 0.67258 | 0.87218 | 1.0977 | 1.3425 | 1.6096 | 1.8985 | 2.2129 | 2.5445 | 2.8971 | 3.2706 | 3.6686 | 4.0826 | 4.5165 | 4.9697 | 5.4422 | 0.0018233 | 0.0031784 | 0.0045276 | 0.006038 | 0.0069413 | 0.0079922 | 0.0090307 | 0.010201 | 0.011071 | 0.012074 | 0.013064 | 0.014215 | 0.014994 | 0.015943 | 0.016891 | 0.017999 | 0.018732 | 0.019636 | 0.020516 | 0.021393 | 0.0018233 | 0.0049997 | 0.0095222 | 0.015552 | 0.022473 | 0.030447 | 0.039461 | 0.049653 | 0.060709 | 0.072777 | 0.085837 | 0.10006 | 0.11505 | 0.131 | 0.1479 | 0.16593 | 0.1847 | 0.2044 | 0.22497 | 0.24643 | 0.04007 | 0.069931 | 0.099717 | 0.1331 | 0.15321 | 0.17655 | 0.1996 | 0.22552 | 0.24483 | 0.26704 | 0.28895 | 0.31437 | 0.33162 | 0.35259 | 0.37354 | 0.39793 | 0.41404 | 0.43389 | 0.45321 | 0.47246 | 0.04007 | 0.11 | 0.20972 | 0.34282 | 0.49603 | 0.67258 | 0.87218 | 1.0977 | 1.3425 | 1.6096 | 1.8985 | 2.2129 | 2.5445 | 2.8971 | 3.2706 | 3.6686 | 4.0826 | 4.5165 | 4.9697 | 5.4422 | 0.0018233 | 0.0031784 | 0.0045276 | 0.006038 | 0.0069413 | 0.0079922 | 0.0090307 | 0.010201 | 0.011071 | 0.012074 | 0.013064 | 0.014215 | 0.014994 | 0.015943 | 0.016891 | 0.017999 | 0.018732 | 0.019636 | 0.020516 | 0.021393 | 0.0018233 | 0.0049997 | 0.0095222 | 0.015552 | 0.022473 | 0.030447 | 0.039461 | 0.049653 | 0.060709 | 0.072777 | 0.085837 | 0.10006 | 0.11505 | 0.131 | 0.1479 | 0.16593 | 0.1847 | 0.2044 | 0.22497 | 0.24643 | 0.04007 | 0.069931 | 0.099717 | 0.1331 | 0.15321 | 0.17655 | 0.1996 | 0.22552 | 0.24483 | 0.26704 | 0.28895 | 0.31437 | 0.33162 | 0.35259 | 0.37354 | 0.39793 | 0.41404 | 0.43389 | 0.45321 | 0.47246 | 0.04007 | 0.11 | 0.20972 | 0.34282 | 0.49603 | 0.67258 | 0.87218 | 1.0977 | 1.3425 | 1.6096 | 1.8985 | 2.2129 | 2.5445 | 2.8971 | 3.2706 | 3.6686 | 4.0826 | 4.5165 | 4.9697 | 5.4422 | 0.0018233 | 0.0031784 | 0.0045276 | 0.006038 | 0.0069413 | 0.0079922 | 0.0090307 | 0.010201 | 0.011071 | 0.012074 | 0.013064 | 0.014215 | 0.014994 | 0.015943 | 0.016891 | 0.017999 | 0.018732 | 0.019636 | 0.020516 | 0.021393 | 0.0018233 | 0.0049997 | 0.0095222 | 0.015552 | 0.022473 | 0.030447 | 0.039461 | 0.049653 | 0.060709 | 0.072777 | 0.085837 | 0.10006 | 0.11505 | 0.131 | 0.1479 | 0.16593 | 0.1847 | 0.2044 | 0.22497 | 0.24643 | 0.04007 | 0.069931 | 0.099717 | 0.1331 | 0.15321 | 0.17655 | 0.1996 | 0.22552 | 0.24483 | 0.26704 | 0.28895 | 0.31437 | 0.33162 | 0.35259 | 0.37354 | 0.39793 | 0.41404 | 0.43389 | 0.45321 | 0.47246 | 0.04007 | 0.11 | 0.20972 | 0.34282 | 0.49603 | 0.67258 | 0.87218 | 1.0977 | 1.3425 | 1.6096 | 1.8985 | 2.2129 | 2.5445 | 2.8971 | 3.2706 | 3.6686 | 4.0826 | 4.5165 | 4.9697 | 5.4422 | 341.8903 | 341.8903 | 341.8903 | 341.8903 | 341.8903 | 341.8903 | 341.8903 | 341.8903 | 341.8903 | 341.8903 | 341.8903 | 341.8903 | 341.8903 | 341.8903 | 341.8903 | 341.8903 | 341.8903 | 341.8903 | 341.8903 | 341.8903 | 216.3707 | 216.3707 | 216.3707 | 216.3707 | 216.3707 | 216.3707 | 216.3707 | 216.3707 | 216.3707 | 216.3707 | 216.3707 | 216.3707 | 216.3707 | 216.3707 | 216.3707 | 216.3707 | 216.3707 | 216.3707 | 216.3707 | 216.3707
WA_Industrial_Stone, Clay, and Glass_New_Space Heating_Natural Gas_Gas Boiler - Insulate Hot Water Lines_A | WA | Industrial | Stone, Clay, and Glass | New | Space Heating | Natural Gas | Gas Boiler - Insulate Hot Water Lines | A | IM307 | No insulation | Insulated water lines | 20 | 83.0325 | 0 | 0 | 315.29 | 0 | 0 | 0 | 157.6447 |  | sqft | 45% | 50% | Retrofit | RetroEven20 | 80.75% | TBD | 0.2% | 213.2524 |  | 134.9602 |  | 0.00029961 | PGE Workpaper - SWWH017-01 | PGE Workpaper - SWWH017-01 | PGE Workpaper - SWWH017-01 | No insulation | No insulation | No insulation | No insulation | No insulation | No insulation | No insulation | No insulation | No insulation | No insulation | No insulation | No insulation | No insulation | No insulation | No insulation | No insulation | No insulation | No insulation | No insulation | No insulation | No insulation | No insulation | Insulated water lines | Insulated water lines | Insulated water lines | Insulated water lines | Insulated water lines | Insulated water lines | Insulated water lines | Insulated water lines | Insulated water lines | Insulated water lines | Insulated water lines | Insulated water lines | Insulated water lines | Insulated water lines | Insulated water lines | Insulated water lines | Insulated water lines | Insulated water lines | Insulated water lines | Insulated water lines | Insulated water lines | Insulated water lines | 315.29 | 315.29 | 315.29 | 315.29 | 315.29 | 315.29 | 315.29 | 315.29 | 315.29 | 315.29 | 315.29 | 315.29 | 315.29 | 315.29 | 315.29 | 315.29 | 315.29 | 315.29 | 315.29 | 315.29 | 315.29 | 315.29 | 0 | 0 | 82.634 | 77.7298 | 75.7789 | 74.6266 | 74.1259 | 73.7062 | 73.3861 | 73.111 | 72.9277 | 72.7562 | 72.4386 | 72.1856 | 71.9072 | 72.1067 | 72.2181 | 72.2093 | 72.3366 | 72.3174 | 72.3547 | 72.29 | 0.00035136 | 0.00057679 | 0.00080183 | 0.001054 | 0.0012051 | 0.0013808 | 0.0015543 | 0.0017496 | 0.0018946 | 0.0020616 | 0.002221 | 0.002408 | 0.0025303 | 0.0026978 | 0.0028625 | 0.0030491 | 0.0031781 | 0.0033296 | 0.0034796 | 0.0036242 | 0.00035136 | 0.0009073 | 0.0016864 | 0.0027147 | 0.0039016 | 0.0052604 | 0.0067918 | 0.008516 | 0.010389 | 0.012426 | 0.014593 | 0.01695 | 0.019415 | 0.022167 | 0.025064 | 0.02811 | 0.031337 | 0.034659 | 0.038156 | 0.041746 | 0.004252 | 0.0074205 | 0.010581 | 0.014124 | 0.016257 | 0.018734 | 0.02118 | 0.023931 | 0.025979 | 0.028336 | 0.030661 | 0.033358 | 0.035189 | 0.037414 | 0.039637 | 0.042225 | 0.043935 | 0.046041 | 0.048091 | 0.050134 | 0.004252 | 0.011672 | 0.022254 | 0.036378 | 0.052635 | 0.071369 | 0.092549 | 0.11648 | 0.14246 | 0.1708 | 0.20146 | 0.23481 | 0.27 | 0.30742 | 0.34705 | 0.38928 | 0.43321 | 0.47926 | 0.52735 | 0.57748 | 0.00029961 | 0.00051678 | 0.00073092 | 0.00096844 | 0.0011095 | 0.0012722 | 0.0014318 | 0.0016105 | 0.0017428 | 0.0018946 | 0.0020403 | 0.0022103 | 0.0023218 | 0.0024598 | 0.0025972 | 0.0027553 | 0.0028609 | 0.0029898 | 0.003116 | 0.0032439 | 0.00029961 | 0.0008129 | 0.0015372 | 0.0024943 | 0.0035921 | 0.0048465 | 0.0062565 | 0.0078391 | 0.0095567 | 0.01142 | 0.013406 | 0.015559 | 0.017815 | 0.020211 | 0.022741 | 0.025402 | 0.028209 | 0.031122 | 0.03417 | 0.037366 | 0.0036142 | 0.0063074 | 0.008994 | 0.012005 | 0.013819 | 0.015924 | 0.018003 | 0.020341 | 0.022083 | 0.024086 | 0.026062 | 0.028355 | 0.029911 | 0.031802 | 0.033692 | 0.035892 | 0.037345 | 0.039135 | 0.040877 | 0.042614 | 0.0036142 | 0.0099216 | 0.018916 | 0.030921 | 0.04474 | 0.060664 | 0.078667 | 0.099008 | 0.12109 | 0.14518 | 0.17124 | 0.19959 | 0.2295 | 0.2613 | 0.295 | 0.33089 | 0.36823 | 0.40737 | 0.44824 | 0.49086 | 0.00029961 | 0.00051678 | 0.00073092 | 0.00096844 | 0.0011095 | 0.0012722 | 0.0014318 | 0.0016105 | 0.0017428 | 0.0018946 | 0.0020403 | 0.0022103 | 0.0023218 | 0.0024598 | 0.0025972 | 0.0027553 | 0.0028609 | 0.0029898 | 0.003116 | 0.0032439 | 0.00029961 | 0.0008129 | 0.0015372 | 0.0024943 | 0.0035921 | 0.0048465 | 0.0062565 | 0.0078391 | 0.0095567 | 0.01142 | 0.013406 | 0.015559 | 0.017815 | 0.020211 | 0.022741 | 0.025402 | 0.028209 | 0.031122 | 0.03417 | 0.037366 | 0.0036142 | 0.0063074 | 0.008994 | 0.012005 | 0.013819 | 0.015924 | 0.018003 | 0.020341 | 0.022083 | 0.024086 | 0.026062 | 0.028355 | 0.029911 | 0.031802 | 0.033692 | 0.035892 | 0.037345 | 0.039135 | 0.040877 | 0.042614 | 0.0036142 | 0.0099216 | 0.018916 | 0.030921 | 0.04474 | 0.060664 | 0.078667 | 0.099008 | 0.12109 | 0.14518 | 0.17124 | 0.19959 | 0.2295 | 0.2613 | 0.295 | 0.33089 | 0.36823 | 0.40737 | 0.44824 | 0.49086 | 0.00029961 | 0.00051678 | 0.00073092 | 0.00096844 | 0.0011095 | 0.0012722 | 0.0014318 | 0.0016105 | 0.0017428 | 0.0018946 | 0.0020403 | 0.0022103 | 0.0023218 | 0.0024598 | 0.0025972 | 0.0027553 | 0.0028609 | 0.0029898 | 0.003116 | 0.0032439 | 0.00029961 | 0.0008129 | 0.0015372 | 0.0024943 | 0.0035921 | 0.0048465 | 0.0062565 | 0.0078391 | 0.0095567 | 0.01142 | 0.013406 | 0.015559 | 0.017815 | 0.020211 | 0.022741 | 0.025402 | 0.028209 | 0.031122 | 0.03417 | 0.037366 | 0.0036142 | 0.0063074 | 0.008994 | 0.012005 | 0.013819 | 0.015924 | 0.018003 | 0.020341 | 0.022083 | 0.024086 | 0.026062 | 0.028355 | 0.029911 | 0.031802 | 0.033692 | 0.035892 | 0.037345 | 0.039135 | 0.040877 | 0.042614 | 0.0036142 | 0.0099216 | 0.018916 | 0.030921 | 0.04474 | 0.060664 | 0.078667 | 0.099008 | 0.12109 | 0.14518 | 0.17124 | 0.19959 | 0.2295 | 0.2613 | 0.295 | 0.33089 | 0.36823 | 0.40737 | 0.44824 | 0.49086 | 0.00029961 | 0.00051678 | 0.00073092 | 0.00096844 | 0.0011095 | 0.0012722 | 0.0014318 | 0.0016105 | 0.0017428 | 0.0018946 | 0.0020403 | 0.0022103 | 0.0023218 | 0.0024598 | 0.0025972 | 0.0027553 | 0.0028609 | 0.0029898 | 0.003116 | 0.0032439 | 0.00029961 | 0.0008129 | 0.0015372 | 0.0024943 | 0.0035921 | 0.0048465 | 0.0062565 | 0.0078391 | 0.0095567 | 0.01142 | 0.013406 | 0.015559 | 0.017815 | 0.020211 | 0.022741 | 0.025402 | 0.028209 | 0.031122 | 0.03417 | 0.037366 | 0.0036142 | 0.0063074 | 0.008994 | 0.012005 | 0.013819 | 0.015924 | 0.018003 | 0.020341 | 0.022083 | 0.024086 | 0.026062 | 0.028355 | 0.029911 | 0.031802 | 0.033692 | 0.035892 | 0.037345 | 0.039135 | 0.040877 | 0.042614 | 0.0036142 | 0.0099216 | 0.018916 | 0.030921 | 0.04474 | 0.060664 | 0.078667 | 0.099008 | 0.12109 | 0.14518 | 0.17124 | 0.19959 | 0.2295 | 0.2613 | 0.295 | 0.33089 | 0.36823 | 0.40737 | 0.44824 | 0.49086 | 214.7516 | 214.7516 | 214.7516 | 214.7516 | 214.7516 | 214.7516 | 214.7516 | 214.7516 | 214.7516 | 214.7516 | 214.7516 | 214.7516 | 214.7516 | 214.7516 | 214.7516 | 214.7516 | 214.7516 | 214.7516 | 214.7516 | 214.7516 | 135.909 | 135.909 | 135.909 | 135.909 | 135.909 | 135.909 | 135.909 | 135.909 | 135.909 | 135.909 | 135.909 | 135.909 | 135.909 | 135.909 | 135.909 | 135.909 | 135.909 | 135.909 | 135.909 | 135.909
WA_Industrial_Stone, Clay, and Glass_New_Process_Natural Gas_Gas Boiler - Insulate Hot Water Lines_A | WA | Industrial | Stone, Clay, and Glass | New | Process | Natural Gas | Gas Boiler - Insulate Hot Water Lines | A | IM308 | No insulation | Insulated water lines | 20 | 51.5303 | 0 | 0 | 315.29 | 0 | 0 | 0 | 157.6447 |  | sqft | 45% | 50% | Retrofit | RetroEven20 | 80.75% | TBD | 0.2% | 213.2524 |  | 134.9602 |  | 0.0020609 | PGE Workpaper - SWWH017-01 | PGE Workpaper - SWWH017-01 | PGE Workpaper - SWWH017-01 | No insulation | No insulation | No insulation | No insulation | No insulation | No insulation | No insulation | No insulation | No insulation | No insulation | No insulation | No insulation | No insulation | No insulation | No insulation | No insulation | No insulation | No insulation | No insulation | No insulation | No insulation | No insulation | Insulated water lines | Insulated water lines | Insulated water lines | Insulated water lines | Insulated water lines | Insulated water lines | Insulated water lines | Insulated water lines | Insulated water lines | Insulated water lines | Insulated water lines | Insulated water lines | Insulated water lines | Insulated water lines | Insulated water lines | Insulated water lines | Insulated water lines | Insulated water lines | Insulated water lines | Insulated water lines | Insulated water lines | Insulated water lines | 315.29 | 315.29 | 315.29 | 315.29 | 315.29 | 315.29 | 315.29 | 315.29 | 315.29 | 315.29 | 315.29 | 315.29 | 315.29 | 315.29 | 315.29 | 315.29 | 315.29 | 315.29 | 315.29 | 315.29 | 315.29 | 315.29 | 0 | 0 | 51.4144 | 51.3483 | 51.2871 | 51.233 | 51.1568 | 51.1085 | 51.077 | 51.0626 | 51.0455 | 51.0395 | 51.0373 | 51.0431 | 51.04 | 51.0441 | 51.0493 | 51.0639 | 51.0784 | 51.0988 | 51.1171 | 51.1339 | 0.0024238 | 0.0042245 | 0.0060167 | 0.0080227 | 0.0092209 | 0.010616 | 0.011994 | 0.013548 | 0.014703 | 0.016035 | 0.01735 | 0.018878 | 0.019913 | 0.021174 | 0.022434 | 0.023906 | 0.024881 | 0.026084 | 0.027255 | 0.028422 | 0.0024238 | 0.0066451 | 0.012654 | 0.020663 | 0.029853 | 0.040441 | 0.05241 | 0.065943 | 0.080624 | 0.096649 | 0.11399 | 0.13289 | 0.15279 | 0.17398 | 0.19643 | 0.22039 | 0.24533 | 0.27152 | 0.29887 | 0.32739 | 0.047142 | 0.082271 | 0.11731 | 0.15659 | 0.18025 | 0.20771 | 0.23482 | 0.26532 | 0.28804 | 0.31416 | 0.33994 | 0.36985 | 0.39014 | 0.41481 | 0.43946 | 0.46815 | 0.48711 | 0.51046 | 0.53318 | 0.55584 | 0.047142 | 0.12941 | 0.24673 | 0.40332 | 0.58357 | 0.79127 | 1.0261 | 1.2914 | 1.5795 | 1.8936 | 2.2336 | 2.6034 | 2.9935 | 3.4084 | 3.8478 | 4.316 | 4.8031 | 5.3135 | 5.8467 | 6.4026 | 0.0020609 | 0.0035927 | 0.0051179 | 0.0068252 | 0.0078463 | 0.0090344 | 0.010208 | 0.011532 | 0.012515 | 0.013649 | 0.014769 | 0.016069 | 0.01695 | 0.018023 | 0.019096 | 0.020348 | 0.021177 | 0.022199 | 0.023195 | 0.024187 | 0.0020609 | 0.0056514 | 0.010763 | 0.017579 | 0.025403 | 0.034417 | 0.044608 | 0.056128 | 0.068628 | 0.08227 | 0.097036 | 0.11311 | 0.13006 | 0.14809 | 0.1672 | 0.18759 | 0.20881 | 0.23108 | 0.25435 | 0.2786 | 0.04007 | 0.069931 | 0.099717 | 0.1331 | 0.15321 | 0.17655 | 0.1996 | 0.22552 | 0.24483 | 0.26704 | 0.28895 | 0.31437 | 0.33162 | 0.35259 | 0.37354 | 0.39793 | 0.41404 | 0.43389 | 0.45321 | 0.47246 | 0.04007 | 0.11 | 0.20972 | 0.34282 | 0.49603 | 0.67258 | 0.87218 | 1.0977 | 1.3425 | 1.6096 | 1.8985 | 2.2129 | 2.5445 | 2.8971 | 3.2706 | 3.6686 | 4.0826 | 4.5165 | 4.9697 | 5.4422 | 0.0020609 | 0.0035927 | 0.0051179 | 0.0068252 | 0.0078463 | 0.0090344 | 0.010208 | 0.011532 | 0.012515 | 0.013649 | 0.014769 | 0.016069 | 0.01695 | 0.018023 | 0.019096 | 0.020348 | 0.021177 | 0.022199 | 0.023195 | 0.024187 | 0.0020609 | 0.0056514 | 0.010763 | 0.017579 | 0.025403 | 0.034417 | 0.044608 | 0.056128 | 0.068628 | 0.08227 | 0.097036 | 0.11311 | 0.13006 | 0.14809 | 0.1672 | 0.18759 | 0.20881 | 0.23108 | 0.25435 | 0.2786 | 0.04007 | 0.069931 | 0.099717 | 0.1331 | 0.15321 | 0.17655 | 0.1996 | 0.22552 | 0.24483 | 0.26704 | 0.28895 | 0.31437 | 0.33162 | 0.35259 | 0.37354 | 0.39793 | 0.41404 | 0.43389 | 0.45321 | 0.47246 | 0.04007 | 0.11 | 0.20972 | 0.34282 | 0.49603 | 0.67258 | 0.87218 | 1.0977 | 1.3425 | 1.6096 | 1.8985 | 2.2129 | 2.5445 | 2.8971 | 3.2706 | 3.6686 | 4.0826 | 4.5165 | 4.9697 | 5.4422 | 0.0020609 | 0.0035927 | 0.0051179 | 0.0068252 | 0.0078463 | 0.0090344 | 0.010208 | 0.011532 | 0.012515 | 0.013649 | 0.014769 | 0.016069 | 0.01695 | 0.018023 | 0.019096 | 0.020348 | 0.021177 | 0.022199 | 0.023195 | 0.024187 | 0.0020609 | 0.0056514 | 0.010763 | 0.017579 | 0.025403 | 0.034417 | 0.044608 | 0.056128 | 0.068628 | 0.08227 | 0.097036 | 0.11311 | 0.13006 | 0.14809 | 0.1672 | 0.18759 | 0.20881 | 0.23108 | 0.25435 | 0.2786 | 0.04007 | 0.069931 | 0.099717 | 0.1331 | 0.15321 | 0.17655 | 0.1996 | 0.22552 | 0.24483 | 0.26704 | 0.28895 | 0.31437 | 0.33162 | 0.35259 | 0.37354 | 0.39793 | 0.41404 | 0.43389 | 0.45321 | 0.47246 | 0.04007 | 0.11 | 0.20972 | 0.34282 | 0.49603 | 0.67258 | 0.87218 | 1.0977 | 1.3425 | 1.6096 | 1.8985 | 2.2129 | 2.5445 | 2.8971 | 3.2706 | 3.6686 | 4.0826 | 4.5165 | 4.9697 | 5.4422 | 0.0020609 | 0.0035927 | 0.0051179 | 0.0068252 | 0.0078463 | 0.0090344 | 0.010208 | 0.011532 | 0.012515 | 0.013649 | 0.014769 | 0.016069 | 0.01695 | 0.018023 | 0.019096 | 0.020348 | 0.021177 | 0.022199 | 0.023195 | 0.024187 | 0.0020609 | 0.0056514 | 0.010763 | 0.017579 | 0.025403 | 0.034417 | 0.044608 | 0.056128 | 0.068628 | 0.08227 | 0.097036 | 0.11311 | 0.13006 | 0.14809 | 0.1672 | 0.18759 | 0.20881 | 0.23108 | 0.25435 | 0.2786 | 0.04007 | 0.069931 | 0.099717 | 0.1331 | 0.15321 | 0.17655 | 0.1996 | 0.22552 | 0.24483 | 0.26704 | 0.28895 | 0.31437 | 0.33162 | 0.35259 | 0.37354 | 0.39793 | 0.41404 | 0.43389 | 0.45321 | 0.47246 | 0.04007 | 0.11 | 0.20972 | 0.34282 | 0.49603 | 0.67258 | 0.87218 | 1.0977 | 1.3425 | 1.6096 | 1.8985 | 2.2129 | 2.5445 | 2.8971 | 3.2706 | 3.6686 | 4.0826 | 4.5165 | 4.9697 | 5.4422 | 214.7516 | 214.7516 | 214.7516 | 214.7516 | 214.7516 | 214.7516 | 214.7516 | 214.7516 | 214.7516 | 214.7516 | 214.7516 | 214.7516 | 214.7516 | 214.7516 | 214.7516 | 214.7516 | 214.7516 | 214.7516 | 214.7516 | 214.7516 | 135.909 | 135.909 | 135.909 | 135.909 | 135.909 | 135.909 | 135.909 | 135.909 | 135.909 | 135.909 | 135.909 | 135.909 | 135.909 | 135.909 | 135.909 | 135.909 | 135.909 | 135.909 | 135.909 | 135.909
WA_Industrial_Stone, Clay, and Glass_New_Process_Natural Gas_Process - Insulate Heated Process Fluids_A | WA | Industrial | Stone, Clay, and Glass | New | Process | Natural Gas | Process - Insulate Heated Process Fluids | A | IM309 | No insulation | Insulated process fluid lines | 20 | 1280.913 | 0 | 0 | 444.08 | 0 | 0 | 0 | 222.0378 |  | employee | 5% | 10% | Retrofit | Retro12Med | 75.44% | TBD | 0.2% | 31.9007 |  | 20.1889 |  | 0.11227 | PGE Workpaper - SWWH017-01 | PGE Workpaper - SWWH017-01 | PGE Workpaper - SWWH017-01 | No insulation | No insulation | No insulation | No insulation | No insulation | No insulation | No insulation | No insulation | No insulation | No insulation | No insulation | No insulation | No insulation | No insulation | No insulation | No insulation | No insulation | No insulation | No insulation | No insulation | No insulation | No insulation | Insulated process fluid lines | Insulated process fluid lines | Insulated process fluid lines | Insulated process fluid lines | Insulated process fluid lines | Insulated process fluid lines | Insulated process fluid lines | Insulated process fluid lines | Insulated process fluid lines | Insulated process fluid lines | Insulated process fluid lines | Insulated process fluid lines | Insulated process fluid lines | Insulated process fluid lines | Insulated process fluid lines | Insulated process fluid lines | Insulated process fluid lines | Insulated process fluid lines | Insulated process fluid lines | Insulated process fluid lines | Insulated process fluid lines | Insulated process fluid lines | 444.08 | 444.08 | 444.08 | 444.08 | 444.08 | 444.08 | 444.08 | 444.08 | 444.08 | 444.08 | 444.08 | 444.08 | 444.08 | 444.08 | 444.08 | 444.08 | 444.08 | 444.08 | 444.08 | 444.08 | 444.08 | 444.08 | 0 | 0 | 1280.8813 | 1280.8726 | 1280.8693 | 1280.8778 | 1280.8821 | 1280.8858 | 1280.8889 | 1280.8917 | 1280.8934 | 1280.895 | 1280.8963 | 1280.8977 | 1280.8985 | 1280.8994 | 1280.9001 | 1280.9009 | 1280.9014 | 1280.9019 | 1280.9024 | 1280.9028 | 0.13209 | 0.23052 | 0.3287 | 0.43876 | 0.50504 | 0.52378 | 0.47373 | 0.42821 | 0.37189 | 0.3245 | 0.2809 | 0.24449 | 0.20633 | 0.1755 | 0.14874 | 0.12676 | 0.00089963 | 0.0003367 | 0.00011989 | 4.0757e-05 | 0.13209 | 0.3626 | 0.6913 | 1.1301 | 1.6351 | 2.1589 | 2.6326 | 3.0608 | 3.4327 | 3.7572 | 4.0382 | 4.2826 | 4.489 | 4.6645 | 4.8132 | 4.94 | 4.9409 | 4.9412 | 4.9414 | 4.9414 | 0.10312 | 0.17997 | 0.25662 | 0.34254 | 0.39429 | 0.40892 | 0.36984 | 0.3343 | 0.29034 | 0.25334 | 0.2193 | 0.19088 | 0.16108 | 0.13701 | 0.11612 | 0.098964 | 0.00070234 | 0.00026286 | 9.3601e-05 | 3.1819e-05 | 0.10312 | 0.28309 | 0.53971 | 0.88226 | 1.2765 | 1.6855 | 2.0553 | 2.3896 | 2.68 | 2.9333 | 3.1526 | 3.3435 | 3.5046 | 3.6416 | 3.7577 | 3.8567 | 3.8574 | 3.8576 | 3.8577 | 3.8577 | 0.11227 | 0.19594 | 0.2794 | 0.37295 | 0.42928 | 0.44522 | 0.40267 | 0.36398 | 0.31611 | 0.27583 | 0.23877 | 0.20782 | 0.17538 | 0.14917 | 0.12643 | 0.10775 | 0.00076469 | 0.0002862 | 0.00010191 | 3.4643e-05 | 0.11227 | 0.30821 | 0.58761 | 0.96056 | 1.3898 | 1.8351 | 2.2377 | 2.6017 | 2.9178 | 3.1937 | 3.4324 | 3.6403 | 3.8156 | 3.9648 | 4.0912 | 4.199 | 4.1998 | 4.2001 | 4.2002 | 4.2002 | 0.087654 | 0.15297 | 0.21813 | 0.29116 | 0.33515 | 0.34758 | 0.31437 | 0.28416 | 0.24679 | 0.21534 | 0.18641 | 0.16224 | 0.13692 | 0.11646 | 0.098704 | 0.08412 | 0.00059699 | 0.00022343 | 7.9561e-05 | 2.7046e-05 | 0.087654 | 0.24063 | 0.45876 | 0.74992 | 1.0851 | 1.4327 | 1.747 | 2.0312 | 2.278 | 2.4933 | 2.6797 | 2.842 | 2.9789 | 3.0953 | 3.194 | 3.2782 | 3.2788 | 3.279 | 3.2791 | 3.2791 | 0.11227 | 0.19594 | 0.2794 | 0.37295 | 0.42928 | 0.44522 | 0.40267 | 0.36398 | 0.31611 | 0.27583 | 0.23877 | 0.20782 | 0.17538 | 0.14917 | 0.12643 | 0.10775 | 0.00076469 | 0.0002862 | 0.00010191 | 3.4643e-05 | 0.11227 | 0.30821 | 0.58761 | 0.96056 | 1.3898 | 1.8351 | 2.2377 | 2.6017 | 2.9178 | 3.1937 | 3.4324 | 3.6403 | 3.8156 | 3.9648 | 4.0912 | 4.199 | 4.1998 | 4.2001 | 4.2002 | 4.2002 | 0.087654 | 0.15297 | 0.21813 | 0.29116 | 0.33515 | 0.34758 | 0.31437 | 0.28416 | 0.24679 | 0.21534 | 0.18641 | 0.16224 | 0.13692 | 0.11646 | 0.098704 | 0.08412 | 0.00059699 | 0.00022343 | 7.9561e-05 | 2.7046e-05 | 0.087654 | 0.24063 | 0.45876 | 0.74992 | 1.0851 | 1.4327 | 1.747 | 2.0312 | 2.278 | 2.4933 | 2.6797 | 2.842 | 2.9789 | 3.0953 | 3.194 | 3.2782 | 3.2788 | 3.279 | 3.2791 | 3.2791 | 0.11227 | 0.19594 | 0.2794 | 0.37295 | 0.42928 | 0.44522 | 0.40267 | 0.36398 | 0.31611 | 0.27583 | 0.23877 | 0.20782 | 0.17538 | 0.14917 | 0.12643 | 0.10775 | 0.00076469 | 0.0002862 | 0.00010191 | 3.4643e-05 | 0.11227 | 0.30821 | 0.58761 | 0.96056 | 1.3898 | 1.8351 | 2.2377 | 2.6017 | 2.9178 | 3.1937 | 3.4324 | 3.6403 | 3.8156 | 3.9648 | 4.0912 | 4.199 | 4.1998 | 4.2001 | 4.2002 | 4.2002 | 0.087654 | 0.15297 | 0.21813 | 0.29116 | 0.33515 | 0.34758 | 0.31437 | 0.28416 | 0.24679 | 0.21534 | 0.18641 | 0.16224 | 0.13692 | 0.11646 | 0.098704 | 0.08412 | 0.00059699 | 0.00022343 | 7.9561e-05 | 2.7046e-05 | 0.087654 | 0.24063 | 0.45876 | 0.74992 | 1.0851 | 1.4327 | 1.747 | 2.0312 | 2.278 | 2.4933 | 2.6797 | 2.842 | 2.9789 | 3.0953 | 3.194 | 3.2782 | 3.2788 | 3.279 | 3.2791 | 3.2791 | 0.11227 | 0.19594 | 0.2794 | 0.37295 | 0.42928 | 0.44522 | 0.40267 | 0.36398 | 0.31611 | 0.27583 | 0.23877 | 0.20782 | 0.17538 | 0.14917 | 0.12643 | 0.10775 | 0.00076469 | 0.0002862 | 0.00010191 | 3.4643e-05 | 0.11227 | 0.30821 | 0.58761 | 0.96056 | 1.3898 | 1.8351 | 2.2377 | 2.6017 | 2.9178 | 3.1937 | 3.4324 | 3.6403 | 3.8156 | 3.9648 | 4.0912 | 4.199 | 4.1998 | 4.2001 | 4.2002 | 4.2002 | 0.087654 | 0.15297 | 0.21813 | 0.29116 | 0.33515 | 0.34758 | 0.31437 | 0.28416 | 0.24679 | 0.21534 | 0.18641 | 0.16224 | 0.13692 | 0.11646 | 0.098704 | 0.08412 | 0.00059699 | 0.00022343 | 7.9561e-05 | 2.7046e-05 | 0.087654 | 0.24063 | 0.45876 | 0.74992 | 1.0851 | 1.4327 | 1.747 | 2.0312 | 2.278 | 2.4933 | 2.6797 | 2.842 | 2.9789 | 3.0953 | 3.194 | 3.2782 | 3.2788 | 3.279 | 3.2791 | 3.2791 | 31.7755 | 31.7755 | 31.7755 | 31.7755 | 31.7755 | 31.7755 | 31.7755 | 31.7755 | 31.7755 | 31.7755 | 31.7755 | 31.7755 | 31.7755 | 31.7755 | 31.7755 | 31.7755 | 31.7755 | 31.7755 | 31.7755 | 31.7755 | 20.1097 | 20.1097 | 20.1097 | 20.1097 | 20.1097 | 20.1097 | 20.1097 | 20.1097 | 20.1097 | 20.1097 | 20.1097 | 20.1097 | 20.1097 | 20.1097 | 20.1097 | 20.1097 | 20.1097 | 20.1097 | 20.1097 | 20.1097
WA_Industrial_Stone, Clay, and Glass_New_Process_Natural Gas_Process Heat Recovery_A | WA | Industrial | Stone, Clay, and Glass | New | Process | Natural Gas | Process Heat Recovery | A | IM310 | No HR system | HR system installed | 15 | 73.39 | 0 | 0 | 687.24 | 0 | 0 | 0 | 343.6215 |  | hp air | 5% | 50% | Retrofit | Retro12Med | 75.44% | TBD | 0.2% | 989.0017 |  | 656.1085 |  | 0.23113 | MN TRM v3.1 - Exhaust Energy Recovery | WI TRM - Process Exhaust Filtration, 3244 | WI TRM - Compressed Air and Vacuum Pump Heat Recovery, 2257, 4494, 3928, 4629 | No HR system | No HR system | No HR system | No HR system | No HR system | No HR system | No HR system | No HR system | No HR system | No HR system | No HR system | No HR system | No HR system | No HR system | No HR system | No HR system | No HR system | No HR system | No HR system | No HR system | No HR system | No HR system | HR system installed | HR system installed | HR system installed | HR system installed | HR system installed | HR system installed | HR system installed | HR system installed | HR system installed | HR system installed | HR system installed | HR system installed | HR system installed | HR system installed | HR system installed | HR system installed | HR system installed | HR system installed | HR system installed | HR system installed | HR system installed | HR system installed | 687.24 | 687.24 | 687.24 | 687.24 | 687.24 | 687.24 | 687.24 | 687.24 | 687.24 | 687.24 | 687.24 | 687.24 | 687.24 | 687.24 | 687.24 | 687.24 | 687.24 | 687.24 | 687.24 | 687.24 | 687.24 | 687.24 | 0 | 0 | 73.2217 | 73.1257 | 73.037 | 72.9584 | 72.8479 | 72.7773 | 72.7306 | 72.7086 | 72.6823 | 72.672 | 72.6672 | 72.674 | 72.6676 | 72.6717 | 72.6775 | 72.6969 | 72.7155 | 72.7427 | 72.7671 | 72.7893 | 0.27183 | 0.47377 | 0.67475 | 0.89969 | 1.034 | 1.0714 | 0.96836 | 0.87504 | 0.75969 | 0.66278 | 0.5737 | 0.49938 | 0.42139 | 0.35845 | 0.30382 | 0.26988 | 0.47111 | 0.67203 | 0.89734 | 1.0332 | 0.27183 | 0.74524 | 1.4191 | 2.3173 | 3.3478 | 4.4159 | 5.3814 | 6.2548 | 7.0123 | 7.6741 | 8.2473 | 8.7474 | 9.168 | 9.527 | 9.8316 | 9.8342 | 9.8367 | 9.8404 | 9.8437 | 9.8467 | 3.7124 | 6.4788 | 9.2385 | 12.3316 | 14.1944 | 14.7212 | 13.3143 | 12.0349 | 10.4522 | 9.1202 | 7.8949 | 6.8715 | 5.7989 | 4.9324 | 4.1804 | 3.7124 | 6.4788 | 9.2385 | 12.3316 | 14.1944 | 3.7124 | 10.1912 | 19.4297 | 31.7613 | 45.9558 | 60.677 | 73.9913 | 86.0262 | 96.4784 | 105.5986 | 113.4935 | 120.365 | 126.1639 | 131.0964 | 135.2768 | 135.2768 | 135.2768 | 135.2768 | 135.2768 | 135.2768 | 0.23113 | 0.40292 | 0.57395 | 0.76542 | 0.87991 | 0.91181 | 0.82422 | 0.74483 | 0.64668 | 0.5642 | 0.48837 | 0.4251 | 0.35872 | 0.30513 | 0.25863 | 0.22973 | 0.401 | 0.57199 | 0.76371 | 0.87931 | 0.23113 | 0.6338 | 1.2071 | 1.9714 | 2.8488 | 3.7582 | 4.5804 | 5.3241 | 5.9691 | 6.5326 | 7.0206 | 7.4463 | 7.8044 | 8.1099 | 8.3691 | 8.371 | 8.3728 | 8.3755 | 8.3779 | 8.38 | 3.1555 | 5.507 | 7.8527 | 10.4819 | 12.0653 | 12.513 | 11.3172 | 10.2297 | 8.8844 | 7.7522 | 6.7106 | 5.8408 | 4.9291 | 4.1926 | 3.5534 | 3.1555 | 5.507 | 7.8527 | 10.4819 | 12.0653 | 3.1555 | 8.6626 | 16.5153 | 26.9971 | 39.0624 | 51.5754 | 62.8926 | 73.1223 | 82.0067 | 89.7588 | 96.4695 | 102.3103 | 107.2393 | 111.4319 | 114.9853 | 114.9853 | 114.9853 | 114.9853 | 114.9853 | 114.9853 | 0 | 0 | 0 | 0 | 0 | 0 | 0 | 0 | 0 | 0 | 0 | 0 | 0 | 0 | 0 | 0 | 0 | 0 | 0 | 0 | 0 | 0 | 0 | 0 | 0 | 0 | 0 | 0 | 0 | 0 | 0 | 0 | 0 | 0 | 0 | 0 | 0 | 0 | 0 | 0 | 0 | 0 | 0 | 0 | 0 | 0 | 0 | 0 | 0 | 0 | 0 | 0 | 0 | 0 | 0 | 0 | 0 | 0 | 0 | 0 | 0 | 0 | 0 | 0 | 0 | 0 | 0 | 0 | 0 | 0 | 0 | 0 | 0 | 0 | 0 | 0 | 0 | 0 | 0 | 0 | 0 | 0 | 0 | 0 | 0 | 0 | 0 | 0 | 0 | 0 | 0 | 0 | 0 | 0 | 0 | 0 | 0 | 0 | 0 | 0 | 0 | 0 | 0 | 0 | 0 | 0 | 0 | 0 | 0 | 0 | 0 | 0 | 0 | 0 | 0 | 0 | 0 | 0 | 0 | 0 | 0 | 0 | 0 | 0 | 0 | 0 | 0 | 0 | 0 | 0 | 0 | 0 | 0 | 0 | 0 | 0 | 0 | 0 | 0 | 0 | 0 | 0 | 0 | 0 | 0 | 0 | 0 | 0 | 0 | 0 | 0 | 0 | 0 | 0 | 0 | 0 | 0 | 0 | 0 | 0 | 0 | 0 | 0 | 0 | 0 | 0 | 0 | 0 | 0 | 0 | 0 | 0 | 0 | 0 | 0 | 0 | 0 | 0 | 0 | 0 | 0 | 0 | 0 | 0 | 0 | 0 | 0 | 0 | 0 | 0 | 0 | 0 | 0 | 0 | 0 | 0 | 0 | 0 | 0 | 0 | 0 | 0 | 0 | 0 | 0 | 0 | 0 | 0 | 0 | 0 | 0 | 0 | 0 | 0 | 0 | 0 | 0 | 0 | 0 | 0 | 0 | 0 | 0 | 0 | 0 | 0 | 0 | 0 | 0 | 0 | 0 | 0 | 0 | 0 | 0 | 0 | 0 | 0 | 0 | 0 | 1012.3084 | 1012.3084 | 1012.3084 | 1012.3084 | 1012.3084 | 1012.3084 | 1012.3084 | 1012.3084 | 1012.3084 | 1012.3084 | 1012.3084 | 1012.3084 | 1012.3084 | 1012.3084 | 1012.3084 | 1012.3084 | 1012.3084 | 1012.3084 | 1012.3084 | 1012.3084 | 671.5703 | 671.5703 | 671.5703 | 671.5703 | 671.5703 | 671.5703 | 671.5703 | 671.5703 | 671.5703 | 671.5703 | 671.5703 | 671.5703 | 671.5703 | 671.5703 | 671.5703 | 671.5703 | 671.5703 | 671.5703 | 671.5703 | 671.5703
WA_Industrial_Stone, Clay, and Glass_New_Space Heating_Natural Gas_Building Automation System_A | WA | Industrial | Stone, Clay, and Glass | New | Space Heating | Natural Gas | Building Automation System | A | IM311 | No control system | Automation system installed and programmed | 15 | 0.01486 | 0 | 0 | 0.09 | 0.03 | 0 | 0 | 0.04595 |  | sqft | 5% | 65% | Retrofit | Retro1Slow | 84.81% | TBD | 0.2% | 153.9797 |  | 90.3681 |  | 0.00067352 | COM_EMS-All-XCELCO-2017-18-3 | BEHAV_EIS-All-CPUC-2018_PG-10 | COM_EMS-All-XCELCO-2017-18-3 | No control system | No control system | No control system | No control system | No control system | No control system | No control system | No control system | No control system | No control system | No control system | No control system | No control system | No control system | No control system | No control system | No control system | No control system | No control system | No control system | No control system | No control system | Automation system installed and programmed | Automation system installed and programmed | Automation system installed and programmed | Automation system installed and programmed | Automation system installed and programmed | Automation system installed and programmed | Automation system installed and programmed | Automation system installed and programmed | Automation system installed and programmed | Automation system installed and programmed | Automation system installed and programmed | Automation system installed and programmed | Automation system installed and programmed | Automation system installed and programmed | Automation system installed and programmed | Automation system installed and programmed | Automation system installed and programmed | Automation system installed and programmed | Automation system installed and programmed | Automation system installed and programmed | Automation system installed and programmed | Automation system installed and programmed | 0.09 | 0.09 | 0.09 | 0.09 | 0.09 | 0.09 | 0.09 | 0.09 | 0.09 | 0.09 | 0.09 | 0.09 | 0.09 | 0.09 | 0.09 | 0.09 | 0.09 | 0.09 | 0.09 | 0.09 | 0.09 | 0.09 | 0 | 0 | 0.014788 | 0.01391 | 0.01356 | 0.013354 | 0.013264 | 0.013188 | 0.01313 | 0.01308 | 0.013047 | 0.013016 | 0.012959 | 0.012913 | 0.012863 | 0.012898 | 0.012917 | 0.012915 | 0.012937 | 0.012934 | 0.01294 | 0.012928 | 0.00078983 | 0.0025917 | 0.0063969 | 0.013678 | 0.023735 | 0.03895 | 0.059636 | 0.087021 | 0.11655 | 0.14954 | 0.18075 | 0.20846 | 0.21996 | 0.22106 | 0.20622 | 0.18165 | 0.14478 | 0.10501 | 0.070107 | 0.04762 | 0.00078983 | 0.0033346 | 0.0096477 | 0.023178 | 0.046757 | 0.08544 | 0.1447 | 0.23118 | 0.34713 | 0.49585 | 0.67441 | 0.88049 | 1.097 | 1.3211 | 1.5293 | 1.71 | 1.8553 | 1.9537 | 2.0114 | 2.0341 | 53.4099 | 186.3213 | 471.7348 | 1024.2543 | 1789.5236 | 2953.4416 | 4541.9329 | 6652.7286 | 8932.7467 | 11489.2897 | 13947.9822 | 16143.3397 | 17100.3553 | 17139.1902 | 15964.6264 | 14064.6388 | 11190.7524 | 8118.9124 | 5417.9463 | 3683.5616 | 53.4099 | 239.7312 | 711.466 | 1735.7203 | 3525.2439 | 6478.6856 | 11020.6184 | 17673.347 | 26606.0937 | 38095.3834 | 52043.3657 | 68186.7054 | 85287.0607 | 102426.2509 | 118390.8772 | 132402.1062 | 143406.5373 | 151053.7148 | 155447.4068 | 157341.4448 | 0.00067352 | 0.0023221 | 0.0058313 | 0.012567 | 0.021853 | 0.035887 | 0.054938 | 0.080108 | 0.10721 | 0.13744 | 0.16605 | 0.19136 | 0.20184 | 0.20157 | 0.18712 | 0.16417 | 0.13034 | 0.094301 | 0.062789 | 0.042629 | 0.00067352 | 0.0029878 | 0.0087946 | 0.021297 | 0.043049 | 0.078722 | 0.1333 | 0.21281 | 0.31933 | 0.45571 | 0.61958 | 0.80828 | 1.0067 | 1.2046 | 1.3877 | 1.5454 | 1.6703 | 1.7545 | 1.8015 | 1.8209 | 45.3984 | 158.3731 | 400.9746 | 870.6162 | 1521.0951 | 2510.4254 | 3860.6429 | 5654.8193 | 7592.8347 | 9765.8962 | 11855.7849 | 13721.8387 | 14535.302 | 14568.3117 | 13569.9324 | 11954.943 | 9512.1395 | 6901.0755 | 4605.2543 | 3131.0273 | 45.3984 | 203.7715 | 604.7461 | 1475.3622 | 2996.4573 | 5506.8827 | 9367.5257 | 15022.345 | 22615.1797 | 32381.0759 | 44236.8608 | 57958.6995 | 72494.0016 | 87062.3132 | 100632.2457 | 112541.7903 | 121895.5567 | 128395.6576 | 132130.2958 | 133740.228 | 0.00067352 | 0.0023221 | 0.0058313 | 0.012567 | 0.021853 | 0.035887 | 0.054938 | 0.080108 | 0.10721 | 0.13744 | 0.16605 | 0.19136 | 0.20184 | 0.20157 | 0.18712 | 0.16417 | 0.13034 | 0.094301 | 0.062789 | 0.042629 | 0.00067352 | 0.0029878 | 0.0087946 | 0.021297 | 0.043049 | 0.078722 | 0.1333 | 0.21281 | 0.31933 | 0.45571 | 0.61958 | 0.80828 | 1.0067 | 1.2046 | 1.3877 | 1.5454 | 1.6703 | 1.7545 | 1.8015 | 1.8209 | 45.3984 | 158.3731 | 400.9746 | 870.6162 | 1521.0951 | 2510.4254 | 3860.6429 | 5654.8193 | 7592.8347 | 9765.8962 | 11855.7849 | 13721.8387 | 14535.302 | 14568.3117 | 13569.9324 | 11954.943 | 9512.1395 | 6901.0755 | 4605.2543 | 3131.0273 | 45.3984 | 203.7715 | 604.7461 | 1475.3622 | 2996.4573 | 5506.8827 | 9367.5257 | 15022.345 | 22615.1797 | 32381.0759 | 44236.8608 | 57958.6995 | 72494.0016 | 87062.3132 | 100632.2457 | 112541.7903 | 121895.5567 | 128395.6576 | 132130.2958 | 133740.228 | 0.00067352 | 0.0023221 | 0.0058313 | 0.012567 | 0.021853 | 0.035887 | 0.054938 | 0.080108 | 0.10721 | 0.13744 | 0.16605 | 0.19136 | 0.20184 | 0.20157 | 0.18712 | 0.16417 | 0.13034 | 0.094301 | 0.062789 | 0.042629 | 0.00067352 | 0.0029878 | 0.0087946 | 0.021297 | 0.043049 | 0.078722 | 0.1333 | 0.21281 | 0.31933 | 0.45571 | 0.61958 | 0.80828 | 1.0067 | 1.2046 | 1.3877 | 1.5454 | 1.6703 | 1.7545 | 1.8015 | 1.8209 | 45.3984 | 158.3731 | 400.9746 | 870.6162 | 1521.0951 | 2510.4254 | 3860.6429 | 5654.8193 | 7592.8347 | 9765.8962 | 11855.7849 | 13721.8387 | 14535.302 | 14568.3117 | 13569.9324 | 11954.943 | 9512.1395 | 6901.0755 | 4605.2543 | 3131.0273 | 45.3984 | 203.7715 | 604.7461 | 1475.3622 | 2996.4573 | 5506.8827 | 9367.5257 | 15022.345 | 22615.1797 | 32381.0759 | 44236.8608 | 57958.6995 | 72494.0016 | 87062.3132 | 100632.2457 | 112541.7903 | 121895.5567 | 128395.6576 | 132130.2958 | 133740.228 | 0.00067352 | 0.0023221 | 0.0058313 | 0.012567 | 0.021853 | 0.035887 | 0.054938 | 0.080108 | 0.10721 | 0.13744 | 0.16605 | 0.19136 | 0.20184 | 0.20157 | 0.18712 | 0.16417 | 0.13034 | 0.094301 | 0.062789 | 0.042629 | 0.00067352 | 0.0029878 | 0.0087946 | 0.021297 | 0.043049 | 0.078722 | 0.1333 | 0.21281 | 0.31933 | 0.45571 | 0.61958 | 0.80828 | 1.0067 | 1.2046 | 1.3877 | 1.5454 | 1.6703 | 1.7545 | 1.8015 | 1.8209 | 45.3984 | 158.3731 | 400.9746 | 870.6162 | 1521.0951 | 2510.4254 | 3860.6429 | 5654.8193 | 7592.8347 | 9765.8962 | 11855.7849 | 13721.8387 | 14535.302 | 14568.3117 | 13569.9324 | 11954.943 | 9512.1395 | 6901.0755 | 4605.2543 | 3131.0273 | 45.3984 | 203.7715 | 604.7461 | 1475.3622 | 2996.4573 | 5506.8827 | 9367.5257 | 15022.345 | 22615.1797 | 32381.0759 | 44236.8608 | 57958.6995 | 72494.0016 | 87062.3132 | 100632.2457 | 112541.7903 | 121895.5567 | 128395.6576 | 132130.2958 | 133740.228 | 2938.7371 | 2938.7371 | 2938.7371 | 2938.7371 | 2938.7371 | 2938.7371 | 2938.7371 | 2938.7371 | 2938.7371 | 2938.7371 | 2938.7371 | 2938.7371 | 2938.7371 | 2938.7371 | 2938.7371 | 2938.7371 | 2938.7371 | 2938.7371 | 2938.7371 | 2938.7371 | 434.3403 | 434.3403 | 434.3403 | 434.3403 | 434.3403 | 434.3403 | 434.3403 | 434.3403 | 434.3403 | 434.3403 | 434.3403 | 434.3403 | 434.3403 | 434.3403 | 434.3403 | 434.3403 | 434.3403 | 434.3403 | 434.3403 | 434.3403
WA_Industrial_Stone, Clay, and Glass_New_Space Heating_Natural Gas_Steam System Efficiency Improvements_A | WA | Industrial | Stone, Clay, and Glass | New | Space Heating | Natural Gas | Steam System Efficiency Improvements | A | IM312 | Average system efficiency | Optimized system | 5 | 0.13322 | 0 | 0 | 0.11 | 0 | 0 | 0 | 0.05645 |  | sqft | 30% | 60% | Retrofit | Retro1Slow | 84.81% | TBD | 0.2% | 3768.4345 |  | 2914.9635 |  | 4.276e-05 | AEG Research | DOE - Improving Steam System Performance: A Sourcebook for Industry, Second Edition. October 2012. | DOE - Improving Steam System Performance: A Sourcebook for Industry, Second Edition. October 2012. | Average system efficiency | Average system efficiency | Average system efficiency | Average system efficiency | Average system efficiency | Average system efficiency | Average system efficiency | Average system efficiency | Average system efficiency | Average system efficiency | Average system efficiency | Average system efficiency | Average system efficiency | Average system efficiency | Average system efficiency | Average system efficiency | Average system efficiency | Average system efficiency | Average system efficiency | Average system efficiency | Average system efficiency | Average system efficiency | Optimized system | Optimized system | Optimized system | Optimized system | Optimized system | Optimized system | Optimized system | Optimized system | Optimized system | Optimized system | Optimized system | Optimized system | Optimized system | Optimized system | Optimized system | Optimized system | Optimized system | Optimized system | Optimized system | Optimized system | Optimized system | Optimized system | 0.11 | 0.11 | 0.11 | 0.11 | 0.11 | 0.11 | 0.11 | 0.11 | 0.11 | 0.11 | 0.11 | 0.11 | 0.11 | 0.11 | 0.11 | 0.11 | 0.11 | 0.11 | 0.11 | 0.11 | 0.11 | 0.11 | 0 | 0 | 0.13246 | 0.12451 | 0.12128 | 0.1193 | 0.1183 | 0.11739 | 0.11657 | 0.11578 | 0.11503 | 0.11425 | 0.11321 | 0.11229 | 0.11128 | 0.11112 | 0.11091 | 0.11068 | 0.11066 | 0.11059 | 0.1107 | 0.11072 | 5.0138e-05 | 0.00016441 | 0.00040546 | 0.00086604 | 0.0015004 | 0.0024571 | 0.0037525 | 0.0054589 | 0.007282 | 0.0093032 | 0.011191 | 0.012847 | 0.013487 | 0.013497 | 0.012549 | 0.011032 | 0.012807 | 0.013773 | 0.01425 | 0.013931 | 5.0138e-05 | 0.00021154 | 0.00061151 | 0.0014676 | 0.0029556 | 0.0053455 | 0.008907 | 0.013918 | 0.020274 | 0.027992 | 0.036558 | 0.045495 | 0.053326 | 0.05971 | 0.063117 | 0.063031 | 0.063023 | 0.062983 | 0.063046 | 0.063056 | 0.37852 | 1.3205 | 3.3432 | 7.259 | 12.6826 | 20.9314 | 32.1892 | 47.1487 | 63.3075 | 81.426 | 98.8511 | 114.4098 | 121.1923 | 121.4675 | 113.1433 | 99.6778 | 115.7303 | 124.5356 | 128.7266 | 125.8258 | 0.37852 | 1.699 | 5.0422 | 12.3013 | 24.9838 | 45.5367 | 76.4055 | 120.2109 | 176.2594 | 245.0028 | 322.9225 | 405.1431 | 479.1867 | 537.3467 | 569.064 | 569.5122 | 569.5122 | 569.5122 | 569.5122 | 569.5122 | 4.276e-05 | 0.00014734 | 0.00036974 | 0.00079615 | 0.0013825 | 0.0022663 | 0.0034619 | 0.0050349 | 0.0067158 | 0.0085772 | 0.010321 | 0.011848 | 0.012443 | 0.012382 | 0.011462 | 0.010039 | 0.011613 | 0.012458 | 0.012854 | 0.012558 | 4.276e-05 | 0.00018958 | 0.00055764 | 0.0013492 | 0.0027233 | 0.0049304 | 0.0082172 | 0.012837 | 0.018698 | 0.025808 | 0.033717 | 0.041956 | 0.049199 | 0.054777 | 0.057649 | 0.057357 | 0.057146 | 0.056971 | 0.056869 | 0.056841 | 0.32174 | 1.1224 | 2.8418 | 6.1702 | 10.7802 | 17.7917 | 27.3608 | 40.0764 | 53.8113 | 69.2121 | 84.0234 | 97.2483 | 103.0135 | 103.2474 | 96.1718 | 84.7261 | 98.3708 | 105.8552 | 109.4176 | 106.952 | 0.32174 | 1.4442 | 4.2859 | 10.4561 | 21.2363 | 38.7062 | 64.9446 | 102.1793 | 149.8205 | 208.2524 | 274.4841 | 344.3716 | 407.3087 | 456.7447 | 483.7044 | 484.0854 | 484.0854 | 484.0854 | 484.0854 | 484.0854 | 4.2785e-05 | 0.00014747 | 0.00037019 | 0.00079734 | 0.0013851 | 0.0022714 | 0.0034708 | 0.0050493 | 0.0067373 | 0.0086072 | 0.01036 | 0.011895 | 0.012496 | 0.012437 | 0.011514 | 0.010085 | 0.011668 | 0.012518 | 0.012917 | 0.01262 | 4.2785e-05 | 0.00018975 | 0.00055832 | 0.0013512 | 0.0027285 | 0.0049416 | 0.0082385 | 0.012874 | 0.018758 | 0.025898 | 0.033844 | 0.042123 | 0.049407 | 0.055018 | 0.057911 | 0.057621 | 0.057417 | 0.057245 | 0.057146 | 0.057121 | 0.32174 | 1.1224 | 2.8418 | 6.1702 | 10.7802 | 17.7917 | 27.3608 | 40.0764 | 53.8113 | 69.2121 | 84.0234 | 97.2483 | 103.0135 | 103.2474 | 96.1718 | 84.7261 | 98.3708 | 105.8552 | 109.4176 | 106.952 | 0.32174 | 1.4442 | 4.2859 | 10.4561 | 21.2363 | 38.7062 | 64.9446 | 102.1793 | 149.8205 | 208.2524 | 274.4841 | 344.3716 | 407.3087 | 456.7447 | 483.7044 | 484.0854 | 484.0854 | 484.0854 | 484.0854 | 484.0854 | 4.2779e-05 | 0.00014744 | 0.00037009 | 0.00079706 | 0.0013845 | 0.0022702 | 0.0034686 | 0.0050458 | 0.0067322 | 0.0086003 | 0.010352 | 0.011885 | 0.012485 | 0.012426 | 0.011504 | 0.010077 | 0.011658 | 0.012508 | 0.012907 | 0.012611 | 4.2779e-05 | 0.00018971 | 0.00055816 | 0.0013507 | 0.0027273 | 0.0049388 | 0.0082333 | 0.012865 | 0.018744 | 0.025878 | 0.033816 | 0.042087 | 0.049363 | 0.05497 | 0.057861 | 0.057573 | 0.05737 | 0.057201 | 0.057103 | 0.05708 | 0.32174 | 1.1224 | 2.8418 | 6.1702 | 10.7802 | 17.7917 | 27.3608 | 40.0764 | 53.8113 | 69.2121 | 84.0234 | 97.2483 | 103.0135 | 103.2474 | 96.1718 | 84.7261 | 98.3708 | 105.8552 | 109.4176 | 106.952 | 0.32174 | 1.4442 | 4.2859 | 10.4561 | 21.2363 | 38.7062 | 64.9446 | 102.1793 | 149.8205 | 208.2524 | 274.4841 | 344.3716 | 407.3087 | 456.7447 | 483.7044 | 484.0854 | 484.0854 | 484.0854 | 484.0854 | 484.0854 | 4.2779e-05 | 0.00014744 | 0.00037009 | 0.00079706 | 0.0013845 | 0.0022702 | 0.0034686 | 0.0050458 | 0.0067322 | 0.0086003 | 0.010352 | 0.011885 | 0.012485 | 0.012426 | 0.011504 | 0.010077 | 0.011658 | 0.012508 | 0.012907 | 0.012611 | 4.2779e-05 | 0.00018971 | 0.00055816 | 0.0013507 | 0.0027273 | 0.0049388 | 0.0082333 | 0.012865 | 0.018744 | 0.025878 | 0.033816 | 0.042087 | 0.049363 | 0.05497 | 0.057861 | 0.057573 | 0.05737 | 0.057201 | 0.057103 | 0.05708 | 0.32174 | 1.1224 | 2.8418 | 6.1702 | 10.7802 | 17.7917 | 27.3608 | 40.0764 | 53.8113 | 69.2121 | 84.0234 | 97.2483 | 103.0135 | 103.2474 | 96.1718 | 84.7261 | 98.3708 | 105.8552 | 109.4176 | 106.952 | 0.32174 | 1.4442 | 4.2859 | 10.4561 | 21.2363 | 38.7062 | 64.9446 | 102.1793 | 149.8205 | 208.2524 | 274.4841 | 344.3716 | 407.3087 | 456.7447 | 483.7044 | 484.0854 | 484.0854 | 484.0854 | 484.0854 | 484.0854 | 35930.5713 | 35930.5713 | 35930.5713 | 35930.5713 | 35930.5713 | 35930.5713 | 35930.5713 | 35930.5713 | 35930.5713 | 35930.5713 | 35930.5713 | 35930.5713 | 35930.5713 | 35930.5713 | 35930.5713 | 35930.5713 | 35930.5713 | 35930.5713 | 35930.5713 | 35930.5713 | 27793.0535 | 27793.0535 | 27793.0535 | 27793.0535 | 27793.0535 | 27793.0535 | 27793.0535 | 27793.0535 | 27793.0535 | 27793.0535 | 27793.0535 | 27793.0535 | 27793.0535 | 27793.0535 | 27793.0535 | 27793.0535 | 27793.0535 | 27793.0535 | 27793.0535 | 27793.0535
WA_Industrial_Stone, Clay, and Glass_New_Process_Natural Gas_Steam System Efficiency Improvements_A | WA | Industrial | Stone, Clay, and Glass | New | Process | Natural Gas | Steam System Efficiency Improvements | A | IM313 | Average system efficiency | Optimized system | 5 | 0.082679 | 0 | 0 | 32.66 | 0 | 0 | 0 | 16.3301 |  | sqft | 30% | 60% | Retrofit | Retro1Slow | 84.81% | TBD | 0.2% | 3768.4345 |  | 2914.9635 |  | 1.0152e-06 | AEG Research | DOE - Improving Steam System Performance: A Sourcebook for Industry, Second Edition. October 2012. | DOE - Improving Steam System Performance: A Sourcebook for Industry, Second Edition. October 2012. | Average system efficiency | Average system efficiency | Average system efficiency | Average system efficiency | Average system efficiency | Average system efficiency | Average system efficiency | Average system efficiency | Average system efficiency | Average system efficiency | Average system efficiency | Average system efficiency | Average system efficiency | Average system efficiency | Average system efficiency | Average system efficiency | Average system efficiency | Average system efficiency | Average system efficiency | Average system efficiency | Average system efficiency | Average system efficiency | Optimized system | Optimized system | Optimized system | Optimized system | Optimized system | Optimized system | Optimized system | Optimized system | Optimized system | Optimized system | Optimized system | Optimized system | Optimized system | Optimized system | Optimized system | Optimized system | Optimized system | Optimized system | Optimized system | Optimized system | Optimized system | Optimized system | 32.66 | 32.66 | 32.66 | 32.66 | 32.66 | 32.66 | 32.66 | 32.66 | 32.66 | 32.66 | 32.66 | 32.66 | 32.66 | 32.66 | 32.66 | 32.66 | 32.66 | 32.66 | 32.66 | 32.66 | 32.66 | 32.66 | 0 | 0 | 0.082272 | 0.08204 | 0.081826 | 0.081636 | 0.081369 | 0.081187 | 0.081071 | 0.08102 | 0.08096 | 0.080944 | 0.080944 | 0.080973 | 0.080971 | 0.080995 | 0.081024 | 0.081097 | 0.081149 | 0.081214 | 0.081272 | 0.081326 | 1.1935e-06 | 4.1518e-06 | 1.0484e-05 | 2.2711e-05 | 3.955e-05 | 6.5128e-05 | 0.00010001 | 0.0001464 | 0.00019643 | 0.0002526 | 0.00030665 | 0.00035505 | 0.00037608 | 0.00037705 | 0.00035134 | 0.0003098 | 0.00035992 | 0.00038762 | 0.00040095 | 0.00039217 | 1.1935e-06 | 5.342e-06 | 1.5812e-05 | 3.8487e-05 | 7.7911e-05 | 0.00014169 | 0.00023739 | 0.00037327 | 0.00054689 | 0.00076004 | 0.0010018 | 0.0012573 | 0.001487 | 0.001668 | 0.0017671 | 0.0017701 | 0.0017712 | 0.0017726 | 0.0017739 | 0.0017751 | 0.014507 | 0.050607 | 0.12813 | 0.2782 | 0.48606 | 0.80219 | 1.2336 | 1.807 | 2.4263 | 3.1206 | 3.7885 | 4.3847 | 4.6447 | 4.6552 | 4.3362 | 3.8201 | 4.4354 | 4.7728 | 4.9334 | 4.8223 | 0.014507 | 0.065114 | 0.19324 | 0.47144 | 0.9575 | 1.7452 | 2.9282 | 4.6071 | 6.7551 | 9.3897 | 12.376 | 15.5271 | 18.3648 | 20.5937 | 21.8093 | 21.8265 | 21.8265 | 21.8265 | 21.8265 | 21.8265 | 1.0152e-06 | 3.5332e-06 | 8.9256e-06 | 1.9341e-05 | 3.3698e-05 | 5.551e-05 | 8.5263e-05 | 0.00012482 | 0.00016749 | 0.00021539 | 0.00026149 | 0.00030274 | 0.00032068 | 0.00032149 | 0.00029955 | 0.0002641 | 0.00030679 | 0.00033036 | 0.00034169 | 0.00033418 | 1.0152e-06 | 4.546e-06 | 1.3461e-05 | 3.2776e-05 | 6.6383e-05 | 0.00012076 | 0.00020238 | 0.00031824 | 0.00046633 | 0.0006481 | 0.00085421 | 0.001072 | 0.0012679 | 0.0014222 | 0.0015066 | 0.0015089 | 0.0015097 | 0.0015108 | 0.0015117 | 0.0015125 | 0.012331 | 0.043016 | 0.10891 | 0.23647 | 0.41315 | 0.68186 | 1.0486 | 1.5359 | 2.0623 | 2.6525 | 3.2202 | 3.727 | 3.948 | 3.9569 | 3.6858 | 3.2471 | 3.77 | 4.0569 | 4.1934 | 4.0989 | 0.012331 | 0.055347 | 0.16426 | 0.40073 | 0.81388 | 1.4834 | 2.489 | 3.916 | 5.7419 | 7.9812 | 10.5196 | 13.198 | 15.6101 | 17.5047 | 18.5379 | 18.5525 | 18.5525 | 18.5525 | 18.5525 | 18.5525 | 0 | 0 | 0 | 0 | 0 | 0 | 0 | 0 | 0 | 0 | 0 | 0 | 0 | 0 | 0 | 0 | 0 | 0 | 0 | 0 | 0 | 0 | 0 | 0 | 0 | 0 | 0 | 0 | 0 | 0 | 0 | 0 | 0 | 0 | 0 | 0 | 0 | 0 | 0 | 0 | 0 | 0 | 0 | 0 | 0 | 0 | 0 | 0 | 0 | 0 | 0 | 0 | 0 | 0 | 0 | 0 | 0 | 0 | 0 | 0 | 0 | 0 | 0 | 0 | 0 | 0 | 0 | 0 | 0 | 0 | 0 | 0 | 0 | 0 | 0 | 0 | 0 | 0 | 0 | 0 | 0 | 0 | 0 | 0 | 0 | 0 | 0 | 0 | 0 | 0 | 0 | 0 | 0 | 0 | 0 | 0 | 0 | 0 | 0 | 0 | 0 | 0 | 0 | 0 | 0 | 0 | 0 | 0 | 0 | 0 | 0 | 0 | 0 | 0 | 0 | 0 | 0 | 0 | 0 | 0 | 0 | 0 | 0 | 0 | 0 | 0 | 0 | 0 | 0 | 0 | 0 | 0 | 0 | 0 | 0 | 0 | 0 | 0 | 0 | 0 | 0 | 0 | 0 | 0 | 0 | 0 | 0 | 0 | 0 | 0 | 0 | 0 | 0 | 0 | 0 | 0 | 0 | 0 | 0 | 0 | 0 | 0 | 0 | 0 | 0 | 0 | 0 | 0 | 0 | 0 | 0 | 0 | 0 | 0 | 0 | 0 | 0 | 0 | 0 | 0 | 0 | 0 | 0 | 0 | 0 | 0 | 0 | 0 | 0 | 0 | 0 | 0 | 0 | 0 | 0 | 0 | 0 | 0 | 0 | 0 | 0 | 0 | 0 | 0 | 0 | 0 | 0 | 0 | 0 | 0 | 0 | 0 | 0 | 0 | 0 | 0 | 0 | 0 | 0 | 0 | 0 | 0 | 0 | 0 | 0 | 0 | 0 | 0 | 0 | 0 | 0 | 0 | 0 | 0 | 0 | 0 | 0 | 0 | 0 | 0 | 35930.5713 | 35930.5713 | 35930.5713 | 35930.5713 | 35930.5713 | 35930.5713 | 35930.5713 | 35930.5713 | 35930.5713 | 35930.5713 | 35930.5713 | 35930.5713 | 35930.5713 | 35930.5713 | 35930.5713 | 35930.5713 | 35930.5713 | 35930.5713 | 35930.5713 | 35930.5713 | 27793.0535 | 27793.0535 | 27793.0535 | 27793.0535 | 27793.0535 | 27793.0535 | 27793.0535 | 27793.0535 | 27793.0535 | 27793.0535 | 27793.0535 | 27793.0535 | 27793.0535 | 27793.0535 | 27793.0535 | 27793.0535 | 27793.0535 | 27793.0535 | 27793.0535 | 27793.0535
WA_Industrial_Stone, Clay, and Glass_New_Space Heating_Natural Gas_Strategic Energy Management_A | WA | Industrial | Stone, Clay, and Glass | New | Space Heating | Natural Gas | Strategic Energy Management | A | IM314 | No energy management system | Energy management system installed and programmed | 5 | 18.6709 | 0 | 0 | 135.48 | 0 | 3.23 | 0 | 67.7375 |  | employee | 5% | 50% | Retrofit | RetroEven20 | 80.75% | TBD | 0.2% | 301.3563 |  | 260.0031 |  | 0.0042389 | BEHAV_SEM-All-CPUC-2018_PG-26 | BEHAV_SEM-All-CPUC-2018_PG-26 | AEG Research | No energy management system | No energy management system | No energy management system | No energy management system | No energy management system | No energy management system | No energy management system | No energy management system | No energy management system | No energy management system | No energy management system | No energy management system | No energy management system | No energy management system | No energy management system | No energy management system | No energy management system | No energy management system | No energy management system | No energy management system | No energy management system | No energy management system | Energy management system installed and programmed | Energy management system installed and programmed | Energy management system installed and programmed | Energy management system installed and programmed | Energy management system installed and programmed | Energy management system installed and programmed | Energy management system installed and programmed | Energy management system installed and programmed | Energy management system installed and programmed | Energy management system installed and programmed | Energy management system installed and programmed | Energy management system installed and programmed | Energy management system installed and programmed | Energy management system installed and programmed | Energy management system installed and programmed | Energy management system installed and programmed | Energy management system installed and programmed | Energy management system installed and programmed | Energy management system installed and programmed | Energy management system installed and programmed | Energy management system installed and programmed | Energy management system installed and programmed | 135.48 | 135.48 | 135.48 | 135.48 | 135.48 | 135.48 | 135.48 | 135.48 | 135.48 | 135.48 | 135.48 | 135.48 | 135.48 | 135.48 | 135.48 | 135.48 | 135.48 | 135.48 | 135.48 | 135.48 | 135.48 | 135.48 | 0 | 0 | 18.5996 | 17.5057 | 17.0753 | 16.8236 | 16.7218 | 16.6331 | 16.5651 | 16.5053 | 16.4667 | 16.4296 | 16.3592 | 16.3024 | 16.241 | 16.2867 | 16.3123 | 16.3086 | 16.3357 | 16.3282 | 16.3338 | 16.3166 | 0.0049717 | 0.0081663 | 0.011358 | 0.014938 | 0.01709 | 0.019589 | 0.022056 | 0.024831 | 0.026894 | 0.029267 | 0.031533 | 0.034188 | 0.035928 | 0.038307 | 0.040647 | 0.043291 | 0.045119 | 0.047261 | 0.052921 | 0.057334 | 0.0049717 | 0.012846 | 0.023888 | 0.038474 | 0.055331 | 0.070181 | 0.084223 | 0.09777 | 0.10981 | 0.12204 | 0.13379 | 0.1458 | 0.15675 | 0.1689 | 0.18075 | 0.18821 | 0.19176 | 0.19195 | 0.19202 | 0.19181 | 0.2673 | 0.46649 | 0.66519 | 0.88791 | 1.022 | 1.1777 | 1.3315 | 1.5044 | 1.6332 | 1.7814 | 1.9275 | 2.0971 | 2.2122 | 2.3521 | 2.4918 | 2.6545 | 2.762 | 2.8944 | 3.24 | 3.5138 | 0.2673 | 0.73379 | 1.399 | 2.2869 | 3.3089 | 4.2194 | 5.0844 | 5.9236 | 6.6689 | 7.4282 | 8.178 | 8.9436 | 9.6514 | 10.3702 | 11.0807 | 11.5404 | 11.7388 | 11.7558 | 11.7558 | 11.7558 | 0.0042389 | 0.0073149 | 0.010351 | 0.01372 | 0.015727 | 0.018039 | 0.020306 | 0.022844 | 0.024723 | 0.026879 | 0.028948 | 0.031361 | 0.032945 | 0.034904 | 0.036855 | 0.039095 | 0.040589 | 0.042412 | 0.047364 | 0.05129 | 0.0042389 | 0.011506 | 0.021769 | 0.035336 | 0.050918 | 0.064625 | 0.07754 | 0.089946 | 0.10095 | 0.11208 | 0.12282 | 0.13375 | 0.14373 | 0.15389 | 0.16389 | 0.16996 | 0.17251 | 0.17226 | 0.17185 | 0.17159 | 0.22721 | 0.39652 | 0.56542 | 0.75472 | 0.86873 | 1.0011 | 1.1318 | 1.2788 | 1.3882 | 1.5142 | 1.6384 | 1.7825 | 1.8804 | 1.9992 | 2.118 | 2.2563 | 2.3477 | 2.4603 | 2.754 | 2.9868 | 0.22721 | 0.62373 | 1.1891 | 1.9439 | 2.8126 | 3.5865 | 4.3217 | 5.035 | 5.6686 | 6.314 | 6.9513 | 7.6021 | 8.2037 | 8.8147 | 9.4186 | 9.8093 | 9.9779 | 9.9924 | 9.9924 | 9.9924 | 0.0042389 | 0.0073149 | 0.010351 | 0.01372 | 0.015727 | 0.018039 | 0.020306 | 0.022844 | 0.024723 | 0.026879 | 0.028948 | 0.031361 | 0.032945 | 0.034904 | 0.036855 | 0.039095 | 0.040589 | 0.042412 | 0.047364 | 0.05129 | 0.0042389 | 0.011506 | 0.021769 | 0.035336 | 0.050918 | 0.064625 | 0.07754 | 0.089946 | 0.10095 | 0.11208 | 0.12282 | 0.13375 | 0.14373 | 0.15389 | 0.16389 | 0.16996 | 0.17251 | 0.17226 | 0.17185 | 0.17159 | 0.22721 | 0.39652 | 0.56542 | 0.75472 | 0.86873 | 1.0011 | 1.1318 | 1.2788 | 1.3882 | 1.5142 | 1.6384 | 1.7825 | 1.8804 | 1.9992 | 2.118 | 2.2563 | 2.3477 | 2.4603 | 2.754 | 2.9868 | 0.22721 | 0.62373 | 1.1891 | 1.9439 | 2.8126 | 3.5865 | 4.3217 | 5.035 | 5.6686 | 6.314 | 6.9513 | 7.6021 | 8.2037 | 8.8147 | 9.4186 | 9.8093 | 9.9779 | 9.9924 | 9.9924 | 9.9924 | 0.0042389 | 0.0073149 | 0.010351 | 0.01372 | 0.015727 | 0.018039 | 0.020306 | 0.022844 | 0.024723 | 0.026879 | 0.028948 | 0.031361 | 0.032945 | 0.034904 | 0.036855 | 0.039095 | 0.040589 | 0.042412 | 0.047364 | 0.05129 | 0.0042389 | 0.011506 | 0.021769 | 0.035336 | 0.050918 | 0.064625 | 0.07754 | 0.089946 | 0.10095 | 0.11208 | 0.12282 | 0.13375 | 0.14373 | 0.15389 | 0.16389 | 0.16996 | 0.17251 | 0.17226 | 0.17185 | 0.17159 | 0.22721 | 0.39652 | 0.56542 | 0.75472 | 0.86873 | 1.0011 | 1.1318 | 1.2788 | 1.3882 | 1.5142 | 1.6384 | 1.7825 | 1.8804 | 1.9992 | 2.118 | 2.2563 | 2.3477 | 2.4603 | 2.754 | 2.9868 | 0.22721 | 0.62373 | 1.1891 | 1.9439 | 2.8126 | 3.5865 | 4.3217 | 5.035 | 5.6686 | 6.314 | 6.9513 | 7.6021 | 8.2037 | 8.8147 | 9.4186 | 9.8093 | 9.9779 | 9.9924 | 9.9924 | 9.9924 | 0.0042389 | 0.0073149 | 0.010351 | 0.01372 | 0.015727 | 0.018039 | 0.020306 | 0.022844 | 0.024723 | 0.026879 | 0.028948 | 0.031361 | 0.032945 | 0.034904 | 0.036855 | 0.039095 | 0.040589 | 0.042412 | 0.047364 | 0.05129 | 0.0042389 | 0.011506 | 0.021769 | 0.035336 | 0.050918 | 0.064625 | 0.07754 | 0.089946 | 0.10095 | 0.11208 | 0.12282 | 0.13375 | 0.14373 | 0.15389 | 0.16389 | 0.16996 | 0.17251 | 0.17226 | 0.17185 | 0.17159 | 0.22721 | 0.39652 | 0.56542 | 0.75472 | 0.86873 | 1.0011 | 1.1318 | 1.2788 | 1.3882 | 1.5142 | 1.6384 | 1.7825 | 1.8804 | 1.9992 | 2.118 | 2.2563 | 2.3477 | 2.4603 | 2.754 | 2.9868 | 0.22721 | 0.62373 | 1.1891 | 1.9439 | 2.8126 | 3.5865 | 4.3217 | 5.035 | 5.6686 | 6.314 | 6.9513 | 7.6021 | 8.2037 | 8.8147 | 9.4186 | 9.8093 | 9.9779 | 9.9924 | 9.9924 | 9.9924 | 303.3518 | 303.3518 | 303.3518 | 303.3518 | 303.3518 | 303.3518 | 303.3518 | 303.3518 | 303.3518 | 303.3518 | 303.3518 | 303.3518 | 303.3518 | 303.3518 | 303.3518 | 303.3518 | 303.3518 | 303.3518 | 303.3518 | 303.3518 | 260.7362 | 260.7362 | 260.7362 | 260.7362 | 260.7362 | 260.7362 | 260.7362 | 260.7362 | 260.7362 | 260.7362 | 260.7362 | 260.7362 | 260.7362 | 260.7362 | 260.7362 | 260.7362 | 260.7362 | 260.7362 | 260.7362 | 260.7362
WA_Industrial_Stone, Clay, and Glass_New_Process_Natural Gas_Strategic Energy Management_A | WA | Industrial | Stone, Clay, and Glass | New | Process | Natural Gas | Strategic Energy Management | A | IM315 | No energy management system | Energy management system installed and programmed | 5 | 60.5342 | 0 | 0 | 135.48 | 0 | 3.23 | 0 | 67.7375 |  | employee | 5% | 50% | Retrofit | RetroEven20 | 80.75% | TBD | 0.2% | 301.3563 |  | 260.0031 |  | 0.087229 | BEHAV_SEM-All-CPUC-2018_PG-26 | BEHAV_SEM-All-CPUC-2018_PG-26 | AEG Research | No energy management system | No energy management system | No energy management system | No energy management system | No energy management system | No energy management system | No energy management system | No energy management system | No energy management system | No energy management system | No energy management system | No energy management system | No energy management system | No energy management system | No energy management system | No energy management system | No energy management system | No energy management system | No energy management system | No energy management system | No energy management system | No energy management system | Energy management system installed and programmed | Energy management system installed and programmed | Energy management system installed and programmed | Energy management system installed and programmed | Energy management system installed and programmed | Energy management system installed and programmed | Energy management system installed and programmed | Energy management system installed and programmed | Energy management system installed and programmed | Energy management system installed and programmed | Energy management system installed and programmed | Energy management system installed and programmed | Energy management system installed and programmed | Energy management system installed and programmed | Energy management system installed and programmed | Energy management system installed and programmed | Energy management system installed and programmed | Energy management system installed and programmed | Energy management system installed and programmed | Energy management system installed and programmed | Energy management system installed and programmed | Energy management system installed and programmed | 135.48 | 135.48 | 135.48 | 135.48 | 135.48 | 135.48 | 135.48 | 135.48 | 135.48 | 135.48 | 135.48 | 135.48 | 135.48 | 135.48 | 135.48 | 135.48 | 135.48 | 135.48 | 135.48 | 135.48 | 135.48 | 135.48 | 0 | 0 | 60.4574 | 60.4138 | 60.3737 | 60.3386 | 60.2889 | 60.2536 | 60.2317 | 60.2231 | 60.213 | 60.2119 | 60.2141 | 60.2223 | 60.2243 | 60.2313 | 60.2392 | 60.25 | 60.261 | 60.2735 | 60.2846 | 60.2948 | 0.1026 | 0.17893 | 0.25498 | 0.34015 | 0.39121 | 0.45054 | 0.50917 | 0.57522 | 0.62437 | 0.68099 | 0.73689 | 0.80183 | 0.84586 | 0.89945 | 0.95302 | 1.0154 | 1.0567 | 1.1076 | 1.2401 | 1.3451 | 0.1026 | 0.28146 | 0.53625 | 0.87609 | 1.2666 | 1.6141 | 1.9443 | 2.2649 | 2.5495 | 2.8397 | 3.1264 | 3.4196 | 3.6903 | 3.9657 | 4.2379 | 4.4145 | 4.4912 | 4.4987 | 4.4995 | 4.5003 | 1.6971 | 2.9618 | 4.2233 | 5.6373 | 6.4889 | 7.4775 | 8.4536 | 9.5515 | 10.3693 | 11.3098 | 12.2379 | 13.3145 | 14.0451 | 14.9332 | 15.8205 | 16.8536 | 17.5359 | 18.3767 | 20.5705 | 22.3095 | 1.6971 | 4.6589 | 8.8822 | 14.5195 | 21.0084 | 26.7888 | 32.2806 | 37.6088 | 42.3408 | 47.1617 | 51.9221 | 56.783 | 61.2766 | 65.8405 | 70.3513 | 73.2698 | 74.5295 | 74.6377 | 74.6377 | 74.6377 | 0.087229 | 0.15214 | 0.21682 | 0.28927 | 0.33273 | 0.38323 | 0.43312 | 0.48932 | 0.53114 | 0.5793 | 0.62686 | 0.68208 | 0.71954 | 0.76511 | 0.81066 | 0.86372 | 0.89883 | 0.94209 | 1.0547 | 1.1441 | 0.087229 | 0.23931 | 0.456 | 0.74504 | 1.0772 | 1.373 | 1.6539 | 1.9267 | 2.1688 | 2.4157 | 2.6596 | 2.9089 | 3.1392 | 3.3734 | 3.6049 | 3.755 | 3.8201 | 3.8264 | 3.827 | 3.8275 | 1.4425 | 2.5175 | 3.5898 | 4.7917 | 5.5156 | 6.3558 | 7.1855 | 8.1188 | 8.8139 | 9.6134 | 10.4022 | 11.3173 | 11.9384 | 12.6932 | 13.4475 | 14.3255 | 14.9055 | 15.6202 | 17.4849 | 18.963 | 1.4425 | 3.96 | 7.5499 | 12.3416 | 17.8572 | 22.7705 | 27.4385 | 31.9675 | 35.9897 | 40.0875 | 44.1338 | 48.2656 | 52.0852 | 55.9645 | 59.7986 | 62.2793 | 63.3501 | 63.442 | 63.442 | 63.442 | 0.087229 | 0.15214 | 0.21682 | 0.28927 | 0.33273 | 0.38323 | 0.43312 | 0.48932 | 0.53114 | 0.5793 | 0.62686 | 0.68208 | 0.71954 | 0.76511 | 0.81066 | 0.86372 | 0.89883 | 0.94209 | 1.0547 | 1.1441 | 0.087229 | 0.23931 | 0.456 | 0.74504 | 1.0772 | 1.373 | 1.6539 | 1.9267 | 2.1688 | 2.4157 | 2.6596 | 2.9089 | 3.1392 | 3.3734 | 3.6049 | 3.755 | 3.8201 | 3.8264 | 3.827 | 3.8275 | 1.4425 | 2.5175 | 3.5898 | 4.7917 | 5.5156 | 6.3558 | 7.1855 | 8.1188 | 8.8139 | 9.6134 | 10.4022 | 11.3173 | 11.9384 | 12.6932 | 13.4475 | 14.3255 | 14.9055 | 15.6202 | 17.4849 | 18.963 | 1.4425 | 3.96 | 7.5499 | 12.3416 | 17.8572 | 22.7705 | 27.4385 | 31.9675 | 35.9897 | 40.0875 | 44.1338 | 48.2656 | 52.0852 | 55.9645 | 59.7986 | 62.2793 | 63.3501 | 63.442 | 63.442 | 63.442 | 0.087229 | 0.15214 | 0.21682 | 0.28927 | 0.33273 | 0.38323 | 0.43312 | 0.48932 | 0.53114 | 0.5793 | 0.62686 | 0.68208 | 0.71954 | 0.76511 | 0.81066 | 0.86372 | 0.89883 | 0.94209 | 1.0547 | 1.1441 | 0.087229 | 0.23931 | 0.456 | 0.74504 | 1.0772 | 1.373 | 1.6539 | 1.9267 | 2.1688 | 2.4157 | 2.6596 | 2.9089 | 3.1392 | 3.3734 | 3.6049 | 3.755 | 3.8201 | 3.8264 | 3.827 | 3.8275 | 1.4425 | 2.5175 | 3.5898 | 4.7917 | 5.5156 | 6.3558 | 7.1855 | 8.1188 | 8.8139 | 9.6134 | 10.4022 | 11.3173 | 11.9384 | 12.6932 | 13.4475 | 14.3255 | 14.9055 | 15.6202 | 17.4849 | 18.963 | 1.4425 | 3.96 | 7.5499 | 12.3416 | 17.8572 | 22.7705 | 27.4385 | 31.9675 | 35.9897 | 40.0875 | 44.1338 | 48.2656 | 52.0852 | 55.9645 | 59.7986 | 62.2793 | 63.3501 | 63.442 | 63.442 | 63.442 | 0.087229 | 0.15214 | 0.21682 | 0.28927 | 0.33273 | 0.38323 | 0.43312 | 0.48932 | 0.53114 | 0.5793 | 0.62686 | 0.68208 | 0.71954 | 0.76511 | 0.81066 | 0.86372 | 0.89883 | 0.94209 | 1.0547 | 1.1441 | 0.087229 | 0.23931 | 0.456 | 0.74504 | 1.0772 | 1.373 | 1.6539 | 1.9267 | 2.1688 | 2.4157 | 2.6596 | 2.9089 | 3.1392 | 3.3734 | 3.6049 | 3.755 | 3.8201 | 3.8264 | 3.827 | 3.8275 | 1.4425 | 2.5175 | 3.5898 | 4.7917 | 5.5156 | 6.3558 | 7.1855 | 8.1188 | 8.8139 | 9.6134 | 10.4022 | 11.3173 | 11.9384 | 12.6932 | 13.4475 | 14.3255 | 14.9055 | 15.6202 | 17.4849 | 18.963 | 1.4425 | 3.96 | 7.5499 | 12.3416 | 17.8572 | 22.7705 | 27.4385 | 31.9675 | 35.9897 | 40.0875 | 44.1338 | 48.2656 | 52.0852 | 55.9645 | 59.7986 | 62.2793 | 63.3501 | 63.442 | 63.442 | 63.442 | 303.3518 | 303.3518 | 303.3518 | 303.3518 | 303.3518 | 303.3518 | 303.3518 | 303.3518 | 303.3518 | 303.3518 | 303.3518 | 303.3518 | 303.3518 | 303.3518 | 303.3518 | 303.3518 | 303.3518 | 303.3518 | 303.3518 | 303.3518 | 260.7362 | 260.7362 | 260.7362 | 260.7362 | 260.7362 | 260.7362 | 260.7362 | 260.7362 | 260.7362 | 260.7362 | 260.7362 | 260.7362 | 260.7362 | 260.7362 | 260.7362 | 260.7362 | 260.7362 | 260.7362 | 260.7362 | 260.7362
WA_Industrial_Stone, Clay, and Glass_New_Miscellaneous_Natural Gas_Strategic Energy Management_A | WA | Industrial | Stone, Clay, and Glass | New | Miscellaneous | Natural Gas | Strategic Energy Management | A | IM316 | No energy management system | Energy management system installed and programmed | 5 | 16.2609 | 0 | 0 | 135.48 | 0 | 3.23 | 0 | 67.7375 |  | employee | 5% | 50% | Retrofit | RetroEven20 | 80.75% | TBD | 0.2% | 301.3563 |  | 260.0031 |  | 0.0058642 | BEHAV_SEM-All-CPUC-2018_PG-26 | BEHAV_SEM-All-CPUC-2018_PG-26 | AEG Research | No energy management system | No energy management system | No energy management system | No energy management system | No energy management system | No energy management system | No energy management system | No energy management system | No energy management system | No energy management system | No energy management system | No energy management system | No energy management system | No energy management system | No energy management system | No energy management system | No energy management system | No energy management system | No energy management system | No energy management system | No energy management system | No energy management system | Energy management system installed and programmed | Energy management system installed and programmed | Energy management system installed and programmed | Energy management system installed and programmed | Energy management system installed and programmed | Energy management system installed and programmed | Energy management system installed and programmed | Energy management system installed and programmed | Energy management system installed and programmed | Energy management system installed and programmed | Energy management system installed and programmed | Energy management system installed and programmed | Energy management system installed and programmed | Energy management system installed and programmed | Energy management system installed and programmed | Energy management system installed and programmed | Energy management system installed and programmed | Energy management system installed and programmed | Energy management system installed and programmed | Energy management system installed and programmed | Energy management system installed and programmed | Energy management system installed and programmed | 135.48 | 135.48 | 135.48 | 135.48 | 135.48 | 135.48 | 135.48 | 135.48 | 135.48 | 135.48 | 135.48 | 135.48 | 135.48 | 135.48 | 135.48 | 135.48 | 135.48 | 135.48 | 135.48 | 135.48 | 135.48 | 135.48 | 0 | 0 | 16.2609 | 16.2609 | 16.2609 | 16.2609 | 16.2609 | 16.2609 | 16.2609 | 16.2609 | 16.2609 | 16.2609 | 16.2609 | 16.2609 | 16.2609 | 16.2609 | 16.2609 | 16.2609 | 16.2609 | 16.2609 | 16.2609 | 16.2609 | 0.0068991 | 0.01204 | 0.017169 | 0.022917 | 0.026379 | 0.030398 | 0.034366 | 0.038829 | 0.042154 | 0.045977 | 0.04975 | 0.054126 | 0.057097 | 0.060707 | 0.064314 | 0.068514 | 0.071287 | 0.074705 | 0.083624 | 0.090693 | 0.0068991 | 0.018939 | 0.036108 | 0.059025 | 0.085404 | 0.1089 | 0.13123 | 0.15289 | 0.17212 | 0.19172 | 0.21108 | 0.23084 | 0.2491 | 0.26766 | 0.28599 | 0.29786 | 0.30298 | 0.30342 | 0.30342 | 0.30342 | 0.42428 | 0.74044 | 1.0558 | 1.4093 | 1.6222 | 1.8694 | 2.1134 | 2.3879 | 2.5923 | 2.8275 | 3.0595 | 3.3286 | 3.5113 | 3.7333 | 3.9551 | 4.2134 | 4.384 | 4.5942 | 5.1426 | 5.5774 | 0.42428 | 1.1647 | 2.2205 | 3.6299 | 5.2521 | 6.6972 | 8.0701 | 9.4022 | 10.5852 | 11.7904 | 12.9805 | 14.1958 | 15.3192 | 16.4601 | 17.5878 | 18.3175 | 18.6324 | 18.6594 | 18.6594 | 18.6594 | 0.0058642 | 0.010234 | 0.014593 | 0.019479 | 0.022422 | 0.025838 | 0.029211 | 0.033005 | 0.035831 | 0.03908 | 0.042287 | 0.046007 | 0.048532 | 0.051601 | 0.054667 | 0.058237 | 0.060594 | 0.0635 | 0.07108 | 0.077089 | 0.0058642 | 0.016098 | 0.030692 | 0.050171 | 0.072593 | 0.092567 | 0.11154 | 0.12996 | 0.14631 | 0.16296 | 0.17941 | 0.19621 | 0.21174 | 0.22751 | 0.24309 | 0.25318 | 0.25753 | 0.25791 | 0.25791 | 0.25791 | 0.36063 | 0.62938 | 0.89746 | 1.1979 | 1.3789 | 1.589 | 1.7964 | 2.0297 | 2.2035 | 2.4033 | 2.6006 | 2.8293 | 2.9846 | 3.1733 | 3.3619 | 3.5814 | 3.7264 | 3.905 | 4.3712 | 4.7408 | 0.36063 | 0.99001 | 1.8875 | 3.0854 | 4.4643 | 5.6926 | 6.8596 | 7.9919 | 8.9974 | 10.0219 | 11.0335 | 12.0664 | 13.0213 | 13.9911 | 14.9496 | 15.5698 | 15.8375 | 15.8605 | 15.8605 | 15.8605 | 0.0058642 | 0.010234 | 0.014593 | 0.019479 | 0.022422 | 0.025838 | 0.029211 | 0.033005 | 0.035831 | 0.03908 | 0.042287 | 0.046007 | 0.048532 | 0.051601 | 0.054667 | 0.058237 | 0.060594 | 0.0635 | 0.07108 | 0.077089 | 0.0058642 | 0.016098 | 0.030692 | 0.050171 | 0.072593 | 0.092567 | 0.11154 | 0.12996 | 0.14631 | 0.16296 | 0.17941 | 0.19621 | 0.21174 | 0.22751 | 0.24309 | 0.25318 | 0.25753 | 0.25791 | 0.25791 | 0.25791 | 0.36063 | 0.62938 | 0.89746 | 1.1979 | 1.3789 | 1.589 | 1.7964 | 2.0297 | 2.2035 | 2.4033 | 2.6006 | 2.8293 | 2.9846 | 3.1733 | 3.3619 | 3.5814 | 3.7264 | 3.905 | 4.3712 | 4.7408 | 0.36063 | 0.99001 | 1.8875 | 3.0854 | 4.4643 | 5.6926 | 6.8596 | 7.9919 | 8.9974 | 10.0219 | 11.0335 | 12.0664 | 13.0213 | 13.9911 | 14.9496 | 15.5698 | 15.8375 | 15.8605 | 15.8605 | 15.8605 | 0.0058642 | 0.010234 | 0.014593 | 0.019479 | 0.022422 | 0.025838 | 0.029211 | 0.033005 | 0.035831 | 0.03908 | 0.042287 | 0.046007 | 0.048532 | 0.051601 | 0.054667 | 0.058237 | 0.060594 | 0.0635 | 0.07108 | 0.077089 | 0.0058642 | 0.016098 | 0.030692 | 0.050171 | 0.072593 | 0.092567 | 0.11154 | 0.12996 | 0.14631 | 0.16296 | 0.17941 | 0.19621 | 0.21174 | 0.22751 | 0.24309 | 0.25318 | 0.25753 | 0.25791 | 0.25791 | 0.25791 | 0.36063 | 0.62938 | 0.89746 | 1.1979 | 1.3789 | 1.589 | 1.7964 | 2.0297 | 2.2035 | 2.4033 | 2.6006 | 2.8293 | 2.9846 | 3.1733 | 3.3619 | 3.5814 | 3.7264 | 3.905 | 4.3712 | 4.7408 | 0.36063 | 0.99001 | 1.8875 | 3.0854 | 4.4643 | 5.6926 | 6.8596 | 7.9919 | 8.9974 | 10.0219 | 11.0335 | 12.0664 | 13.0213 | 13.9911 | 14.9496 | 15.5698 | 15.8375 | 15.8605 | 15.8605 | 15.8605 | 0.0058642 | 0.010234 | 0.014593 | 0.019479 | 0.022422 | 0.025838 | 0.029211 | 0.033005 | 0.035831 | 0.03908 | 0.042287 | 0.046007 | 0.048532 | 0.051601 | 0.054667 | 0.058237 | 0.060594 | 0.0635 | 0.07108 | 0.077089 | 0.0058642 | 0.016098 | 0.030692 | 0.050171 | 0.072593 | 0.092567 | 0.11154 | 0.12996 | 0.14631 | 0.16296 | 0.17941 | 0.19621 | 0.21174 | 0.22751 | 0.24309 | 0.25318 | 0.25753 | 0.25791 | 0.25791 | 0.25791 | 0.36063 | 0.62938 | 0.89746 | 1.1979 | 1.3789 | 1.589 | 1.7964 | 2.0297 | 2.2035 | 2.4033 | 2.6006 | 2.8293 | 2.9846 | 3.1733 | 3.3619 | 3.5814 | 3.7264 | 3.905 | 4.3712 | 4.7408 | 0.36063 | 0.99001 | 1.8875 | 3.0854 | 4.4643 | 5.6926 | 6.8596 | 7.9919 | 8.9974 | 10.0219 | 11.0335 | 12.0664 | 13.0213 | 13.9911 | 14.9496 | 15.5698 | 15.8375 | 15.8605 | 15.8605 | 15.8605 | 303.3518 | 303.3518 | 303.3518 | 303.3518 | 303.3518 | 303.3518 | 303.3518 | 303.3518 | 303.3518 | 303.3518 | 303.3518 | 303.3518 | 303.3518 | 303.3518 | 303.3518 | 303.3518 | 303.3518 | 303.3518 | 303.3518 | 303.3518 | 260.7362 | 260.7362 | 260.7362 | 260.7362 | 260.7362 | 260.7362 | 260.7362 | 260.7362 | 260.7362 | 260.7362 | 260.7362 | 260.7362 | 260.7362 | 260.7362 | 260.7362 | 260.7362 | 260.7362 | 260.7362 | 260.7362 | 260.7362
WA_Industrial_Stone, Clay, and Glass_New_Space Heating_Natural Gas_Commissioning_A | WA | Industrial | Stone, Clay, and Glass | New | Space Heating | Natural Gas | Commissioning | A | IM317 | New construction code | Optimized HVAC design and controls | 10 | 16.4136 | 0 | 0 | 0.27 | 0 | 0 | 0 | 0.1336 |  | employee | 0% | 0% | Retrofit | Retro12Med | 75.44% | TBD | 0.2% | 1.0654 |  | 0.75836 |  | 0 | DL20_COM_CX-Refrig-2021PLN-V11-3 | 2018 AMIL BUS Retro-Commissioning Initiative | U.S. Department of Energy. Lawrence Berkeley National Labs and Building Commissioning Association. https://www.bcxa.org/wp-content/uploads/2020/09/1-s2.0- S0378778819319553-main.pdf | New construction code | New construction code | New construction code | New construction code | New construction code | New construction code | New construction code | New construction code | New construction code | New construction code | New construction code | New construction code | New construction code | New construction code | New construction code | New construction code | New construction code | New construction code | New construction code | New construction code | New construction code | New construction code | Optimized HVAC design and controls | Optimized HVAC design and controls | Optimized HVAC design and controls | Optimized HVAC design and controls | Optimized HVAC design and controls | Optimized HVAC design and controls | Optimized HVAC design and controls | Optimized HVAC design and controls | Optimized HVAC design and controls | Optimized HVAC design and controls | Optimized HVAC design and controls | Optimized HVAC design and controls | Optimized HVAC design and controls | Optimized HVAC design and controls | Optimized HVAC design and controls | Optimized HVAC design and controls | Optimized HVAC design and controls | Optimized HVAC design and controls | Optimized HVAC design and controls | Optimized HVAC design and controls | Optimized HVAC design and controls | Optimized HVAC design and controls | 0.27 | 0.27 | 0.27 | 0.27 | 0.27 | 0.27 | 0.27 | 0.27 | 0.27 | 0.27 | 0.27 | 0.27 | 0.27 | 0.27 | 0.27 | 0.27 | 0.27 | 0.27 | 0.27 | 0.27 | 0.27 | 0.27 | 0 | 0 | 16.3589 | 15.401 | 15.0261 | 14.8078 | 14.7227 | 14.6485 | 14.5923 | 14.543 | 14.5131 | 14.4841 | 14.4257 | 14.3787 | 14.3288 | 14.3728 | 14.399 | 14.3981 | 14.4253 | 14.4209 | 14.4277 | 14.4143 | 0 | 0 | 0 | 0 | 0 | 0 | 0 | 0 | 0 | 0 | 0 | 0 | 0 | 0 | 0 | 0 | 0 | 0 | 0 | 0 | 0 | 0 | 0 | 0 | 0 | 0 | 0 | 0 | 0 | 0 | 0 | 0 | 0 | 0 | 0 | 0 | 0 | 0 | 0 | 0 | 0 | 0 | 0 | 0 | 0 | 0 | 0 | 0 | 0 | 0 | 0 | 0 | 0 | 0 | 0 | 0 | 0 | 0 | 0 | 0 | 0 | 0 | 0 | 0 | 0 | 0 | 0 | 0 | 0 | 0 | 0 | 0 | 0 | 0 | 0 | 0 | 0 | 0 | 0 | 0 | 0 | 0 | 0 | 0 | 0 | 0 | 0 | 0 | 0 | 0 | 0 | 0 | 0 | 0 | 0 | 0 | 0 | 0 | 0 | 0 | 0 | 0 | 0 | 0 | 0 | 0 | 0 | 0 | 0 | 0 | 0 | 0 | 0 | 0 | 0 | 0 | 0 | 0 | 0 | 0 | 0 | 0 | 0 | 0 | 0 | 0 | 0 | 0 | 0 | 0 | 0 | 0 | 0 | 0 | 0 | 0 | 0 | 0 | 0 | 0 | 0 | 0 | 0 | 0 | 0 | 0 | 0 | 0 | 0 | 0 | 0 | 0 | 0 | 0 | 0 | 0 | 0 | 0 | 0 | 0 | 0 | 0 | 0 | 0 | 0 | 0 | 0 | 0 | 0 | 0 | 0 | 0 | 0 | 0 | 0 | 0 | 0 | 0 | 0 | 0 | 0 | 0 | 0 | 0 | 0 | 0 | 0 | 0 | 0 | 0 | 0 | 0 | 0 | 0 | 0 | 0 | 0 | 0 | 0 | 0 | 0 | 0 | 0 | 0 | 0 | 0 | 0 | 0 | 0 | 0 | 0 | 0 | 0 | 0 | 0 | 0 | 0 | 0 | 0 | 0 | 0 | 0 | 0 | 0 | 0 | 0 | 0 | 0 | 0 | 0 | 0 | 0 | 0 | 0 | 0 | 0 | 0 | 0 | 0 | 0 | 0 | 0 | 0 | 0 | 0 | 0 | 0 | 0 | 0 | 0 | 0 | 0 | 0 | 0 | 0 | 0 | 0 | 0 | 0 | 0 | 0 | 0 | 0 | 0 | 0 | 0 | 0 | 0 | 0 | 0 | 0 | 0 | 0 | 0 | 0 | 0 | 0 | 0 | 0 | 0 | 0 | 0 | 0 | 0 | 0 | 0 | 0 | 0 | 0 | 0 | 0 | 0 | 0 | 0 | 0 | 0 | 0 | 0 | 0 | 0 | 0 | 0 | 0 | 0 | 0 | 0 | 0 | 0 | 0 | 0 | 0 | 0 | 0 | 0 | 0 | 0 | 0 | 0 | 0 | 0 | 0 | 0 | 0 | 0 | 0 | 0 | 0 | 0 | 0 | 0 | 0 | 0 | 0 | 0 | 0 | 0 | 0 | 0 | 0 | 0 | 0 | 0 | 0 | 0 | 0 | 0 | 0 | 0 | 0 | 0 | 0 | 0 | 0 | 0 | 0 | 0 | 0 | 0 | 0 | 0 | 0 | 0 | 0 | 0 | 0 | 0 | 0 | 0 | 0 | 0 | 0 | 0 | 0 | 0 | 0 | 0 | 0 | 0 | 0 | 0 | 0 | 0 | 0 | 0 | 0 | 0 | 0 | 0 | 0 | 0 | 0 | 0 | 0 | 0 | 0 | 0 | 0 | 0 | 0 | 0 | 0.10656 | 0.10656 | 0.10656 | 0.10656 | 0.10656 | 0.10656 | 0.10656 | 0.10656 | 0.10656 | 0.10656 | 0.10656 | 0.10656 | 0.10656 | 0.10656 | 0.10656 | 0.10656 | 0.10656 | 0.10656 | 0.10656 | 0.10656 | 0.075849 | 0.075849 | 0.075849 | 0.075849 | 0.075849 | 0.075849 | 0.075849 | 0.075849 | 0.075849 | 0.075849 | 0.075849 | 0.075849 | 0.075849 | 0.075849 | 0.075849 | 0.075849 | 0.075849 | 0.075849 | 0.075849 | 0.075849
WA_Industrial_Stone, Clay, and Glass_New_Process_Natural Gas_Commissioning_A | WA | Industrial | Stone, Clay, and Glass | New | Process | Natural Gas | Commissioning | A | IM318 | New construction code | Optimized process design and controls | 10 | 337.8652 | 0 | 0 | 0.27 | 0 | 0 | 0 | 0.1336 |  | employee | 0% | 0% | Retrofit | Retro12Med | 75.44% | TBD | 0.2% | 1.0654 |  | 0.75836 |  | 0 | DL20_COM_CX-Refrig-2021PLN-V11-3 | 2018 AMIL BUS Retro-Commissioning Initiative | U.S. Department of Energy. Lawrence Berkeley National Labs and Building Commissioning Association. https://www.bcxa.org/wp-content/uploads/2020/09/1-s2.0- S0378778819319553-main.pdf | New construction code | New construction code | New construction code | New construction code | New construction code | New construction code | New construction code | New construction code | New construction code | New construction code | New construction code | New construction code | New construction code | New construction code | New construction code | New construction code | New construction code | New construction code | New construction code | New construction code | New construction code | New construction code | Optimized process design and controls | Optimized process design and controls | Optimized process design and controls | Optimized process design and controls | Optimized process design and controls | Optimized process design and controls | Optimized process design and controls | Optimized process design and controls | Optimized process design and controls | Optimized process design and controls | Optimized process design and controls | Optimized process design and controls | Optimized process design and controls | Optimized process design and controls | Optimized process design and controls | Optimized process design and controls | Optimized process design and controls | Optimized process design and controls | Optimized process design and controls | Optimized process design and controls | Optimized process design and controls | Optimized process design and controls | 0.27 | 0.27 | 0.27 | 0.27 | 0.27 | 0.27 | 0.27 | 0.27 | 0.27 | 0.27 | 0.27 | 0.27 | 0.27 | 0.27 | 0.27 | 0.27 | 0.27 | 0.27 | 0.27 | 0.27 | 0.27 | 0.27 | 0 | 0 | 337.8652 | 337.8652 | 337.8652 | 337.8652 | 337.8652 | 337.8652 | 337.8652 | 337.8652 | 337.8652 | 337.8652 | 337.8652 | 337.8652 | 337.8652 | 337.8652 | 337.8652 | 337.8652 | 337.8652 | 337.8652 | 337.8652 | 337.8652 | 0 | 0 | 0 | 0 | 0 | 0 | 0 | 0 | 0 | 0 | 0 | 0 | 0 | 0 | 0 | 0 | 0 | 0 | 0 | 0 | 0 | 0 | 0 | 0 | 0 | 0 | 0 | 0 | 0 | 0 | 0 | 0 | 0 | 0 | 0 | 0 | 0 | 0 | 0 | 0 | 0 | 0 | 0 | 0 | 0 | 0 | 0 | 0 | 0 | 0 | 0 | 0 | 0 | 0 | 0 | 0 | 0 | 0 | 0 | 0 | 0 | 0 | 0 | 0 | 0 | 0 | 0 | 0 | 0 | 0 | 0 | 0 | 0 | 0 | 0 | 0 | 0 | 0 | 0 | 0 | 0 | 0 | 0 | 0 | 0 | 0 | 0 | 0 | 0 | 0 | 0 | 0 | 0 | 0 | 0 | 0 | 0 | 0 | 0 | 0 | 0 | 0 | 0 | 0 | 0 | 0 | 0 | 0 | 0 | 0 | 0 | 0 | 0 | 0 | 0 | 0 | 0 | 0 | 0 | 0 | 0 | 0 | 0 | 0 | 0 | 0 | 0 | 0 | 0 | 0 | 0 | 0 | 0 | 0 | 0 | 0 | 0 | 0 | 0 | 0 | 0 | 0 | 0 | 0 | 0 | 0 | 0 | 0 | 0 | 0 | 0 | 0 | 0 | 0 | 0 | 0 | 0 | 0 | 0 | 0 | 0 | 0 | 0 | 0 | 0 | 0 | 0 | 0 | 0 | 0 | 0 | 0 | 0 | 0 | 0 | 0 | 0 | 0 | 0 | 0 | 0 | 0 | 0 | 0 | 0 | 0 | 0 | 0 | 0 | 0 | 0 | 0 | 0 | 0 | 0 | 0 | 0 | 0 | 0 | 0 | 0 | 0 | 0 | 0 | 0 | 0 | 0 | 0 | 0 | 0 | 0 | 0 | 0 | 0 | 0 | 0 | 0 | 0 | 0 | 0 | 0 | 0 | 0 | 0 | 0 | 0 | 0 | 0 | 0 | 0 | 0 | 0 | 0 | 0 | 0 | 0 | 0 | 0 | 0 | 0 | 0 | 0 | 0 | 0 | 0 | 0 | 0 | 0 | 0 | 0 | 0 | 0 | 0 | 0 | 0 | 0 | 0 | 0 | 0 | 0 | 0 | 0 | 0 | 0 | 0 | 0 | 0 | 0 | 0 | 0 | 0 | 0 | 0 | 0 | 0 | 0 | 0 | 0 | 0 | 0 | 0 | 0 | 0 | 0 | 0 | 0 | 0 | 0 | 0 | 0 | 0 | 0 | 0 | 0 | 0 | 0 | 0 | 0 | 0 | 0 | 0 | 0 | 0 | 0 | 0 | 0 | 0 | 0 | 0 | 0 | 0 | 0 | 0 | 0 | 0 | 0 | 0 | 0 | 0 | 0 | 0 | 0 | 0 | 0 | 0 | 0 | 0 | 0 | 0 | 0 | 0 | 0 | 0 | 0 | 0 | 0 | 0 | 0 | 0 | 0 | 0 | 0 | 0 | 0 | 0 | 0 | 0 | 0 | 0 | 0 | 0 | 0 | 0 | 0 | 0 | 0 | 0 | 0 | 0 | 0 | 0 | 0 | 0 | 0 | 0 | 0 | 0 | 0 | 0 | 0 | 0 | 0 | 0 | 0 | 0 | 0 | 0 | 0 | 0 | 0 | 0 | 0 | 0 | 0 | 0 | 0 | 0 | 0 | 0 | 0 | 0 | 0 | 0 | 0 | 0 | 0 | 0 | 0 | 0 | 0 | 0.10656 | 0.10656 | 0.10656 | 0.10656 | 0.10656 | 0.10656 | 0.10656 | 0.10656 | 0.10656 | 0.10656 | 0.10656 | 0.10656 | 0.10656 | 0.10656 | 0.10656 | 0.10656 | 0.10656 | 0.10656 | 0.10656 | 0.10656 | 0.075849 | 0.075849 | 0.075849 | 0.075849 | 0.075849 | 0.075849 | 0.075849 | 0.075849 | 0.075849 | 0.075849 | 0.075849 | 0.075849 | 0.075849 | 0.075849 | 0.075849 | 0.075849 | 0.075849 | 0.075849 | 0.075849 | 0.075849
WA_Industrial_Stone, Clay, and Glass_New_Space Heating_Natural Gas_Retrocommissioning_A | WA | Industrial | Stone, Clay, and Glass | New | Space Heating | Natural Gas | Retrocommissioning | A | IM319 | Vintage/existing building | Optimized HVAC flow and controls | 5 | 0 | 0 | 0 | 0 | 0 | 0 | 0 | 0 |  | employee | 0% | 0% | Retrofit | RetroEven20 | 80.75% | TBD | 0.2% | 290.8153 |  | 224.9517 |  | 0 | COM_RCX-Heating-7PLN-v5-18 | COM_RCX-Heating-7PLN-v5-18 | n/a | Vintage/existing building | Vintage/existing building | Vintage/existing building | Vintage/existing building | Vintage/existing building | Vintage/existing building | Vintage/existing building | Vintage/existing building | Vintage/existing building | Vintage/existing building | Vintage/existing building | Vintage/existing building | Vintage/existing building | Vintage/existing building | Vintage/existing building | Vintage/existing building | Vintage/existing building | Vintage/existing building | Vintage/existing building | Vintage/existing building | Vintage/existing building | Vintage/existing building | Optimized HVAC flow and controls | Optimized HVAC flow and controls | Optimized HVAC flow and controls | Optimized HVAC flow and controls | Optimized HVAC flow and controls | Optimized HVAC flow and controls | Optimized HVAC flow and controls | Optimized HVAC flow and controls | Optimized HVAC flow and controls | Optimized HVAC flow and controls | Optimized HVAC flow and controls | Optimized HVAC flow and controls | Optimized HVAC flow and controls | Optimized HVAC flow and controls | Optimized HVAC flow and controls | Optimized HVAC flow and controls | Optimized HVAC flow and controls | Optimized HVAC flow and controls | Optimized HVAC flow and controls | Optimized HVAC flow and controls | Optimized HVAC flow and controls | Optimized HVAC flow and controls | 0 | 0 | 0 | 0 | 0 | 0 | 0 | 0 | 0 | 0 | 0 | 0 | 0 | 0 | 0 | 0 | 0 | 0 | 0 | 0 | 0 | 0 | 0 | 0 | 0 | 0 | 0 | 0 | 0 | 0 | 0 | 0 | 0 | 0 | 0 | 0 | 0 | 0 | 0 | 0 | 0 | 0 | 0 | 0 | 0 | 0 | 0 | 0 | 0 | 0 | 0 | 0 | 0 | 0 | 0 | 0 | 0 | 0 | 0 | 0 | 0 | 0 | 0 | 0 | 0 | 0 | 0 | 0 | 0 | 0 | 0 | 0 | 0 | 0 | 0 | 0 | 0 | 0 | 0 | 0 | 0 | 0 | 0 | 0 | 0 | 0 | 0 | 0 | 0 | 0 | 0 | 0 | 0 | 0 | 0 | 0 | 0 | 0 | 0 | 0 | 0 | 0 | 0 | 0 | 0 | 0 | 0 | 0 | 0 | 0 | 0 | 0 | 0 | 0 | 0 | 0 | 0 | 0 | 0 | 0 | 0 | 0 | 0 | 0 | 0 | 0 | 0 | 0 | 0 | 0 | 0 | 0 | 0 | 0 | 0 | 0 | 0 | 0 | 0 | 0 | 0 | 0 | 0 | 0 | 0 | 0 | 0 | 0 | 0 | 0 | 0 | 0 | 0 | 0 | 0 | 0 | 0 | 0 | 0 | 0 | 0 | 0 | 0 | 0 | 0 | 0 | 0 | 0 | 0 | 0 | 0 | 0 | 0 | 0 | 0 | 0 | 0 | 0 | 0 | 0 | 0 | 0 | 0 | 0 | 0 | 0 | 0 | 0 | 0 | 0 | 0 | 0 | 0 | 0 | 0 | 0 | 0 | 0 | 0 | 0 | 0 | 0 | 0 | 0 | 0 | 0 | 0 | 0 | 0 | 0 | 0 | 0 | 0 | 0 | 0 | 0 | 0 | 0 | 0 | 0 | 0 | 0 | 0 | 0 | 0 | 0 | 0 | 0 | 0 | 0 | 0 | 0 | 0 | 0 | 0 | 0 | 0 | 0 | 0 | 0 | 0 | 0 | 0 | 0 | 0 | 0 | 0 | 0 | 0 | 0 | 0 | 0 | 0 | 0 | 0 | 0 | 0 | 0 | 0 | 0 | 0 | 0 | 0 | 0 | 0 | 0 | 0 | 0 | 0 | 0 | 0 | 0 | 0 | 0 | 0 | 0 | 0 | 0 | 0 | 0 | 0 | 0 | 0 | 0 | 0 | 0 | 0 | 0 | 0 | 0 | 0 | 0 | 0 | 0 | 0 | 0 | 0 | 0 | 0 | 0 | 0 | 0 | 0 | 0 | 0 | 0 | 0 | 0 | 0 | 0 | 0 | 0 | 0 | 0 | 0 | 0 | 0 | 0 | 0 | 0 | 0 | 0 | 0 | 0 | 0 | 0 | 0 | 0 | 0 | 0 | 0 | 0 | 0 | 0 | 0 | 0 | 0 | 0 | 0 | 0 | 0 | 0 | 0 | 0 | 0 | 0 | 0 | 0 | 0 | 0 | 0 | 0 | 0 | 0 | 0 | 0 | 0 | 0 | 0 | 0 | 0 | 0 | 0 | 0 | 0 | 0 | 0 | 0 | 0 | 0 | 0 | 0 | 0 | 0 | 0 | 0 | 0 | 0 | 0 | 0 | 0 | 0 | 0 | 0 | 0 | 0 | 0 | 0 | 0 | 0 | 0 | 0 | 0 | 0 | 0 | 0 | 0 | 0 | 0 | 0 | 0 | 0 | 0 | 0 | 0 | 0 | 0 | 0 | 0 | 0 | 0 | 0 | 0 | 0 | 0 | 0 | 0 | 0 | 0 | 0 | 0 | 0 | 0 | 0 | 0 | 0 | 0 | 0 | 0 | 0 | 0 | 0 | 0 | 0 | 0 | 0 | 0 | 0 | 0 | 0 | 0 | 0 | 0 | 0 | 0 | 0 | 0 | 0 | 0 | 0 | 0 | 0 | 0 | 0 | 0 | 0 | 0 | 0 | 0 | 0 | 0 | 0 | 0 | 0 | 0 | 0 | 0 | 0 | 0 | 0 | 0 | 0 | 0 | 0 | 0 | 0 | 0 | 0 | 0 | 0 | 0 | 0 | 0 | 0
WA_Industrial_Stone, Clay, and Glass_New_Process_Natural Gas_Retrocommissioning_A | WA | Industrial | Stone, Clay, and Glass | New | Process | Natural Gas | Retrocommissioning | A | IM320 | Vintage/existing building | Optimized process design and controls | 5 | 0 | 0 | 0 | 0 | 0 | 0 | 0 | 0 |  | employee | 0% | 0% | Retrofit | RetroEven20 | 80.75% | TBD | 0.2% | 290.8153 |  | 224.9517 |  | 0 | COM_RCX-Heating-7PLN-v5-18 | COM_RCX-Heating-7PLN-v5-18 | n/a | Vintage/existing building | Vintage/existing building | Vintage/existing building | Vintage/existing building | Vintage/existing building | Vintage/existing building | Vintage/existing building | Vintage/existing building | Vintage/existing building | Vintage/existing building | Vintage/existing building | Vintage/existing building | Vintage/existing building | Vintage/existing building | Vintage/existing building | Vintage/existing building | Vintage/existing building | Vintage/existing building | Vintage/existing building | Vintage/existing building | Vintage/existing building | Vintage/existing building | Optimized process design and controls | Optimized process design and controls | Optimized process design and controls | Optimized process design and controls | Optimized process design and controls | Optimized process design and controls | Optimized process design and controls | Optimized process design and controls | Optimized process design and controls | Optimized process design and controls | Optimized process design and controls | Optimized process design and controls | Optimized process design and controls | Optimized process design and controls | Optimized process design and controls | Optimized process design and controls | Optimized process design and controls | Optimized process design and controls | Optimized process design and controls | Optimized process design and controls | Optimized process design and controls | Optimized process design and controls | 0 | 0 | 0 | 0 | 0 | 0 | 0 | 0 | 0 | 0 | 0 | 0 | 0 | 0 | 0 | 0 | 0 | 0 | 0 | 0 | 0 | 0 | 0 | 0 | 0 | 0 | 0 | 0 | 0 | 0 | 0 | 0 | 0 | 0 | 0 | 0 | 0 | 0 | 0 | 0 | 0 | 0 | 0 | 0 | 0 | 0 | 0 | 0 | 0 | 0 | 0 | 0 | 0 | 0 | 0 | 0 | 0 | 0 | 0 | 0 | 0 | 0 | 0 | 0 | 0 | 0 | 0 | 0 | 0 | 0 | 0 | 0 | 0 | 0 | 0 | 0 | 0 | 0 | 0 | 0 | 0 | 0 | 0 | 0 | 0 | 0 | 0 | 0 | 0 | 0 | 0 | 0 | 0 | 0 | 0 | 0 | 0 | 0 | 0 | 0 | 0 | 0 | 0 | 0 | 0 | 0 | 0 | 0 | 0 | 0 | 0 | 0 | 0 | 0 | 0 | 0 | 0 | 0 | 0 | 0 | 0 | 0 | 0 | 0 | 0 | 0 | 0 | 0 | 0 | 0 | 0 | 0 | 0 | 0 | 0 | 0 | 0 | 0 | 0 | 0 | 0 | 0 | 0 | 0 | 0 | 0 | 0 | 0 | 0 | 0 | 0 | 0 | 0 | 0 | 0 | 0 | 0 | 0 | 0 | 0 | 0 | 0 | 0 | 0 | 0 | 0 | 0 | 0 | 0 | 0 | 0 | 0 | 0 | 0 | 0 | 0 | 0 | 0 | 0 | 0 | 0 | 0 | 0 | 0 | 0 | 0 | 0 | 0 | 0 | 0 | 0 | 0 | 0 | 0 | 0 | 0 | 0 | 0 | 0 | 0 | 0 | 0 | 0 | 0 | 0 | 0 | 0 | 0 | 0 | 0 | 0 | 0 | 0 | 0 | 0 | 0 | 0 | 0 | 0 | 0 | 0 | 0 | 0 | 0 | 0 | 0 | 0 | 0 | 0 | 0 | 0 | 0 | 0 | 0 | 0 | 0 | 0 | 0 | 0 | 0 | 0 | 0 | 0 | 0 | 0 | 0 | 0 | 0 | 0 | 0 | 0 | 0 | 0 | 0 | 0 | 0 | 0 | 0 | 0 | 0 | 0 | 0 | 0 | 0 | 0 | 0 | 0 | 0 | 0 | 0 | 0 | 0 | 0 | 0 | 0 | 0 | 0 | 0 | 0 | 0 | 0 | 0 | 0 | 0 | 0 | 0 | 0 | 0 | 0 | 0 | 0 | 0 | 0 | 0 | 0 | 0 | 0 | 0 | 0 | 0 | 0 | 0 | 0 | 0 | 0 | 0 | 0 | 0 | 0 | 0 | 0 | 0 | 0 | 0 | 0 | 0 | 0 | 0 | 0 | 0 | 0 | 0 | 0 | 0 | 0 | 0 | 0 | 0 | 0 | 0 | 0 | 0 | 0 | 0 | 0 | 0 | 0 | 0 | 0 | 0 | 0 | 0 | 0 | 0 | 0 | 0 | 0 | 0 | 0 | 0 | 0 | 0 | 0 | 0 | 0 | 0 | 0 | 0 | 0 | 0 | 0 | 0 | 0 | 0 | 0 | 0 | 0 | 0 | 0 | 0 | 0 | 0 | 0 | 0 | 0 | 0 | 0 | 0 | 0 | 0 | 0 | 0 | 0 | 0 | 0 | 0 | 0 | 0 | 0 | 0 | 0 | 0 | 0 | 0 | 0 | 0 | 0 | 0 | 0 | 0 | 0 | 0 | 0 | 0 | 0 | 0 | 0 | 0 | 0 | 0 | 0 | 0 | 0 | 0 | 0 | 0 | 0 | 0 | 0 | 0 | 0 | 0 | 0 | 0 | 0 | 0 | 0 | 0 | 0 | 0 | 0 | 0 | 0 | 0 | 0 | 0 | 0 | 0 | 0 | 0 | 0 | 0 | 0 | 0 | 0 | 0 | 0 | 0 | 0 | 0 | 0 | 0 | 0 | 0 | 0 | 0 | 0 | 0 | 0 | 0 | 0 | 0 | 0 | 0 | 0 | 0 | 0 | 0 | 0 | 0 | 0 | 0 | 0 | 0 | 0 | 0 | 0 | 0 | 0 | 0 | 0 | 0 | 0 | 0
WA_Industrial_Petroleum_Existing_Space Heating_Natural Gas_Insulation - Roof/Ceiling_A | WA | Industrial | Petroleum | Existing | Space Heating | Natural Gas | Insulation - Roof/Ceiling | A | IM321 | R-13 | R-38 | 45 | 0.083426 | 0 | 0 | 1.11 | 0.07 | 0 | 0 | 0.55255 |  | sqft | 60% | 100% | Retrofit | Retro3Slow | 81.94% | TBD | 0.2% | 154.2163 |  | 62.2625 |  | 0.01701 | RTF Wkbk - ComWeatherizationSchool_v3_1 | RTF Wkbk - ComWeatherizationSchool_v3_1 | Building Energy Simulation Tool | R-13 | R-13 | R-13 | R-13 | R-13 | R-13 | R-13 | R-13 | R-13 | R-13 | R-13 | R-13 | R-13 | R-13 | R-13 | R-13 | R-13 | R-13 | R-13 | R-13 | R-13 | R-13 | R-38 | R-38 | R-38 | R-38 | R-38 | R-38 | R-38 | R-38 | R-38 | R-38 | R-38 | R-38 | R-38 | R-38 | R-38 | R-38 | R-38 | R-38 | R-38 | R-38 | R-38 | R-38 | 1.11 | 1.11 | 1.11 | 1.11 | 1.11 | 1.11 | 1.11 | 1.11 | 1.11 | 1.11 | 1.11 | 1.11 | 1.11 | 1.11 | 1.11 | 1.11 | 1.11 | 1.11 | 1.11 | 1.11 | 1.11 | 1.11 | 0 | 0 | 0.082064 | 0.081074 | 0.080053 | 0.078998 | 0.077903 | 0.07676 | 0.07557 | 0.07433 | 0.073045 | 0.071724 | 0.070387 | 0.069053 | 0.067743 | 0.066478 | 0.065278 | 0.064152 | 0.063106 | 0.062129 | 0.06121 | 0.060326 | 0.01994 | 0.033879 | 0.05114 | 0.069435 | 0.085643 | 0.096754 | 0.10081 | 0.097449 | 0.087839 | 0.074167 | 0.058907 | 0.044174 | 0.031381 | 0.021185 | 0.013629 | 0.0083766 | 0.0049291 | 0.0032291 | 0 | 0 | 0.01994 | 0.053578 | 0.10404 | 0.17211 | 0.25536 | 0.34837 | 0.44378 | 0.53395 | 0.61256 | 0.67564 | 0.72196 | 0.75245 | 0.76955 | 0.77637 | 0.77599 | 0.77098 | 0.76333 | 0.75475 | 0.74358 | 0.73285 | 242.9771 | 417.8788 | 638.8261 | 878.9367 | 1099.3596 | 1260.4727 | 1334.0281 | 1311.0276 | 1202.5288 | 1034.0711 | 836.9054 | 639.7036 | 463.2336 | 318.6728 | 208.7856 | 130.5728 | 78.1088 | 51.9744 | 0 | 0 | 242.9771 | 660.8559 | 1299.682 | 2178.6187 | 3277.9783 | 4538.451 | 5872.4792 | 7183.5068 | 8386.0356 | 9420.1067 | 10257.0121 | 10896.7157 | 11359.9493 | 11678.6221 | 11887.4077 | 12017.9806 | 12096.0893 | 12148.0637 | 12148.0637 | 12148.0637 | 0.01701 | 0.029007 | 0.043947 | 0.059893 | 0.074165 | 0.084132 | 0.088041 | 0.085495 | 0.077437 | 0.065719 | 0.052471 | 0.039558 | 0.028254 | 0.019178 | 0.012405 | 0.0076649 | 0.0045341 | 0.002986 | 0 | 0 | 0.01701 | 0.045873 | 0.089409 | 0.14846 | 0.22114 | 0.30293 | 0.38756 | 0.46845 | 0.54002 | 0.59868 | 0.64308 | 0.67383 | 0.69288 | 0.70283 | 0.70628 | 0.70548 | 0.70217 | 0.69793 | 0.69122 | 0.68487 | 206.5306 | 355.1969 | 543.0022 | 747.0962 | 934.4557 | 1071.4018 | 1133.9239 | 1114.3735 | 1022.1495 | 878.9604 | 711.3696 | 543.748 | 393.7486 | 270.8719 | 177.4678 | 110.9869 | 66.3925 | 44.1782 | 0 | 0 | 206.5306 | 561.7275 | 1104.7297 | 1851.8259 | 2786.2816 | 3857.6834 | 4991.6073 | 6105.9808 | 7128.1303 | 8007.0907 | 8718.4603 | 9262.2084 | 9655.9569 | 9926.8288 | 10104.2966 | 10215.2835 | 10281.6759 | 10325.8541 | 10325.8541 | 10325.8541 | 0.017013 | 0.029017 | 0.04397 | 0.059936 | 0.074231 | 0.084221 | 0.088148 | 0.085609 | 0.077549 | 0.065819 | 0.052556 | 0.039625 | 0.028304 | 0.019213 | 0.012428 | 0.0076796 | 0.004543 | 0.002992 | 0 | 0 | 0.017013 | 0.045889 | 0.089456 | 0.14856 | 0.22133 | 0.30325 | 0.38803 | 0.46908 | 0.5408 | 0.5996 | 0.64411 | 0.67496 | 0.6941 | 0.7041 | 0.7076 | 0.70684 | 0.70354 | 0.69932 | 0.69262 | 0.68629 | 206.5306 | 355.1969 | 543.0022 | 747.0962 | 934.4557 | 1071.4018 | 1133.9239 | 1114.3735 | 1022.1495 | 878.9604 | 711.3696 | 543.748 | 393.7486 | 270.8719 | 177.4678 | 110.9869 | 66.3925 | 44.1782 | 0 | 0 | 206.5306 | 561.7275 | 1104.7297 | 1851.8259 | 2786.2816 | 3857.6834 | 4991.6073 | 6105.9808 | 7128.1303 | 8007.0907 | 8718.4603 | 9262.2084 | 9655.9569 | 9926.8288 | 10104.2966 | 10215.2835 | 10281.6759 | 10325.8541 | 10325.8541 | 10325.8541 | 0 | 0 | 0 | 0 | 0 | 0 | 0 | 0 | 0 | 0 | 0 | 0 | 0 | 0 | 0 | 0 | 0 | 0 | 0 | 0 | 0 | 0 | 0 | 0 | 0 | 0 | 0 | 0 | 0 | 0 | 0 | 0 | 0 | 0 | 0 | 0 | 0 | 0 | 0 | 0 | 0 | 0 | 0 | 0 | 0 | 0 | 0 | 0 | 0 | 0 | 0 | 0 | 0 | 0 | 0 | 0 | 0 | 0 | 0 | 0 | 0 | 0 | 0 | 0 | 0 | 0 | 0 | 0 | 0 | 0 | 0 | 0 | 0 | 0 | 0 | 0 | 0 | 0 | 0 | 0 | 0.01701 | 0.029007 | 0.043947 | 0.059893 | 0.074165 | 0.084132 | 0.088041 | 0.085495 | 0.077437 | 0.065719 | 0.052471 | 0.039558 | 0.028254 | 0.019178 | 0.012405 | 0.0076649 | 0.0045341 | 0.002986 | 0 | 0 | 0.01701 | 0.045873 | 0.089409 | 0.14846 | 0.22114 | 0.30293 | 0.38756 | 0.46845 | 0.54002 | 0.59868 | 0.64308 | 0.67383 | 0.69288 | 0.70283 | 0.70628 | 0.70548 | 0.70217 | 0.69793 | 0.69122 | 0.68487 | 206.5306 | 355.1969 | 543.0022 | 747.0962 | 934.4557 | 1071.4018 | 1133.9239 | 1114.3735 | 1022.1495 | 878.9604 | 711.3696 | 543.748 | 393.7486 | 270.8719 | 177.4678 | 110.9869 | 66.3925 | 44.1782 | 0 | 0 | 206.5306 | 561.7275 | 1104.7297 | 1851.8259 | 2786.2816 | 3857.6834 | 4991.6073 | 6105.9808 | 7128.1303 | 8007.0907 | 8718.4603 | 9262.2084 | 9655.9569 | 9926.8288 | 10104.2966 | 10215.2835 | 10281.6759 | 10325.8541 | 10325.8541 | 10325.8541 | 1815.8329 | 1824.7755 | 1833.7719 | 1842.7545 | 1851.6569 | 1860.4143 | 1868.9632 | 1877.2415 | 1885.1886 | 1892.7457 | 1899.9265 | 1906.7443 | 1913.2123 | 1919.3434 | 1925.1499 | 1930.644 | 1935.8375 | 1940.7417 | 1945.3677 | 1949.726 | 488.4769 | 490.8825 | 493.3026 | 495.719 | 498.1139 | 500.4697 | 502.7694 | 504.9964 | 507.1342 | 509.1672 | 511.0989 | 512.9329 | 514.6729 | 516.3222 | 517.8842 | 519.3622 | 520.7593 | 522.0785 | 523.323 | 524.4954
WA_Industrial_Petroleum_Existing_Space Heating_Natural Gas_Insulation - Wall Cavity_A | WA | Industrial | Petroleum | Existing | Space Heating | Natural Gas | Insulation - Wall Cavity | A | IM322 | R-11 or less | R-21 | 45 | 0.018251 | 0 | 0 | 0.33 | 0.02 | 0 | 0 | 0.16525 |  | sqft | 60% | 100% | Retrofit | Retro3Slow | 81.94% | TBD | 0.2% | 102.1775 |  | 50.0937 |  | 0.003709 | RTF Wkbk - ComWeatherizationSchool_v3_1 | RTF Wkbk - ComWeatherizationSchool_v3_1 | Building Energy Simulation Tool | R-11 or less | R-11 or less | R-11 or less | R-11 or less | R-11 or less | R-11 or less | R-11 or less | R-11 or less | R-11 or less | R-11 or less | R-11 or less | R-11 or less | R-11 or less | R-11 or less | R-11 or less | R-11 or less | R-11 or less | R-11 or less | R-11 or less | R-11 or less | R-11 or less | R-11 or less | R-21 | R-21 | R-21 | R-21 | R-21 | R-21 | R-21 | R-21 | R-21 | R-21 | R-21 | R-21 | R-21 | R-21 | R-21 | R-21 | R-21 | R-21 | R-21 | R-21 | R-21 | R-21 | 0.33 | 0.33 | 0.33 | 0.33 | 0.33 | 0.33 | 0.33 | 0.33 | 0.33 | 0.33 | 0.33 | 0.33 | 0.33 | 0.33 | 0.33 | 0.33 | 0.33 | 0.33 | 0.33 | 0.33 | 0.33 | 0.33 | 0 | 0 | 0.017883 | 0.017547 | 0.017143 | 0.016663 | 0.016112 | 0.015504 | 0.014865 | 0.014223 | 0.013602 | 0.013023 | 0.012499 | 0.012032 | 0.01162 | 0.011258 | 0.010939 | 0.010655 | 0.0104 | 0.010165 | 0.0099547 | 0.0097509 | 0.0043451 | 0.0073327 | 0.010952 | 0.014646 | 0.017713 | 0.019543 | 0.019831 | 0.018646 | 0.016357 | 0.013467 | 0.01046 | 0.0076968 | 0.0053827 | 0.0035875 | 0.0022838 | 0.0013913 | 0.00081235 | 0.00052833 | 0 | 0 | 0.0043451 | 0.011596 | 0.022281 | 0.036303 | 0.052814 | 0.070365 | 0.087296 | 0.10217 | 0.11407 | 0.12268 | 0.1282 | 0.13111 | 0.132 | 0.13147 | 0.13003 | 0.12805 | 0.1258 | 0.12349 | 0.12093 | 0.11845 | 242.9771 | 417.8788 | 638.8261 | 878.9367 | 1099.3596 | 1260.4727 | 1334.0281 | 1311.0276 | 1202.5288 | 1034.0711 | 836.9054 | 639.7036 | 463.2336 | 318.6728 | 208.7856 | 130.5728 | 78.1088 | 51.9744 | 0 | 0 | 242.9771 | 660.8559 | 1299.682 | 2178.6187 | 3277.9783 | 4538.451 | 5872.4792 | 7183.5068 | 8386.0356 | 9420.1067 | 10257.0121 | 10896.7157 | 11359.9493 | 11678.6221 | 11887.4077 | 12017.9806 | 12096.0893 | 12148.0637 | 12148.0637 | 12148.0637 | 0.003709 | 0.0062883 | 0.0094415 | 0.012704 | 0.015472 | 0.017205 | 0.017609 | 0.01671 | 0.014797 | 0.012299 | 0.0096408 | 0.007156 | 0.005046 | 0.0033894 | 0.0021736 | 0.0013334 | 0.00078381 | 0.00051315 | 0 | 0 | 0.003709 | 0.0099446 | 0.019209 | 0.031489 | 0.046132 | 0.061947 | 0.077517 | 0.091559 | 0.10319 | 0.11204 | 0.11816 | 0.1219 | 0.12374 | 0.12421 | 0.12376 | 0.12273 | 0.12138 | 0.11994 | 0.11821 | 0.11654 | 206.5306 | 355.1969 | 543.0022 | 747.0962 | 934.4557 | 1071.4018 | 1133.9239 | 1114.3735 | 1022.1495 | 878.9604 | 711.3696 | 543.748 | 393.7486 | 270.8719 | 177.4678 | 110.9869 | 66.3925 | 44.1782 | 0 | 0 | 206.5306 | 561.7275 | 1104.7297 | 1851.8259 | 2786.2816 | 3857.6834 | 4991.6073 | 6105.9808 | 7128.1303 | 8007.0907 | 8718.4603 | 9262.2084 | 9655.9569 | 9926.8288 | 10104.2966 | 10215.2835 | 10281.6759 | 10325.8541 | 10325.8541 | 10325.8541 | 0.0037103 | 0.0062927 | 0.0094517 | 0.012723 | 0.015501 | 0.017245 | 0.017658 | 0.016763 | 0.01485 | 0.012348 | 0.0096824 | 0.0071893 | 0.005071 | 0.0034072 | 0.0021856 | 0.0013411 | 0.00078849 | 0.00051632 | 0 | 0 | 0.0037103 | 0.0099516 | 0.019229 | 0.031536 | 0.04622 | 0.062092 | 0.077732 | 0.09185 | 0.10356 | 0.11248 | 0.11867 | 0.12246 | 0.12436 | 0.12486 | 0.12444 | 0.12343 | 0.12211 | 0.12068 | 0.11896 | 0.11731 | 206.5306 | 355.1969 | 543.0022 | 747.0962 | 934.4557 | 1071.4018 | 1133.9239 | 1114.3735 | 1022.1495 | 878.9604 | 711.3696 | 543.748 | 393.7486 | 270.8719 | 177.4678 | 110.9869 | 66.3925 | 44.1782 | 0 | 0 | 206.5306 | 561.7275 | 1104.7297 | 1851.8259 | 2786.2816 | 3857.6834 | 4991.6073 | 6105.9808 | 7128.1303 | 8007.0907 | 8718.4603 | 9262.2084 | 9655.9569 | 9926.8288 | 10104.2966 | 10215.2835 | 10281.6759 | 10325.8541 | 10325.8541 | 10325.8541 | 0 | 0 | 0 | 0 | 0 | 0 | 0 | 0 | 0 | 0 | 0 | 0 | 0 | 0 | 0 | 0 | 0 | 0 | 0 | 0 | 0 | 0 | 0 | 0 | 0 | 0 | 0 | 0 | 0 | 0 | 0 | 0 | 0 | 0 | 0 | 0 | 0 | 0 | 0 | 0 | 0 | 0 | 0 | 0 | 0 | 0 | 0 | 0 | 0 | 0 | 0 | 0 | 0 | 0 | 0 | 0 | 0 | 0 | 0 | 0 | 0 | 0 | 0 | 0 | 0 | 0 | 0 | 0 | 0 | 0 | 0 | 0 | 0 | 0 | 0 | 0 | 0 | 0 | 0 | 0 | 0.003721 | 0.0063445 | 0.0096111 | 0.013097 | 0.016215 | 0.018391 | 0.019242 | 0.018682 | 0.016918 | 0.014355 | 0.011459 | 0.0086377 | 0.0061686 | 0.0041865 | 0.0027077 | 0.0016729 | 0.00098953 | 0.00065163 | 0 | 0 | 0.003721 | 0.010034 | 0.019554 | 0.032463 | 0.048349 | 0.066219 | 0.084705 | 0.10236 | 0.11798 | 0.13077 | 0.14044 | 0.14713 | 0.15127 | 0.15342 | 0.15416 | 0.15398 | 0.15324 | 0.15231 | 0.15083 | 0.14944 | 206.5306 | 355.1969 | 543.0022 | 747.0962 | 934.4557 | 1071.4018 | 1133.9239 | 1114.3735 | 1022.1495 | 878.9604 | 711.3696 | 543.748 | 393.7486 | 270.8719 | 177.4678 | 110.9869 | 66.3925 | 44.1782 | 0 | 0 | 206.5306 | 561.7275 | 1104.7297 | 1851.8259 | 2786.2816 | 3857.6834 | 4991.6073 | 6105.9808 | 7128.1303 | 8007.0907 | 8718.4603 | 9262.2084 | 9655.9569 | 9926.8288 | 10104.2966 | 10215.2835 | 10281.6759 | 10325.8541 | 10325.8541 | 10325.8541 | 2143.6474 | 2154.2044 | 2164.8249 | 2175.4291 | 2185.9387 | 2196.2771 | 2206.3693 | 2216.1421 | 2225.524 | 2234.4454 | 2242.9225 | 2250.9711 | 2258.6068 | 2265.8447 | 2272.6995 | 2279.1854 | 2285.3165 | 2291.1061 | 2296.5672 | 2301.7123 | 663.8253 | 667.0945 | 670.3834 | 673.6672 | 676.9217 | 680.1232 | 683.2485 | 686.2748 | 689.1801 | 691.9428 | 694.5679 | 697.0604 | 699.4249 | 701.6663 | 703.789 | 705.7975 | 707.6961 | 709.489 | 711.1802 | 712.7735
WA_Industrial_Petroleum_Existing_Space Heating_Natural Gas_Insulation - Ducting_A | WA | Industrial | Petroleum | Existing | Space Heating | Natural Gas | Insulation - Ducting | A | IM323 | ~2°F thermal losses | 50% reduction in thermal losses | 20 | 0.0014555 | 0 | 0 | 1.52 | 0 | 0 | 0 | 0.76105 |  | sqft | 40% | 60% | Retrofit | Retro5Med | 81.71% | TBD | 0.2% | 181.9563 |  | 115.0963 |  | 7.6431e-05 | MA TRM - 2019-2021 - COM-HVAC-DI | MEMD - MMD8.25.01.FESH23.v01 | Building Energy Simulation Tool | ~2°F thermal losses | ~2°F thermal losses | ~2°F thermal losses | ~2°F thermal losses | ~2°F thermal losses | ~2°F thermal losses | ~2°F thermal losses | ~2°F thermal losses | ~2°F thermal losses | ~2°F thermal losses | ~2°F thermal losses | ~2°F thermal losses | ~2°F thermal losses | ~2°F thermal losses | ~2°F thermal losses | ~2°F thermal losses | ~2°F thermal losses | ~2°F thermal losses | ~2°F thermal losses | ~2°F thermal losses | ~2°F thermal losses | ~2°F thermal losses | 50% reduction in thermal losses | 50% reduction in thermal losses | 50% reduction in thermal losses | 50% reduction in thermal losses | 50% reduction in thermal losses | 50% reduction in thermal losses | 50% reduction in thermal losses | 50% reduction in thermal losses | 50% reduction in thermal losses | 50% reduction in thermal losses | 50% reduction in thermal losses | 50% reduction in thermal losses | 50% reduction in thermal losses | 50% reduction in thermal losses | 50% reduction in thermal losses | 50% reduction in thermal losses | 50% reduction in thermal losses | 50% reduction in thermal losses | 50% reduction in thermal losses | 50% reduction in thermal losses | 50% reduction in thermal losses | 50% reduction in thermal losses | 1.52 | 1.52 | 1.52 | 1.52 | 1.52 | 1.52 | 1.52 | 1.52 | 1.52 | 1.52 | 1.52 | 1.52 | 1.52 | 1.52 | 1.52 | 1.52 | 1.52 | 1.52 | 1.52 | 1.52 | 1.52 | 1.52 | 0 | 0 | 0.0014229 | 0.0013929 | 0.0013562 | 0.0013124 | 0.0012618 | 0.0012062 | 0.0011479 | 0.0010896 | 0.0010337 | 0.0009819 | 0.00093519 | 0.00089385 | 0.00085762 | 0.00082602 | 0.00079846 | 0.00077424 | 0.00075278 | 0.00073328 | 0.00071608 | 0.00069958 | 8.9524e-05 | 0.00010574 | 0.00012382 | 0.00013669 | 0.00014733 | 0.00016181 | 0.00016602 | 0.00015821 | 0.00013901 | 0.00011154 | 8.0793e-05 | 5.0225e-05 | 2.7498e-05 | 1.2532e-05 | 5.0369e-06 | 1.7454e-06 | 5.2094e-07 | 1.0869e-07 | 1.7146e-08 | 1.976e-09 | 8.9524e-05 | 0.00019338 | 0.00031211 | 0.00043871 | 0.00056914 | 0.00070586 | 0.00083778 | 0.00095345 | 0.0010435 | 0.0011028 | 0.0011311 | 0.0011313 | 0.001113 | 0.0010845 | 0.0010533 | 0.0010231 | 0.0009953 | 0.00096963 | 0.0009469 | 0.00092508 | 62.9155 | 75.9183 | 91.3 | 104.1576 | 116.7565 | 134.1489 | 144.6262 | 145.1985 | 134.473 | 113.598 | 86.3913 | 56.1898 | 32.0638 | 15.172 | 6.3082 | 2.2544 | 0.69202 | 0.14823 | 0.023944 | 0.0028246 | 62.9155 | 138.8337 | 230.1337 | 334.2913 | 451.0479 | 585.1968 | 729.823 | 875.0215 | 1009.4945 | 1123.0925 | 1209.4838 | 1265.6736 | 1297.7374 | 1312.9093 | 1319.2176 | 1321.4719 | 1322.1639 | 1322.3122 | 1322.3361 | 1322.3389 | 7.6431e-05 | 9.0722e-05 | 0.00010684 | 0.00011873 | 0.00012896 | 0.00014289 | 0.00014803 | 0.00014253 | 0.00012656 | 0.00010263 | 7.5105e-05 | 4.7148e-05 | 2.6052e-05 | 1.1976e-05 | 4.8523e-06 | 1.6943e-06 | 5.0938e-07 | 1.0704e-07 | 1.7e-08 | 1.9726e-09 | 7.6431e-05 | 0.00016591 | 0.0002693 | 0.00038107 | 0.00049821 | 0.00062333 | 0.000747 | 0.00085892 | 0.00095007 | 0.0010147 | 0.0010515 | 0.001062 | 0.0010544 | 0.0010363 | 0.0010147 | 0.00099319 | 0.00097322 | 0.00095486 | 0.00093881 | 0.00092347 | 53.4782 | 64.5305 | 77.605 | 88.5339 | 99.2431 | 114.0266 | 122.9323 | 123.4187 | 114.302 | 96.5583 | 73.4326 | 47.7613 | 27.2542 | 12.8962 | 5.362 | 1.9162 | 0.58822 | 0.12599 | 0.020353 | 0.0024009 | 53.4782 | 118.0087 | 195.6137 | 284.1476 | 383.3907 | 497.4173 | 620.3495 | 743.7683 | 858.0703 | 954.6286 | 1028.0612 | 1075.8225 | 1103.0768 | 1115.9729 | 1121.3349 | 1123.2511 | 1123.8393 | 1123.9653 | 1123.9857 | 1123.9881 | 0 | 0 | 0 | 0 | 0 | 0 | 0 | 0 | 0 | 0 | 0 | 0 | 0 | 0 | 0 | 0 | 0 | 0 | 0 | 0 | 0 | 0 | 0 | 0 | 0 | 0 | 0 | 0 | 0 | 0 | 0 | 0 | 0 | 0 | 0 | 0 | 0 | 0 | 0 | 0 | 0 | 0 | 0 | 0 | 0 | 0 | 0 | 0 | 0 | 0 | 0 | 0 | 0 | 0 | 0 | 0 | 0 | 0 | 0 | 0 | 0 | 0 | 0 | 0 | 0 | 0 | 0 | 0 | 0 | 0 | 0 | 0 | 0 | 0 | 0 | 0 | 0 | 0 | 0 | 0 | 0 | 0 | 0 | 0 | 0 | 0 | 0 | 0 | 0 | 0 | 0 | 0 | 0 | 0 | 0 | 0 | 0 | 0 | 0 | 0 | 0 | 0 | 0 | 0 | 0 | 0 | 0 | 0 | 0 | 0 | 0 | 0 | 0 | 0 | 0 | 0 | 0 | 0 | 0 | 0 | 0 | 0 | 0 | 0 | 0 | 0 | 0 | 0 | 0 | 0 | 0 | 0 | 0 | 0 | 0 | 0 | 0 | 0 | 0 | 0 | 0 | 0 | 0 | 0 | 0 | 0 | 0 | 0 | 0 | 0 | 0 | 0 | 0 | 0 | 0 | 0 | 0 | 0 | 0 | 0 | 0 | 0 | 0 | 0 | 0 | 0 | 0 | 0 | 0 | 0 | 0 | 0 | 0 | 0 | 0 | 0 | 0 | 0 | 0 | 0 | 0 | 0 | 0 | 0 | 0 | 0 | 0 | 0 | 0 | 0 | 0 | 0 | 0 | 0 | 0 | 0 | 0 | 0 | 0 | 0 | 0 | 0 | 0 | 0 | 0 | 0 | 0 | 0 | 0 | 0 | 0 | 0 | 0 | 0 | 0 | 0 | 0 | 0 | 0 | 0 | 0 | 0 | 0 | 0 | 0 | 0 | 0 | 0 | 0 | 0 | 0 | 0 | 0 | 0 | 0 | 0 | 0 | 0 | 0 | 0 | 96876.3067 | 97415.1157 | 97958.9625 | 98503.4617 | 99044.2953 | 99577.2104 | 100098.0199 | 100602.6075 | 101086.9348 | 101547.0515 | 101983.9453 | 102398.5876 | 102791.931 | 103164.907 | 103518.4243 | 103853.3668 | 104170.5929 | 104470.934 | 104755.1943 | 105024.1502 | 61233.7027 | 61574.2737 | 61918.0291 | 62262.1969 | 62604.0477 | 62940.8934 | 63270.0873 | 63589.0277 | 63895.1619 | 64185.9931 | 64462.1455 | 64724.2332 | 64972.8582 | 65208.6094 | 65432.061 | 65643.7719 | 65844.2846 | 66034.1246 | 66213.8002 | 66383.8022
WA_Industrial_Petroleum_Existing_Space Heating_Natural Gas_HVAC - Duct Repair and Sealing_A | WA | Industrial | Petroleum | Existing | Space Heating | Natural Gas | HVAC - Duct Repair and Sealing | A | IM324 | Poorly sealed/leaky ducts | 30% reduced duct leaking | 20 | 0.0041167 | 0 | 0 | 0.07 | 0 | 0 | 0 | 0.035 |  | sqft | 15% | 50% | Retrofit | RetroEven20 | 80.75% | TBD | 0.2% | 115.7227 |  | 72.9112 |  | 0.00044032 | MA TRM - 2019-2021 - COM-HVAC-DS | RS Means Cost Calculator 2019 IRP DSM TRM Extract | Building Energy Simulation Tool | Poorly sealed/leaky ducts | Poorly sealed/leaky ducts | Poorly sealed/leaky ducts | Poorly sealed/leaky ducts | Poorly sealed/leaky ducts | Poorly sealed/leaky ducts | Poorly sealed/leaky ducts | Poorly sealed/leaky ducts | Poorly sealed/leaky ducts | Poorly sealed/leaky ducts | Poorly sealed/leaky ducts | Poorly sealed/leaky ducts | Poorly sealed/leaky ducts | Poorly sealed/leaky ducts | Poorly sealed/leaky ducts | Poorly sealed/leaky ducts | Poorly sealed/leaky ducts | Poorly sealed/leaky ducts | Poorly sealed/leaky ducts | Poorly sealed/leaky ducts | Poorly sealed/leaky ducts | Poorly sealed/leaky ducts | 30% reduced duct leaking | 30% reduced duct leaking | 30% reduced duct leaking | 30% reduced duct leaking | 30% reduced duct leaking | 30% reduced duct leaking | 30% reduced duct leaking | 30% reduced duct leaking | 30% reduced duct leaking | 30% reduced duct leaking | 30% reduced duct leaking | 30% reduced duct leaking | 30% reduced duct leaking | 30% reduced duct leaking | 30% reduced duct leaking | 30% reduced duct leaking | 30% reduced duct leaking | 30% reduced duct leaking | 30% reduced duct leaking | 30% reduced duct leaking | 30% reduced duct leaking | 30% reduced duct leaking | 0.07 | 0.07 | 0.07 | 0.07 | 0.07 | 0.07 | 0.07 | 0.07 | 0.07 | 0.07 | 0.07 | 0.07 | 0.07 | 0.07 | 0.07 | 0.07 | 0.07 | 0.07 | 0.07 | 0.07 | 0.07 | 0.07 | 0 | 0 | 0.0040293 | 0.0039516 | 0.0038586 | 0.0037487 | 0.0036229 | 0.0034847 | 0.0033397 | 0.0031943 | 0.003054 | 0.0029233 | 0.0028049 | 0.0026995 | 0.0026066 | 0.0025249 | 0.0024528 | 0.0023888 | 0.0023312 | 0.0022782 | 0.0022306 | 0.0021846 | 0.00051585 | 0.00049719 | 0.00047711 | 0.00045553 | 0.00043265 | 0.00040897 | 0.00038521 | 0.00036207 | 0.00034021 | 0.00032003 | 0.00030178 | 0.00028543 | 0.00027085 | 0.00025784 | 0.00024616 | 0.0002356 | 0.00022596 | 0.00021701 | 0.00020882 | 0.00020098 | 0.00051585 | 0.0010031 | 0.0014566 | 0.0018706 | 0.0022405 | 0.002564 | 0.0028426 | 0.0030808 | 0.0032858 | 0.0034652 | 0.0036266 | 0.0037758 | 0.0039166 | 0.0040517 | 0.0041822 | 0.0043086 | 0.0044308 | 0.0045469 | 0.0046609 | 0.0047657 | 128.0257 | 125.8183 | 123.6491 | 121.5172 | 119.4221 | 117.3631 | 115.3395 | 113.3509 | 111.3966 | 109.476 | 107.5885 | 105.7335 | 103.9105 | 102.1189 | 100.3583 | 98.628 | 96.9275 | 95.2563 | 93.614 | 91.9999 | 128.0257 | 253.844 | 377.4931 | 499.0102 | 618.4323 | 735.7953 | 851.1349 | 964.4858 | 1075.8824 | 1185.3584 | 1292.9469 | 1398.6804 | 1502.5909 | 1604.7098 | 1705.0681 | 1803.696 | 1900.6235 | 1995.8798 | 2089.4937 | 2181.4937 | 0.00044032 | 0.00042636 | 0.00041131 | 0.00039509 | 0.00037787 | 0.00036 | 0.000342 | 0.00032441 | 0.00030769 | 0.00029218 | 0.00027804 | 0.00026528 | 0.0002538 | 0.00024349 | 0.00023417 | 0.00022569 | 0.00021791 | 0.00021066 | 0.000204 | 0.00019762 | 0.00044032 | 0.0008602 | 0.0012557 | 0.0016225 | 0.0019568 | 0.002257 | 0.0025238 | 0.0027603 | 0.0029717 | 0.0031636 | 0.0033414 | 0.0035092 | 0.0036701 | 0.0038262 | 0.0039785 | 0.0041274 | 0.0042729 | 0.0044139 | 0.0045534 | 0.004686 | 108.8218 | 106.9456 | 105.1017 | 103.2896 | 101.5087 | 99.7586 | 98.0386 | 96.3483 | 94.6871 | 93.0546 | 91.4502 | 89.8735 | 88.3239 | 86.8011 | 85.3045 | 83.8338 | 82.3883 | 80.9679 | 79.5719 | 78.1999 | 108.8218 | 215.7674 | 320.8691 | 424.1587 | 525.6674 | 625.426 | 723.4647 | 819.813 | 914.5001 | 1007.5547 | 1099.0048 | 1188.8783 | 1277.2022 | 1364.0033 | 1449.3079 | 1533.1416 | 1615.53 | 1696.4978 | 1776.0697 | 1854.2696 | 0 | 0 | 0 | 0 | 0 | 0 | 0 | 0 | 0 | 0 | 0 | 0 | 0 | 0 | 0 | 0 | 0 | 0 | 0 | 0 | 0 | 0 | 0 | 0 | 0 | 0 | 0 | 0 | 0 | 0 | 0 | 0 | 0 | 0 | 0 | 0 | 0 | 0 | 0 | 0 | 0 | 0 | 0 | 0 | 0 | 0 | 0 | 0 | 0 | 0 | 0 | 0 | 0 | 0 | 0 | 0 | 0 | 0 | 0 | 0 | 0 | 0 | 0 | 0 | 0 | 0 | 0 | 0 | 0 | 0 | 0 | 0 | 0 | 0 | 0 | 0 | 0 | 0 | 0 | 0 | 0 | 0 | 0 | 0 | 0 | 0 | 0 | 0 | 0 | 0 | 0 | 0 | 0 | 0 | 0 | 0 | 0 | 0 | 0 | 0 | 0 | 0 | 0 | 0 | 0 | 0 | 0 | 0 | 0 | 0 | 0 | 0 | 0 | 0 | 0 | 0 | 0 | 0 | 0 | 0 | 0 | 0 | 0 | 0 | 0 | 0 | 0 | 0 | 0 | 0 | 0 | 0 | 0 | 0 | 0 | 0 | 0 | 0 | 0 | 0 | 0 | 0 | 0 | 0 | 0 | 0 | 0 | 0 | 0 | 0 | 0 | 0 | 0 | 0 | 0 | 0 | 0 | 0 | 0 | 0 | 0 | 0 | 0 | 0 | 0 | 0 | 0 | 0 | 0 | 0 | 0 | 0 | 0 | 0 | 0 | 0 | 0 | 0 | 0 | 0 | 0 | 0 | 0 | 0 | 0 | 0 | 0 | 0 | 0 | 0 | 0 | 0 | 0 | 0 | 0 | 0 | 0 | 0 | 0 | 0 | 0 | 0 | 0 | 0 | 0 | 0 | 0 | 0 | 0 | 0 | 0 | 0 | 0 | 0 | 0 | 0 | 0 | 0 | 0 | 0 | 0 | 0 | 0 | 0 | 0 | 0 | 0 | 0 | 0 | 0 | 0 | 0 | 0 | 0 | 0 | 0 | 0 | 0 | 0 | 0 | 1815.6571 | 1825.7555 | 1835.9482 | 1846.1533 | 1856.2896 | 1866.2775 | 1876.0385 | 1885.4955 | 1894.5727 | 1903.1963 | 1911.3845 | 1919.1558 | 1926.5278 | 1933.5181 | 1940.1438 | 1946.4212 | 1952.3667 | 1957.9957 | 1963.3233 | 1968.3641 | 997.0604 | 1002.6059 | 1008.2032 | 1013.8073 | 1019.3736 | 1024.8584 | 1030.2186 | 1035.4119 | 1040.3966 | 1045.1322 | 1049.6288 | 1053.8963 | 1057.9446 | 1061.7833 | 1065.4218 | 1068.869 | 1072.134 | 1075.2251 | 1078.1507 | 1080.9189
WA_Industrial_Petroleum_Existing_Space Heating_Natural Gas_Windows - High Efficiency_A | WA | Industrial | Petroleum | Existing | Space Heating | Natural Gas | Windows - High Efficiency | A | IM325 | U-.5 or worse | U-.22 or better | 45 | 0.0078041 | 0 | 0 | 0.23 | 0.01 | 0 | 0 | 0.11455 |  | sqft | 45% | 100% | Retrofit | Retro1Slow | 84.81% | TBD | 0.2% | 94.3862 |  | 48.5273 |  | 0.00032126 | RTF Wkbk - ComWeatherizationSchool_v3_1 | RTF Wkbk - ComWeatherizationSchool_v3_1 | Building Energy Simulation Tool | U-.5 or worse | U-.5 or worse | U-.5 or worse | U-.5 or worse | U-.5 or worse | U-.5 or worse | U-.5 or worse | U-.5 or worse | U-.5 or worse | U-.5 or worse | U-.5 or worse | U-.5 or worse | U-.5 or worse | U-.5 or worse | U-.5 or worse | U-.5 or worse | U-.5 or worse | U-.5 or worse | U-.5 or worse | U-.5 or worse | U-.5 or worse | U-.5 or worse | U-.22 or better | U-.22 or better | U-.22 or better | U-.22 or better | U-.22 or better | U-.22 or better | U-.22 or better | U-.22 or better | U-.22 or better | U-.22 or better | U-.22 or better | U-.22 or better | U-.22 or better | U-.22 or better | U-.22 or better | U-.22 or better | U-.22 or better | U-.22 or better | U-.22 or better | U-.22 or better | U-.22 or better | U-.22 or better | 0.23 | 0.23 | 0.23 | 0.23 | 0.23 | 0.23 | 0.23 | 0.23 | 0.23 | 0.23 | 0.23 | 0.23 | 0.23 | 0.23 | 0.23 | 0.23 | 0.23 | 0.23 | 0.23 | 0.23 | 0.23 | 0.23 | 0 | 0 | 0.0076389 | 0.0074832 | 0.0072928 | 0.0070647 | 0.0068013 | 0.0065116 | 0.0062086 | 0.0059066 | 0.0056181 | 0.0053522 | 0.0051142 | 0.0049049 | 0.0047225 | 0.0045638 | 0.0044251 | 0.0043026 | 0.004193 | 0.004092 | 0.0040021 | 0.0039149 | 0.0003763 | 0.00072418 | 0.0012315 | 0.0019071 | 0.0027387 | 0.0036906 | 0.0047041 | 0.0057015 | 0.0065917 | 0.0072776 | 0.0076674 | 0.007688 | 0.0073049 | 0.0065399 | 0.0054792 | 0.0043298 | 0.003171 | 0.0021055 | 0.0012929 | 0.00081064 | 0.0003763 | 0.0010928 | 0.0022965 | 0.0041317 | 0.0067164 | 0.010121 | 0.014354 | 0.019357 | 0.025003 | 0.031098 | 0.037382 | 0.043541 | 0.049226 | 0.054112 | 0.057947 | 0.060672 | 0.062297 | 0.062902 | 0.062813 | 0.062256 | 49.2618 | 96.7734 | 168.863 | 269.9429 | 402.6712 | 566.768 | 757.6676 | 965.2762 | 1173.2962 | 1359.7399 | 1499.2374 | 1567.4079 | 1546.8145 | 1432.9933 | 1238.1988 | 1006.322 | 756.2724 | 514.5461 | 323.0699 | 207.065 | 49.2618 | 146.0352 | 314.8981 | 584.841 | 987.5123 | 1554.2802 | 2311.9479 | 3277.2241 | 4450.5203 | 5810.2602 | 7309.4975 | 8876.9054 | 10423.7199 | 11856.7132 | 13094.9121 | 14101.2341 | 14857.5065 | 15372.0525 | 15695.1224 | 15902.1874 | 0.00032126 | 0.00062128 | 0.0010625 | 0.0016563 | 0.0023968 | 0.0032579 | 0.0041921 | 0.0051321 | 0.0059947 | 0.0066865 | 0.0071143 | 0.0072002 | 0.0069013 | 0.0062293 | 0.0052592 | 0.0041863 | 0.0030874 | 0.0020641 | 0.0012759 | 0.00080531 | 0.00032126 | 0.00093754 | 0.0019814 | 0.0035884 | 0.005878 | 0.0089343 | 0.012792 | 0.017424 | 0.022739 | 0.028572 | 0.034686 | 0.040778 | 0.046507 | 0.051542 | 0.05562 | 0.058661 | 0.060653 | 0.061664 | 0.061983 | 0.061846 | 41.8725 | 82.2574 | 143.5335 | 229.4515 | 342.2705 | 481.7528 | 644.0175 | 820.4848 | 997.3018 | 1155.7789 | 1274.3517 | 1332.2967 | 1314.7923 | 1218.0443 | 1052.469 | 855.3737 | 642.8315 | 437.3642 | 274.6094 | 176.0053 | 41.8725 | 124.1299 | 267.6634 | 497.1149 | 839.3854 | 1321.1382 | 1965.1557 | 2785.6405 | 3782.9423 | 4938.7212 | 6213.0729 | 7545.3696 | 8860.1619 | 10078.2063 | 11130.6753 | 11986.0489 | 12628.8805 | 13066.2446 | 13340.854 | 13516.8593 | 0 | 0 | 0 | 0 | 0 | 0 | 0 | 0 | 0 | 0 | 0 | 0 | 0 | 0 | 0 | 0 | 0 | 0 | 0 | 0 | 0 | 0 | 0 | 0 | 0 | 0 | 0 | 0 | 0 | 0 | 0 | 0 | 0 | 0 | 0 | 0 | 0 | 0 | 0 | 0 | 0 | 0 | 0 | 0 | 0 | 0 | 0 | 0 | 0 | 0 | 0 | 0 | 0 | 0 | 0 | 0 | 0 | 0 | 0 | 0 | 0 | 0 | 0 | 0 | 0 | 0 | 0 | 0 | 0 | 0 | 0 | 0 | 0 | 0 | 0 | 0 | 0 | 0 | 0 | 0 | 0 | 0 | 0 | 0 | 0 | 0 | 0 | 0 | 0 | 0 | 0 | 0 | 0 | 0 | 0 | 0 | 0 | 0 | 0 | 0 | 0 | 0 | 0 | 0 | 0 | 0 | 0 | 0 | 0 | 0 | 0 | 0 | 0 | 0 | 0 | 0 | 0 | 0 | 0 | 0 | 0 | 0 | 0 | 0 | 0 | 0 | 0 | 0 | 0 | 0 | 0 | 0 | 0 | 0 | 0 | 0 | 0 | 0 | 0 | 0 | 0 | 0 | 0 | 0 | 0 | 0 | 0 | 0 | 0 | 0 | 0 | 0 | 0 | 0 | 0 | 0 | 0 | 0 | 0 | 0 | 0 | 0 | 0 | 0 | 0 | 0 | 0 | 0 | 0 | 0 | 0 | 0 | 0 | 0 | 0 | 0 | 0 | 0 | 0 | 0 | 0 | 0 | 0 | 0 | 0 | 0 | 0 | 0 | 0 | 0 | 0 | 0 | 0 | 0 | 0 | 0 | 0 | 0 | 0 | 0 | 0 | 0 | 0 | 0 | 0 | 0 | 0 | 0 | 0 | 0 | 0 | 0 | 0 | 0 | 0 | 0 | 0 | 0 | 0 | 0 | 0 | 0 | 0 | 0 | 0 | 0 | 0 | 0 | 0 | 0 | 0 | 0 | 0 | 0 | 0 | 0 | 0 | 0 | 0 | 0 | 2925.4361 | 2939.8432 | 2954.337 | 2968.8086 | 2983.151 | 2997.2598 | 3011.0326 | 3024.3696 | 3037.173 | 3049.3481 | 3060.9168 | 3071.9008 | 3082.3212 | 3092.1987 | 3101.5535 | 3110.4049 | 3118.7719 | 3126.673 | 3134.1257 | 3141.1473 | 1082.0053 | 1087.3339 | 1092.6947 | 1098.0471 | 1103.3518 | 1108.5701 | 1113.6642 | 1118.597 | 1123.3325 | 1127.8356 | 1132.1144 | 1136.1769 | 1140.0311 | 1143.6844 | 1147.1443 | 1150.4181 | 1153.5128 | 1156.435 | 1159.1915 | 1161.7886
WA_Industrial_Petroleum_Existing_Space Heating_Natural Gas_Gas Boiler - Maintenance_A | WA | Industrial | Petroleum | Existing | Space Heating | Natural Gas | Gas Boiler - Maintenance | A | IM326 | Degrade performance | General cleaning and maintenance | 3 | 107.1278 | 0 | 0 | 1.96 | 0 | 0 | 0 | 0.98105 |  | employee | 20% | 30% | Retrofit | Retro20Fast | 65.82% | TBD | 0.2% | 2.5277 |  | 2.0298 |  | 0.00046855 | IL TRM - 4.3.10 - CI-HWE-DBTU-V01-180101 | IL TRM - 4.3.10 - CI-HWE-DBTU-V01-180101 | IL TRM - 4.3.10 - CI-HWE-DBTU-V01-180101 | Degrade performance | Degrade performance | Degrade performance | Degrade performance | Degrade performance | Degrade performance | Degrade performance | Degrade performance | Degrade performance | Degrade performance | Degrade performance | Degrade performance | Degrade performance | Degrade performance | Degrade performance | Degrade performance | Degrade performance | Degrade performance | Degrade performance | Degrade performance | Degrade performance | Degrade performance | General cleaning and maintenance | General cleaning and maintenance | General cleaning and maintenance | General cleaning and maintenance | General cleaning and maintenance | General cleaning and maintenance | General cleaning and maintenance | General cleaning and maintenance | General cleaning and maintenance | General cleaning and maintenance | General cleaning and maintenance | General cleaning and maintenance | General cleaning and maintenance | General cleaning and maintenance | General cleaning and maintenance | General cleaning and maintenance | General cleaning and maintenance | General cleaning and maintenance | General cleaning and maintenance | General cleaning and maintenance | General cleaning and maintenance | General cleaning and maintenance | 1.96 | 1.96 | 1.96 | 1.96 | 1.96 | 1.96 | 1.96 | 1.96 | 1.96 | 1.96 | 1.96 | 1.96 | 1.96 | 1.96 | 1.96 | 1.96 | 1.96 | 1.96 | 1.96 | 1.96 | 1.96 | 1.96 | 0 | 0 | 106.1968 | 105.5308 | 104.8543 | 104.168 | 103.4728 | 102.7695 | 102.0588 | 101.3414 | 100.6182 | 99.8899 | 99.1691 | 98.4558 | 97.7499 | 97.0513 | 96.3598 | 95.6754 | 94.9977 | 94.3193 | 93.6401 | 92.9598 | 0.0005495 | 0.00037614 | 0.00025426 | 0.00019333 | 0.00016536 | 0.00013967 | 0.00011677 | 9.6814e-05 | 7.9701e-05 | 6.5218e-05 | 5.3096e-05 | 4.0346e-05 | 3.0658e-05 | 2.3297e-05 | 1.7704e-05 | 1.5862e-05 | 1.2114e-05 | 1.0178e-05 | 8.3288e-06 | 6.5631e-06 | 0.0005495 | 0.0009222 | 0.0011706 | 0.0013562 | 0.0015125 | 0.0016419 | 0.0017473 | 0.0018319 | 0.0018985 | 0.00195 | 0.001989 | 0.002015 | 0.0020312 | 0.00204 | 0.0020432 | 0.0020445 | 0.0020422 | 0.0020378 | 0.0020314 | 0.0020232 | 0.0051744 | 0.0035643 | 0.0024249 | 0.001856 | 0.0015981 | 0.001359 | 0.0011442 | 0.00095533 | 0.00079212 | 0.0006529 | 0.00053541 | 0.00040979 | 0.00031364 | 0.00024005 | 0.00018373 | 0.00016579 | 0.00012751 | 0.00010791 | 8.8945e-05 | 7.0602e-05 | 0.0051744 | 0.0087387 | 0.011164 | 0.01302 | 0.014618 | 0.015977 | 0.017121 | 0.018076 | 0.018868 | 0.019521 | 0.020057 | 0.020466 | 0.02078 | 0.02102 | 0.021204 | 0.02137 | 0.021497 | 0.021605 | 0.021694 | 0.021765 | 0.00046855 | 0.00032173 | 0.00021816 | 0.0001664 | 0.00014278 | 0.00012099 | 0.0001015 | 8.4447e-05 | 6.9771e-05 | 5.7305e-05 | 4.6829e-05 | 3.5719e-05 | 2.7247e-05 | 2.0785e-05 | 1.5857e-05 | 1.4264e-05 | 1.0937e-05 | 9.2272e-06 | 7.5829e-06 | 6.0015e-06 | 0.00046855 | 0.00078879 | 0.0010043 | 0.0011673 | 0.001306 | 0.0014224 | 0.0015188 | 0.0015978 | 0.0016619 | 0.0017134 | 0.0017543 | 0.001784 | 0.0018052 | 0.00182 | 0.00183 | 0.0018385 | 0.0018438 | 0.0018474 | 0.0018495 | 0.0018501 | 0.0043982 | 0.0030297 | 0.0020612 | 0.0015776 | 0.0013584 | 0.0011552 | 0.00097255 | 0.00081203 | 0.0006733 | 0.00055496 | 0.00045509 | 0.00034832 | 0.00026659 | 0.00020404 | 0.00015617 | 0.00014092 | 0.00010839 | 9.1724e-05 | 7.5603e-05 | 6.0011e-05 | 0.0043982 | 0.0074279 | 0.0094891 | 0.011067 | 0.012425 | 0.01358 | 0.014553 | 0.015365 | 0.016038 | 0.016593 | 0.017048 | 0.017396 | 0.017663 | 0.017867 | 0.018023 | 0.018164 | 0.018273 | 0.018364 | 0.01844 | 0.0185 | 0.00046855 | 0.00032173 | 0.00021816 | 0.0001664 | 0.00014278 | 0.00012099 | 0.0001015 | 8.4447e-05 | 6.9771e-05 | 5.7305e-05 | 4.6829e-05 | 3.5719e-05 | 2.7247e-05 | 2.0785e-05 | 1.5857e-05 | 1.4264e-05 | 1.0937e-05 | 9.2272e-06 | 7.5829e-06 | 6.0015e-06 | 0.00046855 | 0.00078879 | 0.0010043 | 0.0011673 | 0.001306 | 0.0014224 | 0.0015188 | 0.0015978 | 0.0016619 | 0.0017134 | 0.0017543 | 0.001784 | 0.0018052 | 0.00182 | 0.00183 | 0.0018385 | 0.0018438 | 0.0018474 | 0.0018495 | 0.0018501 | 0.0043982 | 0.0030297 | 0.0020612 | 0.0015776 | 0.0013584 | 0.0011552 | 0.00097255 | 0.00081203 | 0.0006733 | 0.00055496 | 0.00045509 | 0.00034832 | 0.00026659 | 0.00020404 | 0.00015617 | 0.00014092 | 0.00010839 | 9.1724e-05 | 7.5603e-05 | 6.0011e-05 | 0.0043982 | 0.0074279 | 0.0094891 | 0.011067 | 0.012425 | 0.01358 | 0.014553 | 0.015365 | 0.016038 | 0.016593 | 0.017048 | 0.017396 | 0.017663 | 0.017867 | 0.018023 | 0.018164 | 0.018273 | 0.018364 | 0.01844 | 0.0185 | 0.00046855 | 0.00032173 | 0.00021816 | 0.0001664 | 0.00014278 | 0.00012099 | 0.0001015 | 8.4447e-05 | 6.9771e-05 | 5.7305e-05 | 4.6829e-05 | 3.5719e-05 | 2.7247e-05 | 2.0785e-05 | 1.5857e-05 | 1.4264e-05 | 1.0937e-05 | 9.2272e-06 | 7.5829e-06 | 6.0015e-06 | 0.00046855 | 0.00078879 | 0.0010043 | 0.0011673 | 0.001306 | 0.0014224 | 0.0015188 | 0.0015978 | 0.0016619 | 0.0017134 | 0.0017543 | 0.001784 | 0.0018052 | 0.00182 | 0.00183 | 0.0018385 | 0.0018438 | 0.0018474 | 0.0018495 | 0.0018501 | 0.0043982 | 0.0030297 | 0.0020612 | 0.0015776 | 0.0013584 | 0.0011552 | 0.00097255 | 0.00081203 | 0.0006733 | 0.00055496 | 0.00045509 | 0.00034832 | 0.00026659 | 0.00020404 | 0.00015617 | 0.00014092 | 0.00010839 | 9.1724e-05 | 7.5603e-05 | 6.0011e-05 | 0.0043982 | 0.0074279 | 0.0094891 | 0.011067 | 0.012425 | 0.01358 | 0.014553 | 0.015365 | 0.016038 | 0.016593 | 0.017048 | 0.017396 | 0.017663 | 0.017867 | 0.018023 | 0.018164 | 0.018273 | 0.018364 | 0.01844 | 0.0185 | 0.00046855 | 0.00032173 | 0.00021816 | 0.0001664 | 0.00014278 | 0.00012099 | 0.0001015 | 8.4447e-05 | 6.9771e-05 | 5.7305e-05 | 4.6829e-05 | 3.5719e-05 | 2.7247e-05 | 2.0785e-05 | 1.5857e-05 | 1.4264e-05 | 1.0937e-05 | 9.2272e-06 | 7.5829e-06 | 6.0015e-06 | 0.00046855 | 0.00078879 | 0.0010043 | 0.0011673 | 0.001306 | 0.0014224 | 0.0015188 | 0.0015978 | 0.0016619 | 0.0017134 | 0.0017543 | 0.001784 | 0.0018052 | 0.00182 | 0.00183 | 0.0018385 | 0.0018438 | 0.0018474 | 0.0018495 | 0.0018501 | 0.0043982 | 0.0030297 | 0.0020612 | 0.0015776 | 0.0013584 | 0.0011552 | 0.00097255 | 0.00081203 | 0.0006733 | 0.00055496 | 0.00045509 | 0.00034832 | 0.00026659 | 0.00020404 | 0.00015617 | 0.00014092 | 0.00010839 | 9.1724e-05 | 7.5603e-05 | 6.0011e-05 | 0.0043982 | 0.0074279 | 0.0094891 | 0.011067 | 0.012425 | 0.01358 | 0.014553 | 0.015365 | 0.016038 | 0.016593 | 0.017048 | 0.017396 | 0.017663 | 0.017867 | 0.018023 | 0.018164 | 0.018273 | 0.018364 | 0.01844 | 0.0185 | 1.1244 | 1.1248 | 1.1253 | 1.1257 | 1.1262 | 1.1266 | 1.127 | 1.1274 | 1.1278 | 1.1282 | 1.1285 | 1.1288 | 1.1292 | 1.1295 | 1.1298 | 1.13 | 1.1303 | 1.1305 | 1.1307 | 1.1309 | 0.9029 | 0.90328 | 0.90365 | 0.90401 | 0.90436 | 0.9047 | 0.90503 | 0.90535 | 0.90565 | 0.90595 | 0.90623 | 0.9065 | 0.90676 | 0.907 | 0.90723 | 0.90744 | 0.90764 | 0.90783 | 0.908 | 0.90815
WA_Industrial_Petroleum_Existing_Process_Natural Gas_Gas Boiler - Maintenance_A | WA | Industrial | Petroleum | Existing | Process | Natural Gas | Gas Boiler - Maintenance | A | IM327 | Degrade performance | General cleaning and maintenance | 3 | 536.7637 | 0 | 0 | 1.96 | 0 | 0 | 0 | 0.98105 |  | sqft | 20% | 30% | Retrofit | Retro20Fast | 65.82% | TBD | 0.2% | 2.5277 |  | 2.0298 |  | 0.18748 | IL TRM - 4.3.10 - CI-HWE-DBTU-V01-180101 | IL TRM - 4.3.10 - CI-HWE-DBTU-V01-180101 | IL TRM - 4.3.10 - CI-HWE-DBTU-V01-180101 | Degrade performance | Degrade performance | Degrade performance | Degrade performance | Degrade performance | Degrade performance | Degrade performance | Degrade performance | Degrade performance | Degrade performance | Degrade performance | Degrade performance | Degrade performance | Degrade performance | Degrade performance | Degrade performance | Degrade performance | Degrade performance | Degrade performance | Degrade performance | Degrade performance | Degrade performance | General cleaning and maintenance | General cleaning and maintenance | General cleaning and maintenance | General cleaning and maintenance | General cleaning and maintenance | General cleaning and maintenance | General cleaning and maintenance | General cleaning and maintenance | General cleaning and maintenance | General cleaning and maintenance | General cleaning and maintenance | General cleaning and maintenance | General cleaning and maintenance | General cleaning and maintenance | General cleaning and maintenance | General cleaning and maintenance | General cleaning and maintenance | General cleaning and maintenance | General cleaning and maintenance | General cleaning and maintenance | General cleaning and maintenance | General cleaning and maintenance | 1.96 | 1.96 | 1.96 | 1.96 | 1.96 | 1.96 | 1.96 | 1.96 | 1.96 | 1.96 | 1.96 | 1.96 | 1.96 | 1.96 | 1.96 | 1.96 | 1.96 | 1.96 | 1.96 | 1.96 | 1.96 | 1.96 | 0 | 0 | 536.7637 | 536.7637 | 536.7637 | 536.7637 | 536.7637 | 536.7637 | 536.7637 | 536.7637 | 536.7637 | 536.7637 | 536.7637 | 536.7637 | 536.7637 | 536.7637 | 536.7637 | 536.7637 | 536.7637 | 536.7637 | 536.7637 | 536.7637 | 0.22056 | 0.15193 | 0.10336 | 0.079112 | 0.068119 | 0.05793 | 0.048771 | 0.040722 | 0.033765 | 0.02783 | 0.022822 | 0.017467 | 0.013369 | 0.010232 | 0.0078316 | 0.0070671 | 0.0054354 | 0.0045998 | 0.0037914 | 0.0030095 | 0.22056 | 0.3725 | 0.47586 | 0.55497 | 0.62309 | 0.68102 | 0.72979 | 0.77051 | 0.80428 | 0.83211 | 0.85493 | 0.8724 | 0.88577 | 0.896 | 0.90383 | 0.9109 | 0.91633 | 0.92093 | 0.92473 | 0.92774 | 0.41091 | 0.28305 | 0.19257 | 0.14739 | 0.12691 | 0.10792 | 0.090862 | 0.075866 | 0.062904 | 0.051849 | 0.042518 | 0.032542 | 0.024907 | 0.019063 | 0.01459 | 0.013166 | 0.010126 | 0.0085695 | 0.0070634 | 0.0056067 | 0.41091 | 0.69397 | 0.88654 | 1.0339 | 1.1608 | 1.2688 | 1.3596 | 1.4355 | 1.4984 | 1.5502 | 1.5928 | 1.6253 | 1.6502 | 1.6693 | 1.6839 | 1.697 | 1.7071 | 1.7157 | 1.7228 | 1.7284 | 0.18748 | 0.12914 | 0.08786 | 0.067245 | 0.057901 | 0.04924 | 0.041456 | 0.034614 | 0.0287 | 0.023656 | 0.019399 | 0.014847 | 0.011364 | 0.0086975 | 0.0066569 | 0.006007 | 0.0046201 | 0.0039098 | 0.0032227 | 0.002558 | 0.18748 | 0.31662 | 0.40448 | 0.47173 | 0.52963 | 0.57887 | 0.62032 | 0.65494 | 0.68364 | 0.70729 | 0.72669 | 0.74154 | 0.7529 | 0.7616 | 0.76826 | 0.77426 | 0.77888 | 0.78279 | 0.78602 | 0.78857 | 0.34928 | 0.24059 | 0.16368 | 0.12528 | 0.10787 | 0.091735 | 0.077233 | 0.064486 | 0.053469 | 0.044071 | 0.03614 | 0.027661 | 0.021171 | 0.016204 | 0.012402 | 0.011191 | 0.0086073 | 0.0072841 | 0.0060039 | 0.0047657 | 0.34928 | 0.58987 | 0.75355 | 0.87883 | 0.98671 | 1.0784 | 1.1557 | 1.2202 | 1.2736 | 1.3177 | 1.3538 | 1.3815 | 1.4027 | 1.4189 | 1.4313 | 1.4425 | 1.4511 | 1.4584 | 1.4644 | 1.4691 | 0.18748 | 0.12914 | 0.08786 | 0.067245 | 0.057901 | 0.04924 | 0.041456 | 0.034614 | 0.0287 | 0.023656 | 0.019399 | 0.014847 | 0.011364 | 0.0086975 | 0.0066569 | 0.006007 | 0.0046201 | 0.0039098 | 0.0032227 | 0.002558 | 0.18748 | 0.31662 | 0.40448 | 0.47173 | 0.52963 | 0.57887 | 0.62032 | 0.65494 | 0.68364 | 0.70729 | 0.72669 | 0.74154 | 0.7529 | 0.7616 | 0.76826 | 0.77426 | 0.77888 | 0.78279 | 0.78602 | 0.78857 | 0.34928 | 0.24059 | 0.16368 | 0.12528 | 0.10787 | 0.091735 | 0.077233 | 0.064486 | 0.053469 | 0.044071 | 0.03614 | 0.027661 | 0.021171 | 0.016204 | 0.012402 | 0.011191 | 0.0086073 | 0.0072841 | 0.0060039 | 0.0047657 | 0.34928 | 0.58987 | 0.75355 | 0.87883 | 0.98671 | 1.0784 | 1.1557 | 1.2202 | 1.2736 | 1.3177 | 1.3538 | 1.3815 | 1.4027 | 1.4189 | 1.4313 | 1.4425 | 1.4511 | 1.4584 | 1.4644 | 1.4691 | 0.18748 | 0.12914 | 0.08786 | 0.067245 | 0.057901 | 0.04924 | 0.041456 | 0.034614 | 0.0287 | 0.023656 | 0.019399 | 0.014847 | 0.011364 | 0.0086975 | 0.0066569 | 0.006007 | 0.0046201 | 0.0039098 | 0.0032227 | 0.002558 | 0.18748 | 0.31662 | 0.40448 | 0.47173 | 0.52963 | 0.57887 | 0.62032 | 0.65494 | 0.68364 | 0.70729 | 0.72669 | 0.74154 | 0.7529 | 0.7616 | 0.76826 | 0.77426 | 0.77888 | 0.78279 | 0.78602 | 0.78857 | 0.34928 | 0.24059 | 0.16368 | 0.12528 | 0.10787 | 0.091735 | 0.077233 | 0.064486 | 0.053469 | 0.044071 | 0.03614 | 0.027661 | 0.021171 | 0.016204 | 0.012402 | 0.011191 | 0.0086073 | 0.0072841 | 0.0060039 | 0.0047657 | 0.34928 | 0.58987 | 0.75355 | 0.87883 | 0.98671 | 1.0784 | 1.1557 | 1.2202 | 1.2736 | 1.3177 | 1.3538 | 1.3815 | 1.4027 | 1.4189 | 1.4313 | 1.4425 | 1.4511 | 1.4584 | 1.4644 | 1.4691 | 0.18748 | 0.12914 | 0.08786 | 0.067245 | 0.057901 | 0.04924 | 0.041456 | 0.034614 | 0.0287 | 0.023656 | 0.019399 | 0.014847 | 0.011364 | 0.0086975 | 0.0066569 | 0.006007 | 0.0046201 | 0.0039098 | 0.0032227 | 0.002558 | 0.18748 | 0.31662 | 0.40448 | 0.47173 | 0.52963 | 0.57887 | 0.62032 | 0.65494 | 0.68364 | 0.70729 | 0.72669 | 0.74154 | 0.7529 | 0.7616 | 0.76826 | 0.77426 | 0.77888 | 0.78279 | 0.78602 | 0.78857 | 0.34928 | 0.24059 | 0.16368 | 0.12528 | 0.10787 | 0.091735 | 0.077233 | 0.064486 | 0.053469 | 0.044071 | 0.03614 | 0.027661 | 0.021171 | 0.016204 | 0.012402 | 0.011191 | 0.0086073 | 0.0072841 | 0.0060039 | 0.0047657 | 0.34928 | 0.58987 | 0.75355 | 0.87883 | 0.98671 | 1.0784 | 1.1557 | 1.2202 | 1.2736 | 1.3177 | 1.3538 | 1.3815 | 1.4027 | 1.4189 | 1.4313 | 1.4425 | 1.4511 | 1.4584 | 1.4644 | 1.4691 | 1.1244 | 1.1248 | 1.1253 | 1.1257 | 1.1262 | 1.1266 | 1.127 | 1.1274 | 1.1278 | 1.1282 | 1.1285 | 1.1288 | 1.1292 | 1.1295 | 1.1298 | 1.13 | 1.1303 | 1.1305 | 1.1307 | 1.1309 | 0.9029 | 0.90328 | 0.90365 | 0.90401 | 0.90436 | 0.9047 | 0.90503 | 0.90535 | 0.90565 | 0.90595 | 0.90623 | 0.9065 | 0.90676 | 0.907 | 0.90723 | 0.90744 | 0.90764 | 0.90783 | 0.908 | 0.90815
WA_Industrial_Petroleum_Existing_Space Heating_Natural Gas_Gas Furnace - Maintenance_A | WA | Industrial | Petroleum | Existing | Space Heating | Natural Gas | Gas Furnace - Maintenance | A | IM328 | Degrade performance | General cleaning and maintenance | 3 | 0.0095 | 0 | 0 | 8.21 | 0 | 0 | 0 | 4.1047 |  | sqft | 20% | 30% | Retrofit | Retro20Fast | 65.82% | TBD | 0.2% | 1960.5263 |  | 1574.373 |  | 9.2974e-09 | IL TRM - 4.4.31 - CI-HVC-FTUN-V03-200101 | MN TRM 3.1 - Forced-Air Heating Maintenance v2.0 | MN TRM v3.1 - Forced-Air Heating Maintenance | Degrade performance | Degrade performance | Degrade performance | Degrade performance | Degrade performance | Degrade performance | Degrade performance | Degrade performance | Degrade performance | Degrade performance | Degrade performance | Degrade performance | Degrade performance | Degrade performance | Degrade performance | Degrade performance | Degrade performance | Degrade performance | Degrade performance | Degrade performance | Degrade performance | Degrade performance | General cleaning and maintenance | General cleaning and maintenance | General cleaning and maintenance | General cleaning and maintenance | General cleaning and maintenance | General cleaning and maintenance | General cleaning and maintenance | General cleaning and maintenance | General cleaning and maintenance | General cleaning and maintenance | General cleaning and maintenance | General cleaning and maintenance | General cleaning and maintenance | General cleaning and maintenance | General cleaning and maintenance | General cleaning and maintenance | General cleaning and maintenance | General cleaning and maintenance | General cleaning and maintenance | General cleaning and maintenance | General cleaning and maintenance | General cleaning and maintenance | 8.21 | 8.21 | 8.21 | 8.21 | 8.21 | 8.21 | 8.21 | 8.21 | 8.21 | 8.21 | 8.21 | 8.21 | 8.21 | 8.21 | 8.21 | 8.21 | 8.21 | 8.21 | 8.21 | 8.21 | 8.21 | 8.21 | 0 | 0 | 0.0092871 | 0.0090909 | 0.0088516 | 0.0085655 | 0.0082356 | 0.0078726 | 0.0074922 | 0.0071118 | 0.0067468 | 0.0064086 | 0.0061038 | 0.0058339 | 0.0055975 | 0.0053912 | 0.0052113 | 0.0050533 | 0.0049132 | 0.004786 | 0.0046737 | 0.004566 | 1.089e-08 | 7.343e-09 | 4.8642e-09 | 3.6026e-09 | 2.9825e-09 | 2.4246e-09 | 1.9426e-09 | 1.5397e-09 | 1.2111e-09 | 9.4821e-10 | 7.4059e-10 | 5.4177e-10 | 3.9785e-10 | 2.9328e-10 | 2.1698e-10 | 1.8986e-10 | 1.4198e-10 | 1.1704e-10 | 9.4206e-11 | 7.3054e-11 | 1.089e-08 | 1.8003e-08 | 2.2393e-08 | 2.5272e-08 | 2.7281e-08 | 2.8503e-08 | 2.9069e-08 | 2.9133e-08 | 2.8849e-08 | 2.8351e-08 | 2.7743e-08 | 2.7058e-08 | 2.6359e-08 | 2.5681e-08 | 2.5041e-08 | 2.4472e-08 | 2.3935e-08 | 2.3432e-08 | 2.2977e-08 | 2.252e-08 | 0.0011726 | 0.00080774 | 0.00054953 | 0.00042059 | 0.00036215 | 0.00030798 | 0.00025929 | 0.00021649 | 0.00017951 | 0.00014796 | 0.00012133 | 9.2865e-05 | 7.1076e-05 | 5.44e-05 | 4.1636e-05 | 3.7572e-05 | 2.8897e-05 | 2.4454e-05 | 2.0157e-05 | 1.6e-05 | 0.0011726 | 0.0019803 | 0.0025299 | 0.0029505 | 0.0033126 | 0.0036206 | 0.0038799 | 0.0040964 | 0.0042759 | 0.0044238 | 0.0045452 | 0.004638 | 0.0047091 | 0.0047635 | 0.0048052 | 0.0048427 | 0.0048716 | 0.0048961 | 0.0049162 | 0.0049322 | 9.2974e-09 | 6.2999e-09 | 4.1971e-09 | 3.1293e-09 | 2.6108e-09 | 2.1411e-09 | 1.7321e-09 | 1.387e-09 | 1.1026e-09 | 8.7247e-10 | 6.8846e-10 | 5.0857e-10 | 3.7692e-10 | 2.8026e-10 | 2.0903e-10 | 1.843e-10 | 1.3883e-10 | 1.1525e-10 | 9.3401e-11 | 7.2927e-11 | 9.2974e-09 | 1.5446e-08 | 1.9322e-08 | 2.1952e-08 | 2.3881e-08 | 2.5171e-08 | 2.5919e-08 | 2.6244e-08 | 2.6265e-08 | 2.6086e-08 | 2.579e-08 | 2.54e-08 | 2.4973e-08 | 2.4541e-08 | 2.4124e-08 | 2.3756e-08 | 2.3404e-08 | 2.3075e-08 | 2.2781e-08 | 2.2481e-08 | 0.00099672 | 0.00068657 | 0.0004671 | 0.0003575 | 0.00030783 | 0.00026178 | 0.0002204 | 0.00018402 | 0.00015258 | 0.00012576 | 0.00010313 | 7.8935e-05 | 6.0415e-05 | 4.624e-05 | 3.5391e-05 | 3.1936e-05 | 2.4562e-05 | 2.0786e-05 | 1.7133e-05 | 1.36e-05 | 0.00099672 | 0.0016833 | 0.0021504 | 0.0025079 | 0.0028157 | 0.0030775 | 0.0032979 | 0.0034819 | 0.0036345 | 0.0037603 | 0.0038634 | 0.0039423 | 0.0040027 | 0.004049 | 0.0040844 | 0.0041163 | 0.0041409 | 0.0041617 | 0.0041788 | 0.0041924 | 0 | 0 | 0 | 0 | 0 | 0 | 0 | 0 | 0 | 0 | 0 | 0 | 0 | 0 | 0 | 0 | 0 | 0 | 0 | 0 | 0 | 0 | 0 | 0 | 0 | 0 | 0 | 0 | 0 | 0 | 0 | 0 | 0 | 0 | 0 | 0 | 0 | 0 | 0 | 0 | 0 | 0 | 0 | 0 | 0 | 0 | 0 | 0 | 0 | 0 | 0 | 0 | 0 | 0 | 0 | 0 | 0 | 0 | 0 | 0 | 0 | 0 | 0 | 0 | 0 | 0 | 0 | 0 | 0 | 0 | 0 | 0 | 0 | 0 | 0 | 0 | 0 | 0 | 0 | 0 | 0 | 0 | 0 | 0 | 0 | 0 | 0 | 0 | 0 | 0 | 0 | 0 | 0 | 0 | 0 | 0 | 0 | 0 | 0 | 0 | 0 | 0 | 0 | 0 | 0 | 0 | 0 | 0 | 0 | 0 | 0 | 0 | 0 | 0 | 0 | 0 | 0 | 0 | 0 | 0 | 0 | 0 | 0 | 0 | 0 | 0 | 0 | 0 | 0 | 0 | 0 | 0 | 0 | 0 | 0 | 0 | 0 | 0 | 0 | 0 | 0 | 0 | 0 | 0 | 0 | 0 | 0 | 0 | 0 | 0 | 0 | 0 | 0 | 0 | 0 | 0 | 0 | 0 | 0 | 0 | 0 | 0 | 0 | 0 | 0 | 0 | 0 | 0 | 0 | 0 | 0 | 0 | 0 | 0 | 0 | 0 | 0 | 0 | 0 | 0 | 0 | 0 | 0 | 0 | 0 | 0 | 0 | 0 | 0 | 0 | 0 | 0 | 0 | 0 | 0 | 0 | 0 | 0 | 0 | 0 | 0 | 0 | 0 | 0 | 0 | 0 | 0 | 0 | 0 | 0 | 0 | 0 | 0 | 0 | 0 | 0 | 0 | 0 | 0 | 0 | 0 | 0 | 0 | 0 | 0 | 0 | 0 | 0 | 0 | 0 | 0 | 0 | 0 | 0 | 0 | 0 | 0 | 0 | 0 | 0 | 322418.9421 | 324212.1795 | 326022.1836 | 327834.3589 | 329634.3347 | 331407.9563 | 333141.2889 | 334820.6325 | 336432.5465 | 337963.8843 | 339417.9327 | 340797.9246 | 342107.0307 | 343348.3512 | 344524.9099 | 345639.6491 | 346695.4252 | 347695.0057 | 348641.0669 | 349536.1926 | 258913.9959 | 260354.0299 | 261807.5283 | 263262.7702 | 264708.2154 | 266132.4973 | 267524.4257 | 268872.9989 | 270167.4238 | 271397.1431 | 272564.7961 | 273672.9793 | 274724.2385 | 275721.0635 | 276665.8824 | 277561.058 | 278408.8841 | 279211.5832 | 279971.3044 | 280690.1224
WA_Industrial_Petroleum_Existing_Space Heating_Natural Gas_Gas Boiler - Hot Water Reset_A | WA | Industrial | Petroleum | Existing | Space Heating | Natural Gas | Gas Boiler - Hot Water Reset | A | IM329 | No control | Reset control installed | 16 | 389.5556 | 0 | 0 | 2723.69 | 0 | 0 | 0 | 1361.8457 |  | employee | 20% | 45% | Retrofit | Retro5Med | 81.71% | TBD | 0.2% | 208.8061 |  | 137.1098 |  | 0.00082712 | IL TRM - 4.4.4 - CI-HVC-BLRC-V04-210101 | IL TRM - 4.4.4 - CI-HVC-BLRC-V04-210101 | IL TRM - 4.4.4 - CI-HVC-BLRC-V04-210101 | No control | No control | No control | No control | No control | No control | No control | No control | No control | No control | No control | No control | No control | No control | No control | No control | No control | No control | No control | No control | No control | No control | Reset control installed | Reset control installed | Reset control installed | Reset control installed | Reset control installed | Reset control installed | Reset control installed | Reset control installed | Reset control installed | Reset control installed | Reset control installed | Reset control installed | Reset control installed | Reset control installed | Reset control installed | Reset control installed | Reset control installed | Reset control installed | Reset control installed | Reset control installed | Reset control installed | Reset control installed | 2723.69 | 2723.69 | 2723.69 | 2723.69 | 2723.69 | 2723.69 | 2723.69 | 2723.69 | 2723.69 | 2723.69 | 2723.69 | 2723.69 | 2723.69 | 2723.69 | 2723.69 | 2723.69 | 2723.69 | 2723.69 | 2723.69 | 2723.69 | 2723.69 | 2723.69 | 0 | 0 | 385.6624 | 382.7427 | 379.7911 | 376.8068 | 373.7904 | 370.745 | 367.6732 | 364.5778 | 361.4614 | 358.3267 | 355.2188 | 352.1376 | 349.0825 | 346.0528 | 343.0479 | 340.0667 | 337.1087 | 334.1471 | 331.1813 | 328.2107 | 0.00096982 | 0.0011614 | 0.0013859 | 0.0015687 | 0.0017444 | 0.0019879 | 0.0021254 | 0.0021158 | 0.0019428 | 0.001627 | 0.0012266 | 0.00079085 | 0.00044737 | 0.00020985 | 8.6495e-05 | 3.0642e-05 | 9.3242e-06 | 1.9797e-06 | 3.1695e-07 | 3.7054e-08 | 0.00096982 | 0.0021239 | 0.0034934 | 0.0050347 | 0.0067387 | 0.0086717 | 0.010725 | 0.012751 | 0.014585 | 0.016085 | 0.017172 | 0.017814 | 0.018107 | 0.018159 | 0.018088 | 0.017962 | 0.017815 | 0.01766 | 0.017504 | 0.017347 | 0.0025147 | 0.0030344 | 0.0036492 | 0.0041631 | 0.0046667 | 0.0053618 | 0.0057806 | 0.0058035 | 0.0053748 | 0.0045404 | 0.003453 | 0.0022459 | 0.0012816 | 0.00060641 | 0.00025214 | 9.0105e-05 | 2.7659e-05 | 5.9246e-06 | 9.5704e-07 | 1.129e-07 | 0.0025147 | 0.0055491 | 0.0091983 | 0.013361 | 0.018028 | 0.02339 | 0.029171 | 0.034974 | 0.040349 | 0.044889 | 0.048342 | 0.050588 | 0.05187 | 0.052476 | 0.052728 | 0.052818 | 0.052846 | 0.052852 | 0.052853 | 0.052853 | 0.00082712 | 0.00099377 | 0.0011898 | 0.0013512 | 0.0015076 | 0.0017241 | 0.00185 | 0.0018485 | 0.0017038 | 0.0014325 | 0.0010843 | 0.00070192 | 0.00039868 | 0.00018778 | 7.7718e-05 | 2.7649e-05 | 8.4494e-06 | 1.8018e-06 | 2.8978e-07 | 3.4035e-08 | 0.00082712 | 0.0018173 | 0.0029991 | 0.0043367 | 0.0058243 | 0.0075211 | 0.0093356 | 0.01114 | 0.012791 | 0.014162 | 0.01518 | 0.015811 | 0.016136 | 0.016249 | 0.016253 | 0.016207 | 0.016143 | 0.016074 | 0.016003 | 0.015934 | 0.0021375 | 0.0025792 | 0.0031018 | 0.0035386 | 0.0039667 | 0.0045576 | 0.0049135 | 0.004933 | 0.0045686 | 0.0038594 | 0.002935 | 0.001909 | 0.0010893 | 0.00051545 | 0.00021432 | 7.6589e-05 | 2.3511e-05 | 5.0359e-06 | 8.1349e-07 | 9.5963e-08 | 0.0021375 | 0.0047167 | 0.0078185 | 0.011357 | 0.015324 | 0.019881 | 0.024795 | 0.029728 | 0.034296 | 0.038156 | 0.041091 | 0.043 | 0.044089 | 0.044605 | 0.044819 | 0.044896 | 0.044919 | 0.044924 | 0.044925 | 0.044925 | 0.00082712 | 0.00099377 | 0.0011898 | 0.0013512 | 0.0015076 | 0.0017241 | 0.00185 | 0.0018485 | 0.0017038 | 0.0014325 | 0.0010843 | 0.00070192 | 0.00039868 | 0.00018778 | 7.7718e-05 | 2.7649e-05 | 8.4494e-06 | 1.8018e-06 | 2.8978e-07 | 3.4035e-08 | 0.00082712 | 0.0018173 | 0.0029991 | 0.0043367 | 0.0058243 | 0.0075211 | 0.0093356 | 0.01114 | 0.012791 | 0.014162 | 0.01518 | 0.015811 | 0.016136 | 0.016249 | 0.016253 | 0.016207 | 0.016143 | 0.016074 | 0.016003 | 0.015934 | 0.0021375 | 0.0025792 | 0.0031018 | 0.0035386 | 0.0039667 | 0.0045576 | 0.0049135 | 0.004933 | 0.0045686 | 0.0038594 | 0.002935 | 0.001909 | 0.0010893 | 0.00051545 | 0.00021432 | 7.6589e-05 | 2.3511e-05 | 5.0359e-06 | 8.1349e-07 | 9.5963e-08 | 0.0021375 | 0.0047167 | 0.0078185 | 0.011357 | 0.015324 | 0.019881 | 0.024795 | 0.029728 | 0.034296 | 0.038156 | 0.041091 | 0.043 | 0.044089 | 0.044605 | 0.044819 | 0.044896 | 0.044919 | 0.044924 | 0.044925 | 0.044925 | 0.00082712 | 0.00099377 | 0.0011898 | 0.0013512 | 0.0015076 | 0.0017241 | 0.00185 | 0.0018485 | 0.0017038 | 0.0014325 | 0.0010843 | 0.00070192 | 0.00039868 | 0.00018778 | 7.7718e-05 | 2.7649e-05 | 8.4494e-06 | 1.8018e-06 | 2.8978e-07 | 3.4035e-08 | 0.00082712 | 0.0018173 | 0.0029991 | 0.0043367 | 0.0058243 | 0.0075211 | 0.0093356 | 0.01114 | 0.012791 | 0.014162 | 0.01518 | 0.015811 | 0.016136 | 0.016249 | 0.016253 | 0.016207 | 0.016143 | 0.016074 | 0.016003 | 0.015934 | 0.0021375 | 0.0025792 | 0.0031018 | 0.0035386 | 0.0039667 | 0.0045576 | 0.0049135 | 0.004933 | 0.0045686 | 0.0038594 | 0.002935 | 0.001909 | 0.0010893 | 0.00051545 | 0.00021432 | 7.6589e-05 | 2.3511e-05 | 5.0359e-06 | 8.1349e-07 | 9.5963e-08 | 0.0021375 | 0.0047167 | 0.0078185 | 0.011357 | 0.015324 | 0.019881 | 0.024795 | 0.029728 | 0.034296 | 0.038156 | 0.041091 | 0.043 | 0.044089 | 0.044605 | 0.044819 | 0.044896 | 0.044919 | 0.044924 | 0.044925 | 0.044925 | 0.00082712 | 0.00099377 | 0.0011898 | 0.0013512 | 0.0015076 | 0.0017241 | 0.00185 | 0.0018485 | 0.0017038 | 0.0014325 | 0.0010843 | 0.00070192 | 0.00039868 | 0.00018778 | 7.7718e-05 | 2.7649e-05 | 8.4494e-06 | 1.8018e-06 | 2.8978e-07 | 3.4035e-08 | 0.00082712 | 0.0018173 | 0.0029991 | 0.0043367 | 0.0058243 | 0.0075211 | 0.0093356 | 0.01114 | 0.012791 | 0.014162 | 0.01518 | 0.015811 | 0.016136 | 0.016249 | 0.016253 | 0.016207 | 0.016143 | 0.016074 | 0.016003 | 0.015934 | 0.0021375 | 0.0025792 | 0.0031018 | 0.0035386 | 0.0039667 | 0.0045576 | 0.0049135 | 0.004933 | 0.0045686 | 0.0038594 | 0.002935 | 0.001909 | 0.0010893 | 0.00051545 | 0.00021432 | 7.6589e-05 | 2.3511e-05 | 5.0359e-06 | 8.1349e-07 | 9.5963e-08 | 0.0021375 | 0.0047167 | 0.0078185 | 0.011357 | 0.015324 | 0.019881 | 0.024795 | 0.029728 | 0.034296 | 0.038156 | 0.041091 | 0.043 | 0.044089 | 0.044605 | 0.044819 | 0.044896 | 0.044919 | 0.044924 | 0.044925 | 0.044925 | 207.6856 | 207.8339 | 207.9794 | 208.1216 | 208.2603 | 208.3952 | 208.526 | 208.6525 | 208.7745 | 208.8916 | 209.0038 | 209.1109 | 209.2127 | 209.3091 | 209.3999 | 209.485 | 209.5643 | 209.6377 | 209.705 | 209.7663 | 136.3741 | 136.4714 | 136.5669 | 136.6603 | 136.7514 | 136.84 | 136.9259 | 137.009 | 137.089 | 137.166 | 137.2396 | 137.31 | 137.3768 | 137.4401 | 137.4997 | 137.5556 | 137.6076 | 137.6558 | 137.7001 | 137.7403
WA_Industrial_Petroleum_Existing_Process_Natural Gas_Gas Boiler - Hot Water Reset_A | WA | Industrial | Petroleum | Existing | Process | Natural Gas | Gas Boiler - Hot Water Reset | A | IM330 | No control | Reset control installed | 16 | 975.934 | 0 | 0 | 2723.69 | 0 | 0 | 0 | 1361.8457 |  | sqft | 20% | 45% | Retrofit | Retro5Med | 81.71% | TBD | 0.2% | 208.8061 |  | 137.1098 |  | 0.16551 | IL TRM - 4.4.4 - CI-HVC-BLRC-V04-210101 | IL TRM - 4.4.4 - CI-HVC-BLRC-V04-210101 | XCEL CO 2019-2020 DSM Plan | No control | No control | No control | No control | No control | No control | No control | No control | No control | No control | No control | No control | No control | No control | No control | No control | No control | No control | No control | No control | No control | No control | Reset control installed | Reset control installed | Reset control installed | Reset control installed | Reset control installed | Reset control installed | Reset control installed | Reset control installed | Reset control installed | Reset control installed | Reset control installed | Reset control installed | Reset control installed | Reset control installed | Reset control installed | Reset control installed | Reset control installed | Reset control installed | Reset control installed | Reset control installed | Reset control installed | Reset control installed | 2723.69 | 2723.69 | 2723.69 | 2723.69 | 2723.69 | 2723.69 | 2723.69 | 2723.69 | 2723.69 | 2723.69 | 2723.69 | 2723.69 | 2723.69 | 2723.69 | 2723.69 | 2723.69 | 2723.69 | 2723.69 | 2723.69 | 2723.69 | 2723.69 | 2723.69 | 0 | 0 | 974.8906 | 973.8778 | 972.8823 | 971.8869 | 970.8819 | 969.949 | 969.155 | 968.4719 | 967.877 | 967.3524 | 966.8833 | 966.459 | 966.0696 | 965.7072 | 965.3654 | 965.0382 | 964.7858 | 964.53 | 964.2706 | 964.0075 | 0.19468 | 0.23468 | 0.28194 | 0.32131 | 0.3598 | 0.413 | 0.4449 | 0.44634 | 0.41312 | 0.3488 | 0.26513 | 0.17237 | 0.09832 | 0.046506 | 0.019329 | 0.0069053 | 0.0021192 | 0.0004538 | 7.3286e-05 | 8.6428e-06 | 0.19468 | 0.42916 | 0.71065 | 1.0312 | 1.39 | 1.8016 | 2.2451 | 2.6898 | 3.1013 | 3.4484 | 3.7119 | 3.8826 | 3.9794 | 4.0244 | 4.0423 | 4.0478 | 4.0489 | 4.0483 | 4.0472 | 4.0461 | 0.1997 | 0.24097 | 0.28979 | 0.3306 | 0.37059 | 0.4258 | 0.45906 | 0.46087 | 0.42683 | 0.36057 | 0.27421 | 0.17835 | 0.10177 | 0.048157 | 0.020023 | 0.0071555 | 0.0021965 | 0.00047049 | 7.6002e-05 | 8.9655e-06 | 0.1997 | 0.44067 | 0.73046 | 1.0611 | 1.4317 | 1.8575 | 2.3165 | 2.7774 | 3.2042 | 3.5648 | 3.839 | 4.0174 | 4.1191 | 4.1673 | 4.1873 | 4.1945 | 4.1967 | 4.1971 | 4.1972 | 4.1972 | 0.16551 | 0.19954 | 0.23976 | 0.27328 | 0.30607 | 0.35138 | 0.37856 | 0.37983 | 0.35159 | 0.29687 | 0.22568 | 0.14673 | 0.0837 | 0.039592 | 0.016457 | 0.0058795 | 0.0018044 | 0.00038641 | 6.2406e-05 | 7.36e-06 | 0.16551 | 0.3649 | 0.60434 | 0.8771 | 1.1824 | 1.5328 | 1.9103 | 2.289 | 2.6394 | 2.935 | 3.1595 | 3.3051 | 3.3876 | 3.4261 | 3.4416 | 3.4465 | 3.4475 | 3.4471 | 3.4464 | 3.4456 | 0.16974 | 0.20483 | 0.24632 | 0.28101 | 0.31501 | 0.36193 | 0.3902 | 0.39174 | 0.3628 | 0.30648 | 0.23308 | 0.1516 | 0.086507 | 0.040933 | 0.017019 | 0.0060822 | 0.001867 | 0.00039991 | 6.4601e-05 | 7.6207e-06 | 0.16974 | 0.37457 | 0.62089 | 0.90191 | 1.2169 | 1.5788 | 1.969 | 2.3608 | 2.7236 | 3.0301 | 3.2631 | 3.4147 | 3.5013 | 3.5422 | 3.5592 | 3.5653 | 3.5672 | 3.5676 | 3.5676 | 3.5676 | 0.16551 | 0.19954 | 0.23976 | 0.27328 | 0.30607 | 0.35138 | 0.37856 | 0.37983 | 0.35159 | 0.29687 | 0.22568 | 0.14673 | 0.0837 | 0.039592 | 0.016457 | 0.0058795 | 0.0018044 | 0.00038641 | 6.2406e-05 | 7.36e-06 | 0.16551 | 0.3649 | 0.60434 | 0.8771 | 1.1824 | 1.5328 | 1.9103 | 2.289 | 2.6394 | 2.935 | 3.1595 | 3.3051 | 3.3876 | 3.4261 | 3.4416 | 3.4465 | 3.4475 | 3.4471 | 3.4464 | 3.4456 | 0.16974 | 0.20483 | 0.24632 | 0.28101 | 0.31501 | 0.36193 | 0.3902 | 0.39174 | 0.3628 | 0.30648 | 0.23308 | 0.1516 | 0.086507 | 0.040933 | 0.017019 | 0.0060822 | 0.001867 | 0.00039991 | 6.4601e-05 | 7.6207e-06 | 0.16974 | 0.37457 | 0.62089 | 0.90191 | 1.2169 | 1.5788 | 1.969 | 2.3608 | 2.7236 | 3.0301 | 3.2631 | 3.4147 | 3.5013 | 3.5422 | 3.5592 | 3.5653 | 3.5672 | 3.5676 | 3.5676 | 3.5676 | 0.16551 | 0.19954 | 0.23976 | 0.27328 | 0.30607 | 0.35138 | 0.37856 | 0.37983 | 0.35159 | 0.29687 | 0.22568 | 0.14673 | 0.0837 | 0.039592 | 0.016457 | 0.0058795 | 0.0018044 | 0.00038641 | 6.2406e-05 | 7.36e-06 | 0.16551 | 0.3649 | 0.60434 | 0.8771 | 1.1824 | 1.5328 | 1.9103 | 2.289 | 2.6394 | 2.935 | 3.1595 | 3.3051 | 3.3876 | 3.4261 | 3.4416 | 3.4465 | 3.4475 | 3.4471 | 3.4464 | 3.4456 | 0.16974 | 0.20483 | 0.24632 | 0.28101 | 0.31501 | 0.36193 | 0.3902 | 0.39174 | 0.3628 | 0.30648 | 0.23308 | 0.1516 | 0.086507 | 0.040933 | 0.017019 | 0.0060822 | 0.001867 | 0.00039991 | 6.4601e-05 | 7.6207e-06 | 0.16974 | 0.37457 | 0.62089 | 0.90191 | 1.2169 | 1.5788 | 1.969 | 2.3608 | 2.7236 | 3.0301 | 3.2631 | 3.4147 | 3.5013 | 3.5422 | 3.5592 | 3.5653 | 3.5672 | 3.5676 | 3.5676 | 3.5676 | 0.16551 | 0.19954 | 0.23976 | 0.27328 | 0.30607 | 0.35138 | 0.37856 | 0.37983 | 0.35159 | 0.29687 | 0.22568 | 0.14673 | 0.0837 | 0.039592 | 0.016457 | 0.0058795 | 0.0018044 | 0.00038641 | 6.2406e-05 | 7.36e-06 | 0.16551 | 0.3649 | 0.60434 | 0.8771 | 1.1824 | 1.5328 | 1.9103 | 2.289 | 2.6394 | 2.935 | 3.1595 | 3.3051 | 3.3876 | 3.4261 | 3.4416 | 3.4465 | 3.4475 | 3.4471 | 3.4464 | 3.4456 | 0.16974 | 0.20483 | 0.24632 | 0.28101 | 0.31501 | 0.36193 | 0.3902 | 0.39174 | 0.3628 | 0.30648 | 0.23308 | 0.1516 | 0.086507 | 0.040933 | 0.017019 | 0.0060822 | 0.001867 | 0.00039991 | 6.4601e-05 | 7.6207e-06 | 0.16974 | 0.37457 | 0.62089 | 0.90191 | 1.2169 | 1.5788 | 1.969 | 2.3608 | 2.7236 | 3.0301 | 3.2631 | 3.4147 | 3.5013 | 3.5422 | 3.5592 | 3.5653 | 3.5672 | 3.5676 | 3.5676 | 3.5676 | 207.6856 | 207.8339 | 207.9794 | 208.1216 | 208.2603 | 208.3952 | 208.526 | 208.6525 | 208.7745 | 208.8916 | 209.0038 | 209.1109 | 209.2127 | 209.3091 | 209.3999 | 209.485 | 209.5643 | 209.6377 | 209.705 | 209.7663 | 136.3741 | 136.4714 | 136.5669 | 136.6603 | 136.7514 | 136.84 | 136.9259 | 137.009 | 137.089 | 137.166 | 137.2396 | 137.31 | 137.3768 | 137.4401 | 137.4997 | 137.5556 | 137.6076 | 137.6558 | 137.7001 | 137.7403
WA_Industrial_Petroleum_Existing_Space Heating_Natural Gas_Steam Trap Maintenance_A | WA | Industrial | Petroleum | Existing | Space Heating | Natural Gas | Steam Trap Maintenance | A | IM331 | Degrade performance | Cleaning and maintenance | 6 | 137.6218 | 0 | 0 | 455.06 | 0 | 0 | 0 | 227.5281 |  | employee | 73% | 85% | Retrofit | RetroEven20 | 80.75% | TBD | 0.2% | 113.7889 |  | 86.2291 |  | 0.00016324 | IL TRM - 4.4.16 - CI-HVC-STRE-V07-210101 | IL TRM - 4.4.16 - CI-HVC-STRE-V07-210101 | IL TRM - 4.4.16 - CI-HVC-STRE-V07-210101 | Degrade performance | Degrade performance | Degrade performance | Degrade performance | Degrade performance | Degrade performance | Degrade performance | Degrade performance | Degrade performance | Degrade performance | Degrade performance | Degrade performance | Degrade performance | Degrade performance | Degrade performance | Degrade performance | Degrade performance | Degrade performance | Degrade performance | Degrade performance | Degrade performance | Degrade performance | Cleaning and maintenance | Cleaning and maintenance | Cleaning and maintenance | Cleaning and maintenance | Cleaning and maintenance | Cleaning and maintenance | Cleaning and maintenance | Cleaning and maintenance | Cleaning and maintenance | Cleaning and maintenance | Cleaning and maintenance | Cleaning and maintenance | Cleaning and maintenance | Cleaning and maintenance | Cleaning and maintenance | Cleaning and maintenance | Cleaning and maintenance | Cleaning and maintenance | Cleaning and maintenance | Cleaning and maintenance | Cleaning and maintenance | Cleaning and maintenance | 455.06 | 455.06 | 455.06 | 455.06 | 455.06 | 455.06 | 455.06 | 455.06 | 455.06 | 455.06 | 455.06 | 455.06 | 455.06 | 455.06 | 455.06 | 455.06 | 455.06 | 455.06 | 455.06 | 455.06 | 455.06 | 455.06 | 0 | 0 | 136.3921 | 135.5067 | 134.6105 | 133.7032 | 132.7848 | 131.8565 | 130.9192 | 129.9738 | 129.0212 | 128.0624 | 127.1135 | 126.1744 | 125.2451 | 124.3252 | 123.4145 | 122.5128 | 121.6198 | 120.726 | 119.831 | 118.9346 | 0.00019143 | 0.00018691 | 0.00018247 | 0.00017812 | 0.00017385 | 0.00016965 | 0.00016554 | 0.00016151 | 0.00015757 | 0.0001537 | 0.00014993 | 0.00014626 | 0.00014268 | 0.00013919 | 0.00013578 | 0.00013247 | 0.00012924 | 0.00012607 | 0.00012298 | 0.00011996 | 0.00019143 | 0.0003771 | 0.00055708 | 0.00073144 | 0.00090027 | 0.0010636 | 0.0012216 | 0.0013743 | 0.0015218 | 0.0016642 | 0.0018018 | 0.0019347 | 0.0020632 | 0.0021872 | 0.0023069 | 0.0024226 | 0.0025341 | 0.0026416 | 0.002745 | 0.0028444 | 0.0014035 | 0.0013793 | 0.0013556 | 0.0013322 | 0.0013092 | 0.0012867 | 0.0012645 | 0.0012427 | 0.0012212 | 0.0012002 | 0.0011795 | 0.0011592 | 0.0011392 | 0.0011195 | 0.0011002 | 0.0010813 | 0.0010626 | 0.0010443 | 0.0010263 | 0.0010086 | 0.0014035 | 0.0027829 | 0.0041385 | 0.0054707 | 0.0067799 | 0.0080665 | 0.009331 | 0.010574 | 0.011795 | 0.012995 | 0.014175 | 0.015334 | 0.016473 | 0.017592 | 0.018693 | 0.019774 | 0.020837 | 0.021881 | 0.022907 | 0.023916 | 0.00016324 | 0.00015988 | 0.00015658 | 0.00015332 | 0.00015013 | 0.00014699 | 0.00014392 | 0.00014092 | 0.00013797 | 0.00013509 | 0.00013228 | 0.00012953 | 0.00012685 | 0.00012423 | 0.00012167 | 0.00011918 | 0.00011674 | 0.00011436 | 0.00011203 | 0.00010976 | 0.00016324 | 0.00032257 | 0.00047802 | 0.00062963 | 0.00077745 | 0.00092157 | 0.0010621 | 0.001199 | 0.0013326 | 0.0014627 | 0.0015897 | 0.0017135 | 0.0018343 | 0.0019522 | 0.0020672 | 0.0021795 | 0.0022891 | 0.0023961 | 0.0025006 | 0.0026026 | 0.001193 | 0.0011724 | 0.0011522 | 0.0011324 | 0.0011128 | 0.0010937 | 0.0010748 | 0.0010563 | 0.0010381 | 0.0010202 | 0.0010026 | 0.00098528 | 0.0009683 | 0.0009516 | 0.00093519 | 0.00091907 | 0.00090322 | 0.00088765 | 0.00087235 | 0.00085731 | 0.001193 | 0.0023655 | 0.0035177 | 0.0046501 | 0.0057629 | 0.0068566 | 0.0079314 | 0.0089876 | 0.010026 | 0.011046 | 0.012048 | 0.013034 | 0.014002 | 0.014954 | 0.015889 | 0.016808 | 0.017711 | 0.018599 | 0.019471 | 0.020328 | 0.00016324 | 0.00015988 | 0.00015658 | 0.00015332 | 0.00015013 | 0.00014699 | 0.00014392 | 0.00014092 | 0.00013797 | 0.00013509 | 0.00013228 | 0.00012953 | 0.00012685 | 0.00012423 | 0.00012167 | 0.00011918 | 0.00011674 | 0.00011436 | 0.00011203 | 0.00010976 | 0.00016324 | 0.00032257 | 0.00047802 | 0.00062963 | 0.00077745 | 0.00092157 | 0.0010621 | 0.001199 | 0.0013326 | 0.0014627 | 0.0015897 | 0.0017135 | 0.0018343 | 0.0019522 | 0.0020672 | 0.0021795 | 0.0022891 | 0.0023961 | 0.0025006 | 0.0026026 | 0.001193 | 0.0011724 | 0.0011522 | 0.0011324 | 0.0011128 | 0.0010937 | 0.0010748 | 0.0010563 | 0.0010381 | 0.0010202 | 0.0010026 | 0.00098528 | 0.0009683 | 0.0009516 | 0.00093519 | 0.00091907 | 0.00090322 | 0.00088765 | 0.00087235 | 0.00085731 | 0.001193 | 0.0023655 | 0.0035177 | 0.0046501 | 0.0057629 | 0.0068566 | 0.0079314 | 0.0089876 | 0.010026 | 0.011046 | 0.012048 | 0.013034 | 0.014002 | 0.014954 | 0.015889 | 0.016808 | 0.017711 | 0.018599 | 0.019471 | 0.020328 | 0.00016324 | 0.00015988 | 0.00015658 | 0.00015332 | 0.00015013 | 0.00014699 | 0.00014392 | 0.00014092 | 0.00013797 | 0.00013509 | 0.00013228 | 0.00012953 | 0.00012685 | 0.00012423 | 0.00012167 | 0.00011918 | 0.00011674 | 0.00011436 | 0.00011203 | 0.00010976 | 0.00016324 | 0.00032257 | 0.00047802 | 0.00062963 | 0.00077745 | 0.00092157 | 0.0010621 | 0.001199 | 0.0013326 | 0.0014627 | 0.0015897 | 0.0017135 | 0.0018343 | 0.0019522 | 0.0020672 | 0.0021795 | 0.0022891 | 0.0023961 | 0.0025006 | 0.0026026 | 0.001193 | 0.0011724 | 0.0011522 | 0.0011324 | 0.0011128 | 0.0010937 | 0.0010748 | 0.0010563 | 0.0010381 | 0.0010202 | 0.0010026 | 0.00098528 | 0.0009683 | 0.0009516 | 0.00093519 | 0.00091907 | 0.00090322 | 0.00088765 | 0.00087235 | 0.00085731 | 0.001193 | 0.0023655 | 0.0035177 | 0.0046501 | 0.0057629 | 0.0068566 | 0.0079314 | 0.0089876 | 0.010026 | 0.011046 | 0.012048 | 0.013034 | 0.014002 | 0.014954 | 0.015889 | 0.016808 | 0.017711 | 0.018599 | 0.019471 | 0.020328 | 0.00016324 | 0.00015988 | 0.00015658 | 0.00015332 | 0.00015013 | 0.00014699 | 0.00014392 | 0.00014092 | 0.00013797 | 0.00013509 | 0.00013228 | 0.00012953 | 0.00012685 | 0.00012423 | 0.00012167 | 0.00011918 | 0.00011674 | 0.00011436 | 0.00011203 | 0.00010976 | 0.00016324 | 0.00032257 | 0.00047802 | 0.00062963 | 0.00077745 | 0.00092157 | 0.0010621 | 0.001199 | 0.0013326 | 0.0014627 | 0.0015897 | 0.0017135 | 0.0018343 | 0.0019522 | 0.0020672 | 0.0021795 | 0.0022891 | 0.0023961 | 0.0025006 | 0.0026026 | 0.001193 | 0.0011724 | 0.0011522 | 0.0011324 | 0.0011128 | 0.0010937 | 0.0010748 | 0.0010563 | 0.0010381 | 0.0010202 | 0.0010026 | 0.00098528 | 0.0009683 | 0.0009516 | 0.00093519 | 0.00091907 | 0.00090322 | 0.00088765 | 0.00087235 | 0.00085731 | 0.001193 | 0.0023655 | 0.0035177 | 0.0046501 | 0.0057629 | 0.0068566 | 0.0079314 | 0.0089876 | 0.010026 | 0.011046 | 0.012048 | 0.013034 | 0.014002 | 0.014954 | 0.015889 | 0.016808 | 0.017711 | 0.018599 | 0.019471 | 0.020328 | 113.0626 | 113.1096 | 113.1557 | 113.2008 | 113.2447 | 113.2874 | 113.3288 | 113.3688 | 113.4073 | 113.4443 | 113.4797 | 113.5135 | 113.5456 | 113.576 | 113.6046 | 113.6314 | 113.6564 | 113.6795 | 113.7007 | 113.72 | 85.6787 | 85.7143 | 85.7493 | 85.7834 | 85.8167 | 85.849 | 85.8804 | 85.9107 | 85.9399 | 85.9679 | 85.9948 | 86.0204 | 86.0447 | 86.0677 | 86.0894 | 86.1098 | 86.1287 | 86.1462 | 86.1623 | 86.1769
WA_Industrial_Petroleum_Existing_Process_Natural Gas_Steam Trap Maintenance_A | WA | Industrial | Petroleum | Existing | Process | Natural Gas | Steam Trap Maintenance | A | IM332 | Degrade performance | Cleaning and maintenance | 6 | 689.554 | 0 | 0 | 455.06 | 0 | 0 | 0 | 227.5281 |  | sqft | 73% | 85% | Retrofit | RetroEven20 | 80.75% | TBD | 0.2% | 113.7889 |  | 86.2291 |  | 0.06532 | IL TRM - 4.4.16 - CI-HVC-STRE-V07-210101 | IL TRM - 4.4.16 - CI-HVC-STRE-V07-210101 | IL TRM - 4.4.16 - CI-HVC-STRE-V07-210101 | Degrade performance | Degrade performance | Degrade performance | Degrade performance | Degrade performance | Degrade performance | Degrade performance | Degrade performance | Degrade performance | Degrade performance | Degrade performance | Degrade performance | Degrade performance | Degrade performance | Degrade performance | Degrade performance | Degrade performance | Degrade performance | Degrade performance | Degrade performance | Degrade performance | Degrade performance | Cleaning and maintenance | Cleaning and maintenance | Cleaning and maintenance | Cleaning and maintenance | Cleaning and maintenance | Cleaning and maintenance | Cleaning and maintenance | Cleaning and maintenance | Cleaning and maintenance | Cleaning and maintenance | Cleaning and maintenance | Cleaning and maintenance | Cleaning and maintenance | Cleaning and maintenance | Cleaning and maintenance | Cleaning and maintenance | Cleaning and maintenance | Cleaning and maintenance | Cleaning and maintenance | Cleaning and maintenance | Cleaning and maintenance | Cleaning and maintenance | 455.06 | 455.06 | 455.06 | 455.06 | 455.06 | 455.06 | 455.06 | 455.06 | 455.06 | 455.06 | 455.06 | 455.06 | 455.06 | 455.06 | 455.06 | 455.06 | 455.06 | 455.06 | 455.06 | 455.06 | 455.06 | 455.06 | 0 | 0 | 689.4395 | 689.3573 | 689.2983 | 689.2506 | 689.2074 | 689.1685 | 689.1336 | 689.1024 | 689.0743 | 689.049 | 689.0261 | 689.0059 | 688.9877 | 688.9711 | 688.9557 | 688.9404 | 688.926 | 688.9117 | 688.8978 | 688.8841 | 0.076845 | 0.075511 | 0.074203 | 0.072918 | 0.071657 | 0.070417 | 0.069199 | 0.068003 | 0.066828 | 0.065673 | 0.064539 | 0.063424 | 0.062329 | 0.061253 | 0.060196 | 0.059157 | 0.058135 | 0.057132 | 0.056146 | 0.055177 | 0.076845 | 0.15235 | 0.22654 | 0.29944 | 0.37108 | 0.44147 | 0.51065 | 0.57863 | 0.64543 | 0.71108 | 0.7756 | 0.839 | 0.90131 | 0.96254 | 1.0227 | 1.0818 | 1.14 | 1.1971 | 1.2532 | 1.3083 | 0.11146 | 0.10954 | 0.10765 | 0.10579 | 0.10397 | 0.10218 | 0.10042 | 0.098684 | 0.096982 | 0.09531 | 0.093667 | 0.092052 | 0.090465 | 0.088905 | 0.087372 | 0.085866 | 0.084386 | 0.082931 | 0.081501 | 0.080096 | 0.11146 | 0.221 | 0.32865 | 0.43444 | 0.53841 | 0.64059 | 0.741 | 0.83969 | 0.93667 | 1.032 | 1.1256 | 1.2177 | 1.3082 | 1.3971 | 1.4844 | 1.5703 | 1.6547 | 1.7376 | 1.8191 | 1.8992 | 0.06532 | 0.064187 | 0.063076 | 0.061985 | 0.060913 | 0.05986 | 0.058825 | 0.057808 | 0.05681 | 0.055829 | 0.054864 | 0.053917 | 0.052986 | 0.052072 | 0.051173 | 0.05029 | 0.049422 | 0.048569 | 0.047731 | 0.046907 | 0.06532 | 0.1295 | 0.19257 | 0.25454 | 0.31544 | 0.37528 | 0.43409 | 0.49188 | 0.54868 | 0.60449 | 0.65934 | 0.71324 | 0.76621 | 0.81826 | 0.86942 | 0.91969 | 0.9691 | 1.0177 | 1.0654 | 1.1123 | 0.094741 | 0.093107 | 0.091502 | 0.089924 | 0.088374 | 0.08685 | 0.085353 | 0.083881 | 0.082435 | 0.081014 | 0.079617 | 0.078244 | 0.076895 | 0.075569 | 0.074267 | 0.072986 | 0.071728 | 0.070491 | 0.069276 | 0.068081 | 0.094741 | 0.18785 | 0.27935 | 0.36927 | 0.45765 | 0.5445 | 0.62985 | 0.71373 | 0.79617 | 0.87718 | 0.9568 | 1.035 | 1.1119 | 1.1875 | 1.2618 | 1.3348 | 1.4065 | 1.477 | 1.5463 | 1.6143 | 0.06532 | 0.064187 | 0.063076 | 0.061985 | 0.060913 | 0.05986 | 0.058825 | 0.057808 | 0.05681 | 0.055829 | 0.054864 | 0.053917 | 0.052986 | 0.052072 | 0.051173 | 0.05029 | 0.049422 | 0.048569 | 0.047731 | 0.046907 | 0.06532 | 0.1295 | 0.19257 | 0.25454 | 0.31544 | 0.37528 | 0.43409 | 0.49188 | 0.54868 | 0.60449 | 0.65934 | 0.71324 | 0.76621 | 0.81826 | 0.86942 | 0.91969 | 0.9691 | 1.0177 | 1.0654 | 1.1123 | 0.094741 | 0.093107 | 0.091502 | 0.089924 | 0.088374 | 0.08685 | 0.085353 | 0.083881 | 0.082435 | 0.081014 | 0.079617 | 0.078244 | 0.076895 | 0.075569 | 0.074267 | 0.072986 | 0.071728 | 0.070491 | 0.069276 | 0.068081 | 0.094741 | 0.18785 | 0.27935 | 0.36927 | 0.45765 | 0.5445 | 0.62985 | 0.71373 | 0.79617 | 0.87718 | 0.9568 | 1.035 | 1.1119 | 1.1875 | 1.2618 | 1.3348 | 1.4065 | 1.477 | 1.5463 | 1.6143 | 0.06532 | 0.064187 | 0.063076 | 0.061985 | 0.060913 | 0.05986 | 0.058825 | 0.057808 | 0.05681 | 0.055829 | 0.054864 | 0.053917 | 0.052986 | 0.052072 | 0.051173 | 0.05029 | 0.049422 | 0.048569 | 0.047731 | 0.046907 | 0.06532 | 0.1295 | 0.19257 | 0.25454 | 0.31544 | 0.37528 | 0.43409 | 0.49188 | 0.54868 | 0.60449 | 0.65934 | 0.71324 | 0.76621 | 0.81826 | 0.86942 | 0.91969 | 0.9691 | 1.0177 | 1.0654 | 1.1123 | 0.094741 | 0.093107 | 0.091502 | 0.089924 | 0.088374 | 0.08685 | 0.085353 | 0.083881 | 0.082435 | 0.081014 | 0.079617 | 0.078244 | 0.076895 | 0.075569 | 0.074267 | 0.072986 | 0.071728 | 0.070491 | 0.069276 | 0.068081 | 0.094741 | 0.18785 | 0.27935 | 0.36927 | 0.45765 | 0.5445 | 0.62985 | 0.71373 | 0.79617 | 0.87718 | 0.9568 | 1.035 | 1.1119 | 1.1875 | 1.2618 | 1.3348 | 1.4065 | 1.477 | 1.5463 | 1.6143 | 0.06532 | 0.064187 | 0.063076 | 0.061985 | 0.060913 | 0.05986 | 0.058825 | 0.057808 | 0.05681 | 0.055829 | 0.054864 | 0.053917 | 0.052986 | 0.052072 | 0.051173 | 0.05029 | 0.049422 | 0.048569 | 0.047731 | 0.046907 | 0.06532 | 0.1295 | 0.19257 | 0.25454 | 0.31544 | 0.37528 | 0.43409 | 0.49188 | 0.54868 | 0.60449 | 0.65934 | 0.71324 | 0.76621 | 0.81826 | 0.86942 | 0.91969 | 0.9691 | 1.0177 | 1.0654 | 1.1123 | 0.094741 | 0.093107 | 0.091502 | 0.089924 | 0.088374 | 0.08685 | 0.085353 | 0.083881 | 0.082435 | 0.081014 | 0.079617 | 0.078244 | 0.076895 | 0.075569 | 0.074267 | 0.072986 | 0.071728 | 0.070491 | 0.069276 | 0.068081 | 0.094741 | 0.18785 | 0.27935 | 0.36927 | 0.45765 | 0.5445 | 0.62985 | 0.71373 | 0.79617 | 0.87718 | 0.9568 | 1.035 | 1.1119 | 1.1875 | 1.2618 | 1.3348 | 1.4065 | 1.477 | 1.5463 | 1.6143 | 113.0626 | 113.1096 | 113.1557 | 113.2008 | 113.2447 | 113.2874 | 113.3288 | 113.3688 | 113.4073 | 113.4443 | 113.4797 | 113.5135 | 113.5456 | 113.576 | 113.6046 | 113.6314 | 113.6564 | 113.6795 | 113.7007 | 113.72 | 85.6787 | 85.7143 | 85.7493 | 85.7834 | 85.8167 | 85.849 | 85.8804 | 85.9107 | 85.9399 | 85.9679 | 85.9948 | 86.0204 | 86.0447 | 86.0677 | 86.0894 | 86.1098 | 86.1287 | 86.1462 | 86.1623 | 86.1769
WA_Industrial_Petroleum_Existing_Space Heating_Natural Gas_Gas Boiler - High Turndown_A | WA | Industrial | Petroleum | Existing | Space Heating | Natural Gas | Gas Boiler - High Turndown | A | IM333 | No control | Turndown control installed | 15 | 146.0833 | 0 | 0 | 6509.88 | 0 | 0 | 0 | 3254.9375 |  | employee | 35% | 50% | Retrofit | Retro12Med | 75.44% | TBD | 0.2% | 803.436 |  | 533.0033 |  | 0.00047111 | MN TRM 3.1 - Boiler Modifications, Space Heating Only v4.0 | MN TRM 3.1 - Boiler Modifications, Space Heating Only v4.0 | MN TRM 3.1 - Boiler Modifications, Space Heating Only v4.0 | No control | No control | No control | No control | No control | No control | No control | No control | No control | No control | No control | No control | No control | No control | No control | No control | No control | No control | No control | No control | No control | No control | Turndown control installed | Turndown control installed | Turndown control installed | Turndown control installed | Turndown control installed | Turndown control installed | Turndown control installed | Turndown control installed | Turndown control installed | Turndown control installed | Turndown control installed | Turndown control installed | Turndown control installed | Turndown control installed | Turndown control installed | Turndown control installed | Turndown control installed | Turndown control installed | Turndown control installed | Turndown control installed | Turndown control installed | Turndown control installed | 6509.88 | 6509.88 | 6509.88 | 6509.88 | 6509.88 | 6509.88 | 6509.88 | 6509.88 | 6509.88 | 6509.88 | 6509.88 | 6509.88 | 6509.88 | 6509.88 | 6509.88 | 6509.88 | 6509.88 | 6509.88 | 6509.88 | 6509.88 | 6509.88 | 6509.88 | 0 | 0 | 143.8142 | 141.4862 | 138.5991 | 135.0883 | 130.9763 | 126.3812 | 121.4974 | 116.5476 | 111.741 | 107.2372 | 103.1437 | 99.4935 | 96.2728 | 93.4416 | 90.9485 | 88.733 | 86.7436 | 84.9083 | 83.2684 | 81.6757 | 0.00055193 | 0.00053364 | 0.00051373 | 0.00049209 | 0.00046888 | 0.00040017 | 0.00030246 | 0.00022811 | 0.00017194 | 0.00012973 | 9.8104e-05 | 7.4401e-05 | 5.6601e-05 | 4.3191e-05 | 3.3051e-05 | 2.5352e-05 | 1.6613e-07 | 5.7075e-08 | 1.8753e-08 | 5.8946e-09 | 0.00055193 | 0.0010766 | 0.0015684 | 0.0020208 | 0.0024281 | 0.0027431 | 0.0029396 | 0.0030479 | 0.0030942 | 0.0030992 | 0.003079 | 0.0030444 | 0.0030025 | 0.0029574 | 0.0029115 | 0.0028659 | 0.0028018 | 0.0027426 | 0.0026897 | 0.0026382 | 0.0038378 | 0.0037716 | 0.0037066 | 0.0036427 | 0.0035799 | 0.0031664 | 0.0024894 | 0.0019572 | 0.0015388 | 0.0012098 | 0.00095114 | 0.00074779 | 0.00058792 | 0.00046223 | 0.00036341 | 0.00028571 | 1.9152e-06 | 6.722e-07 | 2.2521e-07 | 7.2171e-08 | 0.0038378 | 0.0076094 | 0.011316 | 0.014959 | 0.018539 | 0.021705 | 0.024194 | 0.026152 | 0.02769 | 0.0289 | 0.029851 | 0.030599 | 0.031187 | 0.031649 | 0.032013 | 0.032298 | 0.0323 | 0.032301 | 0.032301 | 0.032301 | 0.00047111 | 0.0004576 | 0.00044286 | 0.00042677 | 0.00040948 | 0.00035222 | 0.0002685 | 0.00020435 | 0.00015549 | 0.00011843 | 9.0375e-05 | 6.9137e-05 | 5.303e-05 | 4.0781e-05 | 3.1436e-05 | 2.4281e-05 | 1.6018e-07 | 5.5395e-08 | 1.8317e-08 | 5.7949e-09 | 0.00047111 | 0.00092323 | 0.001352 | 0.0017525 | 0.0021205 | 0.0024144 | 0.0026096 | 0.0027305 | 0.0027981 | 0.0028291 | 0.0028364 | 0.002829 | 0.0028131 | 0.0027923 | 0.0027692 | 0.0027449 | 0.0027015 | 0.0026619 | 0.0026271 | 0.0025936 | 0.0032621 | 0.0032059 | 0.0031506 | 0.0030963 | 0.0030429 | 0.0026914 | 0.002116 | 0.0016636 | 0.0013079 | 0.0010283 | 0.00080847 | 0.00063562 | 0.00049973 | 0.00039289 | 0.00030889 | 0.00024286 | 1.6279e-06 | 5.7137e-07 | 1.9143e-07 | 6.1345e-08 | 0.0032621 | 0.006468 | 0.0096187 | 0.012715 | 0.015758 | 0.018449 | 0.020565 | 0.022229 | 0.023537 | 0.024565 | 0.025374 | 0.026009 | 0.026509 | 0.026902 | 0.027211 | 0.027454 | 0.027455 | 0.027456 | 0.027456 | 0.027456 | 0 | 0 | 0 | 0 | 0 | 0 | 0 | 0 | 0 | 0 | 0 | 0 | 0 | 0 | 0 | 0 | 0 | 0 | 0 | 0 | 0 | 0 | 0 | 0 | 0 | 0 | 0 | 0 | 0 | 0 | 0 | 0 | 0 | 0 | 0 | 0 | 0 | 0 | 0 | 0 | 0 | 0 | 0 | 0 | 0 | 0 | 0 | 0 | 0 | 0 | 0 | 0 | 0 | 0 | 0 | 0 | 0 | 0 | 0 | 0 | 0 | 0 | 0 | 0 | 0 | 0 | 0 | 0 | 0 | 0 | 0 | 0 | 0 | 0 | 0 | 0 | 0 | 0 | 0 | 0 | 0.0004726 | 0.00046162 | 0.0004507 | 0.00043983 | 0.00042898 | 0.00037631 | 0.00029322 | 0.00022831 | 0.00017763 | 0.00013811 | 0.00010732 | 8.3362e-05 | 6.4752e-05 | 5.0307e-05 | 3.9106e-05 | 3.0419e-05 | 2.019e-07 | 7.0224e-08 | 2.333e-08 | 7.4164e-09 | 0.0004726 | 0.00093133 | 0.001376 | 0.0018062 | 0.0022215 | 0.0025796 | 0.0028498 | 0.0030506 | 0.0031965 | 0.0032992 | 0.0033681 | 0.0034111 | 0.0034348 | 0.0034446 | 0.0034448 | 0.0034387 | 0.0034052 | 0.0033744 | 0.0033461 | 0.0033193 | 0.0032621 | 0.0032059 | 0.0031506 | 0.0030963 | 0.0030429 | 0.0026914 | 0.002116 | 0.0016636 | 0.0013079 | 0.0010283 | 0.00080847 | 0.00063562 | 0.00049973 | 0.00039289 | 0.00030889 | 0.00024286 | 1.6279e-06 | 5.7137e-07 | 1.9143e-07 | 6.1345e-08 | 0.0032621 | 0.006468 | 0.0096187 | 0.012715 | 0.015758 | 0.018449 | 0.020565 | 0.022229 | 0.023537 | 0.024565 | 0.025374 | 0.026009 | 0.026509 | 0.026902 | 0.027211 | 0.027454 | 0.027455 | 0.027456 | 0.027456 | 0.027456 | 0 | 0 | 0 | 0 | 0 | 0 | 0 | 0 | 0 | 0 | 0 | 0 | 0 | 0 | 0 | 0 | 0 | 0 | 0 | 0 | 0 | 0 | 0 | 0 | 0 | 0 | 0 | 0 | 0 | 0 | 0 | 0 | 0 | 0 | 0 | 0 | 0 | 0 | 0 | 0 | 0 | 0 | 0 | 0 | 0 | 0 | 0 | 0 | 0 | 0 | 0 | 0 | 0 | 0 | 0 | 0 | 0 | 0 | 0 | 0 | 0 | 0 | 0 | 0 | 0 | 0 | 0 | 0 | 0 | 0 | 0 | 0 | 0 | 0 | 0 | 0 | 0 | 0 | 0 | 0 | 802.1829 | 802.5167 | 802.8438 | 803.1635 | 803.4752 | 803.7781 | 804.0716 | 804.3553 | 804.6287 | 804.8913 | 805.1426 | 805.3823 | 805.6101 | 805.8257 | 806.0287 | 806.219 | 806.3962 | 806.5601 | 806.7106 | 806.8475 | 532.172 | 532.3934 | 532.6105 | 532.8226 | 533.0293 | 533.2303 | 533.425 | 533.6132 | 533.7946 | 533.9688 | 534.1355 | 534.2945 | 534.4457 | 534.5887 | 534.7234 | 534.8496 | 534.9671 | 535.0759 | 535.1757 | 535.2665
WA_Industrial_Petroleum_Existing_Process_Natural Gas_Gas Boiler - High Turndown_A | WA | Industrial | Petroleum | Existing | Process | Natural Gas | Gas Boiler - High Turndown | A | IM334 | No control | Turndown control installed | 15 | 731.9505 | 0 | 0 | 6509.88 | 0 | 0 | 0 | 3254.9375 |  | sqft | 35% | 50% | Retrofit | Retro12Med | 75.44% | TBD | 0.2% | 803.436 |  | 533.0033 |  | 0.18909 | MN TRM 3.1 - Boiler Modifications, Space Heating Only v4.0 | MN TRM 3.1 - Boiler Modifications, Space Heating Only v4.0 | MN TRM 3.1 - Boiler Modifications, Space Heating Only v4.0 | No control | No control | No control | No control | No control | No control | No control | No control | No control | No control | No control | No control | No control | No control | No control | No control | No control | No control | No control | No control | No control | No control | Turndown control installed | Turndown control installed | Turndown control installed | Turndown control installed | Turndown control installed | Turndown control installed | Turndown control installed | Turndown control installed | Turndown control installed | Turndown control installed | Turndown control installed | Turndown control installed | Turndown control installed | Turndown control installed | Turndown control installed | Turndown control installed | Turndown control installed | Turndown control installed | Turndown control installed | Turndown control installed | Turndown control installed | Turndown control installed | 6509.88 | 6509.88 | 6509.88 | 6509.88 | 6509.88 | 6509.88 | 6509.88 | 6509.88 | 6509.88 | 6509.88 | 6509.88 | 6509.88 | 6509.88 | 6509.88 | 6509.88 | 6509.88 | 6509.88 | 6509.88 | 6509.88 | 6509.88 | 6509.88 | 6509.88 | 0 | 0 | 729.5561 | 727.138 | 724.6807 | 722.1745 | 719.611 | 717.0718 | 714.6414 | 712.3053 | 710.059 | 707.9019 | 705.8315 | 703.8433 | 701.9163 | 700.029 | 698.1588 | 696.2898 | 694.4816 | 692.6471 | 690.7846 | 688.8935 | 0.22235 | 0.21779 | 0.21331 | 0.20891 | 0.20458 | 0.18031 | 0.14128 | 0.11071 | 0.086767 | 0.06801 | 0.053313 | 0.041797 | 0.032771 | 0.025696 | 0.020148 | 0.015798 | 0.00010562 | 3.6974e-05 | 1.2354e-05 | 3.9483e-06 | 0.22235 | 0.4394 | 0.65123 | 0.85789 | 1.0594 | 1.236 | 1.3731 | 1.4793 | 1.5614 | 1.6247 | 1.6732 | 1.7103 | 1.7384 | 1.7594 | 1.7749 | 1.7859 | 1.7814 | 1.7767 | 1.772 | 1.7671 | 0.30477 | 0.29952 | 0.29435 | 0.28928 | 0.28429 | 0.25145 | 0.19769 | 0.15543 | 0.1222 | 0.096072 | 0.075533 | 0.059384 | 0.046688 | 0.036707 | 0.028859 | 0.022689 | 0.00015209 | 5.3381e-05 | 1.7884e-05 | 5.7313e-06 | 0.30477 | 0.60429 | 0.89864 | 1.1879 | 1.4722 | 1.7237 | 1.9214 | 2.0768 | 2.199 | 2.295 | 2.3706 | 2.43 | 2.4767 | 2.5134 | 2.5422 | 2.5649 | 2.5651 | 2.5651 | 2.5651 | 2.5651 | 0.18909 | 0.18531 | 0.18159 | 0.17793 | 0.17434 | 0.15374 | 0.12052 | 0.09449 | 0.07409 | 0.0581 | 0.045565 | 0.035738 | 0.028032 | 0.021989 | 0.017248 | 0.01353 | 9.0494e-05 | 3.1691e-05 | 1.0593e-05 | 3.3869e-06 | 0.18909 | 0.37386 | 0.55437 | 0.73068 | 0.90281 | 1.0538 | 1.1713 | 1.2626 | 1.3333 | 1.3879 | 1.43 | 1.4624 | 1.487 | 1.5056 | 1.5194 | 1.5295 | 1.5262 | 1.5228 | 1.5194 | 1.5158 | 0.25906 | 0.25459 | 0.2502 | 0.24589 | 0.24165 | 0.21373 | 0.16804 | 0.13211 | 0.10387 | 0.081662 | 0.064203 | 0.050477 | 0.039685 | 0.031201 | 0.02453 | 0.019286 | 0.00012928 | 4.5374e-05 | 1.5202e-05 | 4.8716e-06 | 0.25906 | 0.51365 | 0.76385 | 1.0097 | 1.2514 | 1.4651 | 1.6331 | 1.7653 | 1.8691 | 1.9508 | 2.015 | 2.0655 | 2.1052 | 2.1364 | 2.1609 | 2.1802 | 2.1803 | 2.1803 | 2.1804 | 2.1804 | 0 | 0 | 0 | 0 | 0 | 0 | 0 | 0 | 0 | 0 | 0 | 0 | 0 | 0 | 0 | 0 | 0 | 0 | 0 | 0 | 0 | 0 | 0 | 0 | 0 | 0 | 0 | 0 | 0 | 0 | 0 | 0 | 0 | 0 | 0 | 0 | 0 | 0 | 0 | 0 | 0 | 0 | 0 | 0 | 0 | 0 | 0 | 0 | 0 | 0 | 0 | 0 | 0 | 0 | 0 | 0 | 0 | 0 | 0 | 0 | 0 | 0 | 0 | 0 | 0 | 0 | 0 | 0 | 0 | 0 | 0 | 0 | 0 | 0 | 0 | 0 | 0 | 0 | 0 | 0 | 0.18909 | 0.18531 | 0.18159 | 0.17793 | 0.17434 | 0.15374 | 0.12052 | 0.09449 | 0.07409 | 0.0581 | 0.045565 | 0.035738 | 0.028032 | 0.021989 | 0.017248 | 0.01353 | 9.0494e-05 | 3.1691e-05 | 1.0593e-05 | 3.3869e-06 | 0.18909 | 0.37386 | 0.55437 | 0.73068 | 0.90281 | 1.0538 | 1.1713 | 1.2626 | 1.3333 | 1.3879 | 1.43 | 1.4624 | 1.487 | 1.5056 | 1.5194 | 1.5295 | 1.5262 | 1.5228 | 1.5194 | 1.5158 | 0.25906 | 0.25459 | 0.2502 | 0.24589 | 0.24165 | 0.21373 | 0.16804 | 0.13211 | 0.10387 | 0.081662 | 0.064203 | 0.050477 | 0.039685 | 0.031201 | 0.02453 | 0.019286 | 0.00012928 | 4.5374e-05 | 1.5202e-05 | 4.8716e-06 | 0.25906 | 0.51365 | 0.76385 | 1.0097 | 1.2514 | 1.4651 | 1.6331 | 1.7653 | 1.8691 | 1.9508 | 2.015 | 2.0655 | 2.1052 | 2.1364 | 2.1609 | 2.1802 | 2.1803 | 2.1803 | 2.1804 | 2.1804 | 0 | 0 | 0 | 0 | 0 | 0 | 0 | 0 | 0 | 0 | 0 | 0 | 0 | 0 | 0 | 0 | 0 | 0 | 0 | 0 | 0 | 0 | 0 | 0 | 0 | 0 | 0 | 0 | 0 | 0 | 0 | 0 | 0 | 0 | 0 | 0 | 0 | 0 | 0 | 0 | 0 | 0 | 0 | 0 | 0 | 0 | 0 | 0 | 0 | 0 | 0 | 0 | 0 | 0 | 0 | 0 | 0 | 0 | 0 | 0 | 0 | 0 | 0 | 0 | 0 | 0 | 0 | 0 | 0 | 0 | 0 | 0 | 0 | 0 | 0 | 0 | 0 | 0 | 0 | 0 | 802.1829 | 802.5167 | 802.8438 | 803.1635 | 803.4752 | 803.7781 | 804.0716 | 804.3553 | 804.6287 | 804.8913 | 805.1426 | 805.3823 | 805.6101 | 805.8257 | 806.0287 | 806.219 | 806.3962 | 806.5601 | 806.7106 | 806.8475 | 532.172 | 532.3934 | 532.6105 | 532.8226 | 533.0293 | 533.2303 | 533.425 | 533.6132 | 533.7946 | 533.9688 | 534.1355 | 534.2945 | 534.4457 | 534.5887 | 534.7234 | 534.8496 | 534.9671 | 535.0759 | 535.1757 | 535.2665
WA_Industrial_Petroleum_Existing_Space Heating_Natural Gas_Gas Boiler - Burner Control Optimization_A | WA | Industrial | Petroleum | Existing | Space Heating | Natural Gas | Gas Boiler - Burner Control Optimization | A | IM335 | Average performance | Optimized burner controls | 18 | 42.3642 | 0 | 0 | 2187.11 | 0 | 0 | 0 | 1093.556 |  | employee | 5% | 85% | Retrofit | Retro3Slow | 84.16% | TBD | 0.2% | 832.0806 |  | 535.9726 |  | 3.6848e-05 | IL TRM - 4.4.22 - CI-HVC-O2TC-V01-140601 | GBLR_O2TRM-Heating-MEMD-2018-1 | IL TRM - 4.4.22 - CI-HVC-O2TC-V01-140601 | Average performance | Average performance | Average performance | Average performance | Average performance | Average performance | Average performance | Average performance | Average performance | Average performance | Average performance | Average performance | Average performance | Average performance | Average performance | Average performance | Average performance | Average performance | Average performance | Average performance | Average performance | Average performance | Optimized burner controls | Optimized burner controls | Optimized burner controls | Optimized burner controls | Optimized burner controls | Optimized burner controls | Optimized burner controls | Optimized burner controls | Optimized burner controls | Optimized burner controls | Optimized burner controls | Optimized burner controls | Optimized burner controls | Optimized burner controls | Optimized burner controls | Optimized burner controls | Optimized burner controls | Optimized burner controls | Optimized burner controls | Optimized burner controls | Optimized burner controls | Optimized burner controls | 2187.11 | 2187.11 | 2187.11 | 2187.11 | 2187.11 | 2187.11 | 2187.11 | 2187.11 | 2187.11 | 2187.11 | 2187.11 | 2187.11 | 2187.11 | 2187.11 | 2187.11 | 2187.11 | 2187.11 | 2187.11 | 2187.11 | 2187.11 | 2187.11 | 2187.11 | 0 | 0 | 41.6978 | 41.0145 | 40.1693 | 39.1435 | 37.9439 | 36.6051 | 35.1837 | 33.7442 | 32.3469 | 31.0379 | 29.8483 | 28.7874 | 27.8512 | 27.028 | 26.3027 | 25.658 | 25.0791 | 24.5448 | 24.0671 | 23.6031 | 4.3168e-05 | 6.5594e-05 | 0.00012627 | 0.00021162 | 0.00031359 | 0.00041623 | 0.0005004 | 0.00055026 | 0.00055826 | 0.00052643 | 0.00046436 | 0.00038511 | 0.00030155 | 0.00022368 | 0.00015763 | 0.00010578 | 6.7741e-05 | 4.1462e-05 | 2.432e-05 | 1.5871e-05 | 4.3168e-05 | 0.00010805 | 0.0002321 | 0.00043779 | 0.00073796 | 0.0011282 | 0.0015847 | 0.0020702 | 0.0025427 | 0.0029662 | 0.0033169 | 0.0035841 | 0.0037691 | 0.0038814 | 0.0039349 | 0.0039442 | 0.003923 | 0.0038808 | 0.0038296 | 0.0037717 | 0.0010353 | 0.0015993 | 0.0031434 | 0.0054061 | 0.0082646 | 0.011371 | 0.014223 | 0.016307 | 0.017258 | 0.016961 | 0.015557 | 0.013378 | 0.010827 | 0.0082759 | 0.0059929 | 0.0041227 | 0.0027011 | 0.0016892 | 0.0010105 | 0.0006724 | 0.0010353 | 0.0026345 | 0.005778 | 0.011184 | 0.019449 | 0.03082 | 0.045042 | 0.061349 | 0.078607 | 0.095568 | 0.11113 | 0.1245 | 0.13533 | 0.14361 | 0.1496 | 0.15372 | 0.15642 | 0.15811 | 0.15912 | 0.1598 | 3.6848e-05 | 5.6251e-05 | 0.00010886 | 0.00018355 | 0.0002739 | 0.00036642 | 0.00044432 | 0.00049308 | 0.00050498 | 0.0004807 | 0.00042791 | 0.00035799 | 0.00028263 | 0.00021128 | 0.00014999 | 0.00010136 | 6.5345e-05 | 4.026e-05 | 2.3766e-05 | 1.561e-05 | 3.6848e-05 | 9.2665e-05 | 0.00020009 | 0.00037972 | 0.00064457 | 0.00099315 | 0.0014072 | 0.001855 | 0.0023 | 0.0027085 | 0.0030565 | 0.0033317 | 0.0035326 | 0.0036662 | 0.0037441 | 0.0037793 | 0.0037842 | 0.0037684 | 0.0037425 | 0.0037098 | 0.00087998 | 0.0013594 | 0.0026719 | 0.0045952 | 0.0070249 | 0.0096653 | 0.012089 | 0.013861 | 0.01467 | 0.014417 | 0.013224 | 0.011371 | 0.0092031 | 0.0070345 | 0.005094 | 0.0035043 | 0.0022959 | 0.0014358 | 0.00085893 | 0.00057154 | 0.00087998 | 0.0022394 | 0.0049113 | 0.0095065 | 0.016531 | 0.026197 | 0.038286 | 0.052147 | 0.066816 | 0.081233 | 0.094457 | 0.10583 | 0.11503 | 0.12207 | 0.12716 | 0.13066 | 0.13296 | 0.1344 | 0.13525 | 0.13583 | 0 | 0 | 0 | 0 | 0 | 0 | 0 | 0 | 0 | 0 | 0 | 0 | 0 | 0 | 0 | 0 | 0 | 0 | 0 | 0 | 0 | 0 | 0 | 0 | 0 | 0 | 0 | 0 | 0 | 0 | 0 | 0 | 0 | 0 | 0 | 0 | 0 | 0 | 0 | 0 | 0 | 0 | 0 | 0 | 0 | 0 | 0 | 0 | 0 | 0 | 0 | 0 | 0 | 0 | 0 | 0 | 0 | 0 | 0 | 0 | 0 | 0 | 0 | 0 | 0 | 0 | 0 | 0 | 0 | 0 | 0 | 0 | 0 | 0 | 0 | 0 | 0 | 0 | 0 | 0 | 3.6968e-05 | 5.6754e-05 | 0.00011081 | 0.00018923 | 0.00028707 | 0.00039169 | 0.00048552 | 0.00055127 | 0.00057734 | 0.00056106 | 0.00050861 | 0.00043211 | 0.0003455 | 0.00026097 | 0.00018684 | 0.00012716 | 8.2495e-05 | 5.1125e-05 | 3.0325e-05 | 2.0017e-05 | 3.6968e-05 | 9.3493e-05 | 0.00020369 | 0.00039147 | 0.00067554 | 0.0010616 | 0.0015376 | 0.002074 | 0.0026296 | 0.0031614 | 0.003633 | 0.0040215 | 0.0043185 | 0.0045284 | 0.004664 | 0.0047416 | 0.0047774 | 0.0047853 | 0.0047753 | 0.004757 | 0.00087998 | 0.0013594 | 0.0026719 | 0.0045952 | 0.0070249 | 0.0096653 | 0.012089 | 0.013861 | 0.01467 | 0.014417 | 0.013224 | 0.011371 | 0.0092031 | 0.0070345 | 0.005094 | 0.0035043 | 0.0022959 | 0.0014358 | 0.00085893 | 0.00057154 | 0.00087998 | 0.0022394 | 0.0049113 | 0.0095065 | 0.016531 | 0.026197 | 0.038286 | 0.052147 | 0.066816 | 0.081233 | 0.094457 | 0.10583 | 0.11503 | 0.12207 | 0.12716 | 0.13066 | 0.13296 | 0.1344 | 0.13525 | 0.13583 | 0 | 0 | 0 | 0 | 0 | 0 | 0 | 0 | 0 | 0 | 0 | 0 | 0 | 0 | 0 | 0 | 0 | 0 | 0 | 0 | 0 | 0 | 0 | 0 | 0 | 0 | 0 | 0 | 0 | 0 | 0 | 0 | 0 | 0 | 0 | 0 | 0 | 0 | 0 | 0 | 0 | 0 | 0 | 0 | 0 | 0 | 0 | 0 | 0 | 0 | 0 | 0 | 0 | 0 | 0 | 0 | 0 | 0 | 0 | 0 | 0 | 0 | 0 | 0 | 0 | 0 | 0 | 0 | 0 | 0 | 0 | 0 | 0 | 0 | 0 | 0 | 0 | 0 | 0 | 0 | 834.7984 | 835.1457 | 835.4861 | 835.8188 | 836.1431 | 836.4584 | 836.7639 | 837.0591 | 837.3436 | 837.6168 | 837.8784 | 838.1279 | 838.3649 | 838.5893 | 838.8005 | 838.9985 | 839.1829 | 839.3535 | 839.5101 | 839.6526 | 537.7232 | 537.9469 | 538.1662 | 538.3805 | 538.5894 | 538.7925 | 538.9893 | 539.1794 | 539.3627 | 539.5387 | 539.7071 | 539.8679 | 540.0206 | 540.1651 | 540.3012 | 540.4287 | 540.5475 | 540.6573 | 540.7582 | 540.85
WA_Industrial_Petroleum_Existing_Process_Natural Gas_Gas Boiler - Burner Control Optimization_A | WA | Industrial | Petroleum | Existing | Process | Natural Gas | Gas Boiler - Burner Control Optimization | A | IM336 | Average performance | Optimized burner controls | 18 | 212.2656 | 0 | 0 | 2187.11 | 0 | 0 | 0 | 1093.556 |  | sqft | 5% | 85% | Retrofit | Retro3Slow | 84.16% | TBD | 0.2% | 832.0806 |  | 535.9726 |  | 0.01479 | IL TRM - 4.4.22 - CI-HVC-O2TC-V01-140601 | GBLR_O2TRM-Heating-MEMD-2018-1 | IL TRM - 4.4.22 - CI-HVC-O2TC-V01-140601 | Average performance | Average performance | Average performance | Average performance | Average performance | Average performance | Average performance | Average performance | Average performance | Average performance | Average performance | Average performance | Average performance | Average performance | Average performance | Average performance | Average performance | Average performance | Average performance | Average performance | Average performance | Average performance | Optimized burner controls | Optimized burner controls | Optimized burner controls | Optimized burner controls | Optimized burner controls | Optimized burner controls | Optimized burner controls | Optimized burner controls | Optimized burner controls | Optimized burner controls | Optimized burner controls | Optimized burner controls | Optimized burner controls | Optimized burner controls | Optimized burner controls | Optimized burner controls | Optimized burner controls | Optimized burner controls | Optimized burner controls | Optimized burner controls | Optimized burner controls | Optimized burner controls | 2187.11 | 2187.11 | 2187.11 | 2187.11 | 2187.11 | 2187.11 | 2187.11 | 2187.11 | 2187.11 | 2187.11 | 2187.11 | 2187.11 | 2187.11 | 2187.11 | 2187.11 | 2187.11 | 2187.11 | 2187.11 | 2187.11 | 2187.11 | 2187.11 | 2187.11 | 0 | 0 | 211.5358 | 210.7986 | 210.0497 | 209.2862 | 208.5058 | 207.7355 | 207.0026 | 206.3017 | 205.6305 | 204.9881 | 204.3731 | 203.7838 | 203.2136 | 202.6561 | 202.1044 | 201.5538 | 201.0239 | 200.4862 | 199.9405 | 199.3863 | 0.017391 | 0.026772 | 0.052434 | 0.08985 | 0.13685 | 0.18758 | 0.2338 | 0.26716 | 0.28183 | 0.2761 | 0.25249 | 0.2165 | 0.17473 | 0.13319 | 0.096184 | 0.065988 | 0.04312 | 0.026895 | 0.016045 | 0.010647 | 0.017391 | 0.044103 | 0.09638 | 0.18588 | 0.32203 | 0.50843 | 0.74043 | 1.0051 | 1.2836 | 1.5557 | 1.8036 | 2.0148 | 2.1839 | 2.3111 | 2.401 | 2.4605 | 2.4971 | 2.5173 | 2.5265 | 2.5302 | 0.082213 | 0.127 | 0.24963 | 0.42932 | 0.65631 | 0.903 | 1.1295 | 1.295 | 1.3705 | 1.3469 | 1.2354 | 1.0624 | 0.85981 | 0.65721 | 0.47591 | 0.3274 | 0.2145 | 0.13415 | 0.080247 | 0.053397 | 0.082213 | 0.20922 | 0.45885 | 0.88816 | 1.5445 | 2.4475 | 3.5769 | 4.8719 | 6.2424 | 7.5894 | 8.8248 | 9.8872 | 10.747 | 11.4042 | 11.8801 | 12.2075 | 12.422 | 12.5562 | 12.6364 | 12.6898 | 0.01479 | 0.02278 | 0.044639 | 0.076535 | 0.11663 | 0.15996 | 0.19948 | 0.22806 | 0.2407 | 0.23592 | 0.21585 | 0.18515 | 0.14949 | 0.114 | 0.082363 | 0.056529 | 0.036954 | 0.023058 | 0.013761 | 0.0091355 | 0.01479 | 0.037526 | 0.082052 | 0.15833 | 0.27446 | 0.43357 | 0.63175 | 0.85799 | 1.0963 | 1.3293 | 1.5418 | 1.7232 | 1.8686 | 1.9782 | 2.056 | 2.1078 | 2.14 | 2.1582 | 2.167 | 2.1711 | 0.069881 | 0.10795 | 0.21218 | 0.36492 | 0.55787 | 0.76755 | 0.96003 | 1.1007 | 1.165 | 1.1449 | 1.0501 | 0.90302 | 0.73084 | 0.55863 | 0.40453 | 0.27829 | 0.18233 | 0.11402 | 0.06821 | 0.045388 | 0.069881 | 0.17783 | 0.39002 | 0.75494 | 1.3128 | 2.0804 | 3.0404 | 4.1411 | 5.3061 | 6.451 | 7.5011 | 8.4041 | 9.1349 | 9.6936 | 10.0981 | 10.3764 | 10.5587 | 10.6727 | 10.741 | 10.7863 | 0 | 0 | 0 | 0 | 0 | 0 | 0 | 0 | 0 | 0 | 0 | 0 | 0 | 0 | 0 | 0 | 0 | 0 | 0 | 0 | 0 | 0 | 0 | 0 | 0 | 0 | 0 | 0 | 0 | 0 | 0 | 0 | 0 | 0 | 0 | 0 | 0 | 0 | 0 | 0 | 0 | 0 | 0 | 0 | 0 | 0 | 0 | 0 | 0 | 0 | 0 | 0 | 0 | 0 | 0 | 0 | 0 | 0 | 0 | 0 | 0 | 0 | 0 | 0 | 0 | 0 | 0 | 0 | 0 | 0 | 0 | 0 | 0 | 0 | 0 | 0 | 0 | 0 | 0 | 0 | 0.01479 | 0.02278 | 0.044639 | 0.076535 | 0.11663 | 0.15996 | 0.19948 | 0.22806 | 0.2407 | 0.23592 | 0.21585 | 0.18515 | 0.14949 | 0.114 | 0.082363 | 0.056529 | 0.036954 | 0.023058 | 0.013761 | 0.0091355 | 0.01479 | 0.037526 | 0.082052 | 0.15833 | 0.27446 | 0.43357 | 0.63175 | 0.85799 | 1.0963 | 1.3293 | 1.5418 | 1.7232 | 1.8686 | 1.9782 | 2.056 | 2.1078 | 2.14 | 2.1582 | 2.167 | 2.1711 | 0.069881 | 0.10795 | 0.21218 | 0.36492 | 0.55787 | 0.76755 | 0.96003 | 1.1007 | 1.165 | 1.1449 | 1.0501 | 0.90302 | 0.73084 | 0.55863 | 0.40453 | 0.27829 | 0.18233 | 0.11402 | 0.06821 | 0.045388 | 0.069881 | 0.17783 | 0.39002 | 0.75494 | 1.3128 | 2.0804 | 3.0404 | 4.1411 | 5.3061 | 6.451 | 7.5011 | 8.4041 | 9.1349 | 9.6936 | 10.0981 | 10.3764 | 10.5587 | 10.6727 | 10.741 | 10.7863 | 0 | 0 | 0 | 0 | 0 | 0 | 0 | 0 | 0 | 0 | 0 | 0 | 0 | 0 | 0 | 0 | 0 | 0 | 0 | 0 | 0 | 0 | 0 | 0 | 0 | 0 | 0 | 0 | 0 | 0 | 0 | 0 | 0 | 0 | 0 | 0 | 0 | 0 | 0 | 0 | 0 | 0 | 0 | 0 | 0 | 0 | 0 | 0 | 0 | 0 | 0 | 0 | 0 | 0 | 0 | 0 | 0 | 0 | 0 | 0 | 0 | 0 | 0 | 0 | 0 | 0 | 0 | 0 | 0 | 0 | 0 | 0 | 0 | 0 | 0 | 0 | 0 | 0 | 0 | 0 | 834.7984 | 835.1457 | 835.4861 | 835.8188 | 836.1431 | 836.4584 | 836.7639 | 837.0591 | 837.3436 | 837.6168 | 837.8784 | 838.1279 | 838.3649 | 838.5893 | 838.8005 | 838.9985 | 839.1829 | 839.3535 | 839.5101 | 839.6526 | 537.7232 | 537.9469 | 538.1662 | 538.3805 | 538.5894 | 538.7925 | 538.9893 | 539.1794 | 539.3627 | 539.5387 | 539.7071 | 539.8679 | 540.0206 | 540.1651 | 540.3012 | 540.4287 | 540.5475 | 540.6573 | 540.7582 | 540.85
WA_Industrial_Petroleum_Existing_Space Heating_Natural Gas_HVAC - Demand Controlled Ventilation_A | WA | Industrial | Petroleum | Existing | Space Heating | Natural Gas | HVAC - Demand Controlled Ventilation | A | IM337 | Constant ventilation | DCV enabled | 15 | 0.077467 | 0 | 0 | 0.27 | 0.02 | 0 | 0 | 0.13735 |  | sqft | 55% | 75% | Retrofit | RetroEven20 | 80.75% | TBD | 0.2% | 151.1512 |  | 94.0644 |  | 0.004762 | VENT_DCV-Heating-7PLN-v5-8 | VENT_DCV-Heating-7PLN-v5-8 | VENT_DCV-Heating-7PLN-v5-8 | Constant ventilation | Constant ventilation | Constant ventilation | Constant ventilation | Constant ventilation | Constant ventilation | Constant ventilation | Constant ventilation | Constant ventilation | Constant ventilation | Constant ventilation | Constant ventilation | Constant ventilation | Constant ventilation | Constant ventilation | Constant ventilation | Constant ventilation | Constant ventilation | Constant ventilation | Constant ventilation | Constant ventilation | Constant ventilation | DCV enabled | DCV enabled | DCV enabled | DCV enabled | DCV enabled | DCV enabled | DCV enabled | DCV enabled | DCV enabled | DCV enabled | DCV enabled | DCV enabled | DCV enabled | DCV enabled | DCV enabled | DCV enabled | DCV enabled | DCV enabled | DCV enabled | DCV enabled | DCV enabled | DCV enabled | 0.27 | 0.27 | 0.27 | 0.27 | 0.27 | 0.27 | 0.27 | 0.27 | 0.27 | 0.27 | 0.27 | 0.27 | 0.27 | 0.27 | 0.27 | 0.27 | 0.27 | 0.27 | 0.27 | 0.27 | 0.27 | 0.27 | 0 | 0 | 0.076335 | 0.075607 | 0.074872 | 0.074132 | 0.073391 | 0.072652 | 0.071917 | 0.07119 | 0.070474 | 0.069769 | 0.069085 | 0.068419 | 0.067771 | 0.067137 | 0.066518 | 0.065912 | 0.065318 | 0.06473 | 0.064147 | 0.063568 | 0.0055845 | 0.0054359 | 0.0052902 | 0.0051476 | 0.0050083 | 0.0048724 | 0.00474 | 0.0046111 | 0.004486 | 0.0043646 | 0.0042473 | 0.0041338 | 0.004024 | 0.0039177 | 0.0038147 | 0.0037147 | 0.0036178 | 0.0035234 | 0.0034315 | 0.0033418 | 0.0055845 | 0.010967 | 0.016151 | 0.021139 | 0.025936 | 0.030547 | 0.034978 | 0.039236 | 0.043326 | 0.047258 | 0.051042 | 0.054684 | 0.058189 | 0.061563 | 0.06481 | 0.067935 | 0.07094 | 0.073825 | 0.076591 | 0.079242 | 73.1575 | 71.8962 | 70.6566 | 69.4384 | 68.2412 | 67.0646 | 65.9083 | 64.772 | 63.6552 | 62.5577 | 61.4791 | 60.4191 | 59.3774 | 58.3537 | 57.3476 | 56.3588 | 55.3871 | 54.4322 | 53.4937 | 52.5714 | 73.1575 | 145.0537 | 215.7103 | 285.1487 | 353.3899 | 420.4545 | 486.3628 | 551.1348 | 614.79 | 677.3477 | 738.8268 | 799.2459 | 858.6234 | 916.977 | 974.3246 | 1030.6834 | 1086.0706 | 1140.5027 | 1193.9964 | 1246.5678 | 0.004762 | 0.0046499 | 0.0045395 | 0.0044312 | 0.0043252 | 0.0042218 | 0.0041211 | 0.0040233 | 0.0039284 | 0.0038365 | 0.0037475 | 0.0036614 | 0.0035779 | 0.003497 | 0.0034185 | 0.0033423 | 0.0032683 | 0.0031964 | 0.0031263 | 0.0030582 | 0.004762 | 0.0093813 | 0.013859 | 0.018197 | 0.022398 | 0.026468 | 0.030411 | 0.034233 | 0.037941 | 0.04154 | 0.045036 | 0.048434 | 0.051739 | 0.054953 | 0.05808 | 0.061124 | 0.064088 | 0.066972 | 0.069781 | 0.072515 | 62.1839 | 61.1118 | 60.0581 | 59.0226 | 58.005 | 57.0049 | 56.0221 | 55.0562 | 54.1069 | 53.174 | 52.2573 | 51.3563 | 50.4708 | 49.6006 | 48.7454 | 47.905 | 47.0791 | 46.2673 | 45.4696 | 44.6857 | 62.1839 | 123.2957 | 183.3538 | 242.3764 | 300.3814 | 357.3863 | 413.4084 | 468.4645 | 522.5715 | 575.7455 | 628.0028 | 679.359 | 729.8298 | 779.4305 | 828.1759 | 876.0809 | 923.16 | 969.4273 | 1014.897 | 1059.5826 | 0.004762 | 0.0046499 | 0.0045395 | 0.0044312 | 0.0043252 | 0.0042218 | 0.0041211 | 0.0040233 | 0.0039284 | 0.0038365 | 0.0037475 | 0.0036614 | 0.0035779 | 0.003497 | 0.0034185 | 0.0033423 | 0.0032683 | 0.0031964 | 0.0031263 | 0.0030582 | 0.004762 | 0.0093813 | 0.013859 | 0.018197 | 0.022398 | 0.026468 | 0.030411 | 0.034233 | 0.037941 | 0.04154 | 0.045036 | 0.048434 | 0.051739 | 0.054953 | 0.05808 | 0.061124 | 0.064088 | 0.066972 | 0.069781 | 0.072515 | 62.1839 | 61.1118 | 60.0581 | 59.0226 | 58.005 | 57.0049 | 56.0221 | 55.0562 | 54.1069 | 53.174 | 52.2573 | 51.3563 | 50.4708 | 49.6006 | 48.7454 | 47.905 | 47.0791 | 46.2673 | 45.4696 | 44.6857 | 62.1839 | 123.2957 | 183.3538 | 242.3764 | 300.3814 | 357.3863 | 413.4084 | 468.4645 | 522.5715 | 575.7455 | 628.0028 | 679.359 | 729.8298 | 779.4305 | 828.1759 | 876.0809 | 923.16 | 969.4273 | 1014.897 | 1059.5826 | 0.004762 | 0.0046499 | 0.0045395 | 0.0044312 | 0.0043252 | 0.0042218 | 0.0041211 | 0.0040233 | 0.0039284 | 0.0038365 | 0.0037475 | 0.0036614 | 0.0035779 | 0.003497 | 0.0034185 | 0.0033423 | 0.0032683 | 0.0031964 | 0.0031263 | 0.0030582 | 0.004762 | 0.0093813 | 0.013859 | 0.018197 | 0.022398 | 0.026468 | 0.030411 | 0.034233 | 0.037941 | 0.04154 | 0.045036 | 0.048434 | 0.051739 | 0.054953 | 0.05808 | 0.061124 | 0.064088 | 0.066972 | 0.069781 | 0.072515 | 62.1839 | 61.1118 | 60.0581 | 59.0226 | 58.005 | 57.0049 | 56.0221 | 55.0562 | 54.1069 | 53.174 | 52.2573 | 51.3563 | 50.4708 | 49.6006 | 48.7454 | 47.905 | 47.0791 | 46.2673 | 45.4696 | 44.6857 | 62.1839 | 123.2957 | 183.3538 | 242.3764 | 300.3814 | 357.3863 | 413.4084 | 468.4645 | 522.5715 | 575.7455 | 628.0028 | 679.359 | 729.8298 | 779.4305 | 828.1759 | 876.0809 | 923.16 | 969.4273 | 1014.897 | 1059.5826 | 0.004762 | 0.0046499 | 0.0045395 | 0.0044312 | 0.0043252 | 0.0042218 | 0.0041211 | 0.0040233 | 0.0039284 | 0.0038365 | 0.0037475 | 0.0036614 | 0.0035779 | 0.003497 | 0.0034185 | 0.0033423 | 0.0032683 | 0.0031964 | 0.0031263 | 0.0030582 | 0.004762 | 0.0093813 | 0.013859 | 0.018197 | 0.022398 | 0.026468 | 0.030411 | 0.034233 | 0.037941 | 0.04154 | 0.045036 | 0.048434 | 0.051739 | 0.054953 | 0.05808 | 0.061124 | 0.064088 | 0.066972 | 0.069781 | 0.072515 | 62.1839 | 61.1118 | 60.0581 | 59.0226 | 58.005 | 57.0049 | 56.0221 | 55.0562 | 54.1069 | 53.174 | 52.2573 | 51.3563 | 50.4708 | 49.6006 | 48.7454 | 47.905 | 47.0791 | 46.2673 | 45.4696 | 44.6857 | 62.1839 | 123.2957 | 183.3538 | 242.3764 | 300.3814 | 357.3863 | 413.4084 | 468.4645 | 522.5715 | 575.7455 | 628.0028 | 679.359 | 729.8298 | 779.4305 | 828.1759 | 876.0809 | 923.16 | 969.4273 | 1014.897 | 1059.5826 | 621.0761 | 624.5304 | 628.017 | 631.5078 | 634.9751 | 638.3916 | 641.7306 | 644.9655 | 648.0705 | 651.0203 | 653.8213 | 656.4796 | 659.0013 | 661.3925 | 663.6589 | 665.8062 | 667.8399 | 669.7654 | 671.5878 | 673.3121 | 252.6829 | 254.0882 | 255.5068 | 256.927 | 258.3376 | 259.7276 | 261.0861 | 262.4022 | 263.6655 | 264.8656 | 266.0051 | 267.0867 | 268.1126 | 269.0854 | 270.0075 | 270.8812 | 271.7086 | 272.492 | 273.2334 | 273.9349
WA_Industrial_Petroleum_Existing_Space Heating_Natural Gas_Gas Boiler - Stack Economizer_A | WA | Industrial | Petroleum | Existing | Space Heating | Natural Gas | Gas Boiler - Stack Economizer | A | IM338 | None | Economizer installed | 15 | 106.6408 | 0 | 0 | 4817.82 | 0 | 0 | 0 | 2408.9104 |  | employee | 15% | 55% | Retrofit | Retro12Med | 75.44% | TBD | 0.2% | 644.476 |  | 427.5485 |  | 0.00092015 | IL TRM - 4.4.28 - CI-HVC-BECO-V02-210101 | XCEL CO 2019-2020 DSM Plan | IL TRM - 4.4.28 - CI-HVC-BECO-V02-210101 | None | None | None | None | None | None | None | None | None | None | None | None | None | None | None | None | None | None | None | None | None | None | Economizer installed | Economizer installed | Economizer installed | Economizer installed | Economizer installed | Economizer installed | Economizer installed | Economizer installed | Economizer installed | Economizer installed | Economizer installed | Economizer installed | Economizer installed | Economizer installed | Economizer installed | Economizer installed | Economizer installed | Economizer installed | Economizer installed | Economizer installed | Economizer installed | Economizer installed | 4817.82 | 4817.82 | 4817.82 | 4817.82 | 4817.82 | 4817.82 | 4817.82 | 4817.82 | 4817.82 | 4817.82 | 4817.82 | 4817.82 | 4817.82 | 4817.82 | 4817.82 | 4817.82 | 4817.82 | 4817.82 | 4817.82 | 4817.82 | 4817.82 | 4817.82 | 0 | 0 | 105.395 | 104.3949 | 103.3558 | 102.2678 | 101.1198 | 99.8992 | 98.5986 | 97.2148 | 95.7508 | 94.2171 | 92.6432 | 91.0545 | 89.4803 | 87.9519 | 86.4969 | 85.1284 | 83.8539 | 82.6652 | 81.5451 | 80.4665 | 0.0010786 | 0.00105 | 0.0010216 | 0.00099342 | 0.00096533 | 0.00084351 | 0.00065454 | 0.00050738 | 0.0003929 | 0.00030395 | 0.00023498 | 0.00018157 | 0.00014029 | 0.00010841 | 8.3823e-05 | 6.4859e-05 | 4.2825e-07 | 1.4818e-07 | 4.8972e-08 | 1.5486e-08 | 0.0010786 | 0.0021184 | 0.0031189 | 0.0040795 | 0.004999 | 0.0057822 | 0.0063614 | 0.0067795 | 0.0070703 | 0.007261 | 0.0073747 | 0.0074298 | 0.0074417 | 0.007423 | 0.007384 | 0.007332 | 0.0072227 | 0.0071204 | 0.007024 | 0.0069311 | 0.010234 | 0.010058 | 0.0098843 | 0.0097139 | 0.0095464 | 0.0084436 | 0.0066384 | 0.0052192 | 0.0041034 | 0.0032261 | 0.0025364 | 0.0019941 | 0.0015678 | 0.0012326 | 0.00096908 | 0.0007619 | 5.1071e-06 | 1.7925e-06 | 6.0055e-07 | 1.9246e-07 | 0.010234 | 0.020292 | 0.030176 | 0.03989 | 0.049436 | 0.05788 | 0.064519 | 0.069738 | 0.073841 | 0.077067 | 0.079604 | 0.081598 | 0.083165 | 0.084398 | 0.085367 | 0.086129 | 0.086134 | 0.086136 | 0.086136 | 0.086137 | 0.00092015 | 0.00089892 | 0.00087782 | 0.0008568 | 0.00083582 | 0.00073333 | 0.0005715 | 0.00044504 | 0.00034629 | 0.00026926 | 0.00020924 | 0.00016255 | 0.00012627 | 9.8109e-05 | 7.6268e-05 | 5.9329e-05 | 3.938e-07 | 1.3697e-07 | 4.5507e-08 | 1.4467e-08 | 0.00092015 | 0.0018136 | 0.0026799 | 0.0035185 | 0.0043283 | 0.0050269 | 0.0055544 | 0.0059465 | 0.0062315 | 0.0064322 | 0.0065671 | 0.0066515 | 0.0066982 | 0.0067177 | 0.0067185 | 0.0067069 | 0.0066416 | 0.006582 | 0.006527 | 0.006475 | 0.008699 | 0.0085491 | 0.0084017 | 0.0082568 | 0.0081144 | 0.0071771 | 0.0056427 | 0.0044363 | 0.0034879 | 0.0027422 | 0.0021559 | 0.001695 | 0.0013326 | 0.0010477 | 0.00082372 | 0.00064761 | 4.3411e-06 | 1.5237e-06 | 5.1047e-07 | 1.6359e-07 | 0.008699 | 0.017248 | 0.02565 | 0.033907 | 0.042021 | 0.049198 | 0.054841 | 0.059277 | 0.062765 | 0.065507 | 0.067663 | 0.069358 | 0.070691 | 0.071738 | 0.072562 | 0.07321 | 0.073214 | 0.073216 | 0.073216 | 0.073216 | 0 | 0 | 0 | 0 | 0 | 0 | 0 | 0 | 0 | 0 | 0 | 0 | 0 | 0 | 0 | 0 | 0 | 0 | 0 | 0 | 0 | 0 | 0 | 0 | 0 | 0 | 0 | 0 | 0 | 0 | 0 | 0 | 0 | 0 | 0 | 0 | 0 | 0 | 0 | 0 | 0 | 0 | 0 | 0 | 0 | 0 | 0 | 0 | 0 | 0 | 0 | 0 | 0 | 0 | 0 | 0 | 0 | 0 | 0 | 0 | 0 | 0 | 0 | 0 | 0 | 0 | 0 | 0 | 0 | 0 | 0 | 0 | 0 | 0 | 0 | 0 | 0 | 0 | 0 | 0 | 0.00092015 | 0.00089892 | 0.00087782 | 0.0008568 | 0.00083582 | 0.00073333 | 0.0005715 | 0.00044504 | 0.00034629 | 0.00026926 | 0.00020924 | 0.00016255 | 0.00012627 | 9.8109e-05 | 7.6268e-05 | 5.9329e-05 | 3.938e-07 | 1.3697e-07 | 4.5507e-08 | 1.4467e-08 | 0.00092015 | 0.0018136 | 0.0026799 | 0.0035185 | 0.0043283 | 0.0050269 | 0.0055544 | 0.0059465 | 0.0062315 | 0.0064322 | 0.0065671 | 0.0066515 | 0.0066982 | 0.0067177 | 0.0067185 | 0.0067069 | 0.0066416 | 0.006582 | 0.006527 | 0.006475 | 0.008699 | 0.0085491 | 0.0084017 | 0.0082568 | 0.0081144 | 0.0071771 | 0.0056427 | 0.0044363 | 0.0034879 | 0.0027422 | 0.0021559 | 0.001695 | 0.0013326 | 0.0010477 | 0.00082372 | 0.00064761 | 4.3411e-06 | 1.5237e-06 | 5.1047e-07 | 1.6359e-07 | 0.008699 | 0.017248 | 0.02565 | 0.033907 | 0.042021 | 0.049198 | 0.054841 | 0.059277 | 0.062765 | 0.065507 | 0.067663 | 0.069358 | 0.070691 | 0.071738 | 0.072562 | 0.07321 | 0.073214 | 0.073216 | 0.073216 | 0.073216 | 0.00092015 | 0.00089892 | 0.00087782 | 0.0008568 | 0.00083582 | 0.00073333 | 0.0005715 | 0.00044504 | 0.00034629 | 0.00026926 | 0.00020924 | 0.00016255 | 0.00012627 | 9.8109e-05 | 7.6268e-05 | 5.9329e-05 | 3.938e-07 | 1.3697e-07 | 4.5507e-08 | 1.4467e-08 | 0.00092015 | 0.0018136 | 0.0026799 | 0.0035185 | 0.0043283 | 0.0050269 | 0.0055544 | 0.0059465 | 0.0062315 | 0.0064322 | 0.0065671 | 0.0066515 | 0.0066982 | 0.0067177 | 0.0067185 | 0.0067069 | 0.0066416 | 0.006582 | 0.006527 | 0.006475 | 0.008699 | 0.0085491 | 0.0084017 | 0.0082568 | 0.0081144 | 0.0071771 | 0.0056427 | 0.0044363 | 0.0034879 | 0.0027422 | 0.0021559 | 0.001695 | 0.0013326 | 0.0010477 | 0.00082372 | 0.00064761 | 4.3411e-06 | 1.5237e-06 | 5.1047e-07 | 1.6359e-07 | 0.008699 | 0.017248 | 0.02565 | 0.033907 | 0.042021 | 0.049198 | 0.054841 | 0.059277 | 0.062765 | 0.065507 | 0.067663 | 0.069358 | 0.070691 | 0.071738 | 0.072562 | 0.07321 | 0.073214 | 0.073216 | 0.073216 | 0.073216 | 643.9742 | 644.1864 | 644.3943 | 644.5974 | 644.7954 | 644.9878 | 645.1743 | 645.3544 | 645.528 | 645.6947 | 645.8542 | 646.0063 | 646.1509 | 646.2877 | 646.4165 | 646.5372 | 646.6496 | 646.7536 | 646.849 | 646.9358 | 427.2156 | 427.3564 | 427.4943 | 427.6291 | 427.7604 | 427.888 | 428.0117 | 428.1313 | 428.2464 | 428.357 | 428.4628 | 428.5637 | 428.6596 | 428.7504 | 428.8358 | 428.9159 | 428.9905 | 429.0594 | 429.1228 | 429.1803
WA_Industrial_Petroleum_Existing_Process_Natural Gas_Gas Boiler - Stack Economizer_A | WA | Industrial | Petroleum | Existing | Process | Natural Gas | Gas Boiler - Stack Economizer | A | IM339 | None | Economizer installed | 15 | 702.6725 | 0 | 0 | 4817.82 | 0 | 0 | 0 | 2408.9104 |  | sqft | 15% | 55% | Retrofit | Retro12Med | 75.44% | TBD | 0.2% | 644.476 |  | 427.5485 |  | 0.48424 | IL TRM - 4.4.28 - CI-HVC-BECO-V02-210101 | XCEL CO 2019-2020 DSM Plan | IL TRM - 4.4.29 - CI-HVC-PECO-V01-150601 | None | None | None | None | None | None | None | None | None | None | None | None | None | None | None | None | None | None | None | None | None | None | Economizer installed | Economizer installed | Economizer installed | Economizer installed | Economizer installed | Economizer installed | Economizer installed | Economizer installed | Economizer installed | Economizer installed | Economizer installed | Economizer installed | Economizer installed | Economizer installed | Economizer installed | Economizer installed | Economizer installed | Economizer installed | Economizer installed | Economizer installed | Economizer installed | Economizer installed | 4817.82 | 4817.82 | 4817.82 | 4817.82 | 4817.82 | 4817.82 | 4817.82 | 4817.82 | 4817.82 | 4817.82 | 4817.82 | 4817.82 | 4817.82 | 4817.82 | 4817.82 | 4817.82 | 4817.82 | 4817.82 | 4817.82 | 4817.82 | 4817.82 | 4817.82 | 0 | 0 | 700.675 | 698.6582 | 696.6074 | 694.5131 | 692.3673 | 690.2188 | 688.125 | 686.0822 | 684.0943 | 682.1673 | 680.3041 | 678.5043 | 676.7514 | 675.0269 | 673.3113 | 671.591 | 669.9025 | 668.1892 | 666.4496 | 664.6832 | 0.56946 | 0.55803 | 0.5468 | 0.53575 | 0.52489 | 0.46281 | 0.36276 | 0.28436 | 0.22292 | 0.17477 | 0.13703 | 0.10745 | 0.084257 | 0.066075 | 0.051816 | 0.040634 | 0.00027169 | 9.5117e-05 | 3.1784e-05 | 1.0159e-05 | 0.56946 | 1.1258 | 1.6693 | 2.2001 | 2.7182 | 3.1725 | 3.5257 | 3.7996 | 4.0115 | 4.175 | 4.3006 | 4.3966 | 4.4695 | 4.5242 | 4.5645 | 4.5935 | 4.5822 | 4.5706 | 4.5588 | 4.5467 | 0.81272 | 0.79871 | 0.78494 | 0.77141 | 0.75811 | 0.67053 | 0.52718 | 0.41447 | 0.32586 | 0.25619 | 0.20142 | 0.15836 | 0.1245 | 0.097885 | 0.076958 | 0.060505 | 0.00040557 | 0.00014235 | 4.7692e-05 | 1.5284e-05 | 0.81272 | 1.6114 | 2.3964 | 3.1678 | 3.9259 | 4.5964 | 5.1236 | 5.5381 | 5.8639 | 6.1201 | 6.3215 | 6.4799 | 6.6044 | 6.7023 | 6.7793 | 6.8398 | 6.8402 | 6.8403 | 6.8404 | 6.8404 | 0.48424 | 0.47473 | 0.46538 | 0.45619 | 0.44715 | 0.39445 | 0.30932 | 0.24258 | 0.19025 | 0.14922 | 0.11704 | 0.091812 | 0.072025 | 0.056504 | 0.044328 | 0.034776 | 0.00023261 | 8.1465e-05 | 2.7233e-05 | 8.7076e-06 | 0.48424 | 0.95779 | 1.4208 | 1.8733 | 2.3156 | 2.7039 | 3.0063 | 3.2413 | 3.4235 | 3.5646 | 3.6733 | 3.7569 | 3.8207 | 3.8689 | 3.9049 | 3.9312 | 3.9231 | 3.9146 | 3.906 | 3.8972 | 0.69082 | 0.67891 | 0.6672 | 0.6557 | 0.64439 | 0.56995 | 0.4481 | 0.3523 | 0.27698 | 0.21776 | 0.17121 | 0.1346 | 0.10583 | 0.083202 | 0.065414 | 0.051429 | 0.00034474 | 0.000121 | 4.0538e-05 | 1.2991e-05 | 0.69082 | 1.3697 | 2.0369 | 2.6926 | 3.337 | 3.907 | 4.3551 | 4.7074 | 4.9843 | 5.2021 | 5.3733 | 5.5079 | 5.6137 | 5.697 | 5.7624 | 5.8138 | 5.8141 | 5.8143 | 5.8143 | 5.8143 | 0 | 0 | 0 | 0 | 0 | 0 | 0 | 0 | 0 | 0 | 0 | 0 | 0 | 0 | 0 | 0 | 0 | 0 | 0 | 0 | 0 | 0 | 0 | 0 | 0 | 0 | 0 | 0 | 0 | 0 | 0 | 0 | 0 | 0 | 0 | 0 | 0 | 0 | 0 | 0 | 0 | 0 | 0 | 0 | 0 | 0 | 0 | 0 | 0 | 0 | 0 | 0 | 0 | 0 | 0 | 0 | 0 | 0 | 0 | 0 | 0 | 0 | 0 | 0 | 0 | 0 | 0 | 0 | 0 | 0 | 0 | 0 | 0 | 0 | 0 | 0 | 0 | 0 | 0 | 0 | 0.48424 | 0.47473 | 0.46538 | 0.45619 | 0.44715 | 0.39445 | 0.30932 | 0.24258 | 0.19025 | 0.14922 | 0.11704 | 0.091812 | 0.072025 | 0.056504 | 0.044328 | 0.034776 | 0.00023261 | 8.1465e-05 | 2.7233e-05 | 8.7076e-06 | 0.48424 | 0.95779 | 1.4208 | 1.8733 | 2.3156 | 2.7039 | 3.0063 | 3.2413 | 3.4235 | 3.5646 | 3.6733 | 3.7569 | 3.8207 | 3.8689 | 3.9049 | 3.9312 | 3.9231 | 3.9146 | 3.906 | 3.8972 | 0.69082 | 0.67891 | 0.6672 | 0.6557 | 0.64439 | 0.56995 | 0.4481 | 0.3523 | 0.27698 | 0.21776 | 0.17121 | 0.1346 | 0.10583 | 0.083202 | 0.065414 | 0.051429 | 0.00034474 | 0.000121 | 4.0538e-05 | 1.2991e-05 | 0.69082 | 1.3697 | 2.0369 | 2.6926 | 3.337 | 3.907 | 4.3551 | 4.7074 | 4.9843 | 5.2021 | 5.3733 | 5.5079 | 5.6137 | 5.697 | 5.7624 | 5.8138 | 5.8141 | 5.8143 | 5.8143 | 5.8143 | 0.48424 | 0.47473 | 0.46538 | 0.45619 | 0.44715 | 0.39445 | 0.30932 | 0.24258 | 0.19025 | 0.14922 | 0.11704 | 0.091812 | 0.072025 | 0.056504 | 0.044328 | 0.034776 | 0.00023261 | 8.1465e-05 | 2.7233e-05 | 8.7076e-06 | 0.48424 | 0.95779 | 1.4208 | 1.8733 | 2.3156 | 2.7039 | 3.0063 | 3.2413 | 3.4235 | 3.5646 | 3.6733 | 3.7569 | 3.8207 | 3.8689 | 3.9049 | 3.9312 | 3.9231 | 3.9146 | 3.906 | 3.8972 | 0.69082 | 0.67891 | 0.6672 | 0.6557 | 0.64439 | 0.56995 | 0.4481 | 0.3523 | 0.27698 | 0.21776 | 0.17121 | 0.1346 | 0.10583 | 0.083202 | 0.065414 | 0.051429 | 0.00034474 | 0.000121 | 4.0538e-05 | 1.2991e-05 | 0.69082 | 1.3697 | 2.0369 | 2.6926 | 3.337 | 3.907 | 4.3551 | 4.7074 | 4.9843 | 5.2021 | 5.3733 | 5.5079 | 5.6137 | 5.697 | 5.7624 | 5.8138 | 5.8141 | 5.8143 | 5.8143 | 5.8143 | 643.9742 | 644.1864 | 644.3943 | 644.5974 | 644.7954 | 644.9878 | 645.1743 | 645.3544 | 645.528 | 645.6947 | 645.8542 | 646.0063 | 646.1509 | 646.2877 | 646.4165 | 646.5372 | 646.6496 | 646.7536 | 646.849 | 646.9358 | 427.2156 | 427.3564 | 427.4943 | 427.6291 | 427.7604 | 427.888 | 428.0117 | 428.1313 | 428.2464 | 428.357 | 428.4628 | 428.5637 | 428.6596 | 428.7504 | 428.8358 | 428.9159 | 428.9905 | 429.0594 | 429.1228 | 429.1803
WA_Industrial_Petroleum_Existing_Space Heating_Natural Gas_Gas Furnace Tube Inserts_A | WA | Industrial | Petroleum | Existing | Space Heating | Natural Gas | Gas Furnace Tube Inserts | A | IM340 | None | Tube inserts installed | 5 | 0.089062 | 0 | 0 | 0.02 | 0 | 0 | 0 | 0.0086 |  | sqft | 0% | 0% | Retrofit | Retro3Slow | 84.16% | TBD | 0.2% | 281.3603 |  | 217.6381 |  | 0 | WI TRM - Radiant Tube Inserts, 2507 | WI TRM - Radiant Tube Inserts, 2507 | WI TRM - Radiant Tube Inserts, 2507 | None | None | None | None | None | None | None | None | None | None | None | None | None | None | None | None | None | None | None | None | None | None | Tube inserts installed | Tube inserts installed | Tube inserts installed | Tube inserts installed | Tube inserts installed | Tube inserts installed | Tube inserts installed | Tube inserts installed | Tube inserts installed | Tube inserts installed | Tube inserts installed | Tube inserts installed | Tube inserts installed | Tube inserts installed | Tube inserts installed | Tube inserts installed | Tube inserts installed | Tube inserts installed | Tube inserts installed | Tube inserts installed | Tube inserts installed | Tube inserts installed | 0.02 | 0.02 | 0.02 | 0.02 | 0.02 | 0.02 | 0.02 | 0.02 | 0.02 | 0.02 | 0.02 | 0.02 | 0.02 | 0.02 | 0.02 | 0.02 | 0.02 | 0.02 | 0.02 | 0.02 | 0.02 | 0.02 | 0 | 0 | 0.087777 | 0.086956 | 0.086127 | 0.085292 | 0.084456 | 0.083622 | 0.082793 | 0.081973 | 0.081165 | 0.080371 | 0.0796 | 0.07885 | 0.07812 | 0.077408 | 0.076712 | 0.076032 | 0.075365 | 0.074704 | 0.07405 | 0.0734 | 0 | 0 | 0 | 0 | 0 | 0 | 0 | 0 | 0 | 0 | 0 | 0 | 0 | 0 | 0 | 0 | 0 | 0 | 0 | 0 | 0 | 0 | 0 | 0 | 0 | 0 | 0 | 0 | 0 | 0 | 0 | 0 | 0 | 0 | 0 | 0 | 0 | 0 | 0 | 0 | 0 | 0 | 0 | 0 | 0 | 0 | 0 | 0 | 0 | 0 | 0 | 0 | 0 | 0 | 0 | 0 | 0 | 0 | 0 | 0 | 0 | 0 | 0 | 0 | 0 | 0 | 0 | 0 | 0 | 0 | 0 | 0 | 0 | 0 | 0 | 0 | 0 | 0 | 0 | 0 | 0 | 0 | 0 | 0 | 0 | 0 | 0 | 0 | 0 | 0 | 0 | 0 | 0 | 0 | 0 | 0 | 0 | 0 | 0 | 0 | 0 | 0 | 0 | 0 | 0 | 0 | 0 | 0 | 0 | 0 | 0 | 0 | 0 | 0 | 0 | 0 | 0 | 0 | 0 | 0 | 0 | 0 | 0 | 0 | 0 | 0 | 0 | 0 | 0 | 0 | 0 | 0 | 0 | 0 | 0 | 0 | 0 | 0 | 0 | 0 | 0 | 0 | 0 | 0 | 0 | 0 | 0 | 0 | 0 | 0 | 0 | 0 | 0 | 0 | 0 | 0 | 0 | 0 | 0 | 0 | 0 | 0 | 0 | 0 | 0 | 0 | 0 | 0 | 0 | 0 | 0 | 0 | 0 | 0 | 0 | 0 | 0 | 0 | 0 | 0 | 0 | 0 | 0 | 0 | 0 | 0 | 0 | 0 | 0 | 0 | 0 | 0 | 0 | 0 | 0 | 0 | 0 | 0 | 0 | 0 | 0 | 0 | 0 | 0 | 0 | 0 | 0 | 0 | 0 | 0 | 0 | 0 | 0 | 0 | 0 | 0 | 0 | 0 | 0 | 0 | 0 | 0 | 0 | 0 | 0 | 0 | 0 | 0 | 0 | 0 | 0 | 0 | 0 | 0 | 0 | 0 | 0 | 0 | 0 | 0 | 0 | 0 | 0 | 0 | 0 | 0 | 0 | 0 | 0 | 0 | 0 | 0 | 0 | 0 | 0 | 0 | 0 | 0 | 0 | 0 | 0 | 0 | 0 | 0 | 0 | 0 | 0 | 0 | 0 | 0 | 0 | 0 | 0 | 0 | 0 | 0 | 0 | 0 | 0 | 0 | 0 | 0 | 0 | 0 | 0 | 0 | 0 | 0 | 0 | 0 | 0 | 0 | 0 | 0 | 0 | 0 | 0 | 0 | 0 | 0 | 0 | 0 | 0 | 0 | 0 | 0 | 0 | 0 | 0 | 0 | 0 | 0 | 0 | 0 | 0 | 0 | 0 | 0 | 0 | 0 | 0 | 0 | 0 | 0 | 0 | 0 | 0 | 0 | 0 | 0 | 0 | 0 | 0 | 0 | 0 | 0 | 0 | 0 | 0 | 0 | 0 | 0 | 0 | 0 | 0 | 0 | 0 | 0 | 0 | 0 | 0 | 0 | 0 | 0 | 0 | 0 | 0 | 0 | 0 | 0 | 0 | 0 | 0 | 0 | 0 | 0 | 0 | 0 | 0 | 0 | 0 | 0 | 0 | 0 | 0 | 0 | 0 | 0 | 0 | 0 | 0 | 0 | 0 | 0 | 0 | 0 | 0 | 0 | 0 | 0 | 0 | 0 | 0 | 0 | 0 | 0 | 0 | 0 | 0 | 0 | 53.9197 | 54.2196 | 54.5223 | 54.8253 | 55.1263 | 55.4229 | 55.7128 | 55.9937 | 56.2632 | 56.5193 | 56.7625 | 56.9933 | 57.2122 | 57.4198 | 57.6166 | 57.803 | 57.9795 | 58.1467 | 58.3049 | 58.4546 | 41.708 | 41.94 | 42.1741 | 42.4085 | 42.6414 | 42.8708 | 43.095 | 43.3123 | 43.5208 | 43.7189 | 43.907 | 44.0855 | 44.2548 | 44.4154 | 44.5676 | 44.7118 | 44.8484 | 44.9777 | 45.1001 | 45.2159
WA_Industrial_Petroleum_Existing_Space Heating_Natural Gas_Space Heating - Heat Recovery Ventilator_A | WA | Industrial | Petroleum | Existing | Space Heating | Natural Gas | Space Heating - Heat Recovery Ventilator | A | IM341 | None | HRV installed | 15 | 0.013423 | 0 | 0 | 0.28 | 0 | 0 | 0 | 0.139 |  | sqft | 5% | 10% | Retrofit | RetroEven20 | 80.75% | TBD | 0.2% | 146.5835 |  | 97.2442 |  | 0.00097965 | IL TRM - 4.4.27 - CI-HVC-ERVE-V04-200101 | IL TRM - 4.4.27 - CI-HVC-ERVE-V04-200101 | IL TRM - 4.4.27 - CI-HVC-ERVE-V04-200101 | None | None | None | None | None | None | None | None | None | None | None | None | None | None | None | None | None | None | None | None | None | None | HRV installed | HRV installed | HRV installed | HRV installed | HRV installed | HRV installed | HRV installed | HRV installed | HRV installed | HRV installed | HRV installed | HRV installed | HRV installed | HRV installed | HRV installed | HRV installed | HRV installed | HRV installed | HRV installed | HRV installed | HRV installed | HRV installed | 0.28 | 0.28 | 0.28 | 0.28 | 0.28 | 0.28 | 0.28 | 0.28 | 0.28 | 0.28 | 0.28 | 0.28 | 0.28 | 0.28 | 0.28 | 0.28 | 0.28 | 0.28 | 0.28 | 0.28 | 0.28 | 0.28 | 0 | 0 | 0.013142 | 0.012877 | 0.012552 | 0.012162 | 0.011712 | 0.011215 | 0.010696 | 0.010178 | 0.0096833 | 0.0092274 | 0.0088193 | 0.0084606 | 0.0081481 | 0.0078764 | 0.0076392 | 0.0074297 | 0.0072424 | 0.0070701 | 0.0069167 | 0.0067681 | 0.0011475 | 0.001105 | 0.0010586 | 0.001008 | 0.0009539 | 0.00089773 | 0.0008414 | 0.00078686 | 0.0007357 | 0.00068897 | 0.00064715 | 0.00061013 | 0.00057746 | 0.00054858 | 0.00052288 | 0.00049978 | 0.00047878 | 0.00045933 | 0.00044162 | 0.00042468 | 0.0011475 | 0.0022294 | 0.0032317 | 0.0041393 | 0.0049398 | 0.0056282 | 0.006209 | 0.0066952 | 0.0071055 | 0.0074599 | 0.0077772 | 0.008071 | 0.0083503 | 0.0086205 | 0.0088837 | 0.0091399 | 0.0093882 | 0.0096242 | 0.009857 | 0.01007 | 87.3177 | 85.8123 | 84.3327 | 82.8787 | 81.4498 | 80.0455 | 78.6654 | 77.3091 | 75.9762 | 74.6662 | 73.3789 | 72.1137 | 70.8704 | 69.6485 | 68.4476 | 67.2675 | 66.1077 | 64.9679 | 63.8478 | 62.747 | 87.3177 | 173.13 | 257.4627 | 340.3414 | 421.7912 | 501.8367 | 580.502 | 657.8111 | 733.7873 | 808.4535 | 881.8324 | 953.9461 | 1024.8165 | 1094.465 | 1162.9126 | 1230.1801 | 1296.2878 | 1361.2558 | 1425.1036 | 1487.8506 | 0.00097965 | 0.00094794 | 0.00091322 | 0.00087532 | 0.00083468 | 0.00079232 | 0.00074964 | 0.00070808 | 0.00066886 | 0.00063279 | 0.00060024 | 0.00057116 | 0.0005453 | 0.00052226 | 0.00050161 | 0.00048293 | 0.00046585 | 0.00044998 | 0.00043547 | 0.00042156 | 0.00097965 | 0.0019125 | 0.002788 | 0.0035945 | 0.0043224 | 0.0049674 | 0.0055319 | 0.006025 | 0.00646 | 0.0068516 | 0.0072134 | 0.0075556 | 0.0078853 | 0.0082069 | 0.0085223 | 0.0088317 | 0.0091348 | 0.0094283 | 0.0097198 | 0.009996 | 74.2201 | 72.9404 | 71.6828 | 70.4469 | 69.2323 | 68.0386 | 66.8656 | 65.7127 | 64.5797 | 63.4663 | 62.372 | 61.2967 | 60.2398 | 59.2012 | 58.1805 | 57.1774 | 56.1916 | 55.2227 | 54.2706 | 53.3349 | 74.2201 | 147.1605 | 218.8433 | 289.2902 | 358.5225 | 426.5612 | 493.4267 | 559.1394 | 623.7192 | 687.1855 | 749.5575 | 810.8542 | 871.094 | 930.2952 | 988.4757 | 1045.6531 | 1101.8447 | 1157.0674 | 1211.338 | 1264.673 | 0 | 0 | 0 | 0 | 0 | 0 | 0 | 0 | 0 | 0 | 0 | 0 | 0 | 0 | 0 | 0 | 0 | 0 | 0 | 0 | 0 | 0 | 0 | 0 | 0 | 0 | 0 | 0 | 0 | 0 | 0 | 0 | 0 | 0 | 0 | 0 | 0 | 0 | 0 | 0 | 0 | 0 | 0 | 0 | 0 | 0 | 0 | 0 | 0 | 0 | 0 | 0 | 0 | 0 | 0 | 0 | 0 | 0 | 0 | 0 | 0 | 0 | 0 | 0 | 0 | 0 | 0 | 0 | 0 | 0 | 0 | 0 | 0 | 0 | 0 | 0 | 0 | 0 | 0 | 0 | 0 | 0 | 0 | 0 | 0 | 0 | 0 | 0 | 0 | 0 | 0 | 0 | 0 | 0 | 0 | 0 | 0 | 0 | 0 | 0 | 0 | 0 | 0 | 0 | 0 | 0 | 0 | 0 | 0 | 0 | 0 | 0 | 0 | 0 | 0 | 0 | 0 | 0 | 0 | 0 | 0 | 0 | 0 | 0 | 0 | 0 | 0 | 0 | 0 | 0 | 0 | 0 | 0 | 0 | 0 | 0 | 0 | 0 | 0 | 0 | 0 | 0 | 0 | 0 | 0 | 0 | 0 | 0 | 0 | 0 | 0 | 0 | 0 | 0 | 0 | 0 | 0 | 0 | 0 | 0 | 0 | 0 | 0 | 0 | 0 | 0 | 0 | 0 | 0 | 0 | 0 | 0 | 0 | 0 | 0 | 0 | 0 | 0 | 0 | 0 | 0 | 0 | 0 | 0 | 0 | 0 | 0 | 0 | 0 | 0 | 0 | 0 | 0 | 0 | 0 | 0 | 0 | 0 | 0 | 0 | 0 | 0 | 0 | 0 | 0 | 0 | 0 | 0 | 0 | 0 | 0 | 0 | 0 | 0 | 0 | 0 | 0 | 0 | 0 | 0 | 0 | 0 | 0 | 0 | 0 | 0 | 0 | 0 | 0 | 0 | 0 | 0 | 0 | 0 | 0 | 0 | 0 | 0 | 0 | 0 | 2276.8327 | 2288.0456 | 2299.326 | 2310.589 | 2321.7515 | 2332.7322 | 2343.4515 | 2353.8315 | 2363.7962 | 2373.272 | 2382.2757 | 2390.8245 | 2398.9346 | 2406.6221 | 2413.9028 | 2420.7917 | 2427.3037 | 2433.453 | 2439.2534 | 2444.7182 | 1510.4619 | 1517.9005 | 1525.384 | 1532.8559 | 1540.2612 | 1547.5459 | 1554.6571 | 1561.5432 | 1568.1539 | 1574.4401 | 1580.4133 | 1586.0845 | 1591.4648 | 1596.5648 | 1601.3948 | 1605.965 | 1610.2851 | 1614.3645 | 1618.2125 | 1621.8379
WA_Industrial_Petroleum_Existing_Space Heating_Natural Gas_Thermostat - Programmable_A | WA | Industrial | Petroleum | Existing | Space Heating | Natural Gas | Thermostat - Programmable | A | IM342 | Manual control | Programmable thermostat installed | 11 | 0.0064938 | 0 | 0 | 0.17 | 0.01 | 0 | 0 | 0.0859 |  | sqft | 25% | 40% | Retrofit | RetroEven20 | 80.75% | TBD | 0.2% | 175.8086 |  | 119.9902 |  | 0.0014205 | IL TRM - 4.4.48 - CI-HVC-THST-V02-210101 | IL TRM - 4.4.48 - CI-HVC-THST-V02-210101 | BEST | Manual control | Manual control | Manual control | Manual control | Manual control | Manual control | Manual control | Manual control | Manual control | Manual control | Manual control | Manual control | Manual control | Manual control | Manual control | Manual control | Manual control | Manual control | Manual control | Manual control | Manual control | Manual control | Programmable thermostat installed | Programmable thermostat installed | Programmable thermostat installed | Programmable thermostat installed | Programmable thermostat installed | Programmable thermostat installed | Programmable thermostat installed | Programmable thermostat installed | Programmable thermostat installed | Programmable thermostat installed | Programmable thermostat installed | Programmable thermostat installed | Programmable thermostat installed | Programmable thermostat installed | Programmable thermostat installed | Programmable thermostat installed | Programmable thermostat installed | Programmable thermostat installed | Programmable thermostat installed | Programmable thermostat installed | Programmable thermostat installed | Programmable thermostat installed | 0.17 | 0.17 | 0.17 | 0.17 | 0.17 | 0.17 | 0.17 | 0.17 | 0.17 | 0.17 | 0.17 | 0.17 | 0.17 | 0.17 | 0.17 | 0.17 | 0.17 | 0.17 | 0.17 | 0.17 | 0.17 | 0.17 | 0 | 0 | 0.0063509 | 0.0062155 | 0.0060505 | 0.0058533 | 0.0056258 | 0.0053752 | 0.0051124 | 0.0048491 | 0.004596 | 0.0043608 | 0.0041483 | 0.0039596 | 0.0037939 | 0.003649 | 0.0035224 | 0.0034111 | 0.0033125 | 0.0032231 | 0.0031441 | 0.0030685 | 0.0016636 | 0.0016001 | 0.0015308 | 0.0014553 | 0.0013747 | 0.0012908 | 0.0012065 | 0.0011246 | 0.0010476 | 0.00097682 | 0.0009132 | 0.00085663 | 0.00080662 | 0.00076243 | 0.0007233 | 0.00068837 | 0.00065695 | 0.00062819 | 0.00060224 | 0.00057761 | 0.0016636 | 0.0032283 | 0.0046733 | 0.0059763 | 0.0071187 | 0.0080924 | 0.0089032 | 0.0095693 | 0.010117 | 0.010577 | 0.010974 | 0.011332 | 0.011664 | 0.011981 | 0.012289 | 0.012589 | 0.012882 | 0.013162 | 0.013442 | 0.013696 | 261.9532 | 257.4368 | 252.9982 | 248.6362 | 244.3493 | 240.1364 | 235.9961 | 231.9272 | 227.9285 | 223.9987 | 220.1366 | 216.3412 | 212.6111 | 208.9454 | 205.3429 | 201.8025 | 198.3232 | 194.9038 | 191.5434 | 188.2409 | 261.9532 | 519.3899 | 772.3881 | 1021.0243 | 1265.3736 | 1505.51 | 1741.5061 | 1973.4333 | 2201.3618 | 2425.3605 | 2645.4971 | 2861.8383 | 3074.4494 | 3283.3949 | 3488.7378 | 3690.5403 | 3888.8635 | 4083.7673 | 4275.3107 | 4463.5517 | 0.0014205 | 0.0013731 | 0.0013213 | 0.0012648 | 0.0012041 | 0.0011408 | 0.0010769 | 0.0010144 | 0.00095512 | 0.00090033 | 0.00085059 | 0.00080594 | 0.00076611 | 0.00073062 | 0.00069893 | 0.00067045 | 0.00064466 | 0.00062096 | 0.00059948 | 0.00057903 | 0.0014205 | 0.0027703 | 0.0040339 | 0.0051938 | 0.0062356 | 0.0071522 | 0.0079466 | 0.0086312 | 0.0092247 | 0.0097484 | 0.010222 | 0.010661 | 0.011078 | 0.011481 | 0.011875 | 0.012261 | 0.012641 | 0.013011 | 0.013381 | 0.01373 | 222.6602 | 218.8212 | 215.0485 | 211.3407 | 207.6969 | 204.1159 | 200.5967 | 197.1381 | 193.7392 | 190.3989 | 187.1161 | 183.89 | 180.7195 | 177.6036 | 174.5415 | 171.5322 | 168.5747 | 165.6682 | 162.8119 | 160.0048 | 222.6602 | 441.4814 | 656.5299 | 867.8706 | 1075.5676 | 1279.6835 | 1480.2802 | 1677.4183 | 1871.1575 | 2061.5564 | 2248.6725 | 2432.5625 | 2613.282 | 2790.8856 | 2965.4271 | 3136.9593 | 3305.534 | 3471.2022 | 3634.0141 | 3794.0189 | 0 | 0 | 0 | 0 | 0 | 0 | 0 | 0 | 0 | 0 | 0 | 0 | 0 | 0 | 0 | 0 | 0 | 0 | 0 | 0 | 0 | 0 | 0 | 0 | 0 | 0 | 0 | 0 | 0 | 0 | 0 | 0 | 0 | 0 | 0 | 0 | 0 | 0 | 0 | 0 | 0 | 0 | 0 | 0 | 0 | 0 | 0 | 0 | 0 | 0 | 0 | 0 | 0 | 0 | 0 | 0 | 0 | 0 | 0 | 0 | 0 | 0 | 0 | 0 | 0 | 0 | 0 | 0 | 0 | 0 | 0 | 0 | 0 | 0 | 0 | 0 | 0 | 0 | 0 | 0 | 0 | 0 | 0 | 0 | 0 | 0 | 0 | 0 | 0 | 0 | 0 | 0 | 0 | 0 | 0 | 0 | 0 | 0 | 0 | 0 | 0 | 0 | 0 | 0 | 0 | 0 | 0 | 0 | 0 | 0 | 0 | 0 | 0 | 0 | 0 | 0 | 0 | 0 | 0 | 0 | 0 | 0 | 0 | 0 | 0 | 0 | 0 | 0 | 0 | 0 | 0 | 0 | 0 | 0 | 0 | 0 | 0 | 0 | 0 | 0 | 0 | 0 | 0 | 0 | 0 | 0 | 0 | 0 | 0 | 0 | 0 | 0 | 0 | 0 | 0 | 0 | 0 | 0 | 0 | 0 | 0 | 0 | 0 | 0 | 0 | 0 | 0 | 0 | 0 | 0 | 0 | 0 | 0 | 0 | 0 | 0 | 0 | 0 | 0 | 0 | 0 | 0 | 0 | 0 | 0 | 0 | 0 | 0 | 0 | 0 | 0 | 0 | 0 | 0 | 0 | 0 | 0 | 0 | 0 | 0 | 0 | 0 | 0 | 0 | 0 | 0 | 0 | 0 | 0 | 0 | 0 | 0 | 0 | 0 | 0 | 0 | 0 | 0 | 0 | 0 | 0 | 0 | 0 | 0 | 0 | 0 | 0 | 0 | 0 | 0 | 0 | 0 | 0 | 0 | 0 | 0 | 0 | 0 | 0 | 0 | 4400.5222 | 4422.1937 | 4443.9958 | 4465.7643 | 4487.3386 | 4508.5614 | 4529.2789 | 4549.3407 | 4568.6 | 4586.9141 | 4604.316 | 4620.8385 | 4636.5132 | 4651.3712 | 4665.4428 | 4678.7574 | 4691.3433 | 4703.2283 | 4714.439 | 4725.0011 | 2429.4932 | 2441.4579 | 2453.4946 | 2465.5128 | 2477.4238 | 2489.1408 | 2500.5787 | 2511.6547 | 2522.2876 | 2532.3986 | 2542.0061 | 2551.128 | 2559.7819 | 2567.9849 | 2575.7538 | 2583.1046 | 2590.0532 | 2596.6148 | 2602.8041 | 2608.6354
WA_Industrial_Petroleum_Existing_Space Heating_Natural Gas_ENERGY STAR Connected Thermostat_A | WA | Industrial | Petroleum | Existing | Space Heating | Natural Gas | ENERGY STAR Connected Thermostat | A | IM343 | Manual control | Wi-Fi/interactive thermostat installed | 5 | 0.015698 | 0 | 0 | 0.39 | 0.01 | 0 | 0 | 0.1927 |  | sqft | 5% | 20% | Retrofit | RetroEven20 | 80.75% | TBD | 0.2% | 340.6206 |  | 258.9049 |  | 0.0034329 | ComConnectedThermostats_v1_1 | ComConnectedThermostats_v1_1 | ComConnectedThermostats_v1_1 | Manual control | Manual control | Manual control | Manual control | Manual control | Manual control | Manual control | Manual control | Manual control | Manual control | Manual control | Manual control | Manual control | Manual control | Manual control | Manual control | Manual control | Manual control | Manual control | Manual control | Manual control | Manual control | Wi-Fi/interactive thermostat installed | Wi-Fi/interactive thermostat installed | Wi-Fi/interactive thermostat installed | Wi-Fi/interactive thermostat installed | Wi-Fi/interactive thermostat installed | Wi-Fi/interactive thermostat installed | Wi-Fi/interactive thermostat installed | Wi-Fi/interactive thermostat installed | Wi-Fi/interactive thermostat installed | Wi-Fi/interactive thermostat installed | Wi-Fi/interactive thermostat installed | Wi-Fi/interactive thermostat installed | Wi-Fi/interactive thermostat installed | Wi-Fi/interactive thermostat installed | Wi-Fi/interactive thermostat installed | Wi-Fi/interactive thermostat installed | Wi-Fi/interactive thermostat installed | Wi-Fi/interactive thermostat installed | Wi-Fi/interactive thermostat installed | Wi-Fi/interactive thermostat installed | Wi-Fi/interactive thermostat installed | Wi-Fi/interactive thermostat installed | 0.39 | 0.39 | 0.39 | 0.39 | 0.39 | 0.39 | 0.39 | 0.39 | 0.39 | 0.39 | 0.39 | 0.39 | 0.39 | 0.39 | 0.39 | 0.39 | 0.39 | 0.39 | 0.39 | 0.39 | 0.39 | 0.39 | 0 | 0 | 0.015348 | 0.015016 | 0.014612 | 0.014131 | 0.013578 | 0.012968 | 0.01233 | 0.011691 | 0.011077 | 0.010506 | 0.0099906 | 0.0095326 | 0.00913 | 0.0087778 | 0.00847 | 0.0081991 | 0.0079589 | 0.0077407 | 0.0075478 | 0.007363 | 0.0040203 | 0.0038656 | 0.0036969 | 0.0035136 | 0.0033177 | 0.0031142 | 0.0029098 | 0.0027115 | 0.0025247 | 0.0023534 | 0.0021993 | 0.0020623 | 0.0019411 | 0.0018341 | 0.0017393 | 0.0016546 | 0.0015784 | 0.0015087 | 0.0014457 | 0.001386 | 0.0040203 | 0.0077989 | 0.011286 | 0.014428 | 0.017181 | 0.019524 | 0.021473 | 0.023071 | 0.024384 | 0.025481 | 0.02643 | 0.027281 | 0.02807 | 0.028821 | 0.02955 | 0.030259 | 0.030951 | 0.031611 | 0.032269 | 0.032865 | 261.9532 | 257.4368 | 252.9982 | 248.6362 | 244.3493 | 240.1364 | 235.9961 | 231.9272 | 227.9285 | 223.9987 | 220.1366 | 216.3412 | 212.6111 | 208.9454 | 205.3429 | 201.8025 | 198.3232 | 194.9038 | 191.5434 | 188.2409 | 261.9532 | 519.3899 | 772.3881 | 1021.0243 | 1265.3736 | 1505.51 | 1741.5061 | 1973.4333 | 2201.3618 | 2425.3605 | 2645.4971 | 2861.8383 | 3074.4494 | 3283.3949 | 3488.7378 | 3690.5403 | 3888.8635 | 4083.7673 | 4275.3107 | 4463.5517 | 0.0034329 | 0.0033176 | 0.0031915 | 0.0030541 | 0.0029068 | 0.0027532 | 0.0025981 | 0.0024466 | 0.002303 | 0.0021702 | 0.0020497 | 0.0019415 | 0.0018449 | 0.0017588 | 0.001682 | 0.0016129 | 0.0015503 | 0.0014928 | 0.0014406 | 0.001391 | 0.0034329 | 0.0066933 | 0.0097435 | 0.012542 | 0.015053 | 0.017261 | 0.019172 | 0.020818 | 0.022243 | 0.023498 | 0.024632 | 0.025682 | 0.026678 | 0.027639 | 0.028577 | 0.029496 | 0.0304 | 0.031278 | 0.032155 | 0.032983 | 222.6602 | 218.8212 | 215.0485 | 211.3407 | 207.6969 | 204.1159 | 200.5967 | 197.1381 | 193.7392 | 190.3989 | 187.1161 | 183.89 | 180.7195 | 177.6036 | 174.5415 | 171.5322 | 168.5747 | 165.6682 | 162.8119 | 160.0048 | 222.6602 | 441.4814 | 656.5299 | 867.8706 | 1075.5676 | 1279.6835 | 1480.2802 | 1677.4183 | 1871.1575 | 2061.5564 | 2248.6725 | 2432.5625 | 2613.282 | 2790.8856 | 2965.4271 | 3136.9593 | 3305.534 | 3471.2022 | 3634.0141 | 3794.0189 | 0 | 0 | 0 | 0 | 0 | 0 | 0 | 0 | 0 | 0 | 0 | 0 | 0 | 0 | 0 | 0 | 0 | 0 | 0 | 0 | 0 | 0 | 0 | 0 | 0 | 0 | 0 | 0 | 0 | 0 | 0 | 0 | 0 | 0 | 0 | 0 | 0 | 0 | 0 | 0 | 0 | 0 | 0 | 0 | 0 | 0 | 0 | 0 | 0 | 0 | 0 | 0 | 0 | 0 | 0 | 0 | 0 | 0 | 0 | 0 | 0 | 0 | 0 | 0 | 0 | 0 | 0 | 0 | 0 | 0 | 0 | 0 | 0 | 0 | 0 | 0 | 0 | 0 | 0 | 0 | 0 | 0 | 0 | 0 | 0 | 0 | 0 | 0 | 0 | 0 | 0 | 0 | 0 | 0 | 0 | 0 | 0 | 0 | 0 | 0 | 0 | 0 | 0 | 0 | 0 | 0 | 0 | 0 | 0 | 0 | 0 | 0 | 0 | 0 | 0 | 0 | 0 | 0 | 0 | 0 | 0 | 0 | 0 | 0 | 0 | 0 | 0 | 0 | 0 | 0 | 0 | 0 | 0 | 0 | 0 | 0 | 0 | 0 | 0 | 0 | 0 | 0 | 0 | 0 | 0 | 0 | 0 | 0 | 0 | 0 | 0 | 0 | 0 | 0 | 0 | 0 | 0 | 0 | 0 | 0 | 0 | 0 | 0 | 0 | 0 | 0 | 0 | 0 | 0 | 0 | 0 | 0 | 0 | 0 | 0 | 0 | 0 | 0 | 0 | 0 | 0 | 0 | 0 | 0 | 0 | 0 | 0 | 0 | 0 | 0 | 0 | 0 | 0 | 0 | 0 | 0 | 0 | 0 | 0 | 0 | 0 | 0 | 0 | 0 | 0 | 0 | 0 | 0 | 0 | 0 | 0 | 0 | 0 | 0 | 0 | 0 | 0 | 0 | 0 | 0 | 0 | 0 | 0 | 0 | 0 | 0 | 0 | 0 | 0 | 0 | 0 | 0 | 0 | 0 | 0 | 0 | 0 | 0 | 0 | 0 | 6684.8454 | 6717.7666 | 6750.8862 | 6783.9548 | 6816.7283 | 6848.968 | 6880.44 | 6910.9159 | 6940.1728 | 6967.9938 | 6994.4291 | 7019.5284 | 7043.3399 | 7065.9108 | 7087.287 | 7107.5132 | 7126.6325 | 7144.687 | 7161.7172 | 7177.7621 | 4608.8433 | 4631.5408 | 4654.3749 | 4677.174 | 4699.7696 | 4721.9971 | 4743.6953 | 4764.7069 | 4784.8779 | 4804.059 | 4822.2847 | 4839.5894 | 4856.0061 | 4871.5675 | 4886.3053 | 4900.2501 | 4913.4319 | 4925.8795 | 4937.6209 | 4948.683
WA_Industrial_Petroleum_Existing_Space Heating_Natural Gas_Destratification Fans (HVLS)_A | WA | Industrial | Petroleum | Existing | Space Heating | Natural Gas | Destratification Fans (HVLS) | A | IM344 | None/Standard ventilation | Fans installed | 10 | 0.015698 | 0 | 0 | 0.6 | 0.01 | 0 | 0 | 0.2991 |  | sqft | 15% | 30% | Retrofit | RetroEven20 | 80.75% | TBD | 0.2% | 218.9805 |  | 150.6376 |  | 0.003436 | IL TRM - 4.4.34 - CI-HVC-DSFN-V05-210101 | IL TRM - 4.4.34 - CI-HVC-DSFN-V05-210101 | IL TRM - 4.4.34 - CI-HVC-DSFN-V05-210101 | None/Standard ventilation | None/Standard ventilation | None/Standard ventilation | None/Standard ventilation | None/Standard ventilation | None/Standard ventilation | None/Standard ventilation | None/Standard ventilation | None/Standard ventilation | None/Standard ventilation | None/Standard ventilation | None/Standard ventilation | None/Standard ventilation | None/Standard ventilation | None/Standard ventilation | None/Standard ventilation | None/Standard ventilation | None/Standard ventilation | None/Standard ventilation | None/Standard ventilation | None/Standard ventilation | None/Standard ventilation | Fans installed | Fans installed | Fans installed | Fans installed | Fans installed | Fans installed | Fans installed | Fans installed | Fans installed | Fans installed | Fans installed | Fans installed | Fans installed | Fans installed | Fans installed | Fans installed | Fans installed | Fans installed | Fans installed | Fans installed | Fans installed | Fans installed | 0.6 | 0.6 | 0.6 | 0.6 | 0.6 | 0.6 | 0.6 | 0.6 | 0.6 | 0.6 | 0.6 | 0.6 | 0.6 | 0.6 | 0.6 | 0.6 | 0.6 | 0.6 | 0.6 | 0.6 | 0.6 | 0.6 | 0 | 0 | 0.015364 | 0.015049 | 0.014662 | 0.014197 | 0.013658 | 0.013064 | 0.01244 | 0.011815 | 0.011215 | 0.010658 | 0.010156 | 0.0097113 | 0.0093217 | 0.0089819 | 0.0086856 | 0.0084253 | 0.0081947 | 0.0079852 | 0.0078004 | 0.0076231 | 0.0040247 | 0.0038741 | 0.0037094 | 0.0035298 | 0.0033374 | 0.0031372 | 0.0029359 | 0.0027403 | 0.0025562 | 0.0023874 | 0.0022357 | 0.002101 | 0.0019819 | 0.0018767 | 0.0017835 | 0.0017003 | 0.0016252 | 0.0015563 | 0.0014941 | 0.001435 | 0.0040247 | 0.0078161 | 0.011325 | 0.014495 | 0.017283 | 0.019668 | 0.021665 | 0.023317 | 0.024688 | 0.02585 | 0.026868 | 0.027792 | 0.028659 | 0.029491 | 0.030302 | 0.031094 | 0.031868 | 0.03261 | 0.033349 | 0.034026 | 261.9532 | 257.4368 | 252.9982 | 248.6362 | 244.3493 | 240.1364 | 235.9961 | 231.9272 | 227.9285 | 223.9987 | 220.1366 | 216.3412 | 212.6111 | 208.9454 | 205.3429 | 201.8025 | 198.3232 | 194.9038 | 191.5434 | 188.2409 | 261.9532 | 519.3899 | 772.3881 | 1021.0243 | 1265.3736 | 1505.51 | 1741.5061 | 1973.4333 | 2201.3618 | 2425.3605 | 2645.4971 | 2861.8383 | 3074.4494 | 3283.3949 | 3488.7378 | 3690.5403 | 3888.8635 | 4083.7673 | 4275.3107 | 4463.5517 | 0.003436 | 0.0033238 | 0.0032007 | 0.0030661 | 0.0029215 | 0.0027705 | 0.0026178 | 0.0024687 | 0.0023274 | 0.0021968 | 0.0020784 | 0.0019723 | 0.0018778 | 0.0017935 | 0.0017183 | 0.0016506 | 0.0015893 | 0.0015327 | 0.0014815 | 0.0014326 | 0.003436 | 0.0067058 | 0.0097714 | 0.012591 | 0.015129 | 0.017369 | 0.019318 | 0.021006 | 0.022478 | 0.023786 | 0.024978 | 0.026091 | 0.027153 | 0.028184 | 0.029193 | 0.030186 | 0.031163 | 0.032115 | 0.033067 | 0.033969 | 222.6602 | 218.8212 | 215.0485 | 211.3407 | 207.6969 | 204.1159 | 200.5967 | 197.1381 | 193.7392 | 190.3989 | 187.1161 | 183.89 | 180.7195 | 177.6036 | 174.5415 | 171.5322 | 168.5747 | 165.6682 | 162.8119 | 160.0048 | 222.6602 | 441.4814 | 656.5299 | 867.8706 | 1075.5676 | 1279.6835 | 1480.2802 | 1677.4183 | 1871.1575 | 2061.5564 | 2248.6725 | 2432.5625 | 2613.282 | 2790.8856 | 2965.4271 | 3136.9593 | 3305.534 | 3471.2022 | 3634.0141 | 3794.0189 | 0 | 0 | 0 | 0 | 0 | 0 | 0 | 0 | 0 | 0 | 0 | 0 | 0 | 0 | 0 | 0 | 0 | 0 | 0 | 0 | 0 | 0 | 0 | 0 | 0 | 0 | 0 | 0 | 0 | 0 | 0 | 0 | 0 | 0 | 0 | 0 | 0 | 0 | 0 | 0 | 0 | 0 | 0 | 0 | 0 | 0 | 0 | 0 | 0 | 0 | 0 | 0 | 0 | 0 | 0 | 0 | 0 | 0 | 0 | 0 | 0 | 0 | 0 | 0 | 0 | 0 | 0 | 0 | 0 | 0 | 0 | 0 | 0 | 0 | 0 | 0 | 0 | 0 | 0 | 0 | 0 | 0 | 0 | 0 | 0 | 0 | 0 | 0 | 0 | 0 | 0 | 0 | 0 | 0 | 0 | 0 | 0 | 0 | 0 | 0 | 0 | 0 | 0 | 0 | 0 | 0 | 0 | 0 | 0 | 0 | 0 | 0 | 0 | 0 | 0 | 0 | 0 | 0 | 0 | 0 | 0 | 0 | 0 | 0 | 0 | 0 | 0 | 0 | 0 | 0 | 0 | 0 | 0 | 0 | 0 | 0 | 0 | 0 | 0 | 0 | 0 | 0 | 0 | 0 | 0 | 0 | 0 | 0 | 0 | 0 | 0 | 0 | 0 | 0 | 0 | 0 | 0 | 0 | 0 | 0 | 0 | 0 | 0 | 0 | 0 | 0 | 0 | 0 | 0 | 0 | 0 | 0 | 0 | 0 | 0 | 0 | 0 | 0 | 0 | 0 | 0 | 0 | 0 | 0 | 0 | 0 | 0 | 0 | 0 | 0 | 0 | 0 | 0 | 0 | 0 | 0 | 0 | 0 | 0 | 0 | 0 | 0 | 0 | 0 | 0 | 0 | 0 | 0 | 0 | 0 | 0 | 0 | 0 | 0 | 0 | 0 | 0 | 0 | 0 | 0 | 0 | 0 | 0 | 0 | 0 | 0 | 0 | 0 | 0 | 0 | 0 | 0 | 0 | 0 | 0 | 0 | 0 | 0 | 0 | 0 | 6298.8935 | 6329.914 | 6361.1214 | 6392.2808 | 6423.1621 | 6453.5404 | 6483.1954 | 6511.9118 | 6539.4795 | 6565.6942 | 6590.6033 | 6614.2535 | 6636.6902 | 6657.958 | 6678.1 | 6697.1584 | 6715.1739 | 6732.186 | 6748.2329 | 6763.3515 | 3840.9136 | 3859.8292 | 3878.8587 | 3897.859 | 3916.6897 | 3935.2136 | 3953.2965 | 3970.8071 | 3987.6172 | 4003.6023 | 4018.7913 | 4033.2126 | 4046.8939 | 4059.8625 | 4072.1446 | 4083.766 | 4094.7514 | 4105.125 | 4114.91 | 4124.1289
WA_Industrial_Petroleum_Existing_Space Heating_Natural Gas_Gas Boiler - Insulate Steam Lines/Condensate Tank_A | WA | Industrial | Petroleum | Existing | Space Heating | Natural Gas | Gas Boiler - Insulate Steam Lines/Condensate Tank | A | IM345 | No insulation | Lines and condenstate tank insulated | 20 | 1160.1785 | 0 | 0 | 26011.58 | 0 | 0 | 0 | 13005.7885 |  | employee | 30% | 35% | Retrofit | RetroEven20 | 80.75% | TBD | 0.2% | 343.3006 |  | 217.2632 |  | 0.0005721 | PGE Workpaper - SWWH017-01 | PGE Workpaper - SWWH017-01 | PGE Workpaper - SWWH017-01 | No insulation | No insulation | No insulation | No insulation | No insulation | No insulation | No insulation | No insulation | No insulation | No insulation | No insulation | No insulation | No insulation | No insulation | No insulation | No insulation | No insulation | No insulation | No insulation | No insulation | No insulation | No insulation | Lines and condenstate tank insulated | Lines and condenstate tank insulated | Lines and condenstate tank insulated | Lines and condenstate tank insulated | Lines and condenstate tank insulated | Lines and condenstate tank insulated | Lines and condenstate tank insulated | Lines and condenstate tank insulated | Lines and condenstate tank insulated | Lines and condenstate tank insulated | Lines and condenstate tank insulated | Lines and condenstate tank insulated | Lines and condenstate tank insulated | Lines and condenstate tank insulated | Lines and condenstate tank insulated | Lines and condenstate tank insulated | Lines and condenstate tank insulated | Lines and condenstate tank insulated | Lines and condenstate tank insulated | Lines and condenstate tank insulated | Lines and condenstate tank insulated | Lines and condenstate tank insulated | 26011.58 | 26011.58 | 26011.58 | 26011.58 | 26011.58 | 26011.58 | 26011.58 | 26011.58 | 26011.58 | 26011.58 | 26011.58 | 26011.58 | 26011.58 | 26011.58 | 26011.58 | 26011.58 | 26011.58 | 26011.58 | 26011.58 | 26011.58 | 26011.58 | 26011.58 | 0 | 0 | 1146.7677 | 1136.0299 | 1124.8684 | 1113.1756 | 1100.8286 | 1087.6918 | 1073.6834 | 1058.7685 | 1042.9791 | 1026.4281 | 1009.4369 | 992.2823 | 975.2834 | 958.7817 | 943.0772 | 928.314 | 914.5739 | 901.768 | 889.7092 | 878.1024 | 0.00067064 | 0.00065291 | 0.00063535 | 0.0006179 | 0.00060051 | 0.00058312 | 0.00056568 | 0.00054821 | 0.00053072 | 0.00051329 | 0.00049609 | 0.00047925 | 0.00046292 | 0.00044724 | 0.00043233 | 0.00041823 | 0.00040493 | 0.00039238 | 0.00038046 | 0.00036902 | 0.00067064 | 0.0013173 | 0.0019397 | 0.0025374 | 0.0031098 | 0.0036558 | 0.0041744 | 0.0046646 | 0.0051258 | 0.0055577 | 0.0059618 | 0.0063398 | 0.0066941 | 0.0070281 | 0.0073453 | 0.0076485 | 0.0079402 | 0.0082214 | 0.008492 | 0.0087502 | 0.00058481 | 0.00057473 | 0.00056482 | 0.00055508 | 0.00054551 | 0.00053611 | 0.00052686 | 0.00051778 | 0.00050885 | 0.00050008 | 0.00049146 | 0.00048298 | 0.00047465 | 0.00046647 | 0.00045843 | 0.00045052 | 0.00044276 | 0.00043512 | 0.00042762 | 0.00042025 | 0.00058481 | 0.0011595 | 0.0017244 | 0.0022794 | 0.0028249 | 0.0033611 | 0.0038879 | 0.0044057 | 0.0049145 | 0.0054146 | 0.0059061 | 0.0063891 | 0.0068637 | 0.0073302 | 0.0077886 | 0.0082391 | 0.0086819 | 0.009117 | 0.0095446 | 0.0099649 | 0.0005721 | 0.00055896 | 0.0005459 | 0.00053289 | 0.0005199 | 0.00050689 | 0.00049385 | 0.00048077 | 0.00046767 | 0.00045461 | 0.00044166 | 0.00042894 | 0.00041656 | 0.00040463 | 0.00039324 | 0.00038243 | 0.00037222 | 0.00036256 | 0.00035339 | 0.00034458 | 0.0005721 | 0.0011277 | 0.0016666 | 0.0021883 | 0.0026923 | 0.0031779 | 0.0036443 | 0.0040908 | 0.0045168 | 0.0049223 | 0.0053077 | 0.0056742 | 0.0060236 | 0.0063583 | 0.0066811 | 0.0069939 | 0.0072987 | 0.0075967 | 0.0078877 | 0.0081706 | 0.00049709 | 0.00048852 | 0.0004801 | 0.00047182 | 0.00046368 | 0.00045569 | 0.00044783 | 0.00044011 | 0.00043252 | 0.00042507 | 0.00041774 | 0.00041053 | 0.00040346 | 0.0003965 | 0.00038966 | 0.00038295 | 0.00037634 | 0.00036985 | 0.00036348 | 0.00035721 | 0.00049709 | 0.00098561 | 0.0014657 | 0.0019375 | 0.0024012 | 0.0028569 | 0.0033047 | 0.0037448 | 0.0041774 | 0.0046024 | 0.0050202 | 0.0054307 | 0.0058342 | 0.0062307 | 0.0066203 | 0.0070033 | 0.0073796 | 0.0077495 | 0.0081129 | 0.0084702 | 0.0005721 | 0.00055896 | 0.0005459 | 0.00053289 | 0.0005199 | 0.00050689 | 0.00049385 | 0.00048077 | 0.00046767 | 0.00045461 | 0.00044166 | 0.00042894 | 0.00041656 | 0.00040463 | 0.00039324 | 0.00038243 | 0.00037222 | 0.00036256 | 0.00035339 | 0.00034458 | 0.0005721 | 0.0011277 | 0.0016666 | 0.0021883 | 0.0026923 | 0.0031779 | 0.0036443 | 0.0040908 | 0.0045168 | 0.0049223 | 0.0053077 | 0.0056742 | 0.0060236 | 0.0063583 | 0.0066811 | 0.0069939 | 0.0072987 | 0.0075967 | 0.0078877 | 0.0081706 | 0.00049709 | 0.00048852 | 0.0004801 | 0.00047182 | 0.00046368 | 0.00045569 | 0.00044783 | 0.00044011 | 0.00043252 | 0.00042507 | 0.00041774 | 0.00041053 | 0.00040346 | 0.0003965 | 0.00038966 | 0.00038295 | 0.00037634 | 0.00036985 | 0.00036348 | 0.00035721 | 0.00049709 | 0.00098561 | 0.0014657 | 0.0019375 | 0.0024012 | 0.0028569 | 0.0033047 | 0.0037448 | 0.0041774 | 0.0046024 | 0.0050202 | 0.0054307 | 0.0058342 | 0.0062307 | 0.0066203 | 0.0070033 | 0.0073796 | 0.0077495 | 0.0081129 | 0.0084702 | 0.0005721 | 0.00055896 | 0.0005459 | 0.00053289 | 0.0005199 | 0.00050689 | 0.00049385 | 0.00048077 | 0.00046767 | 0.00045461 | 0.00044166 | 0.00042894 | 0.00041656 | 0.00040463 | 0.00039324 | 0.00038243 | 0.00037222 | 0.00036256 | 0.00035339 | 0.00034458 | 0.0005721 | 0.0011277 | 0.0016666 | 0.0021883 | 0.0026923 | 0.0031779 | 0.0036443 | 0.0040908 | 0.0045168 | 0.0049223 | 0.0053077 | 0.0056742 | 0.0060236 | 0.0063583 | 0.0066811 | 0.0069939 | 0.0072987 | 0.0075967 | 0.0078877 | 0.0081706 | 0.00049709 | 0.00048852 | 0.0004801 | 0.00047182 | 0.00046368 | 0.00045569 | 0.00044783 | 0.00044011 | 0.00043252 | 0.00042507 | 0.00041774 | 0.00041053 | 0.00040346 | 0.0003965 | 0.00038966 | 0.00038295 | 0.00037634 | 0.00036985 | 0.00036348 | 0.00035721 | 0.00049709 | 0.00098561 | 0.0014657 | 0.0019375 | 0.0024012 | 0.0028569 | 0.0033047 | 0.0037448 | 0.0041774 | 0.0046024 | 0.0050202 | 0.0054307 | 0.0058342 | 0.0062307 | 0.0066203 | 0.0070033 | 0.0073796 | 0.0077495 | 0.0081129 | 0.0084702 | 0.0005721 | 0.00055896 | 0.0005459 | 0.00053289 | 0.0005199 | 0.00050689 | 0.00049385 | 0.00048077 | 0.00046767 | 0.00045461 | 0.00044166 | 0.00042894 | 0.00041656 | 0.00040463 | 0.00039324 | 0.00038243 | 0.00037222 | 0.00036256 | 0.00035339 | 0.00034458 | 0.0005721 | 0.0011277 | 0.0016666 | 0.0021883 | 0.0026923 | 0.0031779 | 0.0036443 | 0.0040908 | 0.0045168 | 0.0049223 | 0.0053077 | 0.0056742 | 0.0060236 | 0.0063583 | 0.0066811 | 0.0069939 | 0.0072987 | 0.0075967 | 0.0078877 | 0.0081706 | 0.00049709 | 0.00048852 | 0.0004801 | 0.00047182 | 0.00046368 | 0.00045569 | 0.00044783 | 0.00044011 | 0.00043252 | 0.00042507 | 0.00041774 | 0.00041053 | 0.00040346 | 0.0003965 | 0.00038966 | 0.00038295 | 0.00037634 | 0.00036985 | 0.00036348 | 0.00035721 | 0.00049709 | 0.00098561 | 0.0014657 | 0.0019375 | 0.0024012 | 0.0028569 | 0.0033047 | 0.0037448 | 0.0041774 | 0.0046024 | 0.0050202 | 0.0054307 | 0.0058342 | 0.0062307 | 0.0066203 | 0.0070033 | 0.0073796 | 0.0077495 | 0.0081129 | 0.0084702 | 342.1787 | 342.3211 | 342.4606 | 342.597 | 342.73 | 342.8592 | 342.9844 | 343.1054 | 343.222 | 343.334 | 343.4412 | 343.5435 | 343.6407 | 343.7326 | 343.8192 | 343.9004 | 343.9759 | 344.0459 | 344.1101 | 344.1684 | 216.5532 | 216.6433 | 216.7316 | 216.818 | 216.9021 | 216.9839 | 217.0631 | 217.1397 | 217.2135 | 217.2844 | 217.3522 | 217.4169 | 217.4784 | 217.5366 | 217.5914 | 217.6428 | 217.6906 | 217.7349 | 217.7755 | 217.8125
WA_Industrial_Petroleum_Existing_Process_Natural Gas_Gas Boiler - Insulate Steam Lines/Condensate Tank_A | WA | Industrial | Petroleum | Existing | Process | Natural Gas | Gas Boiler - Insulate Steam Lines/Condensate Tank | A | IM346 | No insulation | Lines and condenstate tank insulated | 20 | 5813.0737 | 0 | 0 | 26011.58 | 0 | 0 | 0 | 13005.7885 |  | sqft | 30% | 35% | Retrofit | RetroEven20 | 80.75% | TBD | 0.2% | 343.3006 |  | 217.2632 |  | 0.22896 | PGE Workpaper - SWWH017-01 | PGE Workpaper - SWWH017-01 | PGE Workpaper - SWWH017-01 | No insulation | No insulation | No insulation | No insulation | No insulation | No insulation | No insulation | No insulation | No insulation | No insulation | No insulation | No insulation | No insulation | No insulation | No insulation | No insulation | No insulation | No insulation | No insulation | No insulation | No insulation | No insulation | Lines and condenstate tank insulated | Lines and condenstate tank insulated | Lines and condenstate tank insulated | Lines and condenstate tank insulated | Lines and condenstate tank insulated | Lines and condenstate tank insulated | Lines and condenstate tank insulated | Lines and condenstate tank insulated | Lines and condenstate tank insulated | Lines and condenstate tank insulated | Lines and condenstate tank insulated | Lines and condenstate tank insulated | Lines and condenstate tank insulated | Lines and condenstate tank insulated | Lines and condenstate tank insulated | Lines and condenstate tank insulated | Lines and condenstate tank insulated | Lines and condenstate tank insulated | Lines and condenstate tank insulated | Lines and condenstate tank insulated | Lines and condenstate tank insulated | Lines and condenstate tank insulated | 26011.58 | 26011.58 | 26011.58 | 26011.58 | 26011.58 | 26011.58 | 26011.58 | 26011.58 | 26011.58 | 26011.58 | 26011.58 | 26011.58 | 26011.58 | 26011.58 | 26011.58 | 26011.58 | 26011.58 | 26011.58 | 26011.58 | 26011.58 | 26011.58 | 26011.58 | 0 | 0 | 5797.7265 | 5782.2342 | 5766.475 | 5750.3696 | 5733.8533 | 5717.3283 | 5701.272 | 5685.6536 | 5670.5055 | 5655.8792 | 5641.7976 | 5628.2602 | 5615.1282 | 5602.2506 | 5589.4657 | 5576.6602 | 5564.1386 | 5551.4297 | 5538.5223 | 5525.4111 | 0.26926 | 0.26391 | 0.25865 | 0.25348 | 0.24839 | 0.24341 | 0.23854 | 0.23378 | 0.22914 | 0.22461 | 0.22019 | 0.21587 | 0.21166 | 0.20753 | 0.20349 | 0.19952 | 0.19564 | 0.19183 | 0.18808 | 0.1844 | 0.26926 | 0.53244 | 0.78964 | 1.0409 | 1.2863 | 1.526 | 1.7603 | 1.9892 | 2.2131 | 2.432 | 2.6461 | 2.8556 | 3.0606 | 3.2611 | 3.4572 | 3.6488 | 3.8362 | 4.0193 | 4.198 | 4.3725 | 0.046442 | 0.045641 | 0.044854 | 0.044081 | 0.043321 | 0.042574 | 0.04184 | 0.041118 | 0.040409 | 0.039713 | 0.039028 | 0.038355 | 0.037694 | 0.037044 | 0.036405 | 0.035777 | 0.035161 | 0.034554 | 0.033959 | 0.033373 | 0.046442 | 0.092082 | 0.13694 | 0.18102 | 0.22434 | 0.26691 | 0.30875 | 0.34987 | 0.39028 | 0.42999 | 0.46902 | 0.50737 | 0.54507 | 0.58211 | 0.61852 | 0.65429 | 0.68946 | 0.72401 | 0.75797 | 0.79134 | 0.22896 | 0.2245 | 0.22012 | 0.21581 | 0.21157 | 0.20741 | 0.20335 | 0.19938 | 0.1955 | 0.19171 | 0.188 | 0.18439 | 0.18085 | 0.17738 | 0.17399 | 0.17066 | 0.16739 | 0.16419 | 0.16104 | 0.15795 | 0.22896 | 0.45294 | 0.67201 | 0.88622 | 1.0956 | 1.3004 | 1.5006 | 1.6965 | 1.8882 | 2.0757 | 2.2593 | 2.4391 | 2.6151 | 2.7874 | 2.956 | 3.1209 | 3.2824 | 3.4402 | 3.5945 | 3.7452 | 0.039475 | 0.038795 | 0.038126 | 0.037469 | 0.036823 | 0.036188 | 0.035564 | 0.034951 | 0.034348 | 0.033756 | 0.033174 | 0.032602 | 0.03204 | 0.031487 | 0.030944 | 0.030411 | 0.029887 | 0.029371 | 0.028865 | 0.028367 | 0.039475 | 0.07827 | 0.1164 | 0.15386 | 0.19069 | 0.22687 | 0.26244 | 0.29739 | 0.33174 | 0.36549 | 0.39867 | 0.43127 | 0.46331 | 0.4948 | 0.52574 | 0.55615 | 0.58604 | 0.61541 | 0.64427 | 0.67264 | 0.22896 | 0.2245 | 0.22012 | 0.21581 | 0.21157 | 0.20741 | 0.20335 | 0.19938 | 0.1955 | 0.19171 | 0.188 | 0.18439 | 0.18085 | 0.17738 | 0.17399 | 0.17066 | 0.16739 | 0.16419 | 0.16104 | 0.15795 | 0.22896 | 0.45294 | 0.67201 | 0.88622 | 1.0956 | 1.3004 | 1.5006 | 1.6965 | 1.8882 | 2.0757 | 2.2593 | 2.4391 | 2.6151 | 2.7874 | 2.956 | 3.1209 | 3.2824 | 3.4402 | 3.5945 | 3.7452 | 0.039475 | 0.038795 | 0.038126 | 0.037469 | 0.036823 | 0.036188 | 0.035564 | 0.034951 | 0.034348 | 0.033756 | 0.033174 | 0.032602 | 0.03204 | 0.031487 | 0.030944 | 0.030411 | 0.029887 | 0.029371 | 0.028865 | 0.028367 | 0.039475 | 0.07827 | 0.1164 | 0.15386 | 0.19069 | 0.22687 | 0.26244 | 0.29739 | 0.33174 | 0.36549 | 0.39867 | 0.43127 | 0.46331 | 0.4948 | 0.52574 | 0.55615 | 0.58604 | 0.61541 | 0.64427 | 0.67264 | 0.22896 | 0.2245 | 0.22012 | 0.21581 | 0.21157 | 0.20741 | 0.20335 | 0.19938 | 0.1955 | 0.19171 | 0.188 | 0.18439 | 0.18085 | 0.17738 | 0.17399 | 0.17066 | 0.16739 | 0.16419 | 0.16104 | 0.15795 | 0.22896 | 0.45294 | 0.67201 | 0.88622 | 1.0956 | 1.3004 | 1.5006 | 1.6965 | 1.8882 | 2.0757 | 2.2593 | 2.4391 | 2.6151 | 2.7874 | 2.956 | 3.1209 | 3.2824 | 3.4402 | 3.5945 | 3.7452 | 0.039475 | 0.038795 | 0.038126 | 0.037469 | 0.036823 | 0.036188 | 0.035564 | 0.034951 | 0.034348 | 0.033756 | 0.033174 | 0.032602 | 0.03204 | 0.031487 | 0.030944 | 0.030411 | 0.029887 | 0.029371 | 0.028865 | 0.028367 | 0.039475 | 0.07827 | 0.1164 | 0.15386 | 0.19069 | 0.22687 | 0.26244 | 0.29739 | 0.33174 | 0.36549 | 0.39867 | 0.43127 | 0.46331 | 0.4948 | 0.52574 | 0.55615 | 0.58604 | 0.61541 | 0.64427 | 0.67264 | 0.22896 | 0.2245 | 0.22012 | 0.21581 | 0.21157 | 0.20741 | 0.20335 | 0.19938 | 0.1955 | 0.19171 | 0.188 | 0.18439 | 0.18085 | 0.17738 | 0.17399 | 0.17066 | 0.16739 | 0.16419 | 0.16104 | 0.15795 | 0.22896 | 0.45294 | 0.67201 | 0.88622 | 1.0956 | 1.3004 | 1.5006 | 1.6965 | 1.8882 | 2.0757 | 2.2593 | 2.4391 | 2.6151 | 2.7874 | 2.956 | 3.1209 | 3.2824 | 3.4402 | 3.5945 | 3.7452 | 0.039475 | 0.038795 | 0.038126 | 0.037469 | 0.036823 | 0.036188 | 0.035564 | 0.034951 | 0.034348 | 0.033756 | 0.033174 | 0.032602 | 0.03204 | 0.031487 | 0.030944 | 0.030411 | 0.029887 | 0.029371 | 0.028865 | 0.028367 | 0.039475 | 0.07827 | 0.1164 | 0.15386 | 0.19069 | 0.22687 | 0.26244 | 0.29739 | 0.33174 | 0.36549 | 0.39867 | 0.43127 | 0.46331 | 0.4948 | 0.52574 | 0.55615 | 0.58604 | 0.61541 | 0.64427 | 0.67264 | 342.1787 | 342.3211 | 342.4606 | 342.597 | 342.73 | 342.8592 | 342.9844 | 343.1054 | 343.222 | 343.334 | 343.4412 | 343.5435 | 343.6407 | 343.7326 | 343.8192 | 343.9004 | 343.9759 | 344.0459 | 344.1101 | 344.1684 | 216.5532 | 216.6433 | 216.7316 | 216.818 | 216.9021 | 216.9839 | 217.0631 | 217.1397 | 217.2135 | 217.2844 | 217.3522 | 217.4169 | 217.4784 | 217.5366 | 217.5914 | 217.6428 | 217.6906 | 217.7349 | 217.7755 | 217.8125
WA_Industrial_Petroleum_Existing_Space Heating_Natural Gas_Gas Boiler - Insulate Hot Water Lines_A | WA | Industrial | Petroleum | Existing | Space Heating | Natural Gas | Gas Boiler - Insulate Hot Water Lines | A | IM347 | No insulation | Insulated water lines | 20 | 1311.3666 | 0 | 0 | 18467.97 | 0 | 0 | 0 | 9233.9837 |  | employee | 40% | 50% | Retrofit | RetroEven20 | 80.75% | TBD | 0.2% | 215.6546 |  | 136.4804 |  | 0.0012948 | PGE Workpaper - SWWH017-01 | PGE Workpaper - SWWH017-01 | PGE Workpaper - SWWH017-01 | No insulation | No insulation | No insulation | No insulation | No insulation | No insulation | No insulation | No insulation | No insulation | No insulation | No insulation | No insulation | No insulation | No insulation | No insulation | No insulation | No insulation | No insulation | No insulation | No insulation | No insulation | No insulation | Insulated water lines | Insulated water lines | Insulated water lines | Insulated water lines | Insulated water lines | Insulated water lines | Insulated water lines | Insulated water lines | Insulated water lines | Insulated water lines | Insulated water lines | Insulated water lines | Insulated water lines | Insulated water lines | Insulated water lines | Insulated water lines | Insulated water lines | Insulated water lines | Insulated water lines | Insulated water lines | Insulated water lines | Insulated water lines | 18467.97 | 18467.97 | 18467.97 | 18467.97 | 18467.97 | 18467.97 | 18467.97 | 18467.97 | 18467.97 | 18467.97 | 18467.97 | 18467.97 | 18467.97 | 18467.97 | 18467.97 | 18467.97 | 18467.97 | 18467.97 | 18467.97 | 18467.97 | 18467.97 | 18467.97 | 0 | 0 | 1298.0279 | 1287.9118 | 1277.6231 | 1267.1664 | 1256.5435 | 1245.7437 | 1234.8015 | 1223.7648 | 1212.6885 | 1201.6251 | 1190.7553 | 1180.0946 | 1169.6191 | 1159.2988 | 1149.0986 | 1138.9954 | 1128.9768 | 1118.9488 | 1108.9074 | 1098.8502 | 0.0015182 | 0.0014804 | 0.0014433 | 0.0014068 | 0.0013709 | 0.0013357 | 0.0013011 | 0.0012673 | 0.0012342 | 0.0012018 | 0.0011704 | 0.0011399 | 0.0011103 | 0.0010816 | 0.0010536 | 0.0010263 | 0.00099972 | 0.00097376 | 0.00094838 | 0.00092358 | 0.0015182 | 0.0029868 | 0.0044062 | 0.0057769 | 0.0070993 | 0.008374 | 0.0096016 | 0.010783 | 0.01192 | 0.013013 | 0.014065 | 0.015079 | 0.016056 | 0.016996 | 0.0179 | 0.018769 | 0.019603 | 0.020403 | 0.021168 | 0.0219 | 0.0011696 | 0.0011495 | 0.0011296 | 0.0011102 | 0.001091 | 0.0010722 | 0.0010537 | 0.0010356 | 0.0010177 | 0.0010002 | 0.00098291 | 0.00096596 | 0.00094931 | 0.00093294 | 0.00091686 | 0.00090105 | 0.00088551 | 0.00087025 | 0.00085524 | 0.0008405 | 0.0011696 | 0.0023191 | 0.0034487 | 0.0045589 | 0.0056499 | 0.0067221 | 0.0077758 | 0.0088114 | 0.0098291 | 0.010829 | 0.011812 | 0.012778 | 0.013727 | 0.01466 | 0.015577 | 0.016478 | 0.017364 | 0.018234 | 0.019089 | 0.01993 | 0.0012948 | 0.0012668 | 0.0012392 | 0.0012119 | 0.0011851 | 0.0011588 | 0.001133 | 0.0011077 | 0.0010829 | 0.0010588 | 0.0010353 | 0.0010124 | 0.00099017 | 0.00096849 | 0.00094736 | 0.00092675 | 0.00090663 | 0.00088698 | 0.00086778 | 0.00084903 | 0.0012948 | 0.0025559 | 0.0037831 | 0.0049768 | 0.0061372 | 0.0072649 | 0.0083605 | 0.0094248 | 0.010459 | 0.011464 | 0.012441 | 0.013393 | 0.014318 | 0.015219 | 0.016096 | 0.016948 | 0.017778 | 0.018585 | 0.019369 | 0.020132 | 0.00099418 | 0.00097704 | 0.00096019 | 0.00094364 | 0.00092737 | 0.00091138 | 0.00089567 | 0.00088022 | 0.00086505 | 0.00085013 | 0.00083547 | 0.00082107 | 0.00080691 | 0.000793 | 0.00077933 | 0.00076589 | 0.00075269 | 0.00073971 | 0.00072696 | 0.00071442 | 0.00099418 | 0.0019712 | 0.0029314 | 0.003875 | 0.0048024 | 0.0057138 | 0.0066095 | 0.0074897 | 0.0083547 | 0.0092049 | 0.01004 | 0.010861 | 0.011668 | 0.012461 | 0.013241 | 0.014007 | 0.014759 | 0.015499 | 0.016226 | 0.01694 | 0.0012948 | 0.0012668 | 0.0012392 | 0.0012119 | 0.0011851 | 0.0011588 | 0.001133 | 0.0011077 | 0.0010829 | 0.0010588 | 0.0010353 | 0.0010124 | 0.00099017 | 0.00096849 | 0.00094736 | 0.00092675 | 0.00090663 | 0.00088698 | 0.00086778 | 0.00084903 | 0.0012948 | 0.0025559 | 0.0037831 | 0.0049768 | 0.0061372 | 0.0072649 | 0.0083605 | 0.0094248 | 0.010459 | 0.011464 | 0.012441 | 0.013393 | 0.014318 | 0.015219 | 0.016096 | 0.016948 | 0.017778 | 0.018585 | 0.019369 | 0.020132 | 0.00099418 | 0.00097704 | 0.00096019 | 0.00094364 | 0.00092737 | 0.00091138 | 0.00089567 | 0.00088022 | 0.00086505 | 0.00085013 | 0.00083547 | 0.00082107 | 0.00080691 | 0.000793 | 0.00077933 | 0.00076589 | 0.00075269 | 0.00073971 | 0.00072696 | 0.00071442 | 0.00099418 | 0.0019712 | 0.0029314 | 0.003875 | 0.0048024 | 0.0057138 | 0.0066095 | 0.0074897 | 0.0083547 | 0.0092049 | 0.01004 | 0.010861 | 0.011668 | 0.012461 | 0.013241 | 0.014007 | 0.014759 | 0.015499 | 0.016226 | 0.01694 | 0.0012948 | 0.0012668 | 0.0012392 | 0.0012119 | 0.0011851 | 0.0011588 | 0.001133 | 0.0011077 | 0.0010829 | 0.0010588 | 0.0010353 | 0.0010124 | 0.00099017 | 0.00096849 | 0.00094736 | 0.00092675 | 0.00090663 | 0.00088698 | 0.00086778 | 0.00084903 | 0.0012948 | 0.0025559 | 0.0037831 | 0.0049768 | 0.0061372 | 0.0072649 | 0.0083605 | 0.0094248 | 0.010459 | 0.011464 | 0.012441 | 0.013393 | 0.014318 | 0.015219 | 0.016096 | 0.016948 | 0.017778 | 0.018585 | 0.019369 | 0.020132 | 0.00099418 | 0.00097704 | 0.00096019 | 0.00094364 | 0.00092737 | 0.00091138 | 0.00089567 | 0.00088022 | 0.00086505 | 0.00085013 | 0.00083547 | 0.00082107 | 0.00080691 | 0.000793 | 0.00077933 | 0.00076589 | 0.00075269 | 0.00073971 | 0.00072696 | 0.00071442 | 0.00099418 | 0.0019712 | 0.0029314 | 0.003875 | 0.0048024 | 0.0057138 | 0.0066095 | 0.0074897 | 0.0083547 | 0.0092049 | 0.01004 | 0.010861 | 0.011668 | 0.012461 | 0.013241 | 0.014007 | 0.014759 | 0.015499 | 0.016226 | 0.01694 | 0.0012948 | 0.0012668 | 0.0012392 | 0.0012119 | 0.0011851 | 0.0011588 | 0.001133 | 0.0011077 | 0.0010829 | 0.0010588 | 0.0010353 | 0.0010124 | 0.00099017 | 0.00096849 | 0.00094736 | 0.00092675 | 0.00090663 | 0.00088698 | 0.00086778 | 0.00084903 | 0.0012948 | 0.0025559 | 0.0037831 | 0.0049768 | 0.0061372 | 0.0072649 | 0.0083605 | 0.0094248 | 0.010459 | 0.011464 | 0.012441 | 0.013393 | 0.014318 | 0.015219 | 0.016096 | 0.016948 | 0.017778 | 0.018585 | 0.019369 | 0.020132 | 0.00099418 | 0.00097704 | 0.00096019 | 0.00094364 | 0.00092737 | 0.00091138 | 0.00089567 | 0.00088022 | 0.00086505 | 0.00085013 | 0.00083547 | 0.00082107 | 0.00080691 | 0.000793 | 0.00077933 | 0.00076589 | 0.00075269 | 0.00073971 | 0.00072696 | 0.00071442 | 0.00099418 | 0.0019712 | 0.0029314 | 0.003875 | 0.0048024 | 0.0057138 | 0.0066095 | 0.0074897 | 0.0083547 | 0.0092049 | 0.01004 | 0.010861 | 0.011668 | 0.012461 | 0.013241 | 0.014007 | 0.014759 | 0.015499 | 0.016226 | 0.01694 | 214.9345 | 215.0239 | 215.1116 | 215.1972 | 215.2807 | 215.3619 | 215.4406 | 215.5166 | 215.5898 | 215.6602 | 215.7275 | 215.7917 | 215.8528 | 215.9105 | 215.9649 | 216.0159 | 216.0634 | 216.1073 | 216.1476 | 216.1843 | 136.0247 | 136.0813 | 136.1368 | 136.191 | 136.2438 | 136.2952 | 136.345 | 136.3931 | 136.4394 | 136.484 | 136.5266 | 136.5672 | 136.6059 | 136.6424 | 136.6768 | 136.7091 | 136.7391 | 136.7669 | 136.7925 | 136.8157
WA_Industrial_Petroleum_Existing_Process_Natural Gas_Gas Boiler - Insulate Hot Water Lines_A | WA | Industrial | Petroleum | Existing | Process | Natural Gas | Gas Boiler - Insulate Hot Water Lines | A | IM348 | No insulation | Insulated water lines | 20 | 6570.6015 | 0 | 0 | 18467.97 | 0 | 0 | 0 | 9233.9837 |  | sqft | 40% | 50% | Retrofit | RetroEven20 | 80.75% | TBD | 0.2% | 215.6546 |  | 136.4804 |  | 0.51822 | PGE Workpaper - SWWH017-01 | PGE Workpaper - SWWH017-01 | PGE Workpaper - SWWH017-01 | No insulation | No insulation | No insulation | No insulation | No insulation | No insulation | No insulation | No insulation | No insulation | No insulation | No insulation | No insulation | No insulation | No insulation | No insulation | No insulation | No insulation | No insulation | No insulation | No insulation | No insulation | No insulation | Insulated water lines | Insulated water lines | Insulated water lines | Insulated water lines | Insulated water lines | Insulated water lines | Insulated water lines | Insulated water lines | Insulated water lines | Insulated water lines | Insulated water lines | Insulated water lines | Insulated water lines | Insulated water lines | Insulated water lines | Insulated water lines | Insulated water lines | Insulated water lines | Insulated water lines | Insulated water lines | Insulated water lines | Insulated water lines | 18467.97 | 18467.97 | 18467.97 | 18467.97 | 18467.97 | 18467.97 | 18467.97 | 18467.97 | 18467.97 | 18467.97 | 18467.97 | 18467.97 | 18467.97 | 18467.97 | 18467.97 | 18467.97 | 18467.97 | 18467.97 | 18467.97 | 18467.97 | 18467.97 | 18467.97 | 0 | 0 | 6562.6146 | 6554.5988 | 6546.4177 | 6537.9825 | 6529.2203 | 6520.5904 | 6512.6406 | 6505.3414 | 6498.735 | 6492.8865 | 6487.8284 | 6483.5666 | 6479.9479 | 6476.8036 | 6473.952 | 6471.266 | 6469.1037 | 6466.922 | 6464.7107 | 6462.4667 | 0.60956 | 0.59832 | 0.58727 | 0.5764 | 0.5657 | 0.55521 | 0.54497 | 0.53498 | 0.52522 | 0.5157 | 0.50641 | 0.49735 | 0.48851 | 0.47985 | 0.47137 | 0.46305 | 0.45492 | 0.44692 | 0.43907 | 0.43135 | 0.60956 | 1.2071 | 1.7929 | 2.367 | 2.9295 | 3.4808 | 4.0216 | 4.552 | 5.0726 | 5.5838 | 6.0858 | 6.5792 | 7.064 | 7.5404 | 8.0085 | 8.4682 | 8.9203 | 9.3642 | 9.8001 | 10.228 | 0.092883 | 0.091282 | 0.089708 | 0.088161 | 0.086641 | 0.085147 | 0.083679 | 0.082237 | 0.080819 | 0.079425 | 0.078056 | 0.07671 | 0.075387 | 0.074088 | 0.07281 | 0.071555 | 0.070321 | 0.069109 | 0.067917 | 0.066746 | 0.092883 | 0.18416 | 0.27387 | 0.36203 | 0.44868 | 0.53382 | 0.6175 | 0.69974 | 0.78056 | 0.85998 | 0.93804 | 1.0147 | 1.0901 | 1.1642 | 1.237 | 1.3086 | 1.3789 | 1.448 | 1.5159 | 1.5827 | 0.51822 | 0.50875 | 0.49945 | 0.4903 | 0.4813 | 0.47247 | 0.46384 | 0.45541 | 0.44718 | 0.43913 | 0.43127 | 0.4236 | 0.4161 | 0.40876 | 0.40156 | 0.3945 | 0.38759 | 0.38079 | 0.37412 | 0.36756 | 0.51822 | 1.0264 | 1.5248 | 2.0134 | 2.4924 | 2.9621 | 3.4229 | 3.875 | 4.3189 | 4.7547 | 5.1828 | 5.6035 | 6.017 | 6.4233 | 6.8224 | 7.2145 | 7.6 | 7.9787 | 8.3505 | 8.7156 | 0.078951 | 0.077589 | 0.076252 | 0.074937 | 0.073645 | 0.072375 | 0.071127 | 0.069901 | 0.068696 | 0.067511 | 0.066347 | 0.065204 | 0.064079 | 0.062975 | 0.061889 | 0.060822 | 0.059773 | 0.058743 | 0.05773 | 0.056734 | 0.078951 | 0.15654 | 0.23279 | 0.30773 | 0.38137 | 0.45375 | 0.52488 | 0.59478 | 0.66347 | 0.73099 | 0.79733 | 0.86254 | 0.92662 | 0.98959 | 1.0515 | 1.1123 | 1.1721 | 1.2308 | 1.2885 | 1.3453 | 0.51822 | 0.50875 | 0.49945 | 0.4903 | 0.4813 | 0.47247 | 0.46384 | 0.45541 | 0.44718 | 0.43913 | 0.43127 | 0.4236 | 0.4161 | 0.40876 | 0.40156 | 0.3945 | 0.38759 | 0.38079 | 0.37412 | 0.36756 | 0.51822 | 1.0264 | 1.5248 | 2.0134 | 2.4924 | 2.9621 | 3.4229 | 3.875 | 4.3189 | 4.7547 | 5.1828 | 5.6035 | 6.017 | 6.4233 | 6.8224 | 7.2145 | 7.6 | 7.9787 | 8.3505 | 8.7156 | 0.078951 | 0.077589 | 0.076252 | 0.074937 | 0.073645 | 0.072375 | 0.071127 | 0.069901 | 0.068696 | 0.067511 | 0.066347 | 0.065204 | 0.064079 | 0.062975 | 0.061889 | 0.060822 | 0.059773 | 0.058743 | 0.05773 | 0.056734 | 0.078951 | 0.15654 | 0.23279 | 0.30773 | 0.38137 | 0.45375 | 0.52488 | 0.59478 | 0.66347 | 0.73099 | 0.79733 | 0.86254 | 0.92662 | 0.98959 | 1.0515 | 1.1123 | 1.1721 | 1.2308 | 1.2885 | 1.3453 | 0.51822 | 0.50875 | 0.49945 | 0.4903 | 0.4813 | 0.47247 | 0.46384 | 0.45541 | 0.44718 | 0.43913 | 0.43127 | 0.4236 | 0.4161 | 0.40876 | 0.40156 | 0.3945 | 0.38759 | 0.38079 | 0.37412 | 0.36756 | 0.51822 | 1.0264 | 1.5248 | 2.0134 | 2.4924 | 2.9621 | 3.4229 | 3.875 | 4.3189 | 4.7547 | 5.1828 | 5.6035 | 6.017 | 6.4233 | 6.8224 | 7.2145 | 7.6 | 7.9787 | 8.3505 | 8.7156 | 0.078951 | 0.077589 | 0.076252 | 0.074937 | 0.073645 | 0.072375 | 0.071127 | 0.069901 | 0.068696 | 0.067511 | 0.066347 | 0.065204 | 0.064079 | 0.062975 | 0.061889 | 0.060822 | 0.059773 | 0.058743 | 0.05773 | 0.056734 | 0.078951 | 0.15654 | 0.23279 | 0.30773 | 0.38137 | 0.45375 | 0.52488 | 0.59478 | 0.66347 | 0.73099 | 0.79733 | 0.86254 | 0.92662 | 0.98959 | 1.0515 | 1.1123 | 1.1721 | 1.2308 | 1.2885 | 1.3453 | 0.51822 | 0.50875 | 0.49945 | 0.4903 | 0.4813 | 0.47247 | 0.46384 | 0.45541 | 0.44718 | 0.43913 | 0.43127 | 0.4236 | 0.4161 | 0.40876 | 0.40156 | 0.3945 | 0.38759 | 0.38079 | 0.37412 | 0.36756 | 0.51822 | 1.0264 | 1.5248 | 2.0134 | 2.4924 | 2.9621 | 3.4229 | 3.875 | 4.3189 | 4.7547 | 5.1828 | 5.6035 | 6.017 | 6.4233 | 6.8224 | 7.2145 | 7.6 | 7.9787 | 8.3505 | 8.7156 | 0.078951 | 0.077589 | 0.076252 | 0.074937 | 0.073645 | 0.072375 | 0.071127 | 0.069901 | 0.068696 | 0.067511 | 0.066347 | 0.065204 | 0.064079 | 0.062975 | 0.061889 | 0.060822 | 0.059773 | 0.058743 | 0.05773 | 0.056734 | 0.078951 | 0.15654 | 0.23279 | 0.30773 | 0.38137 | 0.45375 | 0.52488 | 0.59478 | 0.66347 | 0.73099 | 0.79733 | 0.86254 | 0.92662 | 0.98959 | 1.0515 | 1.1123 | 1.1721 | 1.2308 | 1.2885 | 1.3453 | 214.9345 | 215.0239 | 215.1116 | 215.1972 | 215.2807 | 215.3619 | 215.4406 | 215.5166 | 215.5898 | 215.6602 | 215.7275 | 215.7917 | 215.8528 | 215.9105 | 215.9649 | 216.0159 | 216.0634 | 216.1073 | 216.1476 | 216.1843 | 136.0247 | 136.0813 | 136.1368 | 136.191 | 136.2438 | 136.2952 | 136.345 | 136.3931 | 136.4394 | 136.484 | 136.5266 | 136.5672 | 136.6059 | 136.6424 | 136.6768 | 136.7091 | 136.7391 | 136.7669 | 136.7925 | 136.8157
WA_Industrial_Petroleum_Existing_Process_Natural Gas_Process - Insulate Heated Process Fluids_A | WA | Industrial | Petroleum | Existing | Process | Natural Gas | Process - Insulate Heated Process Fluids | A | IM349 | No insulation | Insulated process fluid lines | 20 | 11059.7224 | 0 | 0 | 26011.58 | 0 | 0 | 0 | 13005.7885 |  | employee | 5% | 10% | Retrofit | Retro12Med | 75.44% | TBD | 0.2% | 215.5441 |  | 136.4105 |  | 0.95485 | PGE Workpaper - SWWH017-01 | PGE Workpaper - SWWH017-01 | PGE Workpaper - SWWH017-01 | No insulation | No insulation | No insulation | No insulation | No insulation | No insulation | No insulation | No insulation | No insulation | No insulation | No insulation | No insulation | No insulation | No insulation | No insulation | No insulation | No insulation | No insulation | No insulation | No insulation | No insulation | No insulation | Insulated process fluid lines | Insulated process fluid lines | Insulated process fluid lines | Insulated process fluid lines | Insulated process fluid lines | Insulated process fluid lines | Insulated process fluid lines | Insulated process fluid lines | Insulated process fluid lines | Insulated process fluid lines | Insulated process fluid lines | Insulated process fluid lines | Insulated process fluid lines | Insulated process fluid lines | Insulated process fluid lines | Insulated process fluid lines | Insulated process fluid lines | Insulated process fluid lines | Insulated process fluid lines | Insulated process fluid lines | Insulated process fluid lines | Insulated process fluid lines | 26011.58 | 26011.58 | 26011.58 | 26011.58 | 26011.58 | 26011.58 | 26011.58 | 26011.58 | 26011.58 | 26011.58 | 26011.58 | 26011.58 | 26011.58 | 26011.58 | 26011.58 | 26011.58 | 26011.58 | 26011.58 | 26011.58 | 26011.58 | 26011.58 | 26011.58 | 0 | 0 | 11057.2473 | 11055.2779 | 11053.67 | 11052.231 | 11050.8527 | 11049.5321 | 11048.2638 | 11047.041 | 11045.8567 | 11044.7036 | 11043.5753 | 11042.4771 | 11041.3986 | 11040.3315 | 11039.2693 | 11038.1954 | 11037.1191 | 11036.0324 | 11034.9349 | 11033.8265 | 1.1233 | 1.1037 | 1.0846 | 1.0657 | 1.0472 | 0.92613 | 0.72805 | 0.57233 | 0.44993 | 0.3537 | 0.27805 | 0.21858 | 0.17184 | 0.13509 | 0.10619 | 0.083483 | 0.00055954 | 0.00019637 | 6.5784e-05 | 2.1079e-05 | 1.1233 | 2.2269 | 3.3111 | 4.3764 | 5.4231 | 6.3485 | 7.0759 | 7.6474 | 8.0965 | 8.4494 | 8.7266 | 8.9443 | 9.1152 | 9.2494 | 9.3547 | 9.4373 | 9.437 | 9.4362 | 9.4354 | 9.4344 | 0.10159 | 0.099839 | 0.098118 | 0.096426 | 0.094763 | 0.083817 | 0.065897 | 0.051809 | 0.040732 | 0.032024 | 0.025178 | 0.019795 | 0.015563 | 0.012236 | 0.0096197 | 0.0075631 | 5.0697e-05 | 1.7794e-05 | 5.9615e-06 | 1.9104e-06 | 0.10159 | 0.20143 | 0.29955 | 0.39597 | 0.49074 | 0.57455 | 0.64045 | 0.69226 | 0.73299 | 0.76502 | 0.79019 | 0.80999 | 0.82555 | 0.83779 | 0.84741 | 0.85497 | 0.85502 | 0.85504 | 0.85504 | 0.85505 | 0.95485 | 0.93824 | 0.92195 | 0.90596 | 0.89024 | 0.78732 | 0.61894 | 0.48657 | 0.38251 | 0.3007 | 0.2364 | 0.18584 | 0.1461 | 0.11485 | 0.09029 | 0.070981 | 0.00047576 | 0.00016697 | 5.5936e-05 | 1.7924e-05 | 0.95485 | 1.8929 | 2.8147 | 3.7203 | 4.6102 | 5.397 | 6.0154 | 6.5014 | 6.8833 | 7.1834 | 7.4192 | 7.6044 | 7.7499 | 7.8641 | 7.9537 | 8.0241 | 8.0239 | 8.0234 | 8.0228 | 8.0221 | 0.086352 | 0.084863 | 0.0834 | 0.081962 | 0.080549 | 0.071244 | 0.056013 | 0.044038 | 0.034623 | 0.027221 | 0.021401 | 0.016826 | 0.013228 | 0.0104 | 0.0081768 | 0.0064286 | 4.3092e-05 | 1.5125e-05 | 5.0672e-06 | 1.6239e-06 | 0.086352 | 0.17122 | 0.25462 | 0.33658 | 0.41713 | 0.48837 | 0.54438 | 0.58842 | 0.62304 | 0.65026 | 0.67166 | 0.68849 | 0.70172 | 0.71212 | 0.7203 | 0.72672 | 0.72677 | 0.72678 | 0.72679 | 0.72679 | 0.95485 | 0.93824 | 0.92195 | 0.90596 | 0.89024 | 0.78732 | 0.61894 | 0.48657 | 0.38251 | 0.3007 | 0.2364 | 0.18584 | 0.1461 | 0.11485 | 0.09029 | 0.070981 | 0.00047576 | 0.00016697 | 5.5936e-05 | 1.7924e-05 | 0.95485 | 1.8929 | 2.8147 | 3.7203 | 4.6102 | 5.397 | 6.0154 | 6.5014 | 6.8833 | 7.1834 | 7.4192 | 7.6044 | 7.7499 | 7.8641 | 7.9537 | 8.0241 | 8.0239 | 8.0234 | 8.0228 | 8.0221 | 0.086352 | 0.084863 | 0.0834 | 0.081962 | 0.080549 | 0.071244 | 0.056013 | 0.044038 | 0.034623 | 0.027221 | 0.021401 | 0.016826 | 0.013228 | 0.0104 | 0.0081768 | 0.0064286 | 4.3092e-05 | 1.5125e-05 | 5.0672e-06 | 1.6239e-06 | 0.086352 | 0.17122 | 0.25462 | 0.33658 | 0.41713 | 0.48837 | 0.54438 | 0.58842 | 0.62304 | 0.65026 | 0.67166 | 0.68849 | 0.70172 | 0.71212 | 0.7203 | 0.72672 | 0.72677 | 0.72678 | 0.72679 | 0.72679 | 0.95485 | 0.93824 | 0.92195 | 0.90596 | 0.89024 | 0.78732 | 0.61894 | 0.48657 | 0.38251 | 0.3007 | 0.2364 | 0.18584 | 0.1461 | 0.11485 | 0.09029 | 0.070981 | 0.00047576 | 0.00016697 | 5.5936e-05 | 1.7924e-05 | 0.95485 | 1.8929 | 2.8147 | 3.7203 | 4.6102 | 5.397 | 6.0154 | 6.5014 | 6.8833 | 7.1834 | 7.4192 | 7.6044 | 7.7499 | 7.8641 | 7.9537 | 8.0241 | 8.0239 | 8.0234 | 8.0228 | 8.0221 | 0.086352 | 0.084863 | 0.0834 | 0.081962 | 0.080549 | 0.071244 | 0.056013 | 0.044038 | 0.034623 | 0.027221 | 0.021401 | 0.016826 | 0.013228 | 0.0104 | 0.0081768 | 0.0064286 | 4.3092e-05 | 1.5125e-05 | 5.0672e-06 | 1.6239e-06 | 0.086352 | 0.17122 | 0.25462 | 0.33658 | 0.41713 | 0.48837 | 0.54438 | 0.58842 | 0.62304 | 0.65026 | 0.67166 | 0.68849 | 0.70172 | 0.71212 | 0.7203 | 0.72672 | 0.72677 | 0.72678 | 0.72679 | 0.72679 | 0.95485 | 0.93824 | 0.92195 | 0.90596 | 0.89024 | 0.78732 | 0.61894 | 0.48657 | 0.38251 | 0.3007 | 0.2364 | 0.18584 | 0.1461 | 0.11485 | 0.09029 | 0.070981 | 0.00047576 | 0.00016697 | 5.5936e-05 | 1.7924e-05 | 0.95485 | 1.8929 | 2.8147 | 3.7203 | 4.6102 | 5.397 | 6.0154 | 6.5014 | 6.8833 | 7.1834 | 7.4192 | 7.6044 | 7.7499 | 7.8641 | 7.9537 | 8.0241 | 8.0239 | 8.0234 | 8.0228 | 8.0221 | 0.086352 | 0.084863 | 0.0834 | 0.081962 | 0.080549 | 0.071244 | 0.056013 | 0.044038 | 0.034623 | 0.027221 | 0.021401 | 0.016826 | 0.013228 | 0.0104 | 0.0081768 | 0.0064286 | 4.3092e-05 | 1.5125e-05 | 5.0672e-06 | 1.6239e-06 | 0.086352 | 0.17122 | 0.25462 | 0.33658 | 0.41713 | 0.48837 | 0.54438 | 0.58842 | 0.62304 | 0.65026 | 0.67166 | 0.68849 | 0.70172 | 0.71212 | 0.7203 | 0.72672 | 0.72677 | 0.72678 | 0.72679 | 0.72679 | 215.5628 | 215.5628 | 215.5628 | 215.5628 | 215.5628 | 215.5628 | 215.5628 | 215.5628 | 215.5628 | 215.5628 | 215.5628 | 215.5628 | 215.5628 | 215.5628 | 215.5628 | 215.5628 | 215.5628 | 215.5628 | 215.5628 | 215.5628 | 136.4223 | 136.4223 | 136.4223 | 136.4223 | 136.4223 | 136.4223 | 136.4223 | 136.4223 | 136.4223 | 136.4223 | 136.4223 | 136.4223 | 136.4223 | 136.4223 | 136.4223 | 136.4223 | 136.4223 | 136.4223 | 136.4223 | 136.4223
WA_Industrial_Petroleum_Existing_Process_Natural Gas_Process Heat Recovery_A | WA | Industrial | Petroleum | Existing | Process | Natural Gas | Process Heat Recovery | A | IM350 | No HR system | HR system installed | 15 | 33.7751 | 0 | 0 | 586.67 | 0 | 0 | 0 | 293.3354 |  | cfm | 5% | 50% | Retrofit | Retro12Med | 75.44% | TBD | 0.2% | 1780.3305 |  | 1181.0799 |  | 0.10469 | MN TRM v3.1 - Exhaust Energy Recovery | WI TRM - Process Exhaust Filtration, 3244 | MN TRM v3.1 - Exhaust Energy Recovery | No HR system | No HR system | No HR system | No HR system | No HR system | No HR system | No HR system | No HR system | No HR system | No HR system | No HR system | No HR system | No HR system | No HR system | No HR system | No HR system | No HR system | No HR system | No HR system | No HR system | No HR system | No HR system | HR system installed | HR system installed | HR system installed | HR system installed | HR system installed | HR system installed | HR system installed | HR system installed | HR system installed | HR system installed | HR system installed | HR system installed | HR system installed | HR system installed | HR system installed | HR system installed | HR system installed | HR system installed | HR system installed | HR system installed | HR system installed | HR system installed | 586.67 | 586.67 | 586.67 | 586.67 | 586.67 | 586.67 | 586.67 | 586.67 | 586.67 | 586.67 | 586.67 | 586.67 | 586.67 | 586.67 | 586.67 | 586.67 | 586.67 | 586.67 | 586.67 | 586.67 | 586.67 | 586.67 | 0 | 0 | 33.6585 | 33.5405 | 33.4199 | 33.296 | 33.168 | 33.0401 | 32.9167 | 32.7972 | 32.6818 | 32.5708 | 32.4647 | 32.3634 | 32.2663 | 32.1724 | 32.0804 | 31.9894 | 31.9025 | 31.8148 | 31.7261 | 31.6363 | 0.1231 | 0.12055 | 0.11805 | 0.11558 | 0.11315 | 0.099695 | 0.078088 | 0.061171 | 0.047924 | 0.03755 | 0.029426 | 0.023063 | 0.018078 | 0.014171 | 0.01111 | 0.0087098 | 5.8224e-05 | 2.038e-05 | 6.8088e-06 | 2.1758e-06 | 0.1231 | 0.24322 | 0.36039 | 0.47464 | 0.58596 | 0.6834 | 0.75894 | 0.81735 | 0.8624 | 0.89702 | 0.92352 | 0.9437 | 0.95895 | 0.97033 | 0.97866 | 0.9846 | 0.98198 | 0.9793 | 0.97658 | 0.97382 | 3.6573 | 3.5942 | 3.5322 | 3.4713 | 3.4115 | 3.0174 | 2.3723 | 1.8651 | 1.4664 | 1.1529 | 0.90639 | 0.71261 | 0.56026 | 0.44048 | 0.34631 | 0.27227 | 0.0018251 | 0.00064058 | 0.00021461 | 6.8776e-05 | 3.6573 | 7.2515 | 10.7837 | 14.255 | 17.6665 | 20.6839 | 23.0562 | 24.9213 | 26.3877 | 27.5406 | 28.447 | 29.1596 | 29.7198 | 30.1603 | 30.5066 | 30.7789 | 30.7807 | 30.7814 | 30.7816 | 30.7817 | 0.10469 | 0.10258 | 0.1005 | 0.098455 | 0.096442 | 0.085022 | 0.066632 | 0.052225 | 0.040937 | 0.032092 | 0.025161 | 0.01973 | 0.015472 | 0.012134 | 0.0095168 | 0.0074641 | 4.9918e-05 | 1.748e-05 | 5.8424e-06 | 1.8678e-06 | 0.10469 | 0.20695 | 0.30682 | 0.40431 | 0.49943 | 0.58281 | 0.6476 | 0.69782 | 0.73667 | 0.76664 | 0.78968 | 0.80732 | 0.82073 | 0.83084 | 0.83834 | 0.84379 | 0.84189 | 0.83994 | 0.83796 | 0.83595 | 3.1087 | 3.0551 | 3.0024 | 2.9506 | 2.8998 | 2.5648 | 2.0165 | 1.5854 | 1.2464 | 0.97994 | 0.77043 | 0.60572 | 0.47622 | 0.37441 | 0.29436 | 0.23143 | 0.0015513 | 0.00054449 | 0.00018242 | 5.8459e-05 | 3.1087 | 6.1637 | 9.1661 | 12.1168 | 15.0165 | 17.5813 | 19.5978 | 21.1831 | 22.4296 | 23.4095 | 24.1799 | 24.7856 | 25.2619 | 25.6363 | 25.9306 | 26.1621 | 26.1636 | 26.1642 | 26.1643 | 26.1644 | 0 | 0 | 0 | 0 | 0 | 0 | 0 | 0 | 0 | 0 | 0 | 0 | 0 | 0 | 0 | 0 | 0 | 0 | 0 | 0 | 0 | 0 | 0 | 0 | 0 | 0 | 0 | 0 | 0 | 0 | 0 | 0 | 0 | 0 | 0 | 0 | 0 | 0 | 0 | 0 | 0 | 0 | 0 | 0 | 0 | 0 | 0 | 0 | 0 | 0 | 0 | 0 | 0 | 0 | 0 | 0 | 0 | 0 | 0 | 0 | 0 | 0 | 0 | 0 | 0 | 0 | 0 | 0 | 0 | 0 | 0 | 0 | 0 | 0 | 0 | 0 | 0 | 0 | 0 | 0 | 0 | 0 | 0 | 0 | 0 | 0 | 0 | 0 | 0 | 0 | 0 | 0 | 0 | 0 | 0 | 0 | 0 | 0 | 0 | 0 | 0 | 0 | 0 | 0 | 0 | 0 | 0 | 0 | 0 | 0 | 0 | 0 | 0 | 0 | 0 | 0 | 0 | 0 | 0 | 0 | 0 | 0 | 0 | 0 | 0 | 0 | 0 | 0 | 0 | 0 | 0 | 0 | 0 | 0 | 0 | 0 | 0 | 0 | 0 | 0 | 0 | 0 | 0 | 0 | 0 | 0 | 0 | 0 | 0 | 0 | 0 | 0 | 0 | 0 | 0 | 0 | 0 | 0 | 0 | 0 | 0 | 0 | 0 | 0 | 0 | 0 | 0 | 0 | 0 | 0 | 0 | 0 | 0 | 0 | 0 | 0 | 0 | 0 | 0 | 0 | 0 | 0 | 0 | 0 | 0 | 0 | 0 | 0 | 0 | 0 | 0 | 0 | 0 | 0 | 0 | 0 | 0 | 0 | 0 | 0 | 0 | 0 | 0 | 0 | 0 | 0 | 0 | 0 | 0 | 0 | 0 | 0 | 0 | 0 | 0 | 0 | 0 | 0 | 0 | 0 | 0 | 0 | 0 | 0 | 0 | 0 | 0 | 0 | 0 | 0 | 0 | 0 | 0 | 0 | 0 | 0 | 0 | 0 | 0 | 0 | 1877.7557 | 1877.7557 | 1877.7557 | 1877.7557 | 1877.7557 | 1877.7557 | 1877.7557 | 1877.7557 | 1877.7557 | 1877.7557 | 1877.7557 | 1877.7557 | 1877.7557 | 1877.7557 | 1877.7557 | 1877.7557 | 1877.7557 | 1877.7557 | 1877.7557 | 1877.7557 | 1245.7122 | 1245.7122 | 1245.7122 | 1245.7122 | 1245.7122 | 1245.7122 | 1245.7122 | 1245.7122 | 1245.7122 | 1245.7122 | 1245.7122 | 1245.7122 | 1245.7122 | 1245.7122 | 1245.7122 | 1245.7122 | 1245.7122 | 1245.7122 | 1245.7122 | 1245.7122
WA_Industrial_Petroleum_Existing_Space Heating_Natural Gas_Building Automation System_A | WA | Industrial | Petroleum | Existing | Space Heating | Natural Gas | Building Automation System | A | IM351 | No control system | Automation system installed and programmed | 15 | 0.015698 | 0 | 0 | 0.1 | 0.03 | 0 | 0 | 0.05225 |  | sqft | 5% | 65% | Retrofit | Retro1Slow | 84.81% | TBD | 0.2% | 154.5693 |  | 90.7226 |  | 0.00070821 | COM_EMS-All-XCELCO-2017-18-3 | BEHAV_EIS-All-CPUC-2018_PG-10 | COM_EMS-All-XCELCO-2017-18-3 | No control system | No control system | No control system | No control system | No control system | No control system | No control system | No control system | No control system | No control system | No control system | No control system | No control system | No control system | No control system | No control system | No control system | No control system | No control system | No control system | No control system | No control system | Automation system installed and programmed | Automation system installed and programmed | Automation system installed and programmed | Automation system installed and programmed | Automation system installed and programmed | Automation system installed and programmed | Automation system installed and programmed | Automation system installed and programmed | Automation system installed and programmed | Automation system installed and programmed | Automation system installed and programmed | Automation system installed and programmed | Automation system installed and programmed | Automation system installed and programmed | Automation system installed and programmed | Automation system installed and programmed | Automation system installed and programmed | Automation system installed and programmed | Automation system installed and programmed | Automation system installed and programmed | Automation system installed and programmed | Automation system installed and programmed | 0.1 | 0.1 | 0.1 | 0.1 | 0.1 | 0.1 | 0.1 | 0.1 | 0.1 | 0.1 | 0.1 | 0.1 | 0.1 | 0.1 | 0.1 | 0.1 | 0.1 | 0.1 | 0.1 | 0.1 | 0.1 | 0.1 | 0 | 0 | 0.015449 | 0.015272 | 0.015094 | 0.014913 | 0.014732 | 0.01455 | 0.014368 | 0.014187 | 0.014008 | 0.013832 | 0.013661 | 0.013494 | 0.013331 | 0.013172 | 0.013016 | 0.012862 | 0.012711 | 0.01256 | 0.01241 | 0.012261 | 0.00083022 | 0.0016123 | 0.0027804 | 0.0043917 | 0.0064715 | 0.0089962 | 0.011876 | 0.01494 | 0.01793 | 0.020518 | 0.022343 | 0.023074 | 0.022496 | 0.020592 | 0.017581 | 0.01412 | 0.010487 | 0.0070503 | 0.0043739 | 0.0027697 | 0.00083022 | 0.002433 | 0.005185 | 0.0095148 | 0.015871 | 0.024671 | 0.036238 | 0.050722 | 0.068012 | 0.087675 | 0.10893 | 0.13068 | 0.1516 | 0.17038 | 0.18594 | 0.19786 | 0.20602 | 0.21063 | 0.21249 | 0.21271 | 53.7402 | 105.5709 | 184.2141 | 294.4832 | 439.2777 | 618.2923 | 826.5465 | 1053.0286 | 1279.9595 | 1483.3526 | 1635.5317 | 1709.8995 | 1687.434 | 1563.2654 | 1350.7624 | 1097.8058 | 825.0244 | 561.323 | 352.4399 | 225.8891 | 53.7402 | 159.3111 | 343.5252 | 638.0084 | 1077.2861 | 1695.5784 | 2522.125 | 3575.1536 | 4855.1131 | 6338.4657 | 7973.9973 | 9683.8968 | 11371.3308 | 12934.5963 | 14285.3586 | 15383.1644 | 16208.1889 | 16769.5118 | 17121.9517 | 17347.8408 | 0.00070821 | 0.0013802 | 0.0023886 | 0.0037864 | 0.0055999 | 0.0078139 | 0.010355 | 0.013079 | 0.015762 | 0.018113 | 0.019808 | 0.020544 | 0.020117 | 0.018494 | 0.015861 | 0.012795 | 0.0095459 | 0.0064478 | 0.0040193 | 0.0025577 | 0.00070821 | 0.0020828 | 0.0044543 | 0.0082034 | 0.013733 | 0.021429 | 0.031598 | 0.044404 | 0.059787 | 0.077399 | 0.096575 | 0.11635 | 0.13556 | 0.15302 | 0.16774 | 0.1793 | 0.18754 | 0.19263 | 0.19526 | 0.19643 | 45.6791 | 89.7353 | 156.582 | 250.3107 | 373.3861 | 525.5485 | 702.5645 | 895.0743 | 1087.9656 | 1260.8497 | 1390.2019 | 1453.4146 | 1434.3189 | 1328.7756 | 1148.148 | 933.1349 | 701.2708 | 477.1245 | 299.5739 | 192.0058 | 45.6791 | 135.4144 | 291.9964 | 542.3072 | 915.6932 | 1441.2417 | 2143.8062 | 3038.8805 | 4126.8461 | 5387.6958 | 6777.8977 | 8231.3123 | 9665.6312 | 10994.4068 | 12142.5548 | 13075.6898 | 13776.9605 | 14254.0851 | 14553.659 | 14745.6647 | 0.00070821 | 0.0013802 | 0.0023886 | 0.0037864 | 0.0055999 | 0.0078139 | 0.010355 | 0.013079 | 0.015762 | 0.018113 | 0.019808 | 0.020544 | 0.020117 | 0.018494 | 0.015861 | 0.012795 | 0.0095459 | 0.0064478 | 0.0040193 | 0.0025577 | 0.00070821 | 0.0020828 | 0.0044543 | 0.0082034 | 0.013733 | 0.021429 | 0.031598 | 0.044404 | 0.059787 | 0.077399 | 0.096575 | 0.11635 | 0.13556 | 0.15302 | 0.16774 | 0.1793 | 0.18754 | 0.19263 | 0.19526 | 0.19643 | 45.6791 | 89.7353 | 156.582 | 250.3107 | 373.3861 | 525.5485 | 702.5645 | 895.0743 | 1087.9656 | 1260.8497 | 1390.2019 | 1453.4146 | 1434.3189 | 1328.7756 | 1148.148 | 933.1349 | 701.2708 | 477.1245 | 299.5739 | 192.0058 | 45.6791 | 135.4144 | 291.9964 | 542.3072 | 915.6932 | 1441.2417 | 2143.8062 | 3038.8805 | 4126.8461 | 5387.6958 | 6777.8977 | 8231.3123 | 9665.6312 | 10994.4068 | 12142.5548 | 13075.6898 | 13776.9605 | 14254.0851 | 14553.659 | 14745.6647 | 0.00070821 | 0.0013802 | 0.0023886 | 0.0037864 | 0.0055999 | 0.0078139 | 0.010355 | 0.013079 | 0.015762 | 0.018113 | 0.019808 | 0.020544 | 0.020117 | 0.018494 | 0.015861 | 0.012795 | 0.0095459 | 0.0064478 | 0.0040193 | 0.0025577 | 0.00070821 | 0.0020828 | 0.0044543 | 0.0082034 | 0.013733 | 0.021429 | 0.031598 | 0.044404 | 0.059787 | 0.077399 | 0.096575 | 0.11635 | 0.13556 | 0.15302 | 0.16774 | 0.1793 | 0.18754 | 0.19263 | 0.19526 | 0.19643 | 45.6791 | 89.7353 | 156.582 | 250.3107 | 373.3861 | 525.5485 | 702.5645 | 895.0743 | 1087.9656 | 1260.8497 | 1390.2019 | 1453.4146 | 1434.3189 | 1328.7756 | 1148.148 | 933.1349 | 701.2708 | 477.1245 | 299.5739 | 192.0058 | 45.6791 | 135.4144 | 291.9964 | 542.3072 | 915.6932 | 1441.2417 | 2143.8062 | 3038.8805 | 4126.8461 | 5387.6958 | 6777.8977 | 8231.3123 | 9665.6312 | 10994.4068 | 12142.5548 | 13075.6898 | 13776.9605 | 14254.0851 | 14553.659 | 14745.6647 | 0.00070821 | 0.0013802 | 0.0023886 | 0.0037864 | 0.0055999 | 0.0078139 | 0.010355 | 0.013079 | 0.015762 | 0.018113 | 0.019808 | 0.020544 | 0.020117 | 0.018494 | 0.015861 | 0.012795 | 0.0095459 | 0.0064478 | 0.0040193 | 0.0025577 | 0.00070821 | 0.0020828 | 0.0044543 | 0.0082034 | 0.013733 | 0.021429 | 0.031598 | 0.044404 | 0.059787 | 0.077399 | 0.096575 | 0.11635 | 0.13556 | 0.15302 | 0.16774 | 0.1793 | 0.18754 | 0.19263 | 0.19526 | 0.19643 | 45.6791 | 89.7353 | 156.582 | 250.3107 | 373.3861 | 525.5485 | 702.5645 | 895.0743 | 1087.9656 | 1260.8497 | 1390.2019 | 1453.4146 | 1434.3189 | 1328.7756 | 1148.148 | 933.1349 | 701.2708 | 477.1245 | 299.5739 | 192.0058 | 45.6791 | 135.4144 | 291.9964 | 542.3072 | 915.6932 | 1441.2417 | 2143.8062 | 3038.8805 | 4126.8461 | 5387.6958 | 6777.8977 | 8231.3123 | 9665.6312 | 10994.4068 | 12142.5548 | 13075.6898 | 13776.9605 | 14254.0851 | 14553.659 | 14745.6647 | 2885.3215 | 2899.531 | 2913.8261 | 2928.0992 | 2942.245 | 2956.1603 | 2969.7443 | 2982.8983 | 2995.5262 | 3007.5343 | 3018.9444 | 3029.7778 | 3040.0553 | 3049.7974 | 3059.0239 | 3067.7539 | 3076.0062 | 3083.7989 | 3091.1495 | 3098.0748 | 461.2883 | 463.56 | 465.8454 | 468.1273 | 470.3889 | 472.6136 | 474.7853 | 476.8883 | 478.9071 | 480.8269 | 482.6511 | 484.3831 | 486.0262 | 487.5837 | 489.0588 | 490.4545 | 491.7738 | 493.0197 | 494.1948 | 495.302
WA_Industrial_Petroleum_Existing_Space Heating_Natural Gas_Steam System Efficiency Improvements_A | WA | Industrial | Petroleum | Existing | Space Heating | Natural Gas | Steam System Efficiency Improvements | A | IM352 | Average system efficiency | Optimized system | 5 | 0.14024 | 0 | 0 | 0.12 | 0 | 0 | 0 | 0.0594 |  | sqft | 30% | 60% | Retrofit | Retro1Slow | 84.81% | TBD | 0.2% | 43405.4806 |  | 33575.0533 |  | 9.1886e-05 | AEG Research | DOE - Improving Steam System Performance: A Sourcebook for Industry, Second Edition. October 2012. | DOE - Improving Steam System Performance: A Sourcebook for Industry, Second Edition. October 2012. | Average system efficiency | Average system efficiency | Average system efficiency | Average system efficiency | Average system efficiency | Average system efficiency | Average system efficiency | Average system efficiency | Average system efficiency | Average system efficiency | Average system efficiency | Average system efficiency | Average system efficiency | Average system efficiency | Average system efficiency | Average system efficiency | Average system efficiency | Average system efficiency | Average system efficiency | Average system efficiency | Average system efficiency | Average system efficiency | Optimized system | Optimized system | Optimized system | Optimized system | Optimized system | Optimized system | Optimized system | Optimized system | Optimized system | Optimized system | Optimized system | Optimized system | Optimized system | Optimized system | Optimized system | Optimized system | Optimized system | Optimized system | Optimized system | Optimized system | Optimized system | Optimized system | 0.12 | 0.12 | 0.12 | 0.12 | 0.12 | 0.12 | 0.12 | 0.12 | 0.12 | 0.12 | 0.12 | 0.12 | 0.12 | 0.12 | 0.12 | 0.12 | 0.12 | 0.12 | 0.12 | 0.12 | 0.12 | 0.12 | 0 | 0 | 0.13778 | 0.13517 | 0.13192 | 0.12795 | 0.1233 | 0.11813 | 0.11265 | 0.10715 | 0.10183 | 0.096883 | 0.092408 | 0.088436 | 0.084948 | 0.081901 | 0.079238 | 0.076894 | 0.074814 | 0.072919 | 0.071244 | 0.069633 | 0.00010762 | 0.00020741 | 0.00035319 | 0.00054762 | 0.00078721 | 0.0010615 | 0.0013533 | 0.0016399 | 0.0018944 | 0.0020887 | 0.0021966 | 0.0021978 | 0.0020834 | 0.0018608 | 0.0015556 | 0.0012269 | 0.00089709 | 0.0005949 | 0.00036494 | 0.00022861 | 0.00010762 | 0.00031298 | 0.00065864 | 0.0011864 | 0.0019306 | 0.0029111 | 0.0041296 | 0.0055675 | 0.0071858 | 0.0089253 | 0.01071 | 0.012447 | 0.01404 | 0.015397 | 0.016452 | 0.017192 | 0.017624 | 0.017773 | 0.017729 | 0.017557 | 0.78107 | 1.5344 | 2.6774 | 4.2801 | 6.3845 | 8.9863 | 12.0131 | 15.3049 | 18.6031 | 21.5593 | 23.7711 | 24.8519 | 24.5254 | 22.7207 | 19.6322 | 15.9557 | 11.991 | 8.1583 | 5.1224 | 3.2831 | 0.78107 | 2.3155 | 4.9928 | 9.2729 | 15.6574 | 24.6438 | 36.6569 | 51.9618 | 70.5649 | 92.1242 | 115.8952 | 140.7471 | 165.2725 | 187.9933 | 207.6254 | 223.5811 | 235.5721 | 243.7305 | 248.8529 | 252.136 | 9.1886e-05 | 0.00017798 | 0.00030486 | 0.0004759 | 0.00068951 | 0.00093809 | 0.0012077 | 0.0014787 | 0.0017267 | 0.0019244 | 0.0020449 | 0.0020664 | 0.0019772 | 0.0017815 | 0.0015016 | 0.0011936 | 0.00087921 | 0.00058728 | 0.00036277 | 0.00022885 | 9.1886e-05 | 0.00026859 | 0.00056851 | 0.0010311 | 0.001691 | 0.0025726 | 0.0036853 | 0.0050205 | 0.0065496 | 0.0082229 | 0.0099699 | 0.011703 | 0.013324 | 0.01474 | 0.015881 | 0.016725 | 0.017273 | 0.017545 | 0.017624 | 0.017575 | 0.66391 | 1.3042 | 2.2758 | 3.6381 | 5.4268 | 7.6384 | 10.2112 | 13.0091 | 15.8126 | 18.3254 | 20.2054 | 21.1241 | 20.8466 | 19.3126 | 16.6873 | 13.5623 | 10.1924 | 6.9346 | 4.354 | 2.7906 | 0.66391 | 1.9681 | 4.2439 | 7.882 | 13.3088 | 20.9472 | 31.1584 | 44.1675 | 59.9802 | 78.3055 | 98.5109 | 119.6351 | 140.4817 | 159.7943 | 176.4816 | 190.0439 | 200.2363 | 207.1709 | 211.525 | 214.3156 | 9.2e-05 | 0.00017844 | 0.00030609 | 0.00047861 | 0.00069474 | 0.00094721 | 0.0012225 | 0.0015009 | 0.001758 | 0.001966 | 0.0020969 | 0.0021271 | 0.0020432 | 0.0018481 | 0.0015633 | 0.0012467 | 0.00092108 | 0.00061685 | 0.00038194 | 0.00024147 | 9.2e-05 | 0.00026928 | 0.0005708 | 0.0010369 | 0.0017038 | 0.0025976 | 0.0037302 | 0.0050957 | 0.0066684 | 0.0084007 | 0.010223 | 0.012046 | 0.013769 | 0.015291 | 0.016533 | 0.01747 | 0.018095 | 0.018428 | 0.018555 | 0.018544 | 0.66391 | 1.3042 | 2.2758 | 3.6381 | 5.4268 | 7.6384 | 10.2112 | 13.0091 | 15.8126 | 18.3254 | 20.2054 | 21.1241 | 20.8466 | 19.3126 | 16.6873 | 13.5623 | 10.1924 | 6.9346 | 4.354 | 2.7906 | 0.66391 | 1.9681 | 4.2439 | 7.882 | 13.3088 | 20.9472 | 31.1584 | 44.1675 | 59.9802 | 78.3055 | 98.5109 | 119.6351 | 140.4817 | 159.7943 | 176.4816 | 190.0439 | 200.2363 | 207.1709 | 211.525 | 214.3156 | 9.2329e-05 | 0.00018025 | 0.00031244 | 0.00049591 | 0.00073403 | 0.0010245 | 0.0013572 | 0.001712 | 0.0020589 | 0.0023591 | 0.0025704 | 0.0026547 | 0.0025879 | 0.0023689 | 0.0020236 | 0.001627 | 0.0012107 | 0.0008162 | 0.00050814 | 0.00032306 | 9.2329e-05 | 0.00027201 | 0.00058265 | 0.0010744 | 0.0018001 | 0.0028096 | 0.0041412 | 0.0058125 | 0.0078098 | 0.010081 | 0.012532 | 0.015035 | 0.01744 | 0.019601 | 0.021401 | 0.022799 | 0.023784 | 0.024384 | 0.024686 | 0.02481 | 0.66391 | 1.3042 | 2.2758 | 3.6381 | 5.4268 | 7.6384 | 10.2112 | 13.0091 | 15.8126 | 18.3254 | 20.2054 | 21.1241 | 20.8466 | 19.3126 | 16.6873 | 13.5623 | 10.1924 | 6.9346 | 4.354 | 2.7906 | 0.66391 | 1.9681 | 4.2439 | 7.882 | 13.3088 | 20.9472 | 31.1584 | 44.1675 | 59.9802 | 78.3055 | 98.5109 | 119.6351 | 140.4817 | 159.7943 | 176.4816 | 190.0439 | 200.2363 | 207.1709 | 211.525 | 214.3156 | 9.2329e-05 | 0.00018025 | 0.00031244 | 0.00049591 | 0.00073403 | 0.0010245 | 0.0013572 | 0.001712 | 0.0020589 | 0.0023591 | 0.0025704 | 0.0026547 | 0.0025879 | 0.0023689 | 0.0020236 | 0.001627 | 0.0012107 | 0.0008162 | 0.00050814 | 0.00032306 | 9.2329e-05 | 0.00027201 | 0.00058265 | 0.0010744 | 0.0018001 | 0.0028096 | 0.0041412 | 0.0058125 | 0.0078098 | 0.010081 | 0.012532 | 0.015035 | 0.01744 | 0.019601 | 0.021401 | 0.022799 | 0.023784 | 0.024384 | 0.024686 | 0.02481 | 0.66391 | 1.3042 | 2.2758 | 3.6381 | 5.4268 | 7.6384 | 10.2112 | 13.0091 | 15.8126 | 18.3254 | 20.2054 | 21.1241 | 20.8466 | 19.3126 | 16.6873 | 13.5623 | 10.1924 | 6.9346 | 4.354 | 2.7906 | 0.66391 | 1.9681 | 4.2439 | 7.882 | 13.3088 | 20.9472 | 31.1584 | 44.1675 | 59.9802 | 78.3055 | 98.5109 | 119.6351 | 140.4817 | 159.7943 | 176.4816 | 190.0439 | 200.2363 | 207.1709 | 211.525 | 214.3156 | 145471.35 | 145531.8705 | 145591.1913 | 145649.1727 | 145705.6866 | 145760.6162 | 145813.8547 | 145865.3045 | 145914.8765 | 145962.489 | 146008.0676 | 146051.5441 | 146092.8564 | 146131.9475 | 146168.7656 | 146203.2632 | 146235.3969 | 146265.1274 | 146292.4184 | 146317.2374 | 112525.1525 | 112571.9664 | 112617.8524 | 112662.7021 | 112706.4168 | 112748.906 | 112790.0872 | 112829.8847 | 112868.2296 | 112905.0589 | 112940.3149 | 112973.9449 | 113005.9008 | 113036.1386 | 113064.6182 | 113091.3028 | 113116.1589 | 113139.156 | 113160.2663 | 113179.4642
WA_Industrial_Petroleum_Existing_Process_Natural Gas_Steam System Efficiency Improvements_A | WA | Industrial | Petroleum | Existing | Process | Natural Gas | Steam System Efficiency Improvements | A | IM353 | Average system efficiency | Optimized system | 5 | 0.70269 | 0 | 0 | 515.82 | 0 | 0 | 0 | 257.9085 |  | sqft | 30% | 60% | Retrofit | Retro1Slow | 84.81% | TBD | 0.2% | 43405.4806 |  | 33575.0533 |  | 8.5103e-06 | AEG Research | DOE - Improving Steam System Performance: A Sourcebook for Industry, Second Edition. October 2012. | DOE - Improving Steam System Performance: A Sourcebook for Industry, Second Edition. October 2012. | Average system efficiency | Average system efficiency | Average system efficiency | Average system efficiency | Average system efficiency | Average system efficiency | Average system efficiency | Average system efficiency | Average system efficiency | Average system efficiency | Average system efficiency | Average system efficiency | Average system efficiency | Average system efficiency | Average system efficiency | Average system efficiency | Average system efficiency | Average system efficiency | Average system efficiency | Average system efficiency | Average system efficiency | Average system efficiency | Optimized system | Optimized system | Optimized system | Optimized system | Optimized system | Optimized system | Optimized system | Optimized system | Optimized system | Optimized system | Optimized system | Optimized system | Optimized system | Optimized system | Optimized system | Optimized system | Optimized system | Optimized system | Optimized system | Optimized system | Optimized system | Optimized system | 515.82 | 515.82 | 515.82 | 515.82 | 515.82 | 515.82 | 515.82 | 515.82 | 515.82 | 515.82 | 515.82 | 515.82 | 515.82 | 515.82 | 515.82 | 515.82 | 515.82 | 515.82 | 515.82 | 515.82 | 515.82 | 515.82 | 0 | 0 | 0.7002 | 0.69768 | 0.69511 | 0.69246 | 0.68973 | 0.68701 | 0.68439 | 0.68186 | 0.67942 | 0.67708 | 0.67485 | 0.67272 | 0.67068 | 0.6687 | 0.66677 | 0.66487 | 0.66305 | 0.66121 | 0.65936 | 0.65748 | 1.0007e-05 | 1.9587e-05 | 3.4052e-05 | 5.4229e-05 | 8.0574e-05 | 0.00011296 | 0.00015043 | 0.00019095 | 0.00023127 | 0.00026709 | 0.00029352 | 0.0003059 | 0.00030096 | 0.000278 | 0.00023951 | 0.0001941 | 0.00014547 | 9.8702e-05 | 6.1799e-05 | 3.9496e-05 | 1.0007e-05 | 2.9558e-05 | 6.3501e-05 | 0.00011749 | 0.0001976 | 0.00030978 | 0.00045903 | 0.00064828 | 0.00087723 | 0.0011413 | 0.0014311 | 0.0017324 | 0.0020281 | 0.0023002 | 0.0025331 | 0.0027199 | 0.0028579 | 0.0029487 | 0.0030023 | 0.0030332 | 0.014291 | 0.028075 | 0.048989 | 0.078313 | 0.11682 | 0.16443 | 0.21981 | 0.28004 | 0.34039 | 0.39447 | 0.43494 | 0.45472 | 0.44875 | 0.41573 | 0.35921 | 0.29194 | 0.2194 | 0.14928 | 0.093726 | 0.060072 | 0.014291 | 0.042366 | 0.091355 | 0.16967 | 0.28649 | 0.45091 | 0.67072 | 0.95076 | 1.2911 | 1.6856 | 2.1206 | 2.5753 | 3.024 | 3.4398 | 3.799 | 4.0909 | 4.3103 | 4.4596 | 4.5533 | 4.6134 | 8.5103e-06 | 1.6667e-05 | 2.8992e-05 | 4.6196e-05 | 6.8679e-05 | 9.6343e-05 | 0.00012838 | 0.00016304 | 0.00019757 | 0.0002283 | 0.00025101 | 0.00026173 | 0.00025762 | 0.00023807 | 0.0002052 | 0.00016637 | 0.00012474 | 8.467e-05 | 5.3035e-05 | 3.391e-05 | 8.5103e-06 | 2.5151e-05 | 5.4064e-05 | 0.00010009 | 0.00016843 | 0.00026421 | 0.00039173 | 0.00055354 | 0.00074943 | 0.00097554 | 0.0012238 | 0.0014823 | 0.0017361 | 0.0019698 | 0.0021702 | 0.0023313 | 0.0024506 | 0.0025295 | 0.0025765 | 0.0026042 | 0.012148 | 0.023864 | 0.041641 | 0.066566 | 0.099296 | 0.13976 | 0.18684 | 0.23803 | 0.28933 | 0.3353 | 0.3697 | 0.38651 | 0.38143 | 0.35337 | 0.30533 | 0.24815 | 0.18649 | 0.12688 | 0.079667 | 0.051061 | 0.012148 | 0.036011 | 0.077652 | 0.14422 | 0.24351 | 0.38328 | 0.57011 | 0.80814 | 1.0975 | 1.4328 | 1.8025 | 2.189 | 2.5704 | 2.9238 | 3.2291 | 3.4773 | 3.6638 | 3.7907 | 3.8703 | 3.9214 | 0 | 0 | 0 | 0 | 0 | 0 | 0 | 0 | 0 | 0 | 0 | 0 | 0 | 0 | 0 | 0 | 0 | 0 | 0 | 0 | 0 | 0 | 0 | 0 | 0 | 0 | 0 | 0 | 0 | 0 | 0 | 0 | 0 | 0 | 0 | 0 | 0 | 0 | 0 | 0 | 0 | 0 | 0 | 0 | 0 | 0 | 0 | 0 | 0 | 0 | 0 | 0 | 0 | 0 | 0 | 0 | 0 | 0 | 0 | 0 | 0 | 0 | 0 | 0 | 0 | 0 | 0 | 0 | 0 | 0 | 0 | 0 | 0 | 0 | 0 | 0 | 0 | 0 | 0 | 0 | 0 | 0 | 0 | 0 | 0 | 0 | 0 | 0 | 0 | 0 | 0 | 0 | 0 | 0 | 0 | 0 | 0 | 0 | 0 | 0 | 0 | 0 | 0 | 0 | 0 | 0 | 0 | 0 | 0 | 0 | 0 | 0 | 0 | 0 | 0 | 0 | 0 | 0 | 0 | 0 | 0 | 0 | 0 | 0 | 0 | 0 | 0 | 0 | 0 | 0 | 0 | 0 | 0 | 0 | 0 | 0 | 0 | 0 | 0 | 0 | 0 | 0 | 0 | 0 | 0 | 0 | 0 | 0 | 0 | 0 | 0 | 0 | 0 | 0 | 0 | 0 | 0 | 0 | 0 | 0 | 0 | 0 | 0 | 0 | 0 | 0 | 0 | 0 | 0 | 0 | 0 | 0 | 0 | 0 | 0 | 0 | 0 | 0 | 0 | 0 | 0 | 0 | 0 | 0 | 0 | 0 | 0 | 0 | 0 | 0 | 0 | 0 | 0 | 0 | 0 | 0 | 0 | 0 | 0 | 0 | 0 | 0 | 0 | 0 | 0 | 0 | 0 | 0 | 0 | 0 | 0 | 0 | 0 | 0 | 0 | 0 | 0 | 0 | 0 | 0 | 0 | 0 | 0 | 0 | 0 | 0 | 0 | 0 | 0 | 0 | 0 | 0 | 0 | 0 | 0 | 0 | 0 | 0 | 0 | 0 | 145471.35 | 145531.8705 | 145591.1913 | 145649.1727 | 145705.6866 | 145760.6162 | 145813.8547 | 145865.3045 | 145914.8765 | 145962.489 | 146008.0676 | 146051.5441 | 146092.8564 | 146131.9475 | 146168.7656 | 146203.2632 | 146235.3969 | 146265.1274 | 146292.4184 | 146317.2374 | 112525.1525 | 112571.9664 | 112617.8524 | 112662.7021 | 112706.4168 | 112748.906 | 112790.0872 | 112829.8847 | 112868.2296 | 112905.0589 | 112940.3149 | 112973.9449 | 113005.9008 | 113036.1386 | 113064.6182 | 113091.3028 | 113116.1589 | 113139.156 | 113160.2663 | 113179.4642
WA_Industrial_Petroleum_Existing_Space Heating_Natural Gas_Strategic Energy Management_A | WA | Industrial | Petroleum | Existing | Space Heating | Natural Gas | Strategic Energy Management | A | IM354 | No energy management system | Energy management system installed and programmed | 5 | 821.6482 | 0 | 0 | 2458.4 | 0 | 58.54 | 0 | 1229.1976 |  | employee | 5% | 50% | Retrofit | RetroEven20 | 80.75% | TBD | 0.2% | 305.5085 |  | 264.1057 |  | 0.0044569 | BEHAV_SEM-All-CPUC-2018_PG-26 | BEHAV_SEM-All-CPUC-2018_PG-26 | AEG Research | No energy management system | No energy management system | No energy management system | No energy management system | No energy management system | No energy management system | No energy management system | No energy management system | No energy management system | No energy management system | No energy management system | No energy management system | No energy management system | No energy management system | No energy management system | No energy management system | No energy management system | No energy management system | No energy management system | No energy management system | No energy management system | No energy management system | Energy management system installed and programmed | Energy management system installed and programmed | Energy management system installed and programmed | Energy management system installed and programmed | Energy management system installed and programmed | Energy management system installed and programmed | Energy management system installed and programmed | Energy management system installed and programmed | Energy management system installed and programmed | Energy management system installed and programmed | Energy management system installed and programmed | Energy management system installed and programmed | Energy management system installed and programmed | Energy management system installed and programmed | Energy management system installed and programmed | Energy management system installed and programmed | Energy management system installed and programmed | Energy management system installed and programmed | Energy management system installed and programmed | Energy management system installed and programmed | Energy management system installed and programmed | Energy management system installed and programmed | 2458.4 | 2458.4 | 2458.4 | 2458.4 | 2458.4 | 2458.4 | 2458.4 | 2458.4 | 2458.4 | 2458.4 | 2458.4 | 2458.4 | 2458.4 | 2458.4 | 2458.4 | 2458.4 | 2458.4 | 2458.4 | 2458.4 | 2458.4 | 2458.4 | 2458.4 | 0 | 0 | 809.3984 | 800.9356 | 792.3598 | 783.6999 | 774.9816 | 766.2209 | 757.4601 | 748.7475 | 740.1339 | 731.6667 | 723.4425 | 715.4576 | 707.6855 | 700.0969 | 692.6607 | 685.3537 | 678.1599 | 671.0153 | 663.9106 | 656.8381 | 0.0052255 | 0.0050817 | 0.0049406 | 0.0048024 | 0.0046671 | 0.0045348 | 0.0044056 | 0.0042799 | 0.0041577 | 0.0040393 | 0.003925 | 0.0038148 | 0.0037083 | 0.0036052 | 0.0035055 | 0.0034087 | 0.0033147 | 0.0032233 | 0.0031342 | 0.0030473 | 0.0052255 | 0.010253 | 0.015083 | 0.019721 | 0.024169 | 0.02843 | 0.032511 | 0.036417 | 0.040156 | 0.043735 | 0.047169 | 0.050463 | 0.053623 | 0.056653 | 0.059557 | 0.062337 | 0.064998 | 0.067536 | 0.069955 | 0.072257 | 0.0064561 | 0.0063447 | 0.0062354 | 0.0061278 | 0.0060222 | 0.0059184 | 0.0058163 | 0.005716 | 0.0056175 | 0.0055206 | 0.0054255 | 0.0053319 | 0.00524 | 0.0051496 | 0.0050609 | 0.0049736 | 0.0048878 | 0.0048036 | 0.0047207 | 0.0046394 | 0.0064561 | 0.012801 | 0.019036 | 0.025164 | 0.031186 | 0.037105 | 0.042921 | 0.048637 | 0.054254 | 0.059775 | 0.065201 | 0.070532 | 0.075772 | 0.080922 | 0.085983 | 0.090956 | 0.095844 | 0.10065 | 0.10537 | 0.11001 | 0.0044569 | 0.0043489 | 0.0042425 | 0.004138 | 0.0040355 | 0.0039352 | 0.0038374 | 0.0037421 | 0.0036497 | 0.0035602 | 0.0034736 | 0.00339 | 0.003309 | 0.0032306 | 0.0031544 | 0.0030805 | 0.0030086 | 0.0029387 | 0.0028706 | 0.0028042 | 0.0044569 | 0.0087742 | 0.012952 | 0.016993 | 0.020898 | 0.024671 | 0.028317 | 0.031841 | 0.035249 | 0.038548 | 0.041745 | 0.044844 | 0.04785 | 0.050766 | 0.053593 | 0.056336 | 0.058996 | 0.061574 | 0.064073 | 0.066494 | 0.0054876 | 0.005393 | 0.0053001 | 0.0052087 | 0.0051189 | 0.0050306 | 0.0049439 | 0.0048586 | 0.0047749 | 0.0046925 | 0.0046116 | 0.0045321 | 0.004454 | 0.0043772 | 0.0043017 | 0.0042276 | 0.0041547 | 0.004083 | 0.0040126 | 0.0039435 | 0.0054876 | 0.010881 | 0.016181 | 0.021389 | 0.026508 | 0.031539 | 0.036483 | 0.041341 | 0.046116 | 0.050809 | 0.05542 | 0.059953 | 0.064407 | 0.068784 | 0.073085 | 0.077313 | 0.081468 | 0.085551 | 0.089563 | 0.093507 | 0.0044569 | 0.0043489 | 0.0042425 | 0.004138 | 0.0040355 | 0.0039352 | 0.0038374 | 0.0037421 | 0.0036497 | 0.0035602 | 0.0034736 | 0.00339 | 0.003309 | 0.0032306 | 0.0031544 | 0.0030805 | 0.0030086 | 0.0029387 | 0.0028706 | 0.0028042 | 0.0044569 | 0.0087742 | 0.012952 | 0.016993 | 0.020898 | 0.024671 | 0.028317 | 0.031841 | 0.035249 | 0.038548 | 0.041745 | 0.044844 | 0.04785 | 0.050766 | 0.053593 | 0.056336 | 0.058996 | 0.061574 | 0.064073 | 0.066494 | 0.0054876 | 0.005393 | 0.0053001 | 0.0052087 | 0.0051189 | 0.0050306 | 0.0049439 | 0.0048586 | 0.0047749 | 0.0046925 | 0.0046116 | 0.0045321 | 0.004454 | 0.0043772 | 0.0043017 | 0.0042276 | 0.0041547 | 0.004083 | 0.0040126 | 0.0039435 | 0.0054876 | 0.010881 | 0.016181 | 0.021389 | 0.026508 | 0.031539 | 0.036483 | 0.041341 | 0.046116 | 0.050809 | 0.05542 | 0.059953 | 0.064407 | 0.068784 | 0.073085 | 0.077313 | 0.081468 | 0.085551 | 0.089563 | 0.093507 | 0.0044569 | 0.0043489 | 0.0042425 | 0.004138 | 0.0040355 | 0.0039352 | 0.0038374 | 0.0037421 | 0.0036497 | 0.0035602 | 0.0034736 | 0.00339 | 0.003309 | 0.0032306 | 0.0031544 | 0.0030805 | 0.0030086 | 0.0029387 | 0.0028706 | 0.0028042 | 0.0044569 | 0.0087742 | 0.012952 | 0.016993 | 0.020898 | 0.024671 | 0.028317 | 0.031841 | 0.035249 | 0.038548 | 0.041745 | 0.044844 | 0.04785 | 0.050766 | 0.053593 | 0.056336 | 0.058996 | 0.061574 | 0.064073 | 0.066494 | 0.0054876 | 0.005393 | 0.0053001 | 0.0052087 | 0.0051189 | 0.0050306 | 0.0049439 | 0.0048586 | 0.0047749 | 0.0046925 | 0.0046116 | 0.0045321 | 0.004454 | 0.0043772 | 0.0043017 | 0.0042276 | 0.0041547 | 0.004083 | 0.0040126 | 0.0039435 | 0.0054876 | 0.010881 | 0.016181 | 0.021389 | 0.026508 | 0.031539 | 0.036483 | 0.041341 | 0.046116 | 0.050809 | 0.05542 | 0.059953 | 0.064407 | 0.068784 | 0.073085 | 0.077313 | 0.081468 | 0.085551 | 0.089563 | 0.093507 | 0.0044569 | 0.0043489 | 0.0042425 | 0.004138 | 0.0040355 | 0.0039352 | 0.0038374 | 0.0037421 | 0.0036497 | 0.0035602 | 0.0034736 | 0.00339 | 0.003309 | 0.0032306 | 0.0031544 | 0.0030805 | 0.0030086 | 0.0029387 | 0.0028706 | 0.0028042 | 0.0044569 | 0.0087742 | 0.012952 | 0.016993 | 0.020898 | 0.024671 | 0.028317 | 0.031841 | 0.035249 | 0.038548 | 0.041745 | 0.044844 | 0.04785 | 0.050766 | 0.053593 | 0.056336 | 0.058996 | 0.061574 | 0.064073 | 0.066494 | 0.0054876 | 0.005393 | 0.0053001 | 0.0052087 | 0.0051189 | 0.0050306 | 0.0049439 | 0.0048586 | 0.0047749 | 0.0046925 | 0.0046116 | 0.0045321 | 0.004454 | 0.0043772 | 0.0043017 | 0.0042276 | 0.0041547 | 0.004083 | 0.0040126 | 0.0039435 | 0.0054876 | 0.010881 | 0.016181 | 0.021389 | 0.026508 | 0.031539 | 0.036483 | 0.041341 | 0.046116 | 0.050809 | 0.05542 | 0.059953 | 0.064407 | 0.068784 | 0.073085 | 0.077313 | 0.081468 | 0.085551 | 0.089563 | 0.093507 | 301.3919 | 302.0829 | 302.7743 | 303.4611 | 304.1382 | 304.8008 | 305.4445 | 306.0647 | 306.6574 | 307.2184 | 307.7493 | 308.2513 | 308.7258 | 309.1739 | 309.5968 | 309.9957 | 310.3717 | 310.7257 | 311.0587 | 311.3716 | 259.0526 | 259.6465 | 260.2408 | 260.8311 | 261.4131 | 261.9826 | 262.5359 | 263.069 | 263.5784 | 264.0606 | 264.5169 | 264.9484 | 265.3562 | 265.7414 | 266.1049 | 266.4478 | 266.7709 | 267.0752 | 267.3614 | 267.6304
WA_Industrial_Petroleum_Existing_Process_Natural Gas_Strategic Energy Management_A | WA | Industrial | Petroleum | Existing | Process | Natural Gas | Strategic Energy Management | A | IM355 | No energy management system | Energy management system installed and programmed | 5 | 769.0432 | 0 | 0 | 2458.4 | 0 | 58.54 | 0 | 1229.1976 |  | employee | 5% | 50% | Retrofit | RetroEven20 | 80.75% | TBD | 0.2% | 305.5085 |  | 264.1057 |  | 1.0913 | BEHAV_SEM-All-CPUC-2018_PG-26 | BEHAV_SEM-All-CPUC-2018_PG-26 | AEG Research | No energy management system | No energy management system | No energy management system | No energy management system | No energy management system | No energy management system | No energy management system | No energy management system | No energy management system | No energy management system | No energy management system | No energy management system | No energy management system | No energy management system | No energy management system | No energy management system | No energy management system | No energy management system | No energy management system | No energy management system | No energy management system | No energy management system | Energy management system installed and programmed | Energy management system installed and programmed | Energy management system installed and programmed | Energy management system installed and programmed | Energy management system installed and programmed | Energy management system installed and programmed | Energy management system installed and programmed | Energy management system installed and programmed | Energy management system installed and programmed | Energy management system installed and programmed | Energy management system installed and programmed | Energy management system installed and programmed | Energy management system installed and programmed | Energy management system installed and programmed | Energy management system installed and programmed | Energy management system installed and programmed | Energy management system installed and programmed | Energy management system installed and programmed | Energy management system installed and programmed | Energy management system installed and programmed | Energy management system installed and programmed | Energy management system installed and programmed | 2458.4 | 2458.4 | 2458.4 | 2458.4 | 2458.4 | 2458.4 | 2458.4 | 2458.4 | 2458.4 | 2458.4 | 2458.4 | 2458.4 | 2458.4 | 2458.4 | 2458.4 | 2458.4 | 2458.4 | 2458.4 | 2458.4 | 2458.4 | 2458.4 | 2458.4 | 0 | 0 | 767.7557 | 766.4594 | 765.1384 | 763.7823 | 762.3825 | 760.9925 | 759.6761 | 758.4298 | 757.2581 | 756.1685 | 755.1645 | 754.2464 | 753.3963 | 752.5943 | 751.819 | 751.0556 | 750.3454 | 749.6252 | 748.8936 | 748.1503 | 1.2836 | 1.2593 | 1.2355 | 1.212 | 1.189 | 1.1663 | 1.1442 | 1.1227 | 1.1016 | 1.0811 | 1.061 | 1.0414 | 1.0223 | 1.0036 | 0.98532 | 0.96735 | 0.94977 | 0.9325 | 0.91553 | 0.89885 | 1.2836 | 2.5408 | 3.7719 | 4.9773 | 6.1571 | 7.3122 | 8.4438 | 9.5526 | 10.6395 | 11.7052 | 12.7507 | 13.7767 | 14.7835 | 15.7714 | 16.7405 | 17.6908 | 18.6239 | 19.5385 | 20.435 | 21.3135 | 1.6719 | 1.6431 | 1.6147 | 1.5869 | 1.5595 | 1.5327 | 1.5062 | 1.4803 | 1.4547 | 1.4297 | 1.405 | 1.3808 | 1.357 | 1.3336 | 1.3106 | 1.288 | 1.2658 | 1.244 | 1.2225 | 1.2014 | 1.6719 | 3.315 | 4.9297 | 6.5166 | 8.0762 | 9.6088 | 11.115 | 12.5953 | 14.05 | 15.4797 | 16.8847 | 18.2655 | 19.6224 | 20.956 | 22.2666 | 23.5546 | 24.8204 | 26.0643 | 27.2869 | 28.4883 | 1.0913 | 1.071 | 1.051 | 1.0313 | 1.0119 | 0.99296 | 0.9744 | 0.95627 | 0.93855 | 0.92124 | 0.90433 | 0.88782 | 0.87168 | 0.85588 | 0.84038 | 0.82518 | 0.8103 | 0.79568 | 0.78132 | 0.7672 | 1.0913 | 2.1608 | 3.2086 | 4.235 | 5.2404 | 6.2252 | 7.1905 | 8.1367 | 9.0646 | 9.9747 | 10.8678 | 11.7444 | 12.6049 | 13.4493 | 14.278 | 15.0908 | 15.889 | 16.6718 | 17.4393 | 18.1918 | 1.4211 | 1.3966 | 1.3725 | 1.3489 | 1.3256 | 1.3028 | 1.2803 | 1.2582 | 1.2365 | 1.2152 | 1.1943 | 1.1737 | 1.1534 | 1.1335 | 1.114 | 1.0948 | 1.0759 | 1.0574 | 1.0391 | 1.0212 | 1.4211 | 2.8177 | 4.1903 | 5.5391 | 6.8647 | 8.1675 | 9.4478 | 10.706 | 11.9425 | 13.1577 | 14.352 | 15.5257 | 16.6791 | 17.8126 | 18.9266 | 20.0214 | 21.0973 | 22.1547 | 23.1938 | 24.215 | 1.0913 | 1.071 | 1.051 | 1.0313 | 1.0119 | 0.99296 | 0.9744 | 0.95627 | 0.93855 | 0.92124 | 0.90433 | 0.88782 | 0.87168 | 0.85588 | 0.84038 | 0.82518 | 0.8103 | 0.79568 | 0.78132 | 0.7672 | 1.0913 | 2.1608 | 3.2086 | 4.235 | 5.2404 | 6.2252 | 7.1905 | 8.1367 | 9.0646 | 9.9747 | 10.8678 | 11.7444 | 12.6049 | 13.4493 | 14.278 | 15.0908 | 15.889 | 16.6718 | 17.4393 | 18.1918 | 1.4211 | 1.3966 | 1.3725 | 1.3489 | 1.3256 | 1.3028 | 1.2803 | 1.2582 | 1.2365 | 1.2152 | 1.1943 | 1.1737 | 1.1534 | 1.1335 | 1.114 | 1.0948 | 1.0759 | 1.0574 | 1.0391 | 1.0212 | 1.4211 | 2.8177 | 4.1903 | 5.5391 | 6.8647 | 8.1675 | 9.4478 | 10.706 | 11.9425 | 13.1577 | 14.352 | 15.5257 | 16.6791 | 17.8126 | 18.9266 | 20.0214 | 21.0973 | 22.1547 | 23.1938 | 24.215 | 1.0913 | 1.071 | 1.051 | 1.0313 | 1.0119 | 0.99296 | 0.9744 | 0.95627 | 0.93855 | 0.92124 | 0.90433 | 0.88782 | 0.87168 | 0.85588 | 0.84038 | 0.82518 | 0.8103 | 0.79568 | 0.78132 | 0.7672 | 1.0913 | 2.1608 | 3.2086 | 4.235 | 5.2404 | 6.2252 | 7.1905 | 8.1367 | 9.0646 | 9.9747 | 10.8678 | 11.7444 | 12.6049 | 13.4493 | 14.278 | 15.0908 | 15.889 | 16.6718 | 17.4393 | 18.1918 | 1.4211 | 1.3966 | 1.3725 | 1.3489 | 1.3256 | 1.3028 | 1.2803 | 1.2582 | 1.2365 | 1.2152 | 1.1943 | 1.1737 | 1.1534 | 1.1335 | 1.114 | 1.0948 | 1.0759 | 1.0574 | 1.0391 | 1.0212 | 1.4211 | 2.8177 | 4.1903 | 5.5391 | 6.8647 | 8.1675 | 9.4478 | 10.706 | 11.9425 | 13.1577 | 14.352 | 15.5257 | 16.6791 | 17.8126 | 18.9266 | 20.0214 | 21.0973 | 22.1547 | 23.1938 | 24.215 | 1.0913 | 1.071 | 1.051 | 1.0313 | 1.0119 | 0.99296 | 0.9744 | 0.95627 | 0.93855 | 0.92124 | 0.90433 | 0.88782 | 0.87168 | 0.85588 | 0.84038 | 0.82518 | 0.8103 | 0.79568 | 0.78132 | 0.7672 | 1.0913 | 2.1608 | 3.2086 | 4.235 | 5.2404 | 6.2252 | 7.1905 | 8.1367 | 9.0646 | 9.9747 | 10.8678 | 11.7444 | 12.6049 | 13.4493 | 14.278 | 15.0908 | 15.889 | 16.6718 | 17.4393 | 18.1918 | 1.4211 | 1.3966 | 1.3725 | 1.3489 | 1.3256 | 1.3028 | 1.2803 | 1.2582 | 1.2365 | 1.2152 | 1.1943 | 1.1737 | 1.1534 | 1.1335 | 1.114 | 1.0948 | 1.0759 | 1.0574 | 1.0391 | 1.0212 | 1.4211 | 2.8177 | 4.1903 | 5.5391 | 6.8647 | 8.1675 | 9.4478 | 10.706 | 11.9425 | 13.1577 | 14.352 | 15.5257 | 16.6791 | 17.8126 | 18.9266 | 20.0214 | 21.0973 | 22.1547 | 23.1938 | 24.215 | 301.3919 | 302.0829 | 302.7743 | 303.4611 | 304.1382 | 304.8008 | 305.4445 | 306.0647 | 306.6574 | 307.2184 | 307.7493 | 308.2513 | 308.7258 | 309.1739 | 309.5968 | 309.9957 | 310.3717 | 310.7257 | 311.0587 | 311.3716 | 259.0526 | 259.6465 | 260.2408 | 260.8311 | 261.4131 | 261.9826 | 262.5359 | 263.069 | 263.5784 | 264.0606 | 264.5169 | 264.9484 | 265.3562 | 265.7414 | 266.1049 | 266.4478 | 266.7709 | 267.0752 | 267.3614 | 267.6304
WA_Industrial_Petroleum_Existing_Miscellaneous_Natural Gas_Strategic Energy Management_A | WA | Industrial | Petroleum | Existing | Miscellaneous | Natural Gas | Strategic Energy Management | A | IM356 | No energy management system | Energy management system installed and programmed | 5 | 160.7723 | 0 | 0 | 2458.4 | 0 | 58.54 | 0 | 1229.1976 |  | employee | 5% | 50% | Retrofit | RetroEven20 | 80.75% | TBD | 0.2% | 305.5085 |  | 264.1057 |  | 0.057119 | BEHAV_SEM-All-CPUC-2018_PG-26 | BEHAV_SEM-All-CPUC-2018_PG-26 | AEG Research | No energy management system | No energy management system | No energy management system | No energy management system | No energy management system | No energy management system | No energy management system | No energy management system | No energy management system | No energy management system | No energy management system | No energy management system | No energy management system | No energy management system | No energy management system | No energy management system | No energy management system | No energy management system | No energy management system | No energy management system | No energy management system | No energy management system | Energy management system installed and programmed | Energy management system installed and programmed | Energy management system installed and programmed | Energy management system installed and programmed | Energy management system installed and programmed | Energy management system installed and programmed | Energy management system installed and programmed | Energy management system installed and programmed | Energy management system installed and programmed | Energy management system installed and programmed | Energy management system installed and programmed | Energy management system installed and programmed | Energy management system installed and programmed | Energy management system installed and programmed | Energy management system installed and programmed | Energy management system installed and programmed | Energy management system installed and programmed | Energy management system installed and programmed | Energy management system installed and programmed | Energy management system installed and programmed | Energy management system installed and programmed | Energy management system installed and programmed | 2458.4 | 2458.4 | 2458.4 | 2458.4 | 2458.4 | 2458.4 | 2458.4 | 2458.4 | 2458.4 | 2458.4 | 2458.4 | 2458.4 | 2458.4 | 2458.4 | 2458.4 | 2458.4 | 2458.4 | 2458.4 | 2458.4 | 2458.4 | 2458.4 | 2458.4 | 0 | 0 | 160.7723 | 160.7723 | 160.7723 | 160.7723 | 160.7723 | 160.7723 | 160.7723 | 160.7723 | 160.7723 | 160.7723 | 160.7723 | 160.7723 | 160.7723 | 160.7723 | 160.7723 | 160.7723 | 160.7723 | 160.7723 | 160.7723 | 160.7723 | 0.067199 | 0.06604 | 0.064901 | 0.063782 | 0.062683 | 0.061602 | 0.06054 | 0.059496 | 0.05847 | 0.057462 | 0.056471 | 0.055498 | 0.054541 | 0.053601 | 0.052676 | 0.051768 | 0.050876 | 0.049999 | 0.049136 | 0.048289 | 0.067199 | 0.13324 | 0.19814 | 0.26192 | 0.32461 | 0.38621 | 0.44675 | 0.50624 | 0.56471 | 0.62218 | 0.67865 | 0.73415 | 0.78869 | 0.84229 | 0.89496 | 0.94673 | 0.99761 | 1.0476 | 1.0967 | 1.145 | 0.41797 | 0.41077 | 0.40369 | 0.39673 | 0.38989 | 0.38316 | 0.37656 | 0.37006 | 0.36368 | 0.35741 | 0.35125 | 0.3452 | 0.33924 | 0.33339 | 0.32765 | 0.322 | 0.31645 | 0.31099 | 0.30563 | 0.30036 | 0.41797 | 0.82874 | 1.2324 | 1.6292 | 2.019 | 2.4022 | 2.7788 | 3.1488 | 3.5125 | 3.8699 | 4.2212 | 4.5664 | 4.9056 | 5.239 | 5.5667 | 5.8887 | 6.2051 | 6.5161 | 6.8217 | 7.1221 | 0.057119 | 0.056134 | 0.055166 | 0.054215 | 0.05328 | 0.052362 | 0.051459 | 0.050572 | 0.0497 | 0.048843 | 0.048001 | 0.047173 | 0.04636 | 0.045561 | 0.044775 | 0.044003 | 0.043244 | 0.042499 | 0.041766 | 0.041046 | 0.057119 | 0.11325 | 0.16842 | 0.22263 | 0.27591 | 0.32828 | 0.37974 | 0.43031 | 0.48001 | 0.52885 | 0.57685 | 0.62402 | 0.67038 | 0.71594 | 0.76072 | 0.80472 | 0.84797 | 0.89047 | 0.93223 | 0.97328 | 0.35528 | 0.34915 | 0.34313 | 0.33722 | 0.3314 | 0.32569 | 0.32007 | 0.31455 | 0.30913 | 0.3038 | 0.29856 | 0.29342 | 0.28836 | 0.28339 | 0.2785 | 0.2737 | 0.26898 | 0.26434 | 0.25978 | 0.2553 | 0.35528 | 0.70443 | 1.0476 | 1.3848 | 1.7162 | 2.0419 | 2.3619 | 2.6765 | 2.9856 | 3.2894 | 3.588 | 3.8814 | 4.1698 | 4.4532 | 4.7317 | 5.0054 | 5.2743 | 5.5387 | 5.7985 | 6.0538 | 0.057119 | 0.056134 | 0.055166 | 0.054215 | 0.05328 | 0.052362 | 0.051459 | 0.050572 | 0.0497 | 0.048843 | 0.048001 | 0.047173 | 0.04636 | 0.045561 | 0.044775 | 0.044003 | 0.043244 | 0.042499 | 0.041766 | 0.041046 | 0.057119 | 0.11325 | 0.16842 | 0.22263 | 0.27591 | 0.32828 | 0.37974 | 0.43031 | 0.48001 | 0.52885 | 0.57685 | 0.62402 | 0.67038 | 0.71594 | 0.76072 | 0.80472 | 0.84797 | 0.89047 | 0.93223 | 0.97328 | 0.35528 | 0.34915 | 0.34313 | 0.33722 | 0.3314 | 0.32569 | 0.32007 | 0.31455 | 0.30913 | 0.3038 | 0.29856 | 0.29342 | 0.28836 | 0.28339 | 0.2785 | 0.2737 | 0.26898 | 0.26434 | 0.25978 | 0.2553 | 0.35528 | 0.70443 | 1.0476 | 1.3848 | 1.7162 | 2.0419 | 2.3619 | 2.6765 | 2.9856 | 3.2894 | 3.588 | 3.8814 | 4.1698 | 4.4532 | 4.7317 | 5.0054 | 5.2743 | 5.5387 | 5.7985 | 6.0538 | 0.057119 | 0.056134 | 0.055166 | 0.054215 | 0.05328 | 0.052362 | 0.051459 | 0.050572 | 0.0497 | 0.048843 | 0.048001 | 0.047173 | 0.04636 | 0.045561 | 0.044775 | 0.044003 | 0.043244 | 0.042499 | 0.041766 | 0.041046 | 0.057119 | 0.11325 | 0.16842 | 0.22263 | 0.27591 | 0.32828 | 0.37974 | 0.43031 | 0.48001 | 0.52885 | 0.57685 | 0.62402 | 0.67038 | 0.71594 | 0.76072 | 0.80472 | 0.84797 | 0.89047 | 0.93223 | 0.97328 | 0.35528 | 0.34915 | 0.34313 | 0.33722 | 0.3314 | 0.32569 | 0.32007 | 0.31455 | 0.30913 | 0.3038 | 0.29856 | 0.29342 | 0.28836 | 0.28339 | 0.2785 | 0.2737 | 0.26898 | 0.26434 | 0.25978 | 0.2553 | 0.35528 | 0.70443 | 1.0476 | 1.3848 | 1.7162 | 2.0419 | 2.3619 | 2.6765 | 2.9856 | 3.2894 | 3.588 | 3.8814 | 4.1698 | 4.4532 | 4.7317 | 5.0054 | 5.2743 | 5.5387 | 5.7985 | 6.0538 | 0.057119 | 0.056134 | 0.055166 | 0.054215 | 0.05328 | 0.052362 | 0.051459 | 0.050572 | 0.0497 | 0.048843 | 0.048001 | 0.047173 | 0.04636 | 0.045561 | 0.044775 | 0.044003 | 0.043244 | 0.042499 | 0.041766 | 0.041046 | 0.057119 | 0.11325 | 0.16842 | 0.22263 | 0.27591 | 0.32828 | 0.37974 | 0.43031 | 0.48001 | 0.52885 | 0.57685 | 0.62402 | 0.67038 | 0.71594 | 0.76072 | 0.80472 | 0.84797 | 0.89047 | 0.93223 | 0.97328 | 0.35528 | 0.34915 | 0.34313 | 0.33722 | 0.3314 | 0.32569 | 0.32007 | 0.31455 | 0.30913 | 0.3038 | 0.29856 | 0.29342 | 0.28836 | 0.28339 | 0.2785 | 0.2737 | 0.26898 | 0.26434 | 0.25978 | 0.2553 | 0.35528 | 0.70443 | 1.0476 | 1.3848 | 1.7162 | 2.0419 | 2.3619 | 2.6765 | 2.9856 | 3.2894 | 3.588 | 3.8814 | 4.1698 | 4.4532 | 4.7317 | 5.0054 | 5.2743 | 5.5387 | 5.7985 | 6.0538 | 301.3919 | 302.0829 | 302.7743 | 303.4611 | 304.1382 | 304.8008 | 305.4445 | 306.0647 | 306.6574 | 307.2184 | 307.7493 | 308.2513 | 308.7258 | 309.1739 | 309.5968 | 309.9957 | 310.3717 | 310.7257 | 311.0587 | 311.3716 | 259.0526 | 259.6465 | 260.2408 | 260.8311 | 261.4131 | 261.9826 | 262.5359 | 263.069 | 263.5784 | 264.0606 | 264.5169 | 264.9484 | 265.3562 | 265.7414 | 266.1049 | 266.4478 | 266.7709 | 267.0752 | 267.3614 | 267.6304
WA_Industrial_Petroleum_Existing_Space Heating_Natural Gas_Commissioning_A | WA | Industrial | Petroleum | Existing | Space Heating | Natural Gas | Commissioning | A | IM357 | New construction code | Optimized HVAC design and controls | 10 | 17.7087 | 0 | 0 | 0.27 | 0 | 0 | 0 | 0.1336 |  | employee | 0% | 0% | Retrofit | Retro12Med | 75.44% | TBD | 0.2% | 0.088049 |  | 0.062671 |  | 0 | DL20_COM_CX-Refrig-2021PLN-V11-3 | 2018 AMIL BUS Retro-Commissioning Initiative | U.S. Department of Energy. Lawrence Berkeley National Labs and Building Commissioning Association. https://www.bcxa.org/wp-content/uploads/2020/09/1-s2.0- S0378778819319553-main.pdf | New construction code | New construction code | New construction code | New construction code | New construction code | New construction code | New construction code | New construction code | New construction code | New construction code | New construction code | New construction code | New construction code | New construction code | New construction code | New construction code | New construction code | New construction code | New construction code | New construction code | New construction code | New construction code | Optimized HVAC design and controls | Optimized HVAC design and controls | Optimized HVAC design and controls | Optimized HVAC design and controls | Optimized HVAC design and controls | Optimized HVAC design and controls | Optimized HVAC design and controls | Optimized HVAC design and controls | Optimized HVAC design and controls | Optimized HVAC design and controls | Optimized HVAC design and controls | Optimized HVAC design and controls | Optimized HVAC design and controls | Optimized HVAC design and controls | Optimized HVAC design and controls | Optimized HVAC design and controls | Optimized HVAC design and controls | Optimized HVAC design and controls | Optimized HVAC design and controls | Optimized HVAC design and controls | Optimized HVAC design and controls | Optimized HVAC design and controls | 0.27 | 0.27 | 0.27 | 0.27 | 0.27 | 0.27 | 0.27 | 0.27 | 0.27 | 0.27 | 0.27 | 0.27 | 0.27 | 0.27 | 0.27 | 0.27 | 0.27 | 0.27 | 0.27 | 0.27 | 0.27 | 0.27 | 0 | 0 | 17.4757 | 17.3245 | 17.1713 | 17.0168 | 16.8617 | 16.7066 | 16.552 | 16.3985 | 16.2466 | 16.0968 | 15.9508 | 15.8084 | 15.6693 | 15.5333 | 15.4001 | 15.2694 | 15.1412 | 15.014 | 14.8877 | 14.7621 | 0 | 0 | 0 | 0 | 0 | 0 | 0 | 0 | 0 | 0 | 0 | 0 | 0 | 0 | 0 | 0 | 0 | 0 | 0 | 0 | 0 | 0 | 0 | 0 | 0 | 0 | 0 | 0 | 0 | 0 | 0 | 0 | 0 | 0 | 0 | 0 | 0 | 0 | 0 | 0 | 0 | 0 | 0 | 0 | 0 | 0 | 0 | 0 | 0 | 0 | 0 | 0 | 0 | 0 | 0 | 0 | 0 | 0 | 0 | 0 | 0 | 0 | 0 | 0 | 0 | 0 | 0 | 0 | 0 | 0 | 0 | 0 | 0 | 0 | 0 | 0 | 0 | 0 | 0 | 0 | 0 | 0 | 0 | 0 | 0 | 0 | 0 | 0 | 0 | 0 | 0 | 0 | 0 | 0 | 0 | 0 | 0 | 0 | 0 | 0 | 0 | 0 | 0 | 0 | 0 | 0 | 0 | 0 | 0 | 0 | 0 | 0 | 0 | 0 | 0 | 0 | 0 | 0 | 0 | 0 | 0 | 0 | 0 | 0 | 0 | 0 | 0 | 0 | 0 | 0 | 0 | 0 | 0 | 0 | 0 | 0 | 0 | 0 | 0 | 0 | 0 | 0 | 0 | 0 | 0 | 0 | 0 | 0 | 0 | 0 | 0 | 0 | 0 | 0 | 0 | 0 | 0 | 0 | 0 | 0 | 0 | 0 | 0 | 0 | 0 | 0 | 0 | 0 | 0 | 0 | 0 | 0 | 0 | 0 | 0 | 0 | 0 | 0 | 0 | 0 | 0 | 0 | 0 | 0 | 0 | 0 | 0 | 0 | 0 | 0 | 0 | 0 | 0 | 0 | 0 | 0 | 0 | 0 | 0 | 0 | 0 | 0 | 0 | 0 | 0 | 0 | 0 | 0 | 0 | 0 | 0 | 0 | 0 | 0 | 0 | 0 | 0 | 0 | 0 | 0 | 0 | 0 | 0 | 0 | 0 | 0 | 0 | 0 | 0 | 0 | 0 | 0 | 0 | 0 | 0 | 0 | 0 | 0 | 0 | 0 | 0 | 0 | 0 | 0 | 0 | 0 | 0 | 0 | 0 | 0 | 0 | 0 | 0 | 0 | 0 | 0 | 0 | 0 | 0 | 0 | 0 | 0 | 0 | 0 | 0 | 0 | 0 | 0 | 0 | 0 | 0 | 0 | 0 | 0 | 0 | 0 | 0 | 0 | 0 | 0 | 0 | 0 | 0 | 0 | 0 | 0 | 0 | 0 | 0 | 0 | 0 | 0 | 0 | 0 | 0 | 0 | 0 | 0 | 0 | 0 | 0 | 0 | 0 | 0 | 0 | 0 | 0 | 0 | 0 | 0 | 0 | 0 | 0 | 0 | 0 | 0 | 0 | 0 | 0 | 0 | 0 | 0 | 0 | 0 | 0 | 0 | 0 | 0 | 0 | 0 | 0 | 0 | 0 | 0 | 0 | 0 | 0 | 0 | 0 | 0 | 0 | 0 | 0 | 0 | 0 | 0 | 0 | 0 | 0 | 0 | 0 | 0 | 0 | 0 | 0 | 0 | 0 | 0 | 0 | 0 | 0 | 0 | 0 | 0 | 0 | 0 | 0 | 0 | 0 | 0 | 0 | 0 | 0 | 0 | 0 | 0 | 0 | 0 | 0 | 0 | 0 | 0 | 0 | 0 | 0 | 0 | 0 | 0 | 0 | 0 | 0 | 0 | 0 | 0 | 0 | 0 | 0 | 0 | 0 | 0 | 0.0087597 | 0.0087599 | 0.00876 | 0.0087602 | 0.0087604 | 0.0087606 | 0.0087607 | 0.0087609 | 0.008761 | 0.0087611 | 0.0087613 | 0.0087614 | 0.0087615 | 0.0087616 | 0.0087617 | 0.0087618 | 0.0087619 | 0.008762 | 0.0087621 | 0.0087621 | 0.0062349 | 0.006235 | 0.0062352 | 0.0062353 | 0.0062354 | 0.0062355 | 0.0062356 | 0.0062357 | 0.0062358 | 0.0062359 | 0.006236 | 0.0062361 | 0.0062362 | 0.0062363 | 0.0062364 | 0.0062364 | 0.0062365 | 0.0062365 | 0.0062366 | 0.0062367
WA_Industrial_Petroleum_Existing_Process_Natural Gas_Commissioning_A | WA | Industrial | Petroleum | Existing | Process | Natural Gas | Commissioning | A | IM358 | New construction code | Optimized process design and controls | 10 | 4292.3343 | 0 | 0 | 0.27 | 0 | 0 | 0 | 0.1336 |  | employee | 0% | 0% | Retrofit | Retro12Med | 75.44% | TBD | 0.2% | 0.088049 |  | 0.062671 |  | 0 | DL20_COM_CX-Refrig-2021PLN-V11-3 | 2018 AMIL BUS Retro-Commissioning Initiative | U.S. Department of Energy. Lawrence Berkeley National Labs and Building Commissioning Association. https://www.bcxa.org/wp-content/uploads/2020/09/1-s2.0- S0378778819319553-main.pdf | New construction code | New construction code | New construction code | New construction code | New construction code | New construction code | New construction code | New construction code | New construction code | New construction code | New construction code | New construction code | New construction code | New construction code | New construction code | New construction code | New construction code | New construction code | New construction code | New construction code | New construction code | New construction code | Optimized process design and controls | Optimized process design and controls | Optimized process design and controls | Optimized process design and controls | Optimized process design and controls | Optimized process design and controls | Optimized process design and controls | Optimized process design and controls | Optimized process design and controls | Optimized process design and controls | Optimized process design and controls | Optimized process design and controls | Optimized process design and controls | Optimized process design and controls | Optimized process design and controls | Optimized process design and controls | Optimized process design and controls | Optimized process design and controls | Optimized process design and controls | Optimized process design and controls | Optimized process design and controls | Optimized process design and controls | 0.27 | 0.27 | 0.27 | 0.27 | 0.27 | 0.27 | 0.27 | 0.27 | 0.27 | 0.27 | 0.27 | 0.27 | 0.27 | 0.27 | 0.27 | 0.27 | 0.27 | 0.27 | 0.27 | 0.27 | 0.27 | 0.27 | 0 | 0 | 4292.3343 | 4292.3343 | 4292.3343 | 4292.3343 | 4292.3343 | 4292.3343 | 4292.3343 | 4292.3343 | 4292.3343 | 4292.3343 | 4292.3343 | 4292.3343 | 4292.3343 | 4292.3343 | 4292.3343 | 4292.3343 | 4292.3343 | 4292.3343 | 4292.3343 | 4292.3343 | 0 | 0 | 0 | 0 | 0 | 0 | 0 | 0 | 0 | 0 | 0 | 0 | 0 | 0 | 0 | 0 | 0 | 0 | 0 | 0 | 0 | 0 | 0 | 0 | 0 | 0 | 0 | 0 | 0 | 0 | 0 | 0 | 0 | 0 | 0 | 0 | 0 | 0 | 0 | 0 | 0 | 0 | 0 | 0 | 0 | 0 | 0 | 0 | 0 | 0 | 0 | 0 | 0 | 0 | 0 | 0 | 0 | 0 | 0 | 0 | 0 | 0 | 0 | 0 | 0 | 0 | 0 | 0 | 0 | 0 | 0 | 0 | 0 | 0 | 0 | 0 | 0 | 0 | 0 | 0 | 0 | 0 | 0 | 0 | 0 | 0 | 0 | 0 | 0 | 0 | 0 | 0 | 0 | 0 | 0 | 0 | 0 | 0 | 0 | 0 | 0 | 0 | 0 | 0 | 0 | 0 | 0 | 0 | 0 | 0 | 0 | 0 | 0 | 0 | 0 | 0 | 0 | 0 | 0 | 0 | 0 | 0 | 0 | 0 | 0 | 0 | 0 | 0 | 0 | 0 | 0 | 0 | 0 | 0 | 0 | 0 | 0 | 0 | 0 | 0 | 0 | 0 | 0 | 0 | 0 | 0 | 0 | 0 | 0 | 0 | 0 | 0 | 0 | 0 | 0 | 0 | 0 | 0 | 0 | 0 | 0 | 0 | 0 | 0 | 0 | 0 | 0 | 0 | 0 | 0 | 0 | 0 | 0 | 0 | 0 | 0 | 0 | 0 | 0 | 0 | 0 | 0 | 0 | 0 | 0 | 0 | 0 | 0 | 0 | 0 | 0 | 0 | 0 | 0 | 0 | 0 | 0 | 0 | 0 | 0 | 0 | 0 | 0 | 0 | 0 | 0 | 0 | 0 | 0 | 0 | 0 | 0 | 0 | 0 | 0 | 0 | 0 | 0 | 0 | 0 | 0 | 0 | 0 | 0 | 0 | 0 | 0 | 0 | 0 | 0 | 0 | 0 | 0 | 0 | 0 | 0 | 0 | 0 | 0 | 0 | 0 | 0 | 0 | 0 | 0 | 0 | 0 | 0 | 0 | 0 | 0 | 0 | 0 | 0 | 0 | 0 | 0 | 0 | 0 | 0 | 0 | 0 | 0 | 0 | 0 | 0 | 0 | 0 | 0 | 0 | 0 | 0 | 0 | 0 | 0 | 0 | 0 | 0 | 0 | 0 | 0 | 0 | 0 | 0 | 0 | 0 | 0 | 0 | 0 | 0 | 0 | 0 | 0 | 0 | 0 | 0 | 0 | 0 | 0 | 0 | 0 | 0 | 0 | 0 | 0 | 0 | 0 | 0 | 0 | 0 | 0 | 0 | 0 | 0 | 0 | 0 | 0 | 0 | 0 | 0 | 0 | 0 | 0 | 0 | 0 | 0 | 0 | 0 | 0 | 0 | 0 | 0 | 0 | 0 | 0 | 0 | 0 | 0 | 0 | 0 | 0 | 0 | 0 | 0 | 0 | 0 | 0 | 0 | 0 | 0 | 0 | 0 | 0 | 0 | 0 | 0 | 0 | 0 | 0 | 0 | 0 | 0 | 0 | 0 | 0 | 0 | 0 | 0 | 0 | 0 | 0 | 0 | 0 | 0 | 0 | 0 | 0 | 0 | 0 | 0 | 0 | 0 | 0 | 0 | 0 | 0 | 0 | 0 | 0 | 0 | 0 | 0 | 0 | 0 | 0 | 0 | 0 | 0 | 0 | 0 | 0.0087597 | 0.0087599 | 0.00876 | 0.0087602 | 0.0087604 | 0.0087606 | 0.0087607 | 0.0087609 | 0.008761 | 0.0087611 | 0.0087613 | 0.0087614 | 0.0087615 | 0.0087616 | 0.0087617 | 0.0087618 | 0.0087619 | 0.008762 | 0.0087621 | 0.0087621 | 0.0062349 | 0.006235 | 0.0062352 | 0.0062353 | 0.0062354 | 0.0062355 | 0.0062356 | 0.0062357 | 0.0062358 | 0.0062359 | 0.006236 | 0.0062361 | 0.0062362 | 0.0062363 | 0.0062364 | 0.0062364 | 0.0062365 | 0.0062365 | 0.0062366 | 0.0062367
WA_Industrial_Petroleum_Existing_Space Heating_Natural Gas_Retrocommissioning_A | WA | Industrial | Petroleum | Existing | Space Heating | Natural Gas | Retrocommissioning | A | IM359 | Vintage/existing building | Optimized HVAC flow and controls | 5 | 2.4596 | 0 | 0 | 1.67 | 0 | 0 | 0 | 0.83525 |  | employee | 15% | 50% | Retrofit | RetroEven20 | 80.75% | TBD | 0.2% | 225.611 |  | 174.5149 |  | 0.00067278 | COM_RCX-Heating-7PLN-v5-18 | COM_RCX-All-XCELCO-2017-18-1 | COM_RCX-All-XCELCO-2017-18-1 | Vintage/existing building | Vintage/existing building | Vintage/existing building | Vintage/existing building | Vintage/existing building | Vintage/existing building | Vintage/existing building | Vintage/existing building | Vintage/existing building | Vintage/existing building | Vintage/existing building | Vintage/existing building | Vintage/existing building | Vintage/existing building | Vintage/existing building | Vintage/existing building | Vintage/existing building | Vintage/existing building | Vintage/existing building | Vintage/existing building | Vintage/existing building | Vintage/existing building | Optimized HVAC flow and controls | Optimized HVAC flow and controls | Optimized HVAC flow and controls | Optimized HVAC flow and controls | Optimized HVAC flow and controls | Optimized HVAC flow and controls | Optimized HVAC flow and controls | Optimized HVAC flow and controls | Optimized HVAC flow and controls | Optimized HVAC flow and controls | Optimized HVAC flow and controls | Optimized HVAC flow and controls | Optimized HVAC flow and controls | Optimized HVAC flow and controls | Optimized HVAC flow and controls | Optimized HVAC flow and controls | Optimized HVAC flow and controls | Optimized HVAC flow and controls | Optimized HVAC flow and controls | Optimized HVAC flow and controls | Optimized HVAC flow and controls | Optimized HVAC flow and controls | 1.67 | 1.67 | 1.67 | 1.67 | 1.67 | 1.67 | 1.67 | 1.67 | 1.67 | 1.67 | 1.67 | 1.67 | 1.67 | 1.67 | 1.67 | 1.67 | 1.67 | 1.67 | 1.67 | 1.67 | 1.67 | 1.67 | 0 | 0 | 2.427 | 2.4058 | 2.3844 | 2.3629 | 2.3412 | 2.3196 | 2.2981 | 2.2767 | 2.2556 | 2.2347 | 2.2144 | 2.1946 | 2.1752 | 2.1563 | 2.1378 | 2.1196 | 2.1018 | 2.0841 | 2.0666 | 2.0491 | 0.000789 | 0.00076863 | 0.00074866 | 0.0007291 | 0.00070997 | 0.00069128 | 0.00067306 | 0.0006553 | 0.00063802 | 0.00062122 | 0.00060496 | 0.00058921 | 0.00057395 | 0.00055915 | 0.00054479 | 0.00053084 | 0.0005173 | 0.00050411 | 0.00049124 | 0.00047869 | 0.000789 | 0.0015507 | 0.0022856 | 0.002994 | 0.0036766 | 0.0043339 | 0.0049668 | 0.0055759 | 0.0061621 | 0.0067263 | 0.0072702 | 0.0077943 | 0.0082996 | 0.0087865 | 0.0092558 | 0.009708 | 0.010144 | 0.010562 | 0.010965 | 0.011351 | 0.32509 | 0.31949 | 0.31398 | 0.30856 | 0.30324 | 0.29802 | 0.29288 | 0.28783 | 0.28287 | 0.27799 | 0.2732 | 0.26849 | 0.26386 | 0.25931 | 0.25484 | 0.25044 | 0.24612 | 0.24188 | 0.23771 | 0.23361 | 0.32509 | 0.64458 | 0.95855 | 1.2671 | 1.5704 | 1.8684 | 2.1613 | 2.4491 | 2.732 | 3.0099 | 3.2831 | 3.5516 | 3.8155 | 4.0748 | 4.3296 | 4.5801 | 4.8262 | 5.0681 | 5.3058 | 5.5394 | 0.00067278 | 0.00065745 | 0.00064236 | 0.00062755 | 0.00061305 | 0.00059888 | 0.00058506 | 0.00057162 | 0.00055856 | 0.00054589 | 0.0005336 | 0.00052169 | 0.00051012 | 0.00049889 | 0.00048798 | 0.00047739 | 0.00046708 | 0.00045705 | 0.00044729 | 0.00043777 | 0.00067278 | 0.0013264 | 0.0019611 | 0.002577 | 0.0031747 | 0.0037546 | 0.0043174 | 0.0048638 | 0.0053947 | 0.0059107 | 0.0064126 | 0.0069011 | 0.0073766 | 0.0078396 | 0.0082908 | 0.0087304 | 0.0091589 | 0.0095765 | 0.0099836 | 0.01038 | 0.27633 | 0.27156 | 0.26688 | 0.26228 | 0.25776 | 0.25331 | 0.24895 | 0.24465 | 0.24044 | 0.23629 | 0.23222 | 0.22821 | 0.22428 | 0.22041 | 0.21661 | 0.21288 | 0.20921 | 0.2056 | 0.20205 | 0.19857 | 0.27633 | 0.54789 | 0.81477 | 1.0771 | 1.3348 | 1.5881 | 1.8371 | 2.0817 | 2.3222 | 2.5584 | 2.7907 | 3.0189 | 3.2432 | 3.4636 | 3.6802 | 3.8931 | 4.1023 | 4.3079 | 4.5099 | 4.7085 | 0.00067278 | 0.00065745 | 0.00064236 | 0.00062755 | 0.00061305 | 0.00059888 | 0.00058506 | 0.00057162 | 0.00055856 | 0.00054589 | 0.0005336 | 0.00052169 | 0.00051012 | 0.00049889 | 0.00048798 | 0.00047739 | 0.00046708 | 0.00045705 | 0.00044729 | 0.00043777 | 0.00067278 | 0.0013264 | 0.0019611 | 0.002577 | 0.0031747 | 0.0037546 | 0.0043174 | 0.0048638 | 0.0053947 | 0.0059107 | 0.0064126 | 0.0069011 | 0.0073766 | 0.0078396 | 0.0082908 | 0.0087304 | 0.0091589 | 0.0095765 | 0.0099836 | 0.01038 | 0.27633 | 0.27156 | 0.26688 | 0.26228 | 0.25776 | 0.25331 | 0.24895 | 0.24465 | 0.24044 | 0.23629 | 0.23222 | 0.22821 | 0.22428 | 0.22041 | 0.21661 | 0.21288 | 0.20921 | 0.2056 | 0.20205 | 0.19857 | 0.27633 | 0.54789 | 0.81477 | 1.0771 | 1.3348 | 1.5881 | 1.8371 | 2.0817 | 2.3222 | 2.5584 | 2.7907 | 3.0189 | 3.2432 | 3.4636 | 3.6802 | 3.8931 | 4.1023 | 4.3079 | 4.5099 | 4.7085 | 0.00067278 | 0.00065745 | 0.00064236 | 0.00062755 | 0.00061305 | 0.00059888 | 0.00058506 | 0.00057162 | 0.00055856 | 0.00054589 | 0.0005336 | 0.00052169 | 0.00051012 | 0.00049889 | 0.00048798 | 0.00047739 | 0.00046708 | 0.00045705 | 0.00044729 | 0.00043777 | 0.00067278 | 0.0013264 | 0.0019611 | 0.002577 | 0.0031747 | 0.0037546 | 0.0043174 | 0.0048638 | 0.0053947 | 0.0059107 | 0.0064126 | 0.0069011 | 0.0073766 | 0.0078396 | 0.0082908 | 0.0087304 | 0.0091589 | 0.0095765 | 0.0099836 | 0.01038 | 0.27633 | 0.27156 | 0.26688 | 0.26228 | 0.25776 | 0.25331 | 0.24895 | 0.24465 | 0.24044 | 0.23629 | 0.23222 | 0.22821 | 0.22428 | 0.22041 | 0.21661 | 0.21288 | 0.20921 | 0.2056 | 0.20205 | 0.19857 | 0.27633 | 0.54789 | 0.81477 | 1.0771 | 1.3348 | 1.5881 | 1.8371 | 2.0817 | 2.3222 | 2.5584 | 2.7907 | 3.0189 | 3.2432 | 3.4636 | 3.6802 | 3.8931 | 4.1023 | 4.3079 | 4.5099 | 4.7085 | 0.00067278 | 0.00065745 | 0.00064236 | 0.00062755 | 0.00061305 | 0.00059888 | 0.00058506 | 0.00057162 | 0.00055856 | 0.00054589 | 0.0005336 | 0.00052169 | 0.00051012 | 0.00049889 | 0.00048798 | 0.00047739 | 0.00046708 | 0.00045705 | 0.00044729 | 0.00043777 | 0.00067278 | 0.0013264 | 0.0019611 | 0.002577 | 0.0031747 | 0.0037546 | 0.0043174 | 0.0048638 | 0.0053947 | 0.0059107 | 0.0064126 | 0.0069011 | 0.0073766 | 0.0078396 | 0.0082908 | 0.0087304 | 0.0091589 | 0.0095765 | 0.0099836 | 0.01038 | 0.27633 | 0.27156 | 0.26688 | 0.26228 | 0.25776 | 0.25331 | 0.24895 | 0.24465 | 0.24044 | 0.23629 | 0.23222 | 0.22821 | 0.22428 | 0.22041 | 0.21661 | 0.21288 | 0.20921 | 0.2056 | 0.20205 | 0.19857 | 0.27633 | 0.54789 | 0.81477 | 1.0771 | 1.3348 | 1.5881 | 1.8371 | 2.0817 | 2.3222 | 2.5584 | 2.7907 | 3.0189 | 3.2432 | 3.4636 | 3.6802 | 3.8931 | 4.1023 | 4.3079 | 4.5099 | 4.7085 | 162.8338 | 163.6357 | 164.4425 | 165.248 | 166.0463 | 166.8316 | 167.5982 | 168.3406 | 169.0533 | 169.7309 | 170.3749 | 170.9863 | 171.5663 | 172.1161 | 172.6368 | 173.1294 | 173.5952 | 174.0349 | 174.4498 | 174.8406 | 125.9554 | 126.5757 | 127.1997 | 127.8228 | 128.4403 | 129.0478 | 129.6408 | 130.215 | 130.7663 | 131.2905 | 131.7885 | 132.2615 | 132.7101 | 133.1354 | 133.5382 | 133.9193 | 134.2795 | 134.6197 | 134.9406 | 135.2429
WA_Industrial_Petroleum_Existing_Process_Natural Gas_Retrocommissioning_A | WA | Industrial | Petroleum | Existing | Process | Natural Gas | Retrocommissioning | A | IM360 | Vintage/existing building | Optimized process design and controls | 5 | 0 | 0 | 0 | 1.67 | 0 | 0 | 0 | 0.83525 |  | employee | 15% | 50% | Retrofit | RetroEven20 | 80.75% | TBD | 0.2% | 225.611 |  | 174.5149 |  | 0 | COM_RCX-Heating-7PLN-v5-18 | COM_RCX-All-XCELCO-2017-18-1 | n/a | Vintage/existing building | Vintage/existing building | Vintage/existing building | Vintage/existing building | Vintage/existing building | Vintage/existing building | Vintage/existing building | Vintage/existing building | Vintage/existing building | Vintage/existing building | Vintage/existing building | Vintage/existing building | Vintage/existing building | Vintage/existing building | Vintage/existing building | Vintage/existing building | Vintage/existing building | Vintage/existing building | Vintage/existing building | Vintage/existing building | Vintage/existing building | Vintage/existing building | Optimized process design and controls | Optimized process design and controls | Optimized process design and controls | Optimized process design and controls | Optimized process design and controls | Optimized process design and controls | Optimized process design and controls | Optimized process design and controls | Optimized process design and controls | Optimized process design and controls | Optimized process design and controls | Optimized process design and controls | Optimized process design and controls | Optimized process design and controls | Optimized process design and controls | Optimized process design and controls | Optimized process design and controls | Optimized process design and controls | Optimized process design and controls | Optimized process design and controls | Optimized process design and controls | Optimized process design and controls | 1.67 | 1.67 | 1.67 | 1.67 | 1.67 | 1.67 | 1.67 | 1.67 | 1.67 | 1.67 | 1.67 | 1.67 | 1.67 | 1.67 | 1.67 | 1.67 | 1.67 | 1.67 | 1.67 | 1.67 | 1.67 | 1.67 | 0 | 0 | 0 | 0 | 0 | 0 | 0 | 0 | 0 | 0 | 0 | 0 | 0 | 0 | 0 | 0 | 0 | 0 | 0 | 0 | 0 | 0 | 0 | 0 | 0 | 0 | 0 | 0 | 0 | 0 | 0 | 0 | 0 | 0 | 0 | 0 | 0 | 0 | 0 | 0 | 0 | 0 | 0 | 0 | 0 | 0 | 0 | 0 | 0 | 0 | 0 | 0 | 0 | 0 | 0 | 0 | 0 | 0 | 0 | 0 | 0 | 0 | 0.32509 | 0.31949 | 0.31398 | 0.30856 | 0.30324 | 0.29802 | 0.29288 | 0.28783 | 0.28287 | 0.27799 | 0.2732 | 0.26849 | 0.26386 | 0.25931 | 0.25484 | 0.25044 | 0.24612 | 0.24188 | 0.23771 | 0.23361 | 0.32509 | 0.64458 | 0.95855 | 1.2671 | 1.5704 | 1.8684 | 2.1613 | 2.4491 | 2.732 | 3.0099 | 3.2831 | 3.5516 | 3.8155 | 4.0748 | 4.3296 | 4.5801 | 4.8262 | 5.0681 | 5.3058 | 5.5394 | 0 | 0 | 0 | 0 | 0 | 0 | 0 | 0 | 0 | 0 | 0 | 0 | 0 | 0 | 0 | 0 | 0 | 0 | 0 | 0 | 0 | 0 | 0 | 0 | 0 | 0 | 0 | 0 | 0 | 0 | 0 | 0 | 0 | 0 | 0 | 0 | 0 | 0 | 0 | 0 | 0.27633 | 0.27156 | 0.26688 | 0.26228 | 0.25776 | 0.25331 | 0.24895 | 0.24465 | 0.24044 | 0.23629 | 0.23222 | 0.22821 | 0.22428 | 0.22041 | 0.21661 | 0.21288 | 0.20921 | 0.2056 | 0.20205 | 0.19857 | 0.27633 | 0.54789 | 0.81477 | 1.0771 | 1.3348 | 1.5881 | 1.8371 | 2.0817 | 2.3222 | 2.5584 | 2.7907 | 3.0189 | 3.2432 | 3.4636 | 3.6802 | 3.8931 | 4.1023 | 4.3079 | 4.5099 | 4.7085 | 0 | 0 | 0 | 0 | 0 | 0 | 0 | 0 | 0 | 0 | 0 | 0 | 0 | 0 | 0 | 0 | 0 | 0 | 0 | 0 | 0 | 0 | 0 | 0 | 0 | 0 | 0 | 0 | 0 | 0 | 0 | 0 | 0 | 0 | 0 | 0 | 0 | 0 | 0 | 0 | 0.27633 | 0.27156 | 0.26688 | 0.26228 | 0.25776 | 0.25331 | 0.24895 | 0.24465 | 0.24044 | 0.23629 | 0.23222 | 0.22821 | 0.22428 | 0.22041 | 0.21661 | 0.21288 | 0.20921 | 0.2056 | 0.20205 | 0.19857 | 0.27633 | 0.54789 | 0.81477 | 1.0771 | 1.3348 | 1.5881 | 1.8371 | 2.0817 | 2.3222 | 2.5584 | 2.7907 | 3.0189 | 3.2432 | 3.4636 | 3.6802 | 3.8931 | 4.1023 | 4.3079 | 4.5099 | 4.7085 | 0 | 0 | 0 | 0 | 0 | 0 | 0 | 0 | 0 | 0 | 0 | 0 | 0 | 0 | 0 | 0 | 0 | 0 | 0 | 0 | 0 | 0 | 0 | 0 | 0 | 0 | 0 | 0 | 0 | 0 | 0 | 0 | 0 | 0 | 0 | 0 | 0 | 0 | 0 | 0 | 0.27633 | 0.27156 | 0.26688 | 0.26228 | 0.25776 | 0.25331 | 0.24895 | 0.24465 | 0.24044 | 0.23629 | 0.23222 | 0.22821 | 0.22428 | 0.22041 | 0.21661 | 0.21288 | 0.20921 | 0.2056 | 0.20205 | 0.19857 | 0.27633 | 0.54789 | 0.81477 | 1.0771 | 1.3348 | 1.5881 | 1.8371 | 2.0817 | 2.3222 | 2.5584 | 2.7907 | 3.0189 | 3.2432 | 3.4636 | 3.6802 | 3.8931 | 4.1023 | 4.3079 | 4.5099 | 4.7085 | 0 | 0 | 0 | 0 | 0 | 0 | 0 | 0 | 0 | 0 | 0 | 0 | 0 | 0 | 0 | 0 | 0 | 0 | 0 | 0 | 0 | 0 | 0 | 0 | 0 | 0 | 0 | 0 | 0 | 0 | 0 | 0 | 0 | 0 | 0 | 0 | 0 | 0 | 0 | 0 | 0.27633 | 0.27156 | 0.26688 | 0.26228 | 0.25776 | 0.25331 | 0.24895 | 0.24465 | 0.24044 | 0.23629 | 0.23222 | 0.22821 | 0.22428 | 0.22041 | 0.21661 | 0.21288 | 0.20921 | 0.2056 | 0.20205 | 0.19857 | 0.27633 | 0.54789 | 0.81477 | 1.0771 | 1.3348 | 1.5881 | 1.8371 | 2.0817 | 2.3222 | 2.5584 | 2.7907 | 3.0189 | 3.2432 | 3.4636 | 3.6802 | 3.8931 | 4.1023 | 4.3079 | 4.5099 | 4.7085 | 162.8338 | 163.6357 | 164.4425 | 165.248 | 166.0463 | 166.8316 | 167.5982 | 168.3406 | 169.0533 | 169.7309 | 170.3749 | 170.9863 | 171.5663 | 172.1161 | 172.6368 | 173.1294 | 173.5952 | 174.0349 | 174.4498 | 174.8406 | 125.9554 | 126.5757 | 127.1997 | 127.8228 | 128.4403 | 129.0478 | 129.6408 | 130.215 | 130.7663 | 131.2905 | 131.7885 | 132.2615 | 132.7101 | 133.1354 | 133.5382 | 133.9193 | 134.2795 | 134.6197 | 134.9406 | 135.2429
WA_Industrial_Petroleum_New_Space Heating_Natural Gas_Insulation - Roof/Ceiling_A | WA | Industrial | Petroleum | New | Space Heating | Natural Gas | Insulation - Roof/Ceiling | A | IM361 | R-13 | R-38 | 45 | 0.0743 | 0 | 0 | 1.11 | 0 | 0 | 0 | 0.55475 |  | sqft | 0% | 0% | Retrofit | Retro3Slow | 81.94% | TBD | 0.2% | 116.6757 |  | 62.41 |  | 0 | RTF Wkbk - ComWeatherizationSchool_v3_1 | RTF Wkbk - ComWeatherizationSchool_v3_1 | Building Energy Simulation Tool | R-13 | R-13 | R-13 | R-13 | R-13 | R-13 | R-13 | R-13 | R-13 | R-13 | R-13 | R-13 | R-13 | R-13 | R-13 | R-13 | R-13 | R-13 | R-13 | R-13 | R-13 | R-13 | R-38 | R-38 | R-38 | R-38 | R-38 | R-38 | R-38 | R-38 | R-38 | R-38 | R-38 | R-38 | R-38 | R-38 | R-38 | R-38 | R-38 | R-38 | R-38 | R-38 | R-38 | R-38 | 1.11 | 1.11 | 1.11 | 1.11 | 1.11 | 1.11 | 1.11 | 1.11 | 1.11 | 1.11 | 1.11 | 1.11 | 1.11 | 1.11 | 1.11 | 1.11 | 1.11 | 1.11 | 1.11 | 1.11 | 1.11 | 1.11 | 0 | 0 | 0.073855 | 0.069643 | 0.067905 | 0.06683 | 0.066261 | 0.065741 | 0.065273 | 0.064817 | 0.064378 | 0.063936 | 0.063497 | 0.063084 | 0.062668 | 0.062317 | 0.062027 | 0.061839 | 0.061676 | 0.061596 | 0.061575 | 0.061583 | 0 | 0 | 0 | 0 | 0 | 0 | 0 | 0 | 0 | 0 | 0 | 0 | 0 | 0 | 0 | 0 | 0 | 0 | 0 | 0 | 0 | 0 | 0 | 0 | 0 | 0 | 0 | 0 | 0 | 0 | 0 | 0 | 0 | 0 | 0 | 0 | 0 | 0 | 0 | 0 | 0 | 0 | 0 | 0 | 0 | 0 | 0 | 0 | 0 | 0 | 0 | 0 | 0 | 0 | 0 | 0 | 0 | 0 | 0 | 0 | 0 | 0 | 0 | 0 | 0 | 0 | 0 | 0 | 0 | 0 | 0 | 0 | 0 | 0 | 0 | 0 | 0 | 0 | 0 | 0 | 0 | 0 | 0 | 0 | 0 | 0 | 0 | 0 | 0 | 0 | 0 | 0 | 0 | 0 | 0 | 0 | 0 | 0 | 0 | 0 | 0 | 0 | 0 | 0 | 0 | 0 | 0 | 0 | 0 | 0 | 0 | 0 | 0 | 0 | 0 | 0 | 0 | 0 | 0 | 0 | 0 | 0 | 0 | 0 | 0 | 0 | 0 | 0 | 0 | 0 | 0 | 0 | 0 | 0 | 0 | 0 | 0 | 0 | 0 | 0 | 0 | 0 | 0 | 0 | 0 | 0 | 0 | 0 | 0 | 0 | 0 | 0 | 0 | 0 | 0 | 0 | 0 | 0 | 0 | 0 | 0 | 0 | 0 | 0 | 0 | 0 | 0 | 0 | 0 | 0 | 0 | 0 | 0 | 0 | 0 | 0 | 0 | 0 | 0 | 0 | 0 | 0 | 0 | 0 | 0 | 0 | 0 | 0 | 0 | 0 | 0 | 0 | 0 | 0 | 0 | 0 | 0 | 0 | 0 | 0 | 0 | 0 | 0 | 0 | 0 | 0 | 0 | 0 | 0 | 0 | 0 | 0 | 0 | 0 | 0 | 0 | 0 | 0 | 0 | 0 | 0 | 0 | 0 | 0 | 0 | 0 | 0 | 0 | 0 | 0 | 0 | 0 | 0 | 0 | 0 | 0 | 0 | 0 | 0 | 0 | 0 | 0 | 0 | 0 | 0 | 0 | 0 | 0 | 0 | 0 | 0 | 0 | 0 | 0 | 0 | 0 | 0 | 0 | 0 | 0 | 0 | 0 | 0 | 0 | 0 | 0 | 0 | 0 | 0 | 0 | 0 | 0 | 0 | 0 | 0 | 0 | 0 | 0 | 0 | 0 | 0 | 0 | 0 | 0 | 0 | 0 | 0 | 0 | 0 | 0 | 0 | 0 | 0 | 0 | 0 | 0 | 0 | 0 | 0 | 0 | 0 | 0 | 0 | 0 | 0 | 0 | 0 | 0 | 0 | 0 | 0 | 0 | 0 | 0 | 0 | 0 | 0 | 0 | 0 | 0 | 0 | 0 | 0 | 0 | 0 | 0 | 0 | 0 | 0 | 0 | 0 | 0 | 0 | 0 | 0 | 0 | 0 | 0 | 0 | 0 | 0 | 0 | 0 | 0 | 0 | 0 | 0 | 0 | 0 | 0 | 0 | 0 | 0 | 0 | 0 | 0 | 0 | 0 | 0 | 0 | 0 | 0 | 0 | 0 | 0 | 0 | 0 | 0 | 0 | 0 | 0 | 0 | 0 | 0 | 0 | 0 | 0 | 0 | 0 | 0 | 0 | 0 | 0 | 0 | 0 | 0 | 0 | 0 | 0 | 0 | 0 | 0 | 0 | 0 | 0 | 0 | 0 | 0 | 0 | 0 | 1015.5309 | 1015.5309 | 1015.5309 | 1015.5309 | 1015.5309 | 1015.5309 | 1015.5309 | 1015.5309 | 1015.5309 | 1015.5309 | 1015.5309 | 1015.5309 | 1015.5309 | 1015.5309 | 1015.5309 | 1015.5309 | 1015.5309 | 1015.5309 | 1015.5309 | 1015.5309 | 543.2091 | 543.2091 | 543.2091 | 543.2091 | 543.2091 | 543.2091 | 543.2091 | 543.2091 | 543.2091 | 543.2091 | 543.2091 | 543.2091 | 543.2091 | 543.2091 | 543.2091 | 543.2091 | 543.2091 | 543.2091 | 543.2091 | 543.2091
WA_Industrial_Petroleum_New_Space Heating_Natural Gas_Insulation - Wall Cavity_A | WA | Industrial | Petroleum | New | Space Heating | Natural Gas | Insulation - Wall Cavity | A | IM362 | R-11 or less | R-21 | 45 | 0.016254 | 0 | 0 | 0.24 | 0 | 0 | 0 | 0.1203 |  | sqft | 0% | 0% | Retrofit | Retro3Slow | 81.94% | TBD | 0.2% | 90.661 |  | 48.4947 |  | 0 | RTF Wkbk - ComWeatherizationSchool_v3_1 | N/A | Building Energy Simulation Tool | R-11 or less | R-11 or less | R-11 or less | R-11 or less | R-11 or less | R-11 or less | R-11 or less | R-11 or less | R-11 or less | R-11 or less | R-11 or less | R-11 or less | R-11 or less | R-11 or less | R-11 or less | R-11 or less | R-11 or less | R-11 or less | R-11 or less | R-11 or less | R-11 or less | R-11 or less | R-21 | R-21 | R-21 | R-21 | R-21 | R-21 | R-21 | R-21 | R-21 | R-21 | R-21 | R-21 | R-21 | R-21 | R-21 | R-21 | R-21 | R-21 | R-21 | R-21 | R-21 | R-21 | 0.24 | 0.24 | 0.24 | 0.24 | 0.24 | 0.24 | 0.24 | 0.24 | 0.24 | 0.24 | 0.24 | 0.24 | 0.24 | 0.24 | 0.24 | 0.24 | 0.24 | 0.24 | 0.24 | 0.24 | 0.24 | 0.24 | 0 | 0 | 0.016157 | 0.015236 | 0.014855 | 0.01462 | 0.014496 | 0.014382 | 0.014279 | 0.01418 | 0.014084 | 0.013987 | 0.013891 | 0.013801 | 0.01371 | 0.013633 | 0.013569 | 0.013528 | 0.013493 | 0.013475 | 0.013471 | 0.013472 | 0 | 0 | 0 | 0 | 0 | 0 | 0 | 0 | 0 | 0 | 0 | 0 | 0 | 0 | 0 | 0 | 0 | 0 | 0 | 0 | 0 | 0 | 0 | 0 | 0 | 0 | 0 | 0 | 0 | 0 | 0 | 0 | 0 | 0 | 0 | 0 | 0 | 0 | 0 | 0 | 0 | 0 | 0 | 0 | 0 | 0 | 0 | 0 | 0 | 0 | 0 | 0 | 0 | 0 | 0 | 0 | 0 | 0 | 0 | 0 | 0 | 0 | 0 | 0 | 0 | 0 | 0 | 0 | 0 | 0 | 0 | 0 | 0 | 0 | 0 | 0 | 0 | 0 | 0 | 0 | 0 | 0 | 0 | 0 | 0 | 0 | 0 | 0 | 0 | 0 | 0 | 0 | 0 | 0 | 0 | 0 | 0 | 0 | 0 | 0 | 0 | 0 | 0 | 0 | 0 | 0 | 0 | 0 | 0 | 0 | 0 | 0 | 0 | 0 | 0 | 0 | 0 | 0 | 0 | 0 | 0 | 0 | 0 | 0 | 0 | 0 | 0 | 0 | 0 | 0 | 0 | 0 | 0 | 0 | 0 | 0 | 0 | 0 | 0 | 0 | 0 | 0 | 0 | 0 | 0 | 0 | 0 | 0 | 0 | 0 | 0 | 0 | 0 | 0 | 0 | 0 | 0 | 0 | 0 | 0 | 0 | 0 | 0 | 0 | 0 | 0 | 0 | 0 | 0 | 0 | 0 | 0 | 0 | 0 | 0 | 0 | 0 | 0 | 0 | 0 | 0 | 0 | 0 | 0 | 0 | 0 | 0 | 0 | 0 | 0 | 0 | 0 | 0 | 0 | 0 | 0 | 0 | 0 | 0 | 0 | 0 | 0 | 0 | 0 | 0 | 0 | 0 | 0 | 0 | 0 | 0 | 0 | 0 | 0 | 0 | 0 | 0 | 0 | 0 | 0 | 0 | 0 | 0 | 0 | 0 | 0 | 0 | 0 | 0 | 0 | 0 | 0 | 0 | 0 | 0 | 0 | 0 | 0 | 0 | 0 | 0 | 0 | 0 | 0 | 0 | 0 | 0 | 0 | 0 | 0 | 0 | 0 | 0 | 0 | 0 | 0 | 0 | 0 | 0 | 0 | 0 | 0 | 0 | 0 | 0 | 0 | 0 | 0 | 0 | 0 | 0 | 0 | 0 | 0 | 0 | 0 | 0 | 0 | 0 | 0 | 0 | 0 | 0 | 0 | 0 | 0 | 0 | 0 | 0 | 0 | 0 | 0 | 0 | 0 | 0 | 0 | 0 | 0 | 0 | 0 | 0 | 0 | 0 | 0 | 0 | 0 | 0 | 0 | 0 | 0 | 0 | 0 | 0 | 0 | 0 | 0 | 0 | 0 | 0 | 0 | 0 | 0 | 0 | 0 | 0 | 0 | 0 | 0 | 0 | 0 | 0 | 0 | 0 | 0 | 0 | 0 | 0 | 0 | 0 | 0 | 0 | 0 | 0 | 0 | 0 | 0 | 0 | 0 | 0 | 0 | 0 | 0 | 0 | 0 | 0 | 0 | 0 | 0 | 0 | 0 | 0 | 0 | 0 | 0 | 0 | 0 | 0 | 0 | 0 | 0 | 0 | 0 | 0 | 0 | 0 | 0 | 0 | 0 | 0 | 0 | 0 | 0 | 0 | 0 | 0 | 0 | 0 | 0 | 0 | 0 | 0 | 0 | 0 | 0 | 0 | 0 | 0 | 0 | 0 | 0 | 1003.6916 | 1003.6916 | 1003.6916 | 1003.6916 | 1003.6916 | 1003.6916 | 1003.6916 | 1003.6916 | 1003.6916 | 1003.6916 | 1003.6916 | 1003.6916 | 1003.6916 | 1003.6916 | 1003.6916 | 1003.6916 | 1003.6916 | 1003.6916 | 1003.6916 | 1003.6916 | 536.8762 | 536.8762 | 536.8762 | 536.8762 | 536.8762 | 536.8762 | 536.8762 | 536.8762 | 536.8762 | 536.8762 | 536.8762 | 536.8762 | 536.8762 | 536.8762 | 536.8762 | 536.8762 | 536.8762 | 536.8762 | 536.8762 | 536.8762
WA_Industrial_Petroleum_New_Space Heating_Natural Gas_Insulation - Ducting_A | WA | Industrial | Petroleum | New | Space Heating | Natural Gas | Insulation - Ducting | A | IM363 | ~2°F thermal losses | 50% reduction in thermal losses | 20 | 0.0012737 | 0 | 0 | 1.52 | 0 | 0 | 0 | 0.76105 |  | sqft | 0% | 0% | Retrofit | Retro5Med | 81.71% | TBD | 0.2% | 182.7943 |  | 115.102 |  | 0 | MA TRM - 2019-2021 - COM-HVAC-DI | MEMD - MMD8.25.01.FESH23.v01 | Building Energy Simulation Tool | ~2°F thermal losses | ~2°F thermal losses | ~2°F thermal losses | ~2°F thermal losses | ~2°F thermal losses | ~2°F thermal losses | ~2°F thermal losses | ~2°F thermal losses | ~2°F thermal losses | ~2°F thermal losses | ~2°F thermal losses | ~2°F thermal losses | ~2°F thermal losses | ~2°F thermal losses | ~2°F thermal losses | ~2°F thermal losses | ~2°F thermal losses | ~2°F thermal losses | ~2°F thermal losses | ~2°F thermal losses | ~2°F thermal losses | ~2°F thermal losses | 50% reduction in thermal losses | 50% reduction in thermal losses | 50% reduction in thermal losses | 50% reduction in thermal losses | 50% reduction in thermal losses | 50% reduction in thermal losses | 50% reduction in thermal losses | 50% reduction in thermal losses | 50% reduction in thermal losses | 50% reduction in thermal losses | 50% reduction in thermal losses | 50% reduction in thermal losses | 50% reduction in thermal losses | 50% reduction in thermal losses | 50% reduction in thermal losses | 50% reduction in thermal losses | 50% reduction in thermal losses | 50% reduction in thermal losses | 50% reduction in thermal losses | 50% reduction in thermal losses | 50% reduction in thermal losses | 50% reduction in thermal losses | 1.52 | 1.52 | 1.52 | 1.52 | 1.52 | 1.52 | 1.52 | 1.52 | 1.52 | 1.52 | 1.52 | 1.52 | 1.52 | 1.52 | 1.52 | 1.52 | 1.52 | 1.52 | 1.52 | 1.52 | 1.52 | 1.52 | 0 | 0 | 0.0012656 | 0.0011932 | 0.0011632 | 0.0011446 | 0.0011345 | 0.0011253 | 0.001117 | 0.001109 | 0.0011012 | 0.0010933 | 0.0010856 | 0.0010784 | 0.001071 | 0.0010649 | 0.0010598 | 0.0010566 | 0.0010537 | 0.0010523 | 0.0010519 | 0.001052 | 0 | 0 | 0 | 0 | 0 | 0 | 0 | 0 | 0 | 0 | 0 | 0 | 0 | 0 | 0 | 0 | 0 | 0 | 0 | 0 | 0 | 0 | 0 | 0 | 0 | 0 | 0 | 0 | 0 | 0 | 0 | 0 | 0 | 0 | 0 | 0 | 0 | 0 | 0 | 0 | 0 | 0 | 0 | 0 | 0 | 0 | 0 | 0 | 0 | 0 | 0 | 0 | 0 | 0 | 0 | 0 | 0 | 0 | 0 | 0 | 0 | 0 | 0 | 0 | 0 | 0 | 0 | 0 | 0 | 0 | 0 | 0 | 0 | 0 | 0 | 0 | 0 | 0 | 0 | 0 | 0 | 0 | 0 | 0 | 0 | 0 | 0 | 0 | 0 | 0 | 0 | 0 | 0 | 0 | 0 | 0 | 0 | 0 | 0 | 0 | 0 | 0 | 0 | 0 | 0 | 0 | 0 | 0 | 0 | 0 | 0 | 0 | 0 | 0 | 0 | 0 | 0 | 0 | 0 | 0 | 0 | 0 | 0 | 0 | 0 | 0 | 0 | 0 | 0 | 0 | 0 | 0 | 0 | 0 | 0 | 0 | 0 | 0 | 0 | 0 | 0 | 0 | 0 | 0 | 0 | 0 | 0 | 0 | 0 | 0 | 0 | 0 | 0 | 0 | 0 | 0 | 0 | 0 | 0 | 0 | 0 | 0 | 0 | 0 | 0 | 0 | 0 | 0 | 0 | 0 | 0 | 0 | 0 | 0 | 0 | 0 | 0 | 0 | 0 | 0 | 0 | 0 | 0 | 0 | 0 | 0 | 0 | 0 | 0 | 0 | 0 | 0 | 0 | 0 | 0 | 0 | 0 | 0 | 0 | 0 | 0 | 0 | 0 | 0 | 0 | 0 | 0 | 0 | 0 | 0 | 0 | 0 | 0 | 0 | 0 | 0 | 0 | 0 | 0 | 0 | 0 | 0 | 0 | 0 | 0 | 0 | 0 | 0 | 0 | 0 | 0 | 0 | 0 | 0 | 0 | 0 | 0 | 0 | 0 | 0 | 0 | 0 | 0 | 0 | 0 | 0 | 0 | 0 | 0 | 0 | 0 | 0 | 0 | 0 | 0 | 0 | 0 | 0 | 0 | 0 | 0 | 0 | 0 | 0 | 0 | 0 | 0 | 0 | 0 | 0 | 0 | 0 | 0 | 0 | 0 | 0 | 0 | 0 | 0 | 0 | 0 | 0 | 0 | 0 | 0 | 0 | 0 | 0 | 0 | 0 | 0 | 0 | 0 | 0 | 0 | 0 | 0 | 0 | 0 | 0 | 0 | 0 | 0 | 0 | 0 | 0 | 0 | 0 | 0 | 0 | 0 | 0 | 0 | 0 | 0 | 0 | 0 | 0 | 0 | 0 | 0 | 0 | 0 | 0 | 0 | 0 | 0 | 0 | 0 | 0 | 0 | 0 | 0 | 0 | 0 | 0 | 0 | 0 | 0 | 0 | 0 | 0 | 0 | 0 | 0 | 0 | 0 | 0 | 0 | 0 | 0 | 0 | 0 | 0 | 0 | 0 | 0 | 0 | 0 | 0 | 0 | 0 | 0 | 0 | 0 | 0 | 0 | 0 | 0 | 0 | 0 | 0 | 0 | 0 | 0 | 0 | 0 | 0 | 0 | 0 | 0 | 0 | 0 | 0 | 0 | 0 | 0 | 0 | 0 | 0 | 0 | 0 | 0 | 0 | 0 | 0 | 0 | 0 | 0 | 0 | 110751.8776 | 110751.8776 | 110751.8776 | 110751.8776 | 110751.8776 | 110751.8776 | 110751.8776 | 110751.8776 | 110751.8776 | 110751.8776 | 110751.8776 | 110751.8776 | 110751.8776 | 110751.8776 | 110751.8776 | 110751.8776 | 110751.8776 | 110751.8776 | 110751.8776 | 110751.8776 | 69223.2564 | 69223.2564 | 69223.2564 | 69223.2564 | 69223.2564 | 69223.2564 | 69223.2564 | 69223.2564 | 69223.2564 | 69223.2564 | 69223.2564 | 69223.2564 | 69223.2564 | 69223.2564 | 69223.2564 | 69223.2564 | 69223.2564 | 69223.2564 | 69223.2564 | 69223.2564
WA_Industrial_Petroleum_New_Space Heating_Natural Gas_HVAC - Duct Repair and Sealing_A | WA | Industrial | Petroleum | New | Space Heating | Natural Gas | HVAC - Duct Repair and Sealing | A | IM364 | Poorly sealed/leaky ducts | 30% reduced duct leaking | 20 | 0.0036023 | 0 | 0 | 0 | 0 | 0 | 0 | 0 |  | sqft | 0% | 0% | Retrofit | RetroEven20 | 80.75% | TBD | 0.2% | 112.0167 |  | 70.8916 |  | 0 | MA TRM - 2019-2021 - COM-HVAC-DS | N/A | Building Energy Simulation Tool | Poorly sealed/leaky ducts | Poorly sealed/leaky ducts | Poorly sealed/leaky ducts | Poorly sealed/leaky ducts | Poorly sealed/leaky ducts | Poorly sealed/leaky ducts | Poorly sealed/leaky ducts | Poorly sealed/leaky ducts | Poorly sealed/leaky ducts | Poorly sealed/leaky ducts | Poorly sealed/leaky ducts | Poorly sealed/leaky ducts | Poorly sealed/leaky ducts | Poorly sealed/leaky ducts | Poorly sealed/leaky ducts | Poorly sealed/leaky ducts | Poorly sealed/leaky ducts | Poorly sealed/leaky ducts | Poorly sealed/leaky ducts | Poorly sealed/leaky ducts | Poorly sealed/leaky ducts | Poorly sealed/leaky ducts | 30% reduced duct leaking | 30% reduced duct leaking | 30% reduced duct leaking | 30% reduced duct leaking | 30% reduced duct leaking | 30% reduced duct leaking | 30% reduced duct leaking | 30% reduced duct leaking | 30% reduced duct leaking | 30% reduced duct leaking | 30% reduced duct leaking | 30% reduced duct leaking | 30% reduced duct leaking | 30% reduced duct leaking | 30% reduced duct leaking | 30% reduced duct leaking | 30% reduced duct leaking | 30% reduced duct leaking | 30% reduced duct leaking | 30% reduced duct leaking | 30% reduced duct leaking | 30% reduced duct leaking | 0 | 0 | 0 | 0 | 0 | 0 | 0 | 0 | 0 | 0 | 0 | 0 | 0 | 0 | 0 | 0 | 0 | 0 | 0 | 0 | 0 | 0 | 0 | 0 | 0.0035795 | 0.0033747 | 0.0032899 | 0.0032372 | 0.0032087 | 0.0031827 | 0.0031592 | 0.0031364 | 0.0031144 | 0.0030923 | 0.0030704 | 0.0030499 | 0.0030292 | 0.0030118 | 0.0029975 | 0.0029883 | 0.0029801 | 0.0029762 | 0.0029751 | 0.0029755 | 0 | 0 | 0 | 0 | 0 | 0 | 0 | 0 | 0 | 0 | 0 | 0 | 0 | 0 | 0 | 0 | 0 | 0 | 0 | 0 | 0 | 0 | 0 | 0 | 0 | 0 | 0 | 0 | 0 | 0 | 0 | 0 | 0 | 0 | 0 | 0 | 0 | 0 | 0 | 0 | 0 | 0 | 0 | 0 | 0 | 0 | 0 | 0 | 0 | 0 | 0 | 0 | 0 | 0 | 0 | 0 | 0 | 0 | 0 | 0 | 0 | 0 | 0 | 0 | 0 | 0 | 0 | 0 | 0 | 0 | 0 | 0 | 0 | 0 | 0 | 0 | 0 | 0 | 0 | 0 | 0 | 0 | 0 | 0 | 0 | 0 | 0 | 0 | 0 | 0 | 0 | 0 | 0 | 0 | 0 | 0 | 0 | 0 | 0 | 0 | 0 | 0 | 0 | 0 | 0 | 0 | 0 | 0 | 0 | 0 | 0 | 0 | 0 | 0 | 0 | 0 | 0 | 0 | 0 | 0 | 0 | 0 | 0 | 0 | 0 | 0 | 0 | 0 | 0 | 0 | 0 | 0 | 0 | 0 | 0 | 0 | 0 | 0 | 0 | 0 | 0 | 0 | 0 | 0 | 0 | 0 | 0 | 0 | 0 | 0 | 0 | 0 | 0 | 0 | 0 | 0 | 0 | 0 | 0 | 0 | 0 | 0 | 0 | 0 | 0 | 0 | 0 | 0 | 0 | 0 | 0 | 0 | 0 | 0 | 0 | 0 | 0 | 0 | 0 | 0 | 0 | 0 | 0 | 0 | 0 | 0 | 0 | 0 | 0 | 0 | 0 | 0 | 0 | 0 | 0 | 0 | 0 | 0 | 0 | 0 | 0 | 0 | 0 | 0 | 0 | 0 | 0 | 0 | 0 | 0 | 0 | 0 | 0 | 0 | 0 | 0 | 0 | 0 | 0 | 0 | 0 | 0 | 0 | 0 | 0 | 0 | 0 | 0 | 0 | 0 | 0 | 0 | 0 | 0 | 0 | 0 | 0 | 0 | 0 | 0 | 0 | 0 | 0 | 0 | 0 | 0 | 0 | 0 | 0 | 0 | 0 | 0 | 0 | 0 | 0 | 0 | 0 | 0 | 0 | 0 | 0 | 0 | 0 | 0 | 0 | 0 | 0 | 0 | 0 | 0 | 0 | 0 | 0 | 0 | 0 | 0 | 0 | 0 | 0 | 0 | 0 | 0 | 0 | 0 | 0 | 0 | 0 | 0 | 0 | 0 | 0 | 0 | 0 | 0 | 0 | 0 | 0 | 0 | 0 | 0 | 0 | 0 | 0 | 0 | 0 | 0 | 0 | 0 | 0 | 0 | 0 | 0 | 0 | 0 | 0 | 0 | 0 | 0 | 0 | 0 | 0 | 0 | 0 | 0 | 0 | 0 | 0 | 0 | 0 | 0 | 0 | 0 | 0 | 0 | 0 | 0 | 0 | 0 | 0 | 0 | 0 | 0 | 0 | 0 | 0 | 0 | 0 | 0 | 0 | 0 | 0 | 0 | 0 | 0 | 0 | 0 | 0 | 0 | 0 | 0 | 0 | 0 | 0 | 0 | 0 | 0 | 0 | 0 | 0 | 0 | 0 | 0 | 0 | 0 | 0 | 0 | 0 | 0 | 0 | 0 | 0 | 0 | 0 | 0 | 0 | 0 | 0 | 0 | 0 | 0 | 0 | 0 | 0 | 0 | 0 | 0 | 0 | 0 | 0 | 0 | 0 | 0 | 0 | 0 | 0 | 0 | 0 | 0 | 0 | 0 | 0 | 0 | 0 | 0 | 0 | 0 | 0 | 0 | 0 | 0 | 0 | 0 | 0 | 0 | 0 | 0 | 0 | 0 | 0 | 0 | 0 | 0 | 0 | 0 | 0 | 0 | 0 | 0 | 0 | 0
WA_Industrial_Petroleum_New_Space Heating_Natural Gas_Windows - High Efficiency_A | WA | Industrial | Petroleum | New | Space Heating | Natural Gas | Windows - High Efficiency | A | IM365 | U-.5 or worse | U-.22 or better | 45 | 0.0069504 | 0 | 0 | 0 | 0 | 0 | 0 | 0 |  | sqft | 0% | 0% | Retrofit | Retro1Slow | 84.81% | TBD | 0.2% | 82.9398 |  | 44.3646 |  | 0 | RTF Wkbk - ComWeatherizationSchool_v3_1 | N/A | Building Energy Simulation Tool | U-.5 or worse | U-.5 or worse | U-.5 or worse | U-.5 or worse | U-.5 or worse | U-.5 or worse | U-.5 or worse | U-.5 or worse | U-.5 or worse | U-.5 or worse | U-.5 or worse | U-.5 or worse | U-.5 or worse | U-.5 or worse | U-.5 or worse | U-.5 or worse | U-.5 or worse | U-.5 or worse | U-.5 or worse | U-.5 or worse | U-.5 or worse | U-.5 or worse | U-.22 or better | U-.22 or better | U-.22 or better | U-.22 or better | U-.22 or better | U-.22 or better | U-.22 or better | U-.22 or better | U-.22 or better | U-.22 or better | U-.22 or better | U-.22 or better | U-.22 or better | U-.22 or better | U-.22 or better | U-.22 or better | U-.22 or better | U-.22 or better | U-.22 or better | U-.22 or better | U-.22 or better | U-.22 or better | 0 | 0 | 0 | 0 | 0 | 0 | 0 | 0 | 0 | 0 | 0 | 0 | 0 | 0 | 0 | 0 | 0 | 0 | 0 | 0 | 0 | 0 | 0 | 0 | 0.0069064 | 0.0065113 | 0.0063476 | 0.006246 | 0.006191 | 0.0061409 | 0.0060955 | 0.0060515 | 0.006009 | 0.0059663 | 0.005924 | 0.0058846 | 0.0058446 | 0.0058111 | 0.0057834 | 0.0057657 | 0.00575 | 0.0057424 | 0.0057403 | 0.005741 | 0 | 0 | 0 | 0 | 0 | 0 | 0 | 0 | 0 | 0 | 0 | 0 | 0 | 0 | 0 | 0 | 0 | 0 | 0 | 0 | 0 | 0 | 0 | 0 | 0 | 0 | 0 | 0 | 0 | 0 | 0 | 0 | 0 | 0 | 0 | 0 | 0 | 0 | 0 | 0 | 0 | 0 | 0 | 0 | 0 | 0 | 0 | 0 | 0 | 0 | 0 | 0 | 0 | 0 | 0 | 0 | 0 | 0 | 0 | 0 | 0 | 0 | 0 | 0 | 0 | 0 | 0 | 0 | 0 | 0 | 0 | 0 | 0 | 0 | 0 | 0 | 0 | 0 | 0 | 0 | 0 | 0 | 0 | 0 | 0 | 0 | 0 | 0 | 0 | 0 | 0 | 0 | 0 | 0 | 0 | 0 | 0 | 0 | 0 | 0 | 0 | 0 | 0 | 0 | 0 | 0 | 0 | 0 | 0 | 0 | 0 | 0 | 0 | 0 | 0 | 0 | 0 | 0 | 0 | 0 | 0 | 0 | 0 | 0 | 0 | 0 | 0 | 0 | 0 | 0 | 0 | 0 | 0 | 0 | 0 | 0 | 0 | 0 | 0 | 0 | 0 | 0 | 0 | 0 | 0 | 0 | 0 | 0 | 0 | 0 | 0 | 0 | 0 | 0 | 0 | 0 | 0 | 0 | 0 | 0 | 0 | 0 | 0 | 0 | 0 | 0 | 0 | 0 | 0 | 0 | 0 | 0 | 0 | 0 | 0 | 0 | 0 | 0 | 0 | 0 | 0 | 0 | 0 | 0 | 0 | 0 | 0 | 0 | 0 | 0 | 0 | 0 | 0 | 0 | 0 | 0 | 0 | 0 | 0 | 0 | 0 | 0 | 0 | 0 | 0 | 0 | 0 | 0 | 0 | 0 | 0 | 0 | 0 | 0 | 0 | 0 | 0 | 0 | 0 | 0 | 0 | 0 | 0 | 0 | 0 | 0 | 0 | 0 | 0 | 0 | 0 | 0 | 0 | 0 | 0 | 0 | 0 | 0 | 0 | 0 | 0 | 0 | 0 | 0 | 0 | 0 | 0 | 0 | 0 | 0 | 0 | 0 | 0 | 0 | 0 | 0 | 0 | 0 | 0 | 0 | 0 | 0 | 0 | 0 | 0 | 0 | 0 | 0 | 0 | 0 | 0 | 0 | 0 | 0 | 0 | 0 | 0 | 0 | 0 | 0 | 0 | 0 | 0 | 0 | 0 | 0 | 0 | 0 | 0 | 0 | 0 | 0 | 0 | 0 | 0 | 0 | 0 | 0 | 0 | 0 | 0 | 0 | 0 | 0 | 0 | 0 | 0 | 0 | 0 | 0 | 0 | 0 | 0 | 0 | 0 | 0 | 0 | 0 | 0 | 0 | 0 | 0 | 0 | 0 | 0 | 0 | 0 | 0 | 0 | 0 | 0 | 0 | 0 | 0 | 0 | 0 | 0 | 0 | 0 | 0 | 0 | 0 | 0 | 0 | 0 | 0 | 0 | 0 | 0 | 0 | 0 | 0 | 0 | 0 | 0 | 0 | 0 | 0 | 0 | 0 | 0 | 0 | 0 | 0 | 0 | 0 | 0 | 0 | 0 | 0 | 0 | 0 | 0 | 0 | 0 | 0 | 0 | 0 | 0 | 0 | 0 | 0 | 0 | 0 | 0 | 0 | 0 | 0 | 0 | 0 | 0 | 0 | 0 | 0 | 0 | 0 | 0 | 0 | 0 | 0 | 0 | 0 | 0 | 0 | 0 | 0 | 0 | 0 | 0 | 0 | 0 | 0 | 0 | 0 | 0 | 0 | 0 | 0 | 0 | 0 | 0 | 0 | 0 | 0 | 0 | 0 | 0 | 0 | 0 | 0 | 0 | 0 | 0 | 0 | 0 | 0 | 0 | 0 | 0 | 0
WA_Industrial_Petroleum_New_Space Heating_Natural Gas_Gas Boiler - Maintenance_A | WA | Industrial | Petroleum | New | Space Heating | Natural Gas | Gas Boiler - Maintenance | A | IM366 | Degrade performance | General cleaning and maintenance | 3 | 101.7645 | 0 | 0 | 1.95 | 0 | 0 | 0 | 0.97285 |  | sqft | 5% | 10% | Retrofit | Retro20Fast | 65.82% | TBD | 0.2% | 2.5321 |  | 2.0334 |  | 1.2375e-05 | IL TRM - 4.3.10 - CI-HWE-DBTU-V01-180101 | IL TRM - 4.3.10 - CI-HWE-DBTU-V01-180101 | IL TRM - 4.3.10 - CI-HWE-DBTU-V01-180101 | Degrade performance | Degrade performance | Degrade performance | Degrade performance | Degrade performance | Degrade performance | Degrade performance | Degrade performance | Degrade performance | Degrade performance | Degrade performance | Degrade performance | Degrade performance | Degrade performance | Degrade performance | Degrade performance | Degrade performance | Degrade performance | Degrade performance | Degrade performance | Degrade performance | Degrade performance | General cleaning and maintenance | General cleaning and maintenance | General cleaning and maintenance | General cleaning and maintenance | General cleaning and maintenance | General cleaning and maintenance | General cleaning and maintenance | General cleaning and maintenance | General cleaning and maintenance | General cleaning and maintenance | General cleaning and maintenance | General cleaning and maintenance | General cleaning and maintenance | General cleaning and maintenance | General cleaning and maintenance | General cleaning and maintenance | General cleaning and maintenance | General cleaning and maintenance | General cleaning and maintenance | General cleaning and maintenance | General cleaning and maintenance | General cleaning and maintenance | 1.95 | 1.95 | 1.95 | 1.95 | 1.95 | 1.95 | 1.95 | 1.95 | 1.95 | 1.95 | 1.95 | 1.95 | 1.95 | 1.95 | 1.95 | 1.95 | 1.95 | 1.95 | 1.95 | 1.95 | 1.95 | 1.95 | 0 | 0 | 101.4461 | 95.8367 | 93.6248 | 92.3322 | 91.8275 | 91.3867 | 91.0532 | 90.7599 | 90.582 | 90.4094 | 90.2651 | 90.1231 | 90.0391 | 89.9482 | 89.8675 | 89.7844 | 89.7348 | 89.6537 | 89.5823 | 89.501 | 1.4518e-05 | 1.6777e-05 | 1.6179e-05 | 1.6587e-05 | 1.6637e-05 | 1.651e-05 | 1.6357e-05 | 1.6443e-05 | 1.6364e-05 | 2.918e-05 | 3.2155e-05 | 3.1856e-05 | 5.8121e-05 | 6.4085e-05 | 6.353e-05 | 0.00011591 | 0.00012787 | 0.00012676 | 0.00023458 | 0.00025561 | 1.4518e-05 | 3.0493e-05 | 4.5968e-05 | 4.8707e-05 | 4.9001e-05 | 4.9483e-05 | 4.9303e-05 | 4.9144e-05 | 4.9048e-05 | 4.8954e-05 | 4.8876e-05 | 4.8799e-05 | 4.8754e-05 | 4.8705e-05 | 4.8661e-05 | 4.8616e-05 | 4.8589e-05 | 4.8545e-05 | 4.8506e-05 | 4.8462e-05 | 0.00014311 | 0.00017506 | 0.00017281 | 0.00017964 | 0.00018117 | 0.00018066 | 0.00017964 | 0.00018117 | 0.00018066 | 0.00032276 | 0.00035623 | 0.00035347 | 0.00064551 | 0.00071246 | 0.00070693 | 0.001291 | 0.0014249 | 0.0014139 | 0.0026186 | 0.002856 | 0.00014311 | 0.00031817 | 0.00049098 | 0.00052751 | 0.00053362 | 0.00054147 | 0.00054147 | 0.00054147 | 0.00054147 | 0.00054147 | 0.00054147 | 0.00054147 | 0.00054147 | 0.00054147 | 0.00054147 | 0.00054147 | 0.00054147 | 0.00054147 | 0.00054147 | 0.00054147 | 1.2375e-05 | 1.4985e-05 | 1.4706e-05 | 1.522e-05 | 1.5316e-05 | 1.524e-05 | 1.5128e-05 | 1.5231e-05 | 1.5172e-05 | 2.7077e-05 | 2.9858e-05 | 2.9599e-05 | 5.4025e-05 | 5.9592e-05 | 5.9097e-05 | 0.00010786 | 0.00011901 | 0.00011803 | 0.00021852 | 0.00023823 | 1.2375e-05 | 2.7235e-05 | 4.1784e-05 | 4.4693e-05 | 4.5113e-05 | 4.5678e-05 | 4.5597e-05 | 4.5521e-05 | 4.5474e-05 | 4.5426e-05 | 4.5384e-05 | 4.5343e-05 | 4.5318e-05 | 4.529e-05 | 4.5265e-05 | 4.5239e-05 | 4.5224e-05 | 4.5203e-05 | 4.5185e-05 | 4.5166e-05 | 0.00012165 | 0.0001488 | 0.00014689 | 0.0001527 | 0.000154 | 0.00015356 | 0.0001527 | 0.000154 | 0.00015356 | 0.00027434 | 0.0003028 | 0.00030045 | 0.00054869 | 0.0006056 | 0.00060089 | 0.0010974 | 0.0012112 | 0.0012018 | 0.0022258 | 0.0024276 | 0.00012165 | 0.00027045 | 0.00041734 | 0.00044839 | 0.00045358 | 0.00046025 | 0.00046025 | 0.00046025 | 0.00046025 | 0.00046025 | 0.00046025 | 0.00046025 | 0.00046025 | 0.00046025 | 0.00046025 | 0.00046025 | 0.00046025 | 0.00046025 | 0.00046025 | 0.00046025 | 1.2375e-05 | 1.4985e-05 | 1.4706e-05 | 1.522e-05 | 1.5316e-05 | 1.524e-05 | 1.5128e-05 | 1.5231e-05 | 1.5172e-05 | 2.7077e-05 | 2.9858e-05 | 2.9599e-05 | 5.4025e-05 | 5.9592e-05 | 5.9097e-05 | 0.00010786 | 0.00011901 | 0.00011803 | 0.00021852 | 0.00023823 | 1.2375e-05 | 2.7235e-05 | 4.1784e-05 | 4.4693e-05 | 4.5113e-05 | 4.5678e-05 | 4.5597e-05 | 4.5521e-05 | 4.5474e-05 | 4.5426e-05 | 4.5384e-05 | 4.5343e-05 | 4.5318e-05 | 4.529e-05 | 4.5265e-05 | 4.5239e-05 | 4.5224e-05 | 4.5203e-05 | 4.5185e-05 | 4.5166e-05 | 0.00012165 | 0.0001488 | 0.00014689 | 0.0001527 | 0.000154 | 0.00015356 | 0.0001527 | 0.000154 | 0.00015356 | 0.00027434 | 0.0003028 | 0.00030045 | 0.00054869 | 0.0006056 | 0.00060089 | 0.0010974 | 0.0012112 | 0.0012018 | 0.0022258 | 0.0024276 | 0.00012165 | 0.00027045 | 0.00041734 | 0.00044839 | 0.00045358 | 0.00046025 | 0.00046025 | 0.00046025 | 0.00046025 | 0.00046025 | 0.00046025 | 0.00046025 | 0.00046025 | 0.00046025 | 0.00046025 | 0.00046025 | 0.00046025 | 0.00046025 | 0.00046025 | 0.00046025 | 1.2375e-05 | 1.4985e-05 | 1.4706e-05 | 1.522e-05 | 1.5316e-05 | 1.524e-05 | 1.5128e-05 | 1.5231e-05 | 1.5172e-05 | 2.7077e-05 | 2.9858e-05 | 2.9599e-05 | 5.4025e-05 | 5.9592e-05 | 5.9097e-05 | 0.00010786 | 0.00011901 | 0.00011803 | 0.00021852 | 0.00023823 | 1.2375e-05 | 2.7235e-05 | 4.1784e-05 | 4.4693e-05 | 4.5113e-05 | 4.5678e-05 | 4.5597e-05 | 4.5521e-05 | 4.5474e-05 | 4.5426e-05 | 4.5384e-05 | 4.5343e-05 | 4.5318e-05 | 4.529e-05 | 4.5265e-05 | 4.5239e-05 | 4.5224e-05 | 4.5203e-05 | 4.5185e-05 | 4.5166e-05 | 0.00012165 | 0.0001488 | 0.00014689 | 0.0001527 | 0.000154 | 0.00015356 | 0.0001527 | 0.000154 | 0.00015356 | 0.00027434 | 0.0003028 | 0.00030045 | 0.00054869 | 0.0006056 | 0.00060089 | 0.0010974 | 0.0012112 | 0.0012018 | 0.0022258 | 0.0024276 | 0.00012165 | 0.00027045 | 0.00041734 | 0.00044839 | 0.00045358 | 0.00046025 | 0.00046025 | 0.00046025 | 0.00046025 | 0.00046025 | 0.00046025 | 0.00046025 | 0.00046025 | 0.00046025 | 0.00046025 | 0.00046025 | 0.00046025 | 0.00046025 | 0.00046025 | 0.00046025 | 1.2375e-05 | 1.4985e-05 | 1.4706e-05 | 1.522e-05 | 1.5316e-05 | 1.524e-05 | 1.5128e-05 | 1.5231e-05 | 1.5172e-05 | 2.7077e-05 | 2.9858e-05 | 2.9599e-05 | 5.4025e-05 | 5.9592e-05 | 5.9097e-05 | 0.00010786 | 0.00011901 | 0.00011803 | 0.00021852 | 0.00023823 | 1.2375e-05 | 2.7235e-05 | 4.1784e-05 | 4.4693e-05 | 4.5113e-05 | 4.5678e-05 | 4.5597e-05 | 4.5521e-05 | 4.5474e-05 | 4.5426e-05 | 4.5384e-05 | 4.5343e-05 | 4.5318e-05 | 4.529e-05 | 4.5265e-05 | 4.5239e-05 | 4.5224e-05 | 4.5203e-05 | 4.5185e-05 | 4.5166e-05 | 0.00012165 | 0.0001488 | 0.00014689 | 0.0001527 | 0.000154 | 0.00015356 | 0.0001527 | 0.000154 | 0.00015356 | 0.00027434 | 0.0003028 | 0.00030045 | 0.00054869 | 0.0006056 | 0.00060089 | 0.0010974 | 0.0012112 | 0.0012018 | 0.0022258 | 0.0024276 | 0.00012165 | 0.00027045 | 0.00041734 | 0.00044839 | 0.00045358 | 0.00046025 | 0.00046025 | 0.00046025 | 0.00046025 | 0.00046025 | 0.00046025 | 0.00046025 | 0.00046025 | 0.00046025 | 0.00046025 | 0.00046025 | 0.00046025 | 0.00046025 | 0.00046025 | 0.00046025 | 1.1271 | 1.1271 | 1.1271 | 1.1271 | 1.1271 | 1.1271 | 1.1271 | 1.1271 | 1.1271 | 1.1271 | 1.1271 | 1.1271 | 1.1271 | 1.1271 | 1.1271 | 1.1271 | 1.1271 | 1.1271 | 1.1271 | 1.1271 | 0.90507 | 0.90507 | 0.90507 | 0.90507 | 0.90507 | 0.90507 | 0.90507 | 0.90507 | 0.90507 | 0.90507 | 0.90507 | 0.90507 | 0.90507 | 0.90507 | 0.90507 | 0.90507 | 0.90507 | 0.90507 | 0.90507 | 0.90507
WA_Industrial_Petroleum_New_Process_Natural Gas_Gas Boiler - Maintenance_A | WA | Industrial | Petroleum | New | Process | Natural Gas | Gas Boiler - Maintenance | A | IM367 | Degrade performance | General cleaning and maintenance | 3 | 536.7637 | 0 | 0 | 1.95 | 0 | 0 | 0 | 0.97285 |  | sqft | 5% | 10% | Retrofit | Retro20Fast | 65.82% | TBD | 0.2% | 2.5321 |  | 2.0334 |  | 0.0051853 | IL TRM - 4.3.10 - CI-HWE-DBTU-V01-180101 | IL TRM - 4.3.10 - CI-HWE-DBTU-V01-180101 | IL TRM - 4.3.10 - CI-HWE-DBTU-V01-180101 | Degrade performance | Degrade performance | Degrade performance | Degrade performance | Degrade performance | Degrade performance | Degrade performance | Degrade performance | Degrade performance | Degrade performance | Degrade performance | Degrade performance | Degrade performance | Degrade performance | Degrade performance | Degrade performance | Degrade performance | Degrade performance | Degrade performance | Degrade performance | Degrade performance | Degrade performance | General cleaning and maintenance | General cleaning and maintenance | General cleaning and maintenance | General cleaning and maintenance | General cleaning and maintenance | General cleaning and maintenance | General cleaning and maintenance | General cleaning and maintenance | General cleaning and maintenance | General cleaning and maintenance | General cleaning and maintenance | General cleaning and maintenance | General cleaning and maintenance | General cleaning and maintenance | General cleaning and maintenance | General cleaning and maintenance | General cleaning and maintenance | General cleaning and maintenance | General cleaning and maintenance | General cleaning and maintenance | General cleaning and maintenance | General cleaning and maintenance | 1.95 | 1.95 | 1.95 | 1.95 | 1.95 | 1.95 | 1.95 | 1.95 | 1.95 | 1.95 | 1.95 | 1.95 | 1.95 | 1.95 | 1.95 | 1.95 | 1.95 | 1.95 | 1.95 | 1.95 | 1.95 | 1.95 | 0 | 0 | 536.7637 | 536.7637 | 536.7637 | 536.7637 | 536.7637 | 536.7637 | 536.7637 | 536.7637 | 536.7637 | 536.7637 | 536.7637 | 536.7637 | 536.7637 | 536.7637 | 536.7637 | 536.7637 | 536.7637 | 536.7637 | 536.7637 | 536.7637 | 0.0061003 | 0.0074622 | 0.0073662 | 0.0076575 | 0.0077226 | 0.0077007 | 0.0076575 | 0.0077226 | 0.0077007 | 0.013758 | 0.015185 | 0.015067 | 0.027516 | 0.03037 | 0.030134 | 0.055031 | 0.060739 | 0.060268 | 0.11162 | 0.12174 | 0.0061003 | 0.013562 | 0.020929 | 0.022486 | 0.022746 | 0.023081 | 0.023081 | 0.023081 | 0.023081 | 0.023081 | 0.023081 | 0.023081 | 0.023081 | 0.023081 | 0.023081 | 0.023081 | 0.023081 | 0.023081 | 0.023081 | 0.023081 | 0.011365 | 0.013902 | 0.013723 | 0.014266 | 0.014387 | 0.014347 | 0.014266 | 0.014387 | 0.014347 | 0.025631 | 0.028289 | 0.02807 | 0.051262 | 0.056579 | 0.05614 | 0.10252 | 0.11316 | 0.11228 | 0.20795 | 0.2268 | 0.011365 | 0.025267 | 0.03899 | 0.041891 | 0.042377 | 0.043 | 0.043 | 0.043 | 0.043 | 0.043 | 0.043 | 0.043 | 0.043 | 0.043 | 0.043 | 0.043 | 0.043 | 0.043 | 0.043 | 0.043 | 0.0051853 | 0.0063428 | 0.0062612 | 0.0065089 | 0.0065642 | 0.0065456 | 0.0065089 | 0.0065642 | 0.0065456 | 0.011694 | 0.012907 | 0.012807 | 0.023388 | 0.025814 | 0.025614 | 0.046777 | 0.051628 | 0.051227 | 0.094877 | 0.10348 | 0.0051853 | 0.011528 | 0.017789 | 0.019113 | 0.019334 | 0.019619 | 0.019619 | 0.019619 | 0.019619 | 0.019619 | 0.019619 | 0.019619 | 0.019619 | 0.019619 | 0.019619 | 0.019619 | 0.019619 | 0.019619 | 0.019619 | 0.019619 | 0.0096603 | 0.011817 | 0.011665 | 0.012126 | 0.012229 | 0.012195 | 0.012126 | 0.012229 | 0.012195 | 0.021786 | 0.024046 | 0.023859 | 0.043573 | 0.048092 | 0.047719 | 0.087146 | 0.096184 | 0.095438 | 0.17676 | 0.19278 | 0.0096603 | 0.021477 | 0.033142 | 0.035608 | 0.03602 | 0.03655 | 0.03655 | 0.03655 | 0.03655 | 0.03655 | 0.03655 | 0.03655 | 0.03655 | 0.03655 | 0.03655 | 0.03655 | 0.03655 | 0.03655 | 0.03655 | 0.03655 | 0.0051853 | 0.0063428 | 0.0062612 | 0.0065089 | 0.0065642 | 0.0065456 | 0.0065089 | 0.0065642 | 0.0065456 | 0.011694 | 0.012907 | 0.012807 | 0.023388 | 0.025814 | 0.025614 | 0.046777 | 0.051628 | 0.051227 | 0.094877 | 0.10348 | 0.0051853 | 0.011528 | 0.017789 | 0.019113 | 0.019334 | 0.019619 | 0.019619 | 0.019619 | 0.019619 | 0.019619 | 0.019619 | 0.019619 | 0.019619 | 0.019619 | 0.019619 | 0.019619 | 0.019619 | 0.019619 | 0.019619 | 0.019619 | 0.0096603 | 0.011817 | 0.011665 | 0.012126 | 0.012229 | 0.012195 | 0.012126 | 0.012229 | 0.012195 | 0.021786 | 0.024046 | 0.023859 | 0.043573 | 0.048092 | 0.047719 | 0.087146 | 0.096184 | 0.095438 | 0.17676 | 0.19278 | 0.0096603 | 0.021477 | 0.033142 | 0.035608 | 0.03602 | 0.03655 | 0.03655 | 0.03655 | 0.03655 | 0.03655 | 0.03655 | 0.03655 | 0.03655 | 0.03655 | 0.03655 | 0.03655 | 0.03655 | 0.03655 | 0.03655 | 0.03655 | 0.0051853 | 0.0063428 | 0.0062612 | 0.0065089 | 0.0065642 | 0.0065456 | 0.0065089 | 0.0065642 | 0.0065456 | 0.011694 | 0.012907 | 0.012807 | 0.023388 | 0.025814 | 0.025614 | 0.046777 | 0.051628 | 0.051227 | 0.094877 | 0.10348 | 0.0051853 | 0.011528 | 0.017789 | 0.019113 | 0.019334 | 0.019619 | 0.019619 | 0.019619 | 0.019619 | 0.019619 | 0.019619 | 0.019619 | 0.019619 | 0.019619 | 0.019619 | 0.019619 | 0.019619 | 0.019619 | 0.019619 | 0.019619 | 0.0096603 | 0.011817 | 0.011665 | 0.012126 | 0.012229 | 0.012195 | 0.012126 | 0.012229 | 0.012195 | 0.021786 | 0.024046 | 0.023859 | 0.043573 | 0.048092 | 0.047719 | 0.087146 | 0.096184 | 0.095438 | 0.17676 | 0.19278 | 0.0096603 | 0.021477 | 0.033142 | 0.035608 | 0.03602 | 0.03655 | 0.03655 | 0.03655 | 0.03655 | 0.03655 | 0.03655 | 0.03655 | 0.03655 | 0.03655 | 0.03655 | 0.03655 | 0.03655 | 0.03655 | 0.03655 | 0.03655 | 0.0051853 | 0.0063428 | 0.0062612 | 0.0065089 | 0.0065642 | 0.0065456 | 0.0065089 | 0.0065642 | 0.0065456 | 0.011694 | 0.012907 | 0.012807 | 0.023388 | 0.025814 | 0.025614 | 0.046777 | 0.051628 | 0.051227 | 0.094877 | 0.10348 | 0.0051853 | 0.011528 | 0.017789 | 0.019113 | 0.019334 | 0.019619 | 0.019619 | 0.019619 | 0.019619 | 0.019619 | 0.019619 | 0.019619 | 0.019619 | 0.019619 | 0.019619 | 0.019619 | 0.019619 | 0.019619 | 0.019619 | 0.019619 | 0.0096603 | 0.011817 | 0.011665 | 0.012126 | 0.012229 | 0.012195 | 0.012126 | 0.012229 | 0.012195 | 0.021786 | 0.024046 | 0.023859 | 0.043573 | 0.048092 | 0.047719 | 0.087146 | 0.096184 | 0.095438 | 0.17676 | 0.19278 | 0.0096603 | 0.021477 | 0.033142 | 0.035608 | 0.03602 | 0.03655 | 0.03655 | 0.03655 | 0.03655 | 0.03655 | 0.03655 | 0.03655 | 0.03655 | 0.03655 | 0.03655 | 0.03655 | 0.03655 | 0.03655 | 0.03655 | 0.03655 | 1.1271 | 1.1271 | 1.1271 | 1.1271 | 1.1271 | 1.1271 | 1.1271 | 1.1271 | 1.1271 | 1.1271 | 1.1271 | 1.1271 | 1.1271 | 1.1271 | 1.1271 | 1.1271 | 1.1271 | 1.1271 | 1.1271 | 1.1271 | 0.90507 | 0.90507 | 0.90507 | 0.90507 | 0.90507 | 0.90507 | 0.90507 | 0.90507 | 0.90507 | 0.90507 | 0.90507 | 0.90507 | 0.90507 | 0.90507 | 0.90507 | 0.90507 | 0.90507 | 0.90507 | 0.90507 | 0.90507
WA_Industrial_Petroleum_New_Space Heating_Natural Gas_Gas Furnace - Maintenance_A | WA | Industrial | Petroleum | New | Space Heating | Natural Gas | Gas Furnace - Maintenance | A | IM368 | Degrade performance | General cleaning and maintenance | 3 | 0.0083129 | 0 | 0 | 7.18 | 0 | 0 | 0 | 3.5918 |  | sqft | 5% | 10% | Retrofit | Retro20Fast | 65.82% | TBD | 0.2% | 1771.5709 |  | 1422.6351 |  | 2.2816e-10 | IL TRM - 4.4.31 - CI-HVC-FTUN-V03-200101 | MN TRM 3.1 - Forced-Air Heating Maintenance v2.0 | MN TRM v3.1 - Forced-Air Heating Maintenance | Degrade performance | Degrade performance | Degrade performance | Degrade performance | Degrade performance | Degrade performance | Degrade performance | Degrade performance | Degrade performance | Degrade performance | Degrade performance | Degrade performance | Degrade performance | Degrade performance | Degrade performance | Degrade performance | Degrade performance | Degrade performance | Degrade performance | Degrade performance | Degrade performance | Degrade performance | General cleaning and maintenance | General cleaning and maintenance | General cleaning and maintenance | General cleaning and maintenance | General cleaning and maintenance | General cleaning and maintenance | General cleaning and maintenance | General cleaning and maintenance | General cleaning and maintenance | General cleaning and maintenance | General cleaning and maintenance | General cleaning and maintenance | General cleaning and maintenance | General cleaning and maintenance | General cleaning and maintenance | General cleaning and maintenance | General cleaning and maintenance | General cleaning and maintenance | General cleaning and maintenance | General cleaning and maintenance | General cleaning and maintenance | General cleaning and maintenance | 7.18 | 7.18 | 7.18 | 7.18 | 7.18 | 7.18 | 7.18 | 7.18 | 7.18 | 7.18 | 7.18 | 7.18 | 7.18 | 7.18 | 7.18 | 7.18 | 7.18 | 7.18 | 7.18 | 7.18 | 7.18 | 7.18 | 0 | 0 | 0.008248 | 0.0077695 | 0.007568 | 0.0074416 | 0.0073688 | 0.0073041 | 0.0072458 | 0.0071902 | 0.0071355 | 0.0070814 | 0.0070288 | 0.0069805 | 0.0069308 | 0.0068897 | 0.0068557 | 0.0068347 | 0.0068154 | 0.0068067 | 0.0068046 | 0.0068056 | 2.675e-10 | 3.0823e-10 | 2.9638e-10 | 3.0295e-10 | 3.0254e-10 | 2.9903e-10 | 2.9498e-10 | 2.952e-10 | 2.9213e-10 | 5.1795e-10 | 5.6742e-10 | 5.5915e-10 | 1.0139e-09 | 1.1124e-09 | 1.0983e-09 | 1.9996e-09 | 2.2008e-09 | 2.1809e-09 | 4.0379e-09 | 4.4047e-09 | 2.675e-10 | 5.6021e-10 | 8.4206e-10 | 8.896e-10 | 8.911e-10 | 8.9626e-10 | 8.8911e-10 | 8.8229e-10 | 8.7558e-10 | 8.6895e-10 | 8.6248e-10 | 8.5656e-10 | 8.5045e-10 | 8.4541e-10 | 8.4125e-10 | 8.3866e-10 | 8.363e-10 | 8.3524e-10 | 8.3497e-10 | 8.351e-10 | 3.2432e-05 | 3.9672e-05 | 3.9162e-05 | 4.0711e-05 | 4.1057e-05 | 4.094e-05 | 4.0711e-05 | 4.1057e-05 | 4.094e-05 | 7.3142e-05 | 8.0729e-05 | 8.0102e-05 | 0.00014628 | 0.00016146 | 0.0001602 | 0.00029257 | 0.00032291 | 0.00032041 | 0.00059342 | 0.00064721 | 3.2432e-05 | 7.2104e-05 | 0.00011127 | 0.00011954 | 0.00012093 | 0.00012271 | 0.00012271 | 0.00012271 | 0.00012271 | 0.00012271 | 0.00012271 | 0.00012271 | 0.00012271 | 0.00012271 | 0.00012271 | 0.00012271 | 0.00012271 | 0.00012271 | 0.00012271 | 0.00012271 | 2.2816e-10 | 2.7561e-10 | 2.6982e-10 | 2.7855e-10 | 2.7928e-10 | 2.7694e-10 | 2.7388e-10 | 2.7471e-10 | 2.7233e-10 | 4.8367e-10 | 5.307e-10 | 5.2373e-10 | 9.5091e-10 | 1.0445e-09 | 1.0323e-09 | 1.8807e-09 | 2.0711e-09 | 2.0535e-09 | 3.8032e-09 | 4.1499e-09 | 2.2816e-10 | 5.0093e-10 | 7.6662e-10 | 8.1794e-10 | 8.2259e-10 | 8.3006e-10 | 8.2552e-10 | 8.2103e-10 | 8.1622e-10 | 8.1143e-10 | 8.0666e-10 | 8.023e-10 | 7.9765e-10 | 7.9384e-10 | 7.9069e-10 | 7.8881e-10 | 7.8702e-10 | 7.8642e-10 | 7.8642e-10 | 7.868e-10 | 2.7567e-05 | 3.3721e-05 | 3.3287e-05 | 3.4604e-05 | 3.4898e-05 | 3.4799e-05 | 3.4604e-05 | 3.4898e-05 | 3.4799e-05 | 6.2171e-05 | 6.8619e-05 | 6.8087e-05 | 0.00012434 | 0.00013724 | 0.00013617 | 0.00024868 | 0.00027448 | 0.00027235 | 0.00050441 | 0.00055013 | 2.7567e-05 | 6.1288e-05 | 9.4576e-05 | 0.00010161 | 0.00010279 | 0.0001043 | 0.0001043 | 0.0001043 | 0.0001043 | 0.0001043 | 0.0001043 | 0.0001043 | 0.0001043 | 0.0001043 | 0.0001043 | 0.0001043 | 0.0001043 | 0.0001043 | 0.0001043 | 0.0001043 | 0 | 0 | 0 | 0 | 0 | 0 | 0 | 0 | 0 | 0 | 0 | 0 | 0 | 0 | 0 | 0 | 0 | 0 | 0 | 0 | 0 | 0 | 0 | 0 | 0 | 0 | 0 | 0 | 0 | 0 | 0 | 0 | 0 | 0 | 0 | 0 | 0 | 0 | 0 | 0 | 0 | 0 | 0 | 0 | 0 | 0 | 0 | 0 | 0 | 0 | 0 | 0 | 0 | 0 | 0 | 0 | 0 | 0 | 0 | 0 | 0 | 0 | 0 | 0 | 0 | 0 | 0 | 0 | 0 | 0 | 0 | 0 | 0 | 0 | 0 | 0 | 0 | 0 | 0 | 0 | 0 | 0 | 0 | 0 | 0 | 0 | 0 | 0 | 0 | 0 | 0 | 0 | 0 | 0 | 0 | 0 | 0 | 0 | 0 | 0 | 0 | 0 | 0 | 0 | 0 | 0 | 0 | 0 | 0 | 0 | 0 | 0 | 0 | 0 | 0 | 0 | 0 | 0 | 0 | 0 | 0 | 0 | 0 | 0 | 0 | 0 | 0 | 0 | 0 | 0 | 0 | 0 | 0 | 0 | 0 | 0 | 0 | 0 | 0 | 0 | 0 | 0 | 0 | 0 | 0 | 0 | 0 | 0 | 0 | 0 | 0 | 0 | 0 | 0 | 0 | 0 | 0 | 0 | 0 | 0 | 0 | 0 | 0 | 0 | 0 | 0 | 0 | 0 | 0 | 0 | 0 | 0 | 0 | 0 | 0 | 0 | 0 | 0 | 0 | 0 | 0 | 0 | 0 | 0 | 0 | 0 | 0 | 0 | 0 | 0 | 0 | 0 | 0 | 0 | 0 | 0 | 0 | 0 | 0 | 0 | 0 | 0 | 0 | 0 | 0 | 0 | 0 | 0 | 0 | 0 | 0 | 0 | 0 | 0 | 0 | 0 | 0 | 0 | 0 | 0 | 0 | 0 | 0 | 0 | 0 | 0 | 0 | 0 | 0 | 0 | 0 | 0 | 0 | 0 | 0 | 0 | 0 | 0 | 0 | 0 | 318759.6495 | 318759.6495 | 318759.6495 | 318759.6495 | 318759.6495 | 318759.6495 | 318759.6495 | 318759.6495 | 318759.6495 | 318759.6495 | 318759.6495 | 318759.6495 | 318759.6495 | 318759.6495 | 318759.6495 | 318759.6495 | 318759.6495 | 318759.6495 | 318759.6495 | 318759.6495 | 255975.4524 | 255975.4524 | 255975.4524 | 255975.4524 | 255975.4524 | 255975.4524 | 255975.4524 | 255975.4524 | 255975.4524 | 255975.4524 | 255975.4524 | 255975.4524 | 255975.4524 | 255975.4524 | 255975.4524 | 255975.4524 | 255975.4524 | 255975.4524 | 255975.4524 | 255975.4524
WA_Industrial_Petroleum_New_Space Heating_Natural Gas_Gas Boiler - Hot Water Reset_A | WA | Industrial | Petroleum | New | Space Heating | Natural Gas | Gas Boiler - Hot Water Reset | A | IM369 | No control | Reset control installed | 16 | 370.0529 | 0 | 0 | 2684.79 | 0 | 0 | 0 | 1342.3951 |  | sqft | 20% | 45% | Retrofit | Retro5Med | 81.71% | TBD | 0.2% | 207.2635 |  | 136.0969 |  | 4.3698e-05 | IL TRM - 4.4.4 - CI-HVC-BLRC-V04-210101 | IL TRM - 4.4.4 - CI-HVC-BLRC-V04-210101 | IL TRM - 4.4.4 - CI-HVC-BLRC-V04-210101 | No control | No control | No control | No control | No control | No control | No control | No control | No control | No control | No control | No control | No control | No control | No control | No control | No control | No control | No control | No control | No control | No control | Reset control installed | Reset control installed | Reset control installed | Reset control installed | Reset control installed | Reset control installed | Reset control installed | Reset control installed | Reset control installed | Reset control installed | Reset control installed | Reset control installed | Reset control installed | Reset control installed | Reset control installed | Reset control installed | Reset control installed | Reset control installed | Reset control installed | Reset control installed | Reset control installed | Reset control installed | 2684.79 | 2684.79 | 2684.79 | 2684.79 | 2684.79 | 2684.79 | 2684.79 | 2684.79 | 2684.79 | 2684.79 | 2684.79 | 2684.79 | 2684.79 | 2684.79 | 2684.79 | 2684.79 | 2684.79 | 2684.79 | 2684.79 | 2684.79 | 2684.79 | 2684.79 | 0 | 0 | 368.5005 | 347.9163 | 339.7015 | 334.855 | 332.8026 | 331.0142 | 329.6196 | 328.3927 | 327.5439 | 326.7388 | 326.0373 | 325.369 | 324.8555 | 324.3473 | 323.878 | 323.4585 | 323.1224 | 322.7211 | 322.3706 | 321.9923 | 5.1259e-05 | 0.0001037 | 0.00017668 | 0.00026987 | 0.00035214 | 0.00047187 | 0.00058276 | 0.00067014 | 0.00068383 | 0.00063955 | 0.00053437 | 0.00038398 | 0.00023482 | 0.00012002 | 5.3718e-05 | 2.0782e-05 | 4.4947e-05 | 9.6193e-05 | 0.00016767 | 0.0002595 | 5.1259e-05 | 0.0001521 | 0.00032519 | 0.00059042 | 0.00093894 | 0.0014058 | 0.0019826 | 0.0026454 | 0.0033224 | 0.0039537 | 0.0044796 | 0.0048544 | 0.0050816 | 0.0051936 | 0.0052399 | 0.0052538 | 0.0052484 | 0.0052419 | 0.0052362 | 0.00523 | 0.0001391 | 0.00029807 | 0.00052011 | 0.00080592 | 0.0010581 | 0.0014255 | 0.001768 | 0.0020407 | 0.0020877 | 0.0019574 | 0.001639 | 0.0011801 | 0.00072285 | 0.00037004 | 0.00016586 | 6.4251e-05 | 0.0001391 | 0.00029807 | 0.00052011 | 0.00080592 | 0.0001391 | 0.00043717 | 0.00095729 | 0.0017632 | 0.0028213 | 0.0042468 | 0.0060148 | 0.0080555 | 0.010143 | 0.012101 | 0.01374 | 0.01492 | 0.015643 | 0.016013 | 0.016178 | 0.016243 | 0.016243 | 0.016243 | 0.016243 | 0.016243 | 4.3698e-05 | 9.2647e-05 | 0.00016065 | 0.00024773 | 0.00032436 | 0.00043584 | 0.00053932 | 0.00062121 | 0.00063453 | 0.000594 | 0.0004967 | 0.00035717 | 0.00021853 | 0.00011175 | 5.0037e-05 | 1.9366e-05 | 4.1896e-05 | 8.9709e-05 | 0.00015643 | 0.00024224 | 4.3698e-05 | 0.00013588 | 0.00029569 | 0.00054198 | 0.00086487 | 0.0012984 | 0.0018348 | 0.0024522 | 0.0030829 | 0.0036722 | 0.0041638 | 0.0045155 | 0.004729 | 0.0048357 | 0.0048808 | 0.0048958 | 0.0048921 | 0.0048885 | 0.0048853 | 0.0048822 | 0.00011824 | 0.00025336 | 0.0004421 | 0.00068503 | 0.0008994 | 0.0012117 | 0.0015028 | 0.0017346 | 0.0017746 | 0.0016638 | 0.0013931 | 0.0010031 | 0.00061442 | 0.00031454 | 0.00014098 | 5.4613e-05 | 0.00011824 | 0.00025336 | 0.0004421 | 0.00068503 | 0.00011824 | 0.0003716 | 0.00081369 | 0.0014987 | 0.0023981 | 0.0036098 | 0.0051126 | 0.0068472 | 0.0086217 | 0.010286 | 0.011679 | 0.012682 | 0.013296 | 0.013611 | 0.013752 | 0.013806 | 0.013806 | 0.013806 | 0.013806 | 0.013806 | 4.3698e-05 | 9.2647e-05 | 0.00016065 | 0.00024773 | 0.00032436 | 0.00043584 | 0.00053932 | 0.00062121 | 0.00063453 | 0.000594 | 0.0004967 | 0.00035717 | 0.00021853 | 0.00011175 | 5.0037e-05 | 1.9366e-05 | 4.1896e-05 | 8.9709e-05 | 0.00015643 | 0.00024224 | 4.3698e-05 | 0.00013588 | 0.00029569 | 0.00054198 | 0.00086487 | 0.0012984 | 0.0018348 | 0.0024522 | 0.0030829 | 0.0036722 | 0.0041638 | 0.0045155 | 0.004729 | 0.0048357 | 0.0048808 | 0.0048958 | 0.0048921 | 0.0048885 | 0.0048853 | 0.0048822 | 0.00011824 | 0.00025336 | 0.0004421 | 0.00068503 | 0.0008994 | 0.0012117 | 0.0015028 | 0.0017346 | 0.0017746 | 0.0016638 | 0.0013931 | 0.0010031 | 0.00061442 | 0.00031454 | 0.00014098 | 5.4613e-05 | 0.00011824 | 0.00025336 | 0.0004421 | 0.00068503 | 0.00011824 | 0.0003716 | 0.00081369 | 0.0014987 | 0.0023981 | 0.0036098 | 0.0051126 | 0.0068472 | 0.0086217 | 0.010286 | 0.011679 | 0.012682 | 0.013296 | 0.013611 | 0.013752 | 0.013806 | 0.013806 | 0.013806 | 0.013806 | 0.013806 | 4.3698e-05 | 9.2647e-05 | 0.00016065 | 0.00024773 | 0.00032436 | 0.00043584 | 0.00053932 | 0.00062121 | 0.00063453 | 0.000594 | 0.0004967 | 0.00035717 | 0.00021853 | 0.00011175 | 5.0037e-05 | 1.9366e-05 | 4.1896e-05 | 8.9709e-05 | 0.00015643 | 0.00024224 | 4.3698e-05 | 0.00013588 | 0.00029569 | 0.00054198 | 0.00086487 | 0.0012984 | 0.0018348 | 0.0024522 | 0.0030829 | 0.0036722 | 0.0041638 | 0.0045155 | 0.004729 | 0.0048357 | 0.0048808 | 0.0048958 | 0.0048921 | 0.0048885 | 0.0048853 | 0.0048822 | 0.00011824 | 0.00025336 | 0.0004421 | 0.00068503 | 0.0008994 | 0.0012117 | 0.0015028 | 0.0017346 | 0.0017746 | 0.0016638 | 0.0013931 | 0.0010031 | 0.00061442 | 0.00031454 | 0.00014098 | 5.4613e-05 | 0.00011824 | 0.00025336 | 0.0004421 | 0.00068503 | 0.00011824 | 0.0003716 | 0.00081369 | 0.0014987 | 0.0023981 | 0.0036098 | 0.0051126 | 0.0068472 | 0.0086217 | 0.010286 | 0.011679 | 0.012682 | 0.013296 | 0.013611 | 0.013752 | 0.013806 | 0.013806 | 0.013806 | 0.013806 | 0.013806 | 4.3698e-05 | 9.2647e-05 | 0.00016065 | 0.00024773 | 0.00032436 | 0.00043584 | 0.00053932 | 0.00062121 | 0.00063453 | 0.000594 | 0.0004967 | 0.00035717 | 0.00021853 | 0.00011175 | 5.0037e-05 | 1.9366e-05 | 4.1896e-05 | 8.9709e-05 | 0.00015643 | 0.00024224 | 4.3698e-05 | 0.00013588 | 0.00029569 | 0.00054198 | 0.00086487 | 0.0012984 | 0.0018348 | 0.0024522 | 0.0030829 | 0.0036722 | 0.0041638 | 0.0045155 | 0.004729 | 0.0048357 | 0.0048808 | 0.0048958 | 0.0048921 | 0.0048885 | 0.0048853 | 0.0048822 | 0.00011824 | 0.00025336 | 0.0004421 | 0.00068503 | 0.0008994 | 0.0012117 | 0.0015028 | 0.0017346 | 0.0017746 | 0.0016638 | 0.0013931 | 0.0010031 | 0.00061442 | 0.00031454 | 0.00014098 | 5.4613e-05 | 0.00011824 | 0.00025336 | 0.0004421 | 0.00068503 | 0.00011824 | 0.0003716 | 0.00081369 | 0.0014987 | 0.0023981 | 0.0036098 | 0.0051126 | 0.0068472 | 0.0086217 | 0.010286 | 0.011679 | 0.012682 | 0.013296 | 0.013611 | 0.013752 | 0.013806 | 0.013806 | 0.013806 | 0.013806 | 0.013806 | 207.3821 | 207.3821 | 207.3821 | 207.3821 | 207.3821 | 207.3821 | 207.3821 | 207.3821 | 207.3821 | 207.3821 | 207.3821 | 207.3821 | 207.3821 | 207.3821 | 207.3821 | 207.3821 | 207.3821 | 207.3821 | 207.3821 | 207.3821 | 136.1748 | 136.1748 | 136.1748 | 136.1748 | 136.1748 | 136.1748 | 136.1748 | 136.1748 | 136.1748 | 136.1748 | 136.1748 | 136.1748 | 136.1748 | 136.1748 | 136.1748 | 136.1748 | 136.1748 | 136.1748 | 136.1748 | 136.1748
WA_Industrial_Petroleum_New_Process_Natural Gas_Gas Boiler - Hot Water Reset_A | WA | Industrial | Petroleum | New | Process | Natural Gas | Gas Boiler - Hot Water Reset | A | IM370 | No control | Reset control installed | 16 | 975.934 | 0 | 0 | 2684.79 | 0 | 0 | 0 | 1342.3951 |  | sqft | 20% | 45% | Retrofit | Retro5Med | 81.71% | TBD | 0.2% | 207.2635 |  | 136.0969 |  | 0.0091563 | IL TRM - 4.4.4 - CI-HVC-BLRC-V04-210101 | IL TRM - 4.4.4 - CI-HVC-BLRC-V04-210101 | XCEL CO 2019-2020 DSM Plan | No control | No control | No control | No control | No control | No control | No control | No control | No control | No control | No control | No control | No control | No control | No control | No control | No control | No control | No control | No control | No control | No control | Reset control installed | Reset control installed | Reset control installed | Reset control installed | Reset control installed | Reset control installed | Reset control installed | Reset control installed | Reset control installed | Reset control installed | Reset control installed | Reset control installed | Reset control installed | Reset control installed | Reset control installed | Reset control installed | Reset control installed | Reset control installed | Reset control installed | Reset control installed | Reset control installed | Reset control installed | 2684.79 | 2684.79 | 2684.79 | 2684.79 | 2684.79 | 2684.79 | 2684.79 | 2684.79 | 2684.79 | 2684.79 | 2684.79 | 2684.79 | 2684.79 | 2684.79 | 2684.79 | 2684.79 | 2684.79 | 2684.79 | 2684.79 | 2684.79 | 2684.79 | 2684.79 | 0 | 0 | 975.0279 | 974.533 | 974.0872 | 973.7191 | 973.1838 | 972.8039 | 972.5712 | 972.4825 | 972.3745 | 972.3663 | 972.3936 | 972.4852 | 972.5088 | 972.5879 | 972.6759 | 972.7959 | 972.9175 | 973.0553 | 973.1779 | 973.2902 | 0.010771 | 0.023068 | 0.040234 | 0.062318 | 0.081775 | 0.11013 | 0.13655 | 0.1576 | 0.16121 | 0.15114 | 0.12656 | 0.09114 | 0.055825 | 0.028581 | 0.012812 | 0.0049635 | 0.010747 | 0.023033 | 0.040196 | 0.062291 | 0.010771 | 0.033833 | 0.074051 | 0.13634 | 0.21804 | 0.32808 | 0.46455 | 0.62211 | 0.78325 | 0.93439 | 1.061 | 1.1522 | 1.2081 | 1.2368 | 1.2497 | 1.2548 | 1.2549 | 1.2551 | 1.2553 | 1.2554 | 0.011046 | 0.023671 | 0.041304 | 0.064 | 0.084028 | 0.11321 | 0.1404 | 0.16206 | 0.16579 | 0.15544 | 0.13016 | 0.093718 | 0.057403 | 0.029386 | 0.013171 | 0.0051023 | 0.011046 | 0.023671 | 0.041304 | 0.064 | 0.011046 | 0.034717 | 0.076021 | 0.14002 | 0.22405 | 0.33725 | 0.47765 | 0.63971 | 0.8055 | 0.96094 | 1.0911 | 1.1848 | 1.2422 | 1.2716 | 1.2848 | 1.2899 | 1.2899 | 1.2899 | 1.2899 | 1.2899 | 0.0091563 | 0.019612 | 0.034208 | 0.052989 | 0.069538 | 0.093653 | 0.11613 | 0.13403 | 0.13711 | 0.12854 | 0.10764 | 0.07751 | 0.047477 | 0.024306 | 0.010895 | 0.004221 | 0.0091395 | 0.019587 | 0.034181 | 0.052969 | 0.0091563 | 0.028764 | 0.062961 | 0.11593 | 0.18541 | 0.279 | 0.39507 | 0.52907 | 0.66613 | 0.79467 | 0.90233 | 0.97991 | 1.0274 | 1.0518 | 1.0628 | 1.0671 | 1.0672 | 1.0673 | 1.0674 | 1.0676 | 0.0093895 | 0.02012 | 0.035108 | 0.0544 | 0.071424 | 0.096224 | 0.11934 | 0.13775 | 0.14092 | 0.13212 | 0.11063 | 0.079661 | 0.048793 | 0.024978 | 0.011196 | 0.004337 | 0.0093895 | 0.02012 | 0.035108 | 0.0544 | 0.0093895 | 0.02951 | 0.064618 | 0.11902 | 0.19044 | 0.28667 | 0.40601 | 0.54375 | 0.68468 | 0.8168 | 0.92744 | 1.0071 | 1.0559 | 1.0809 | 1.0921 | 1.0964 | 1.0964 | 1.0964 | 1.0964 | 1.0964 | 0.0091563 | 0.019612 | 0.034208 | 0.052989 | 0.069538 | 0.093653 | 0.11613 | 0.13403 | 0.13711 | 0.12854 | 0.10764 | 0.07751 | 0.047477 | 0.024306 | 0.010895 | 0.004221 | 0.0091395 | 0.019587 | 0.034181 | 0.052969 | 0.0091563 | 0.028764 | 0.062961 | 0.11593 | 0.18541 | 0.279 | 0.39507 | 0.52907 | 0.66613 | 0.79467 | 0.90233 | 0.97991 | 1.0274 | 1.0518 | 1.0628 | 1.0671 | 1.0672 | 1.0673 | 1.0674 | 1.0676 | 0.0093895 | 0.02012 | 0.035108 | 0.0544 | 0.071424 | 0.096224 | 0.11934 | 0.13775 | 0.14092 | 0.13212 | 0.11063 | 0.079661 | 0.048793 | 0.024978 | 0.011196 | 0.004337 | 0.0093895 | 0.02012 | 0.035108 | 0.0544 | 0.0093895 | 0.02951 | 0.064618 | 0.11902 | 0.19044 | 0.28667 | 0.40601 | 0.54375 | 0.68468 | 0.8168 | 0.92744 | 1.0071 | 1.0559 | 1.0809 | 1.0921 | 1.0964 | 1.0964 | 1.0964 | 1.0964 | 1.0964 | 0.0091563 | 0.019612 | 0.034208 | 0.052989 | 0.069538 | 0.093653 | 0.11613 | 0.13403 | 0.13711 | 0.12854 | 0.10764 | 0.07751 | 0.047477 | 0.024306 | 0.010895 | 0.004221 | 0.0091395 | 0.019587 | 0.034181 | 0.052969 | 0.0091563 | 0.028764 | 0.062961 | 0.11593 | 0.18541 | 0.279 | 0.39507 | 0.52907 | 0.66613 | 0.79467 | 0.90233 | 0.97991 | 1.0274 | 1.0518 | 1.0628 | 1.0671 | 1.0672 | 1.0673 | 1.0674 | 1.0676 | 0.0093895 | 0.02012 | 0.035108 | 0.0544 | 0.071424 | 0.096224 | 0.11934 | 0.13775 | 0.14092 | 0.13212 | 0.11063 | 0.079661 | 0.048793 | 0.024978 | 0.011196 | 0.004337 | 0.0093895 | 0.02012 | 0.035108 | 0.0544 | 0.0093895 | 0.02951 | 0.064618 | 0.11902 | 0.19044 | 0.28667 | 0.40601 | 0.54375 | 0.68468 | 0.8168 | 0.92744 | 1.0071 | 1.0559 | 1.0809 | 1.0921 | 1.0964 | 1.0964 | 1.0964 | 1.0964 | 1.0964 | 0.0091563 | 0.019612 | 0.034208 | 0.052989 | 0.069538 | 0.093653 | 0.11613 | 0.13403 | 0.13711 | 0.12854 | 0.10764 | 0.07751 | 0.047477 | 0.024306 | 0.010895 | 0.004221 | 0.0091395 | 0.019587 | 0.034181 | 0.052969 | 0.0091563 | 0.028764 | 0.062961 | 0.11593 | 0.18541 | 0.279 | 0.39507 | 0.52907 | 0.66613 | 0.79467 | 0.90233 | 0.97991 | 1.0274 | 1.0518 | 1.0628 | 1.0671 | 1.0672 | 1.0673 | 1.0674 | 1.0676 | 0.0093895 | 0.02012 | 0.035108 | 0.0544 | 0.071424 | 0.096224 | 0.11934 | 0.13775 | 0.14092 | 0.13212 | 0.11063 | 0.079661 | 0.048793 | 0.024978 | 0.011196 | 0.004337 | 0.0093895 | 0.02012 | 0.035108 | 0.0544 | 0.0093895 | 0.02951 | 0.064618 | 0.11902 | 0.19044 | 0.28667 | 0.40601 | 0.54375 | 0.68468 | 0.8168 | 0.92744 | 1.0071 | 1.0559 | 1.0809 | 1.0921 | 1.0964 | 1.0964 | 1.0964 | 1.0964 | 1.0964 | 207.3821 | 207.3821 | 207.3821 | 207.3821 | 207.3821 | 207.3821 | 207.3821 | 207.3821 | 207.3821 | 207.3821 | 207.3821 | 207.3821 | 207.3821 | 207.3821 | 207.3821 | 207.3821 | 207.3821 | 207.3821 | 207.3821 | 207.3821 | 136.1748 | 136.1748 | 136.1748 | 136.1748 | 136.1748 | 136.1748 | 136.1748 | 136.1748 | 136.1748 | 136.1748 | 136.1748 | 136.1748 | 136.1748 | 136.1748 | 136.1748 | 136.1748 | 136.1748 | 136.1748 | 136.1748 | 136.1748
WA_Industrial_Petroleum_New_Space Heating_Natural Gas_Steam Trap Maintenance_A | WA | Industrial | Petroleum | New | Space Heating | Natural Gas | Steam Trap Maintenance | A | IM371 | Degrade performance | Cleaning and maintenance | 6 | 130.7319 | 0 | 0 | 451.27 | 0 | 0 | 0 | 225.6329 |  | sqft | 0% | 0% | Retrofit | RetroEven20 | 80.75% | TBD | 0.2% | 113.3025 |  | 85.8605 |  | 0 | IL TRM - 4.4.16 - CI-HVC-STRE-V07-210101 | IL TRM - 4.4.16 - CI-HVC-STRE-V07-210101 | IL TRM - 4.4.16 - CI-HVC-STRE-V07-210101 | Degrade performance | Degrade performance | Degrade performance | Degrade performance | Degrade performance | Degrade performance | Degrade performance | Degrade performance | Degrade performance | Degrade performance | Degrade performance | Degrade performance | Degrade performance | Degrade performance | Degrade performance | Degrade performance | Degrade performance | Degrade performance | Degrade performance | Degrade performance | Degrade performance | Degrade performance | Cleaning and maintenance | Cleaning and maintenance | Cleaning and maintenance | Cleaning and maintenance | Cleaning and maintenance | Cleaning and maintenance | Cleaning and maintenance | Cleaning and maintenance | Cleaning and maintenance | Cleaning and maintenance | Cleaning and maintenance | Cleaning and maintenance | Cleaning and maintenance | Cleaning and maintenance | Cleaning and maintenance | Cleaning and maintenance | Cleaning and maintenance | Cleaning and maintenance | Cleaning and maintenance | Cleaning and maintenance | Cleaning and maintenance | Cleaning and maintenance | 451.27 | 451.27 | 451.27 | 451.27 | 451.27 | 451.27 | 451.27 | 451.27 | 451.27 | 451.27 | 451.27 | 451.27 | 451.27 | 451.27 | 451.27 | 451.27 | 451.27 | 451.27 | 451.27 | 451.27 | 451.27 | 451.27 | 0 | 0 | 130.3158 | 123.1082 | 120.2663 | 118.6075 | 117.96 | 117.3946 | 116.9668 | 116.5906 | 116.3624 | 116.1409 | 115.9559 | 115.7737 | 115.666 | 115.5493 | 115.4459 | 115.3392 | 115.2756 | 115.1716 | 115.08 | 114.9756 | 0 | 0 | 0 | 0 | 0 | 0 | 0 | 0 | 0 | 0 | 0 | 0 | 0 | 0 | 0 | 0 | 0 | 0 | 0 | 0 | 0 | 0 | 0 | 0 | 0 | 0 | 0 | 0 | 0 | 0 | 0 | 0 | 0 | 0 | 0 | 0 | 0 | 0 | 0 | 0 | 0 | 0 | 0 | 0 | 0 | 0 | 0 | 0 | 0 | 0 | 0 | 0 | 0 | 0 | 0 | 0 | 0 | 0 | 0 | 0 | 0 | 0 | 0 | 0 | 0 | 0 | 0 | 0 | 0 | 0 | 0 | 0 | 0 | 0 | 0 | 0 | 0 | 0 | 0 | 0 | 0 | 0 | 0 | 0 | 0 | 0 | 0 | 0 | 0 | 0 | 0 | 0 | 0 | 0 | 0 | 0 | 0 | 0 | 0 | 0 | 0 | 0 | 0 | 0 | 0 | 0 | 0 | 0 | 0 | 0 | 0 | 0 | 0 | 0 | 0 | 0 | 0 | 0 | 0 | 0 | 0 | 0 | 0 | 0 | 0 | 0 | 0 | 0 | 0 | 0 | 0 | 0 | 0 | 0 | 0 | 0 | 0 | 0 | 0 | 0 | 0 | 0 | 0 | 0 | 0 | 0 | 0 | 0 | 0 | 0 | 0 | 0 | 0 | 0 | 0 | 0 | 0 | 0 | 0 | 0 | 0 | 0 | 0 | 0 | 0 | 0 | 0 | 0 | 0 | 0 | 0 | 0 | 0 | 0 | 0 | 0 | 0 | 0 | 0 | 0 | 0 | 0 | 0 | 0 | 0 | 0 | 0 | 0 | 0 | 0 | 0 | 0 | 0 | 0 | 0 | 0 | 0 | 0 | 0 | 0 | 0 | 0 | 0 | 0 | 0 | 0 | 0 | 0 | 0 | 0 | 0 | 0 | 0 | 0 | 0 | 0 | 0 | 0 | 0 | 0 | 0 | 0 | 0 | 0 | 0 | 0 | 0 | 0 | 0 | 0 | 0 | 0 | 0 | 0 | 0 | 0 | 0 | 0 | 0 | 0 | 0 | 0 | 0 | 0 | 0 | 0 | 0 | 0 | 0 | 0 | 0 | 0 | 0 | 0 | 0 | 0 | 0 | 0 | 0 | 0 | 0 | 0 | 0 | 0 | 0 | 0 | 0 | 0 | 0 | 0 | 0 | 0 | 0 | 0 | 0 | 0 | 0 | 0 | 0 | 0 | 0 | 0 | 0 | 0 | 0 | 0 | 0 | 0 | 0 | 0 | 0 | 0 | 0 | 0 | 0 | 0 | 0 | 0 | 0 | 0 | 0 | 0 | 0 | 0 | 0 | 0 | 0 | 0 | 0 | 0 | 0 | 0 | 0 | 0 | 0 | 0 | 0 | 0 | 0 | 0 | 0 | 0 | 0 | 0 | 0 | 0 | 0 | 0 | 0 | 0 | 0 | 0 | 0 | 0 | 0 | 0 | 0 | 0 | 0 | 0 | 0 | 0 | 0 | 0 | 0 | 0 | 0 | 0 | 0 | 0 | 0 | 0 | 0 | 0 | 0 | 0 | 0 | 0 | 0 | 0 | 0 | 0 | 0 | 0 | 0 | 0 | 0 | 0 | 0 | 0 | 0 | 0 | 0 | 0 | 0 | 0 | 0 | 0 | 0 | 0 | 0 | 0 | 0 | 0 | 0 | 0 | 0 | 0 | 0 | 0 | 0 | 0 | 0 | 0 | 0 | 0 | 0 | 0 | 0 | 0 | 112.9663 | 112.9663 | 112.9663 | 112.9663 | 112.9663 | 112.9663 | 112.9663 | 112.9663 | 112.9663 | 112.9663 | 112.9663 | 112.9663 | 112.9663 | 112.9663 | 112.9663 | 112.9663 | 112.9663 | 112.9663 | 112.9663 | 112.9663 | 85.6057 | 85.6057 | 85.6057 | 85.6057 | 85.6057 | 85.6057 | 85.6057 | 85.6057 | 85.6057 | 85.6057 | 85.6057 | 85.6057 | 85.6057 | 85.6057 | 85.6057 | 85.6057 | 85.6057 | 85.6057 | 85.6057 | 85.6057
WA_Industrial_Petroleum_New_Process_Natural Gas_Steam Trap Maintenance_A | WA | Industrial | Petroleum | New | Process | Natural Gas | Steam Trap Maintenance | A | IM372 | Degrade performance | Cleaning and maintenance | 6 | 689.554 | 0 | 0 | 451.27 | 0 | 0 | 0 | 225.6329 |  | sqft | 0% | 0% | Retrofit | RetroEven20 | 80.75% | TBD | 0.2% | 113.3025 |  | 85.8605 |  | 0 | IL TRM - 4.4.16 - CI-HVC-STRE-V07-210101 | IL TRM - 4.4.16 - CI-HVC-STRE-V07-210101 | IL TRM - 4.4.16 - CI-HVC-STRE-V07-210101 | Degrade performance | Degrade performance | Degrade performance | Degrade performance | Degrade performance | Degrade performance | Degrade performance | Degrade performance | Degrade performance | Degrade performance | Degrade performance | Degrade performance | Degrade performance | Degrade performance | Degrade performance | Degrade performance | Degrade performance | Degrade performance | Degrade performance | Degrade performance | Degrade performance | Degrade performance | Cleaning and maintenance | Cleaning and maintenance | Cleaning and maintenance | Cleaning and maintenance | Cleaning and maintenance | Cleaning and maintenance | Cleaning and maintenance | Cleaning and maintenance | Cleaning and maintenance | Cleaning and maintenance | Cleaning and maintenance | Cleaning and maintenance | Cleaning and maintenance | Cleaning and maintenance | Cleaning and maintenance | Cleaning and maintenance | Cleaning and maintenance | Cleaning and maintenance | Cleaning and maintenance | Cleaning and maintenance | Cleaning and maintenance | Cleaning and maintenance | 451.27 | 451.27 | 451.27 | 451.27 | 451.27 | 451.27 | 451.27 | 451.27 | 451.27 | 451.27 | 451.27 | 451.27 | 451.27 | 451.27 | 451.27 | 451.27 | 451.27 | 451.27 | 451.27 | 451.27 | 451.27 | 451.27 | 0 | 0 | 689.4967 | 689.4811 | 689.4751 | 689.4905 | 689.4982 | 689.5048 | 689.5105 | 689.5155 | 689.5185 | 689.5215 | 689.5239 | 689.5264 | 689.5278 | 689.5294 | 689.5307 | 689.5322 | 689.533 | 689.534 | 689.5348 | 689.5356 | 0 | 0 | 0 | 0 | 0 | 0 | 0 | 0 | 0 | 0 | 0 | 0 | 0 | 0 | 0 | 0 | 0 | 0 | 0 | 0 | 0 | 0 | 0 | 0 | 0 | 0 | 0 | 0 | 0 | 0 | 0 | 0 | 0 | 0 | 0 | 0 | 0 | 0 | 0 | 0 | 0 | 0 | 0 | 0 | 0 | 0 | 0 | 0 | 0 | 0 | 0 | 0 | 0 | 0 | 0 | 0 | 0 | 0 | 0 | 0 | 0 | 0 | 0 | 0 | 0 | 0 | 0 | 0 | 0 | 0 | 0 | 0 | 0 | 0 | 0 | 0 | 0 | 0 | 0 | 0 | 0 | 0 | 0 | 0 | 0 | 0 | 0 | 0 | 0 | 0 | 0 | 0 | 0 | 0 | 0 | 0 | 0 | 0 | 0 | 0 | 0 | 0 | 0 | 0 | 0 | 0 | 0 | 0 | 0 | 0 | 0 | 0 | 0 | 0 | 0 | 0 | 0 | 0 | 0 | 0 | 0 | 0 | 0 | 0 | 0 | 0 | 0 | 0 | 0 | 0 | 0 | 0 | 0 | 0 | 0 | 0 | 0 | 0 | 0 | 0 | 0 | 0 | 0 | 0 | 0 | 0 | 0 | 0 | 0 | 0 | 0 | 0 | 0 | 0 | 0 | 0 | 0 | 0 | 0 | 0 | 0 | 0 | 0 | 0 | 0 | 0 | 0 | 0 | 0 | 0 | 0 | 0 | 0 | 0 | 0 | 0 | 0 | 0 | 0 | 0 | 0 | 0 | 0 | 0 | 0 | 0 | 0 | 0 | 0 | 0 | 0 | 0 | 0 | 0 | 0 | 0 | 0 | 0 | 0 | 0 | 0 | 0 | 0 | 0 | 0 | 0 | 0 | 0 | 0 | 0 | 0 | 0 | 0 | 0 | 0 | 0 | 0 | 0 | 0 | 0 | 0 | 0 | 0 | 0 | 0 | 0 | 0 | 0 | 0 | 0 | 0 | 0 | 0 | 0 | 0 | 0 | 0 | 0 | 0 | 0 | 0 | 0 | 0 | 0 | 0 | 0 | 0 | 0 | 0 | 0 | 0 | 0 | 0 | 0 | 0 | 0 | 0 | 0 | 0 | 0 | 0 | 0 | 0 | 0 | 0 | 0 | 0 | 0 | 0 | 0 | 0 | 0 | 0 | 0 | 0 | 0 | 0 | 0 | 0 | 0 | 0 | 0 | 0 | 0 | 0 | 0 | 0 | 0 | 0 | 0 | 0 | 0 | 0 | 0 | 0 | 0 | 0 | 0 | 0 | 0 | 0 | 0 | 0 | 0 | 0 | 0 | 0 | 0 | 0 | 0 | 0 | 0 | 0 | 0 | 0 | 0 | 0 | 0 | 0 | 0 | 0 | 0 | 0 | 0 | 0 | 0 | 0 | 0 | 0 | 0 | 0 | 0 | 0 | 0 | 0 | 0 | 0 | 0 | 0 | 0 | 0 | 0 | 0 | 0 | 0 | 0 | 0 | 0 | 0 | 0 | 0 | 0 | 0 | 0 | 0 | 0 | 0 | 0 | 0 | 0 | 0 | 0 | 0 | 0 | 0 | 0 | 0 | 0 | 0 | 0 | 0 | 0 | 0 | 0 | 0 | 0 | 0 | 0 | 0 | 0 | 0 | 0 | 0 | 0 | 0 | 0 | 0 | 0 | 0 | 0 | 0 | 0 | 0 | 0 | 0 | 0 | 0 | 0 | 0 | 0 | 112.9663 | 112.9663 | 112.9663 | 112.9663 | 112.9663 | 112.9663 | 112.9663 | 112.9663 | 112.9663 | 112.9663 | 112.9663 | 112.9663 | 112.9663 | 112.9663 | 112.9663 | 112.9663 | 112.9663 | 112.9663 | 112.9663 | 112.9663 | 85.6057 | 85.6057 | 85.6057 | 85.6057 | 85.6057 | 85.6057 | 85.6057 | 85.6057 | 85.6057 | 85.6057 | 85.6057 | 85.6057 | 85.6057 | 85.6057 | 85.6057 | 85.6057 | 85.6057 | 85.6057 | 85.6057 | 85.6057
WA_Industrial_Petroleum_New_Space Heating_Natural Gas_Gas Boiler - High Turndown_A | WA | Industrial | Petroleum | New | Space Heating | Natural Gas | Gas Boiler - High Turndown | A | IM373 | No control | Turndown control installed | 15 | 138.7698 | 0 | 0 | 6455.65 | 0 | 0 | 0 | 3227.8258 |  | sqft | 35% | 50% | Retrofit | Retro12Med | 75.44% | TBD | 0.2% | 799.9673 |  | 530.7022 |  | 2.497e-05 | MN TRM 3.1 - Boiler Modifications, Space Heating Only v4.0 | MN TRM 3.1 - Boiler Modifications, Space Heating Only v4.0 | MN TRM 3.1 - Boiler Modifications, Space Heating Only v4.0 | No control | No control | No control | No control | No control | No control | No control | No control | No control | No control | No control | No control | No control | No control | No control | No control | No control | No control | No control | No control | No control | No control | Turndown control installed | Turndown control installed | Turndown control installed | Turndown control installed | Turndown control installed | Turndown control installed | Turndown control installed | Turndown control installed | Turndown control installed | Turndown control installed | Turndown control installed | Turndown control installed | Turndown control installed | Turndown control installed | Turndown control installed | Turndown control installed | Turndown control installed | Turndown control installed | Turndown control installed | Turndown control installed | Turndown control installed | Turndown control installed | 6455.65 | 6455.65 | 6455.65 | 6455.65 | 6455.65 | 6455.65 | 6455.65 | 6455.65 | 6455.65 | 6455.65 | 6455.65 | 6455.65 | 6455.65 | 6455.65 | 6455.65 | 6455.65 | 6455.65 | 6455.65 | 6455.65 | 6455.65 | 6455.65 | 6455.65 | 0 | 0 | 137.9383 | 130.0728 | 126.8255 | 124.8194 | 123.7562 | 122.7849 | 121.9096 | 121.058 | 120.2397 | 119.4134 | 118.5928 | 117.8217 | 117.0452 | 116.3894 | 115.848 | 115.497 | 115.1918 | 115.0428 | 115.0038 | 115.0187 | 2.9283e-05 | 4.819e-05 | 6.7002e-05 | 8.802e-05 | 0.00010045 | 0.00010336 | 9.2819e-05 | 8.3313e-05 | 7.1868e-05 | 6.2278e-05 | 5.354e-05 | 4.6297e-05 | 3.8813e-05 | 3.2829e-05 | 2.7694e-05 | 2.4519e-05 | 4.2677e-05 | 6.0777e-05 | 8.1098e-05 | 9.3361e-05 | 2.9283e-05 | 7.5804e-05 | 0.00014091 | 0.0002267 | 0.00032523 | 0.00042604 | 0.00051582 | 0.00059553 | 0.00066337 | 0.00072109 | 0.00076967 | 0.00081097 | 0.00084444 | 0.00087253 | 0.00089617 | 0.00089345 | 0.00089109 | 0.00088994 | 0.00088964 | 0.00088975 | 0.00021229 | 0.00037049 | 0.0005283 | 0.00070518 | 0.0008117 | 0.00084182 | 0.00076137 | 0.00068821 | 0.0005977 | 0.00052153 | 0.00045146 | 0.00039294 | 0.00033161 | 0.00028206 | 0.00023906 | 0.00021229 | 0.00037049 | 0.0005283 | 0.00070518 | 0.0008117 | 0.00021229 | 0.00058278 | 0.0011111 | 0.0018163 | 0.002628 | 0.0034698 | 0.0042311 | 0.0049194 | 0.0055171 | 0.0060386 | 0.0064901 | 0.006883 | 0.0072146 | 0.0074967 | 0.0077357 | 0.0077357 | 0.0077357 | 0.0077357 | 0.0077357 | 0.0077357 | 2.497e-05 | 4.3072e-05 | 6.0963e-05 | 8.0872e-05 | 9.2645e-05 | 9.5627e-05 | 8.6079e-05 | 7.7429e-05 | 6.6901e-05 | 5.8068e-05 | 4.9995e-05 | 4.3293e-05 | 3.634e-05 | 3.0771e-05 | 2.5982e-05 | 2.3019e-05 | 4.0088e-05 | 5.7118e-05 | 7.6241e-05 | 8.7798e-05 | 2.497e-05 | 6.7753e-05 | 0.00012821 | 0.00020829 | 0.00029995 | 0.00039415 | 0.00047836 | 0.00055347 | 0.00061753 | 0.00067234 | 0.00071871 | 0.00075834 | 0.00079062 | 0.00081784 | 0.00084077 | 0.00083879 | 0.00083702 | 0.00083637 | 0.00083635 | 0.00083674 | 0.00018045 | 0.00031492 | 0.00044905 | 0.0005994 | 0.00068995 | 0.00071555 | 0.00064717 | 0.00058498 | 0.00050805 | 0.0004433 | 0.00038374 | 0.000334 | 0.00028187 | 0.00023975 | 0.0002032 | 0.00018045 | 0.00031492 | 0.00044905 | 0.0005994 | 0.00068995 | 0.00018045 | 0.00049536 | 0.00094442 | 0.0015438 | 0.0022338 | 0.0029493 | 0.0035965 | 0.0041815 | 0.0046895 | 0.0051328 | 0.0055166 | 0.0058506 | 0.0061324 | 0.0063722 | 0.0065754 | 0.0065754 | 0.0065754 | 0.0065754 | 0.0065754 | 0.0065754 | 0 | 0 | 0 | 0 | 0 | 0 | 0 | 0 | 0 | 0 | 0 | 0 | 0 | 0 | 0 | 0 | 0 | 0 | 0 | 0 | 0 | 0 | 0 | 0 | 0 | 0 | 0 | 0 | 0 | 0 | 0 | 0 | 0 | 0 | 0 | 0 | 0 | 0 | 0 | 0 | 0 | 0 | 0 | 0 | 0 | 0 | 0 | 0 | 0 | 0 | 0 | 0 | 0 | 0 | 0 | 0 | 0 | 0 | 0 | 0 | 0 | 0 | 0 | 0 | 0 | 0 | 0 | 0 | 0 | 0 | 0 | 0 | 0 | 0 | 0 | 0 | 0 | 0 | 0 | 0 | 2.497e-05 | 4.3072e-05 | 6.0963e-05 | 8.0872e-05 | 9.2645e-05 | 9.5627e-05 | 8.6079e-05 | 7.7429e-05 | 6.6901e-05 | 5.8068e-05 | 4.9995e-05 | 4.3293e-05 | 3.634e-05 | 3.0771e-05 | 2.5982e-05 | 2.3019e-05 | 4.0088e-05 | 5.7118e-05 | 7.6241e-05 | 8.7798e-05 | 2.497e-05 | 6.7753e-05 | 0.00012821 | 0.00020829 | 0.00029995 | 0.00039415 | 0.00047836 | 0.00055347 | 0.00061753 | 0.00067234 | 0.00071871 | 0.00075834 | 0.00079062 | 0.00081784 | 0.00084077 | 0.00083879 | 0.00083702 | 0.00083637 | 0.00083635 | 0.00083674 | 0.00018045 | 0.00031492 | 0.00044905 | 0.0005994 | 0.00068995 | 0.00071555 | 0.00064717 | 0.00058498 | 0.00050805 | 0.0004433 | 0.00038374 | 0.000334 | 0.00028187 | 0.00023975 | 0.0002032 | 0.00018045 | 0.00031492 | 0.00044905 | 0.0005994 | 0.00068995 | 0.00018045 | 0.00049536 | 0.00094442 | 0.0015438 | 0.0022338 | 0.0029493 | 0.0035965 | 0.0041815 | 0.0046895 | 0.0051328 | 0.0055166 | 0.0058506 | 0.0061324 | 0.0063722 | 0.0065754 | 0.0065754 | 0.0065754 | 0.0065754 | 0.0065754 | 0.0065754 | 0 | 0 | 0 | 0 | 0 | 0 | 0 | 0 | 0 | 0 | 0 | 0 | 0 | 0 | 0 | 0 | 0 | 0 | 0 | 0 | 0 | 0 | 0 | 0 | 0 | 0 | 0 | 0 | 0 | 0 | 0 | 0 | 0 | 0 | 0 | 0 | 0 | 0 | 0 | 0 | 0 | 0 | 0 | 0 | 0 | 0 | 0 | 0 | 0 | 0 | 0 | 0 | 0 | 0 | 0 | 0 | 0 | 0 | 0 | 0 | 0 | 0 | 0 | 0 | 0 | 0 | 0 | 0 | 0 | 0 | 0 | 0 | 0 | 0 | 0 | 0 | 0 | 0 | 0 | 0 | 801.4983 | 801.4983 | 801.4983 | 801.4983 | 801.4983 | 801.4983 | 801.4983 | 801.4983 | 801.4983 | 801.4983 | 801.4983 | 801.4983 | 801.4983 | 801.4983 | 801.4983 | 801.4983 | 801.4983 | 801.4983 | 801.4983 | 801.4983 | 531.7178 | 531.7178 | 531.7178 | 531.7178 | 531.7178 | 531.7178 | 531.7178 | 531.7178 | 531.7178 | 531.7178 | 531.7178 | 531.7178 | 531.7178 | 531.7178 | 531.7178 | 531.7178 | 531.7178 | 531.7178 | 531.7178 | 531.7178
WA_Industrial_Petroleum_New_Process_Natural Gas_Gas Boiler - High Turndown_A | WA | Industrial | Petroleum | New | Process | Natural Gas | Gas Boiler - High Turndown | A | IM374 | No control | Turndown control installed | 15 | 731.9505 | 0 | 0 | 6455.65 | 0 | 0 | 0 | 3227.8258 |  | sqft | 35% | 50% | Retrofit | Retro12Med | 75.44% | TBD | 0.2% | 799.9673 |  | 530.7022 |  | 0.010463 | MN TRM 3.1 - Boiler Modifications, Space Heating Only v4.0 | MN TRM 3.1 - Boiler Modifications, Space Heating Only v4.0 | MN TRM 3.1 - Boiler Modifications, Space Heating Only v4.0 | No control | No control | No control | No control | No control | No control | No control | No control | No control | No control | No control | No control | No control | No control | No control | No control | No control | No control | No control | No control | No control | No control | Turndown control installed | Turndown control installed | Turndown control installed | Turndown control installed | Turndown control installed | Turndown control installed | Turndown control installed | Turndown control installed | Turndown control installed | Turndown control installed | Turndown control installed | Turndown control installed | Turndown control installed | Turndown control installed | Turndown control installed | Turndown control installed | Turndown control installed | Turndown control installed | Turndown control installed | Turndown control installed | Turndown control installed | Turndown control installed | 6455.65 | 6455.65 | 6455.65 | 6455.65 | 6455.65 | 6455.65 | 6455.65 | 6455.65 | 6455.65 | 6455.65 | 6455.65 | 6455.65 | 6455.65 | 6455.65 | 6455.65 | 6455.65 | 6455.65 | 6455.65 | 6455.65 | 6455.65 | 6455.65 | 6455.65 | 0 | 0 | 729.8265 | 728.6053 | 727.462 | 726.4457 | 725.0072 | 723.9822 | 723.1909 | 722.6787 | 722.0865 | 721.7261 | 721.4662 | 721.4081 | 721.1758 | 721.1146 | 721.0814 | 721.2456 | 721.2961 | 721.4636 | 721.5948 | 721.7013 | 0.012304 | 0.021437 | 0.03052 | 0.040681 | 0.046734 | 0.048399 | 0.043726 | 0.039496 | 0.034274 | 0.029891 | 0.025866 | 0.022511 | 0.018991 | 0.016152 | 0.013689 | 0.012159 | 0.021222 | 0.030268 | 0.040409 | 0.046521 | 0.012304 | 0.03372 | 0.064187 | 0.10478 | 0.1513 | 0.19949 | 0.243 | 0.28232 | 0.31636 | 0.3461 | 0.37184 | 0.39432 | 0.41319 | 0.4293 | 0.44297 | 0.44307 | 0.4431 | 0.44321 | 0.44329 | 0.44335 | 0.016859 | 0.029422 | 0.041954 | 0.056 | 0.064459 | 0.066852 | 0.060463 | 0.054653 | 0.047465 | 0.041417 | 0.035852 | 0.031205 | 0.026334 | 0.022399 | 0.018984 | 0.016859 | 0.029422 | 0.041954 | 0.056 | 0.064459 | 0.016859 | 0.04628 | 0.088234 | 0.14423 | 0.20869 | 0.27555 | 0.33601 | 0.39066 | 0.43813 | 0.47954 | 0.51539 | 0.5466 | 0.57293 | 0.59533 | 0.61432 | 0.61432 | 0.61432 | 0.61432 | 0.61432 | 0.61432 | 0.010463 | 0.018234 | 0.025966 | 0.034618 | 0.03978 | 0.041207 | 0.037234 | 0.033636 | 0.029192 | 0.025461 | 0.022034 | 0.019176 | 0.016179 | 0.01376 | 0.011662 | 0.010358 | 0.018078 | 0.025784 | 0.034422 | 0.039626 | 0.010463 | 0.028682 | 0.054609 | 0.089162 | 0.12879 | 0.16985 | 0.20692 | 0.24043 | 0.26946 | 0.29481 | 0.31675 | 0.3359 | 0.35199 | 0.36573 | 0.37737 | 0.37745 | 0.37747 | 0.37754 | 0.3776 | 0.37765 | 0.01433 | 0.025008 | 0.035661 | 0.0476 | 0.054791 | 0.056824 | 0.051393 | 0.046455 | 0.040346 | 0.035204 | 0.030474 | 0.026524 | 0.022384 | 0.019039 | 0.016136 | 0.01433 | 0.025008 | 0.035661 | 0.0476 | 0.054791 | 0.01433 | 0.039338 | 0.074999 | 0.1226 | 0.17739 | 0.23421 | 0.28561 | 0.33206 | 0.37241 | 0.40761 | 0.43809 | 0.46461 | 0.48699 | 0.50603 | 0.52217 | 0.52217 | 0.52217 | 0.52217 | 0.52217 | 0.52217 | 0 | 0 | 0 | 0 | 0 | 0 | 0 | 0 | 0 | 0 | 0 | 0 | 0 | 0 | 0 | 0 | 0 | 0 | 0 | 0 | 0 | 0 | 0 | 0 | 0 | 0 | 0 | 0 | 0 | 0 | 0 | 0 | 0 | 0 | 0 | 0 | 0 | 0 | 0 | 0 | 0 | 0 | 0 | 0 | 0 | 0 | 0 | 0 | 0 | 0 | 0 | 0 | 0 | 0 | 0 | 0 | 0 | 0 | 0 | 0 | 0 | 0 | 0 | 0 | 0 | 0 | 0 | 0 | 0 | 0 | 0 | 0 | 0 | 0 | 0 | 0 | 0 | 0 | 0 | 0 | 0.010463 | 0.018234 | 0.025966 | 0.034618 | 0.03978 | 0.041207 | 0.037234 | 0.033636 | 0.029192 | 0.025461 | 0.022034 | 0.019176 | 0.016179 | 0.01376 | 0.011662 | 0.010358 | 0.018078 | 0.025784 | 0.034422 | 0.039626 | 0.010463 | 0.028682 | 0.054609 | 0.089162 | 0.12879 | 0.16985 | 0.20692 | 0.24043 | 0.26946 | 0.29481 | 0.31675 | 0.3359 | 0.35199 | 0.36573 | 0.37737 | 0.37745 | 0.37747 | 0.37754 | 0.3776 | 0.37765 | 0.01433 | 0.025008 | 0.035661 | 0.0476 | 0.054791 | 0.056824 | 0.051393 | 0.046455 | 0.040346 | 0.035204 | 0.030474 | 0.026524 | 0.022384 | 0.019039 | 0.016136 | 0.01433 | 0.025008 | 0.035661 | 0.0476 | 0.054791 | 0.01433 | 0.039338 | 0.074999 | 0.1226 | 0.17739 | 0.23421 | 0.28561 | 0.33206 | 0.37241 | 0.40761 | 0.43809 | 0.46461 | 0.48699 | 0.50603 | 0.52217 | 0.52217 | 0.52217 | 0.52217 | 0.52217 | 0.52217 | 0 | 0 | 0 | 0 | 0 | 0 | 0 | 0 | 0 | 0 | 0 | 0 | 0 | 0 | 0 | 0 | 0 | 0 | 0 | 0 | 0 | 0 | 0 | 0 | 0 | 0 | 0 | 0 | 0 | 0 | 0 | 0 | 0 | 0 | 0 | 0 | 0 | 0 | 0 | 0 | 0 | 0 | 0 | 0 | 0 | 0 | 0 | 0 | 0 | 0 | 0 | 0 | 0 | 0 | 0 | 0 | 0 | 0 | 0 | 0 | 0 | 0 | 0 | 0 | 0 | 0 | 0 | 0 | 0 | 0 | 0 | 0 | 0 | 0 | 0 | 0 | 0 | 0 | 0 | 0 | 801.4983 | 801.4983 | 801.4983 | 801.4983 | 801.4983 | 801.4983 | 801.4983 | 801.4983 | 801.4983 | 801.4983 | 801.4983 | 801.4983 | 801.4983 | 801.4983 | 801.4983 | 801.4983 | 801.4983 | 801.4983 | 801.4983 | 801.4983 | 531.7178 | 531.7178 | 531.7178 | 531.7178 | 531.7178 | 531.7178 | 531.7178 | 531.7178 | 531.7178 | 531.7178 | 531.7178 | 531.7178 | 531.7178 | 531.7178 | 531.7178 | 531.7178 | 531.7178 | 531.7178 | 531.7178 | 531.7178
WA_Industrial_Petroleum_New_Space Heating_Natural Gas_Gas Boiler - Burner Control Optimization_A | WA | Industrial | Petroleum | New | Space Heating | Natural Gas | Gas Boiler - Burner Control Optimization | A | IM375 | Average performance | Optimized burner controls | 18 | 40.2433 | 0 | 0 | 2168.89 | 0 | 0 | 0 | 1084.4474 |  | sqft | 5% | 85% | Retrofit | Retro3Slow | 84.16% | TBD | 0.2% | 828.4747 |  | 533.6499 |  | 1.9532e-06 | IL TRM - 4.4.22 - CI-HVC-O2TC-V01-140601 | GBLR_O2TRM-Heating-MEMD-2018-1 | IL TRM - 4.4.22 - CI-HVC-O2TC-V01-140601 | Average performance | Average performance | Average performance | Average performance | Average performance | Average performance | Average performance | Average performance | Average performance | Average performance | Average performance | Average performance | Average performance | Average performance | Average performance | Average performance | Average performance | Average performance | Average performance | Average performance | Average performance | Average performance | Optimized burner controls | Optimized burner controls | Optimized burner controls | Optimized burner controls | Optimized burner controls | Optimized burner controls | Optimized burner controls | Optimized burner controls | Optimized burner controls | Optimized burner controls | Optimized burner controls | Optimized burner controls | Optimized burner controls | Optimized burner controls | Optimized burner controls | Optimized burner controls | Optimized burner controls | Optimized burner controls | Optimized burner controls | Optimized burner controls | Optimized burner controls | Optimized burner controls | 2168.89 | 2168.89 | 2168.89 | 2168.89 | 2168.89 | 2168.89 | 2168.89 | 2168.89 | 2168.89 | 2168.89 | 2168.89 | 2168.89 | 2168.89 | 2168.89 | 2168.89 | 2168.89 | 2168.89 | 2168.89 | 2168.89 | 2168.89 | 2168.89 | 2168.89 | 0 | 0 | 39.9978 | 37.7146 | 36.771 | 36.1875 | 35.8766 | 35.5932 | 35.3384 | 35.0911 | 34.8533 | 34.6138 | 34.376 | 34.1529 | 33.9279 | 33.7381 | 33.5816 | 33.4807 | 33.3928 | 33.3502 | 33.3394 | 33.3442 | 2.2905e-06 | 5.9249e-06 | 1.6474e-05 | 3.7872e-05 | 6.7229e-05 | 0.0001076 | 0.00015372 | 0.00020121 | 0.00023365 | 0.00025309 | 0.00025384 | 0.00024008 | 0.00020719 | 0.00017038 | 0.00013239 | 9.8425e-05 | 6.8094e-05 | 4.5352e-05 | 2.8825e-05 | 2.0349e-05 | 2.2905e-06 | 8.0847e-06 | 2.4357e-05 | 6.1842e-05 | 0.00012854 | 0.00023513 | 0.00038716 | 0.00058566 | 0.00081534 | 0.0010628 | 0.0013094 | 0.001541 | 0.001738 | 0.0018987 | 0.0020222 | 0.0021146 | 0.0021771 | 0.0022197 | 0.0022459 | 0.0022613 | 5.7267e-05 | 0.0001571 | 0.00044803 | 0.0010466 | 0.0018739 | 0.0030231 | 0.0043499 | 0.005734 | 0.0067037 | 0.0073118 | 0.0073843 | 0.0070297 | 0.0061069 | 0.0050501 | 0.0039422 | 0.0029398 | 0.0020392 | 0.0013599 | 0.0008646 | 0.00061027 | 5.7267e-05 | 0.00021436 | 0.00066239 | 0.0017089 | 0.0035828 | 0.006606 | 0.010956 | 0.01669 | 0.023394 | 0.030705 | 0.03809 | 0.045119 | 0.051226 | 0.056276 | 0.060219 | 0.063158 | 0.065198 | 0.066557 | 0.067365 | 0.067818 | 1.9532e-06 | 5.2958e-06 | 1.499e-05 | 3.4798e-05 | 6.2007e-05 | 9.9555e-05 | 0.00014256 | 0.00018701 | 0.00021752 | 0.00023599 | 0.00023705 | 0.00022452 | 0.000194 | 0.00015971 | 0.00012421 | 9.2409e-05 | 6.3966e-05 | 4.2625e-05 | 2.71e-05 | 1.9138e-05 | 1.9532e-06 | 7.2262e-06 | 2.2162e-05 | 5.6823e-05 | 0.00011856 | 0.00021754 | 0.00035907 | 0.00054434 | 0.00075905 | 0.00099104 | 0.0012228 | 0.0014411 | 0.0016274 | 0.0017798 | 0.0018974 | 0.0019853 | 0.0020451 | 0.0020862 | 0.0021115 | 0.0021267 | 4.8677e-05 | 0.00013353 | 0.00038082 | 0.00088957 | 0.0015928 | 0.0025697 | 0.0036974 | 0.0048739 | 0.0056982 | 0.006215 | 0.0062767 | 0.0059752 | 0.0051908 | 0.0042926 | 0.0033509 | 0.0024988 | 0.0017333 | 0.0011559 | 0.00073491 | 0.00051873 | 4.8677e-05 | 0.00018221 | 0.00056303 | 0.0014526 | 0.0030454 | 0.0056151 | 0.0093125 | 0.014186 | 0.019885 | 0.0261 | 0.032376 | 0.038351 | 0.043542 | 0.047835 | 0.051186 | 0.053685 | 0.055418 | 0.056574 | 0.05726 | 0.057645 | 0 | 0 | 0 | 0 | 0 | 0 | 0 | 0 | 0 | 0 | 0 | 0 | 0 | 0 | 0 | 0 | 0 | 0 | 0 | 0 | 0 | 0 | 0 | 0 | 0 | 0 | 0 | 0 | 0 | 0 | 0 | 0 | 0 | 0 | 0 | 0 | 0 | 0 | 0 | 0 | 0 | 0 | 0 | 0 | 0 | 0 | 0 | 0 | 0 | 0 | 0 | 0 | 0 | 0 | 0 | 0 | 0 | 0 | 0 | 0 | 0 | 0 | 0 | 0 | 0 | 0 | 0 | 0 | 0 | 0 | 0 | 0 | 0 | 0 | 0 | 0 | 0 | 0 | 0 | 0 | 1.9532e-06 | 5.2958e-06 | 1.499e-05 | 3.4798e-05 | 6.2007e-05 | 9.9555e-05 | 0.00014256 | 0.00018701 | 0.00021752 | 0.00023599 | 0.00023705 | 0.00022452 | 0.000194 | 0.00015971 | 0.00012421 | 9.2409e-05 | 6.3966e-05 | 4.2625e-05 | 2.71e-05 | 1.9138e-05 | 1.9532e-06 | 7.2262e-06 | 2.2162e-05 | 5.6823e-05 | 0.00011856 | 0.00021754 | 0.00035907 | 0.00054434 | 0.00075905 | 0.00099104 | 0.0012228 | 0.0014411 | 0.0016274 | 0.0017798 | 0.0018974 | 0.0019853 | 0.0020451 | 0.0020862 | 0.0021115 | 0.0021267 | 4.8677e-05 | 0.00013353 | 0.00038082 | 0.00088957 | 0.0015928 | 0.0025697 | 0.0036974 | 0.0048739 | 0.0056982 | 0.006215 | 0.0062767 | 0.0059752 | 0.0051908 | 0.0042926 | 0.0033509 | 0.0024988 | 0.0017333 | 0.0011559 | 0.00073491 | 0.00051873 | 4.8677e-05 | 0.00018221 | 0.00056303 | 0.0014526 | 0.0030454 | 0.0056151 | 0.0093125 | 0.014186 | 0.019885 | 0.0261 | 0.032376 | 0.038351 | 0.043542 | 0.047835 | 0.051186 | 0.053685 | 0.055418 | 0.056574 | 0.05726 | 0.057645 | 0 | 0 | 0 | 0 | 0 | 0 | 0 | 0 | 0 | 0 | 0 | 0 | 0 | 0 | 0 | 0 | 0 | 0 | 0 | 0 | 0 | 0 | 0 | 0 | 0 | 0 | 0 | 0 | 0 | 0 | 0 | 0 | 0 | 0 | 0 | 0 | 0 | 0 | 0 | 0 | 0 | 0 | 0 | 0 | 0 | 0 | 0 | 0 | 0 | 0 | 0 | 0 | 0 | 0 | 0 | 0 | 0 | 0 | 0 | 0 | 0 | 0 | 0 | 0 | 0 | 0 | 0 | 0 | 0 | 0 | 0 | 0 | 0 | 0 | 0 | 0 | 0 | 0 | 0 | 0 | 834.0857 | 834.0857 | 834.0857 | 834.0857 | 834.0857 | 834.0857 | 834.0857 | 834.0857 | 834.0857 | 834.0857 | 834.0857 | 834.0857 | 834.0857 | 834.0857 | 834.0857 | 834.0857 | 834.0857 | 834.0857 | 834.0857 | 834.0857 | 537.2641 | 537.2641 | 537.2641 | 537.2641 | 537.2641 | 537.2641 | 537.2641 | 537.2641 | 537.2641 | 537.2641 | 537.2641 | 537.2641 | 537.2641 | 537.2641 | 537.2641 | 537.2641 | 537.2641 | 537.2641 | 537.2641 | 537.2641
WA_Industrial_Petroleum_New_Process_Natural Gas_Gas Boiler - Burner Control Optimization_A | WA | Industrial | Petroleum | New | Process | Natural Gas | Gas Boiler - Burner Control Optimization | A | IM376 | Average performance | Optimized burner controls | 18 | 212.2656 | 0 | 0 | 2168.89 | 0 | 0 | 0 | 1084.4474 |  | sqft | 5% | 85% | Retrofit | Retro3Slow | 84.16% | TBD | 0.2% | 828.4747 |  | 533.6499 |  | 0.00081838 | IL TRM - 4.4.22 - CI-HVC-O2TC-V01-140601 | GBLR_O2TRM-Heating-MEMD-2018-1 | IL TRM - 4.4.22 - CI-HVC-O2TC-V01-140601 | Average performance | Average performance | Average performance | Average performance | Average performance | Average performance | Average performance | Average performance | Average performance | Average performance | Average performance | Average performance | Average performance | Average performance | Average performance | Average performance | Average performance | Average performance | Average performance | Average performance | Average performance | Average performance | Optimized burner controls | Optimized burner controls | Optimized burner controls | Optimized burner controls | Optimized burner controls | Optimized burner controls | Optimized burner controls | Optimized burner controls | Optimized burner controls | Optimized burner controls | Optimized burner controls | Optimized burner controls | Optimized burner controls | Optimized burner controls | Optimized burner controls | Optimized burner controls | Optimized burner controls | Optimized burner controls | Optimized burner controls | Optimized burner controls | Optimized burner controls | Optimized burner controls | 2168.89 | 2168.89 | 2168.89 | 2168.89 | 2168.89 | 2168.89 | 2168.89 | 2168.89 | 2168.89 | 2168.89 | 2168.89 | 2168.89 | 2168.89 | 2168.89 | 2168.89 | 2168.89 | 2168.89 | 2168.89 | 2168.89 | 2168.89 | 2168.89 | 2168.89 | 0 | 0 | 211.6141 | 211.2397 | 210.8895 | 210.5782 | 210.1378 | 209.8241 | 209.5845 | 209.432 | 209.2556 | 209.1506 | 209.0763 | 209.0632 | 208.9968 | 208.9824 | 208.9764 | 209.0324 | 209.052 | 209.1062 | 209.1493 | 209.1848 | 0.00096236 | 0.0026353 | 0.0075033 | 0.017501 | 0.031271 | 0.050374 | 0.072398 | 0.095365 | 0.1114 | 0.12144 | 0.1226 | 0.11671 | 0.10136 | 0.083811 | 0.065423 | 0.0488 | 0.033853 | 0.022582 | 0.01436 | 0.010138 | 0.00096236 | 0.003596 | 0.011093 | 0.028578 | 0.059789 | 0.11007 | 0.18235 | 0.27758 | 0.38874 | 0.50999 | 0.63242 | 0.74909 | 0.8502 | 0.93396 | 0.99935 | 1.0484 | 1.0824 | 1.1052 | 1.1189 | 1.1266 | 0.0045477 | 0.012476 | 0.035579 | 0.08311 | 0.14881 | 0.24007 | 0.34544 | 0.45535 | 0.53236 | 0.58065 | 0.58641 | 0.55825 | 0.48496 | 0.40104 | 0.31307 | 0.23345 | 0.16194 | 0.10799 | 0.06866 | 0.048464 | 0.0045477 | 0.017023 | 0.052602 | 0.13571 | 0.28452 | 0.5246 | 0.87003 | 1.3254 | 1.8578 | 2.4384 | 3.0248 | 3.5831 | 4.068 | 4.4691 | 4.7821 | 5.0156 | 5.1775 | 5.2855 | 5.3496 | 5.3856 | 0.00081838 | 0.0022417 | 0.006384 | 0.014894 | 0.02662 | 0.042892 | 0.061656 | 0.081224 | 0.094893 | 0.10346 | 0.10445 | 0.09943 | 0.086354 | 0.071406 | 0.05574 | 0.041575 | 0.028841 | 0.019238 | 0.012233 | 0.0086361 | 0.00081838 | 0.0030588 | 0.0094385 | 0.02432 | 0.050898 | 0.093725 | 0.15529 | 0.23642 | 0.33114 | 0.43446 | 0.53878 | 0.63818 | 0.72436 | 0.79572 | 0.85145 | 0.89321 | 0.92213 | 0.94157 | 0.95316 | 0.95971 | 0.0038655 | 0.010604 | 0.030242 | 0.070643 | 0.12649 | 0.20406 | 0.29362 | 0.38705 | 0.45251 | 0.49355 | 0.49845 | 0.47451 | 0.41222 | 0.34089 | 0.26611 | 0.19844 | 0.13765 | 0.091793 | 0.058361 | 0.041194 | 0.0038655 | 0.01447 | 0.044712 | 0.11536 | 0.24184 | 0.44591 | 0.73953 | 1.1266 | 1.5791 | 2.0726 | 2.5711 | 3.0456 | 3.4578 | 3.7987 | 4.0648 | 4.2633 | 4.4009 | 4.4927 | 4.5472 | 4.5778 | 0 | 0 | 0 | 0 | 0 | 0 | 0 | 0 | 0 | 0 | 0 | 0 | 0 | 0 | 0 | 0 | 0 | 0 | 0 | 0 | 0 | 0 | 0 | 0 | 0 | 0 | 0 | 0 | 0 | 0 | 0 | 0 | 0 | 0 | 0 | 0 | 0 | 0 | 0 | 0 | 0 | 0 | 0 | 0 | 0 | 0 | 0 | 0 | 0 | 0 | 0 | 0 | 0 | 0 | 0 | 0 | 0 | 0 | 0 | 0 | 0 | 0 | 0 | 0 | 0 | 0 | 0 | 0 | 0 | 0 | 0 | 0 | 0 | 0 | 0 | 0 | 0 | 0 | 0 | 0 | 0.00081838 | 0.0022417 | 0.006384 | 0.014894 | 0.02662 | 0.042892 | 0.061656 | 0.081224 | 0.094893 | 0.10346 | 0.10445 | 0.09943 | 0.086354 | 0.071406 | 0.05574 | 0.041575 | 0.028841 | 0.019238 | 0.012233 | 0.0086361 | 0.00081838 | 0.0030588 | 0.0094385 | 0.02432 | 0.050898 | 0.093725 | 0.15529 | 0.23642 | 0.33114 | 0.43446 | 0.53878 | 0.63818 | 0.72436 | 0.79572 | 0.85145 | 0.89321 | 0.92213 | 0.94157 | 0.95316 | 0.95971 | 0.0038655 | 0.010604 | 0.030242 | 0.070643 | 0.12649 | 0.20406 | 0.29362 | 0.38705 | 0.45251 | 0.49355 | 0.49845 | 0.47451 | 0.41222 | 0.34089 | 0.26611 | 0.19844 | 0.13765 | 0.091793 | 0.058361 | 0.041194 | 0.0038655 | 0.01447 | 0.044712 | 0.11536 | 0.24184 | 0.44591 | 0.73953 | 1.1266 | 1.5791 | 2.0726 | 2.5711 | 3.0456 | 3.4578 | 3.7987 | 4.0648 | 4.2633 | 4.4009 | 4.4927 | 4.5472 | 4.5778 | 0 | 0 | 0 | 0 | 0 | 0 | 0 | 0 | 0 | 0 | 0 | 0 | 0 | 0 | 0 | 0 | 0 | 0 | 0 | 0 | 0 | 0 | 0 | 0 | 0 | 0 | 0 | 0 | 0 | 0 | 0 | 0 | 0 | 0 | 0 | 0 | 0 | 0 | 0 | 0 | 0 | 0 | 0 | 0 | 0 | 0 | 0 | 0 | 0 | 0 | 0 | 0 | 0 | 0 | 0 | 0 | 0 | 0 | 0 | 0 | 0 | 0 | 0 | 0 | 0 | 0 | 0 | 0 | 0 | 0 | 0 | 0 | 0 | 0 | 0 | 0 | 0 | 0 | 0 | 0 | 834.0857 | 834.0857 | 834.0857 | 834.0857 | 834.0857 | 834.0857 | 834.0857 | 834.0857 | 834.0857 | 834.0857 | 834.0857 | 834.0857 | 834.0857 | 834.0857 | 834.0857 | 834.0857 | 834.0857 | 834.0857 | 834.0857 | 834.0857 | 537.2641 | 537.2641 | 537.2641 | 537.2641 | 537.2641 | 537.2641 | 537.2641 | 537.2641 | 537.2641 | 537.2641 | 537.2641 | 537.2641 | 537.2641 | 537.2641 | 537.2641 | 537.2641 | 537.2641 | 537.2641 | 537.2641 | 537.2641
WA_Industrial_Petroleum_New_Space Heating_Natural Gas_HVAC - Demand Controlled Ventilation_A | WA | Industrial | Petroleum | New | Space Heating | Natural Gas | HVAC - Demand Controlled Ventilation | A | IM377 | Constant ventilation | DCV enabled | 15 | 0.067787 | 0 | 0 | 0.17 | 0.02 | 0 | 0 | 0.08455 |  | sqft | 55% | 75% | Retrofit | RetroEven20 | 80.75% | TBD | 0.2% | 147.6935 |  | 90.8304 |  | 0.00023307 | VENT_DCV-Heating-7PLN-v5-8 | VENT_DCV-Heating-7PLN-v5-8 | VENT_DCV-Heating-7PLN-v5-8 | Constant ventilation | Constant ventilation | Constant ventilation | Constant ventilation | Constant ventilation | Constant ventilation | Constant ventilation | Constant ventilation | Constant ventilation | Constant ventilation | Constant ventilation | Constant ventilation | Constant ventilation | Constant ventilation | Constant ventilation | Constant ventilation | Constant ventilation | Constant ventilation | Constant ventilation | Constant ventilation | Constant ventilation | Constant ventilation | DCV enabled | DCV enabled | DCV enabled | DCV enabled | DCV enabled | DCV enabled | DCV enabled | DCV enabled | DCV enabled | DCV enabled | DCV enabled | DCV enabled | DCV enabled | DCV enabled | DCV enabled | DCV enabled | DCV enabled | DCV enabled | DCV enabled | DCV enabled | DCV enabled | DCV enabled | 0.17 | 0.17 | 0.17 | 0.17 | 0.17 | 0.17 | 0.17 | 0.17 | 0.17 | 0.17 | 0.17 | 0.17 | 0.17 | 0.17 | 0.17 | 0.17 | 0.17 | 0.17 | 0.17 | 0.17 | 0.17 | 0.17 | 0 | 0 | 0.067571 | 0.063834 | 0.06236 | 0.0615 | 0.061165 | 0.060871 | 0.06065 | 0.060454 | 0.060336 | 0.060221 | 0.060125 | 0.060031 | 0.059975 | 0.059915 | 0.059861 | 0.059806 | 0.059773 | 0.059719 | 0.059671 | 0.059617 | 0.00027345 | 0.00045082 | 0.000628 | 0.0008267 | 0.00094639 | 0.0010853 | 0.0012226 | 0.0013769 | 0.0014919 | 0.0016241 | 0.0017545 | 0.0019059 | 0.0020086 | 0.0021335 | 0.0022582 | 0.0024034 | 0.0024994 | 0.0026168 | 0.0027311 | 0.0028446 | 0.00027345 | 0.00070914 | 0.0013208 | 0.0021293 | 0.003064 | 0.0041347 | 0.0053422 | 0.0067019 | 0.0081806 | 0.0097891 | 0.011528 | 0.013416 | 0.015412 | 0.01753 | 0.019772 | 0.021916 | 0.023981 | 0.025975 | 0.027883 | 0.02978 | 4.0468 | 7.0624 | 10.0706 | 13.4423 | 15.4729 | 17.8301 | 20.1577 | 22.7758 | 24.7257 | 26.9685 | 29.1814 | 31.7485 | 33.4909 | 35.6084 | 37.7243 | 40.1875 | 41.8146 | 43.8195 | 45.7698 | 47.7143 | 4.0468 | 11.1091 | 21.1797 | 34.622 | 50.0949 | 67.925 | 88.0827 | 110.8584 | 135.5842 | 162.5526 | 191.7341 | 223.4826 | 256.9735 | 292.5818 | 330.3062 | 366.4469 | 401.1991 | 434.9481 | 467.2755 | 499.5169 | 0.00023307 | 0.00040266 | 0.00057085 | 0.00075859 | 0.0008713 | 0.0010019 | 0.0011307 | 0.0012754 | 0.0013831 | 0.001507 | 0.0016292 | 0.0017709 | 0.0018671 | 0.0019839 | 0.0021006 | 0.0022365 | 0.0023263 | 0.0024367 | 0.0025441 | 0.0026511 | 0.00023307 | 0.00063338 | 0.0012006 | 0.0019538 | 0.0028209 | 0.0038168 | 0.0049407 | 0.0062079 | 0.0075845 | 0.0090836 | 0.010705 | 0.012466 | 0.014326 | 0.016301 | 0.018393 | 0.020394 | 0.02232 | 0.024187 | 0.025974 | 0.027754 | 3.4398 | 6.003 | 8.56 | 11.4259 | 13.1519 | 15.1556 | 17.134 | 19.3594 | 21.0169 | 22.9232 | 24.8042 | 26.9863 | 28.4672 | 30.2671 | 32.0657 | 34.1594 | 35.5424 | 37.2466 | 38.9043 | 40.5571 | 3.4398 | 9.4428 | 18.0028 | 29.4287 | 42.5807 | 57.7363 | 74.8703 | 94.2297 | 115.2466 | 138.1697 | 162.974 | 189.9602 | 218.4274 | 248.6946 | 280.7602 | 311.4799 | 341.0193 | 369.7058 | 397.1842 | 424.5894 | 0.00023307 | 0.00040266 | 0.00057085 | 0.00075859 | 0.0008713 | 0.0010019 | 0.0011307 | 0.0012754 | 0.0013831 | 0.001507 | 0.0016292 | 0.0017709 | 0.0018671 | 0.0019839 | 0.0021006 | 0.0022365 | 0.0023263 | 0.0024367 | 0.0025441 | 0.0026511 | 0.00023307 | 0.00063338 | 0.0012006 | 0.0019538 | 0.0028209 | 0.0038168 | 0.0049407 | 0.0062079 | 0.0075845 | 0.0090836 | 0.010705 | 0.012466 | 0.014326 | 0.016301 | 0.018393 | 0.020394 | 0.02232 | 0.024187 | 0.025974 | 0.027754 | 3.4398 | 6.003 | 8.56 | 11.4259 | 13.1519 | 15.1556 | 17.134 | 19.3594 | 21.0169 | 22.9232 | 24.8042 | 26.9863 | 28.4672 | 30.2671 | 32.0657 | 34.1594 | 35.5424 | 37.2466 | 38.9043 | 40.5571 | 3.4398 | 9.4428 | 18.0028 | 29.4287 | 42.5807 | 57.7363 | 74.8703 | 94.2297 | 115.2466 | 138.1697 | 162.974 | 189.9602 | 218.4274 | 248.6946 | 280.7602 | 311.4799 | 341.0193 | 369.7058 | 397.1842 | 424.5894 | 0.00023307 | 0.00040266 | 0.00057085 | 0.00075859 | 0.0008713 | 0.0010019 | 0.0011307 | 0.0012754 | 0.0013831 | 0.001507 | 0.0016292 | 0.0017709 | 0.0018671 | 0.0019839 | 0.0021006 | 0.0022365 | 0.0023263 | 0.0024367 | 0.0025441 | 0.0026511 | 0.00023307 | 0.00063338 | 0.0012006 | 0.0019538 | 0.0028209 | 0.0038168 | 0.0049407 | 0.0062079 | 0.0075845 | 0.0090836 | 0.010705 | 0.012466 | 0.014326 | 0.016301 | 0.018393 | 0.020394 | 0.02232 | 0.024187 | 0.025974 | 0.027754 | 3.4398 | 6.003 | 8.56 | 11.4259 | 13.1519 | 15.1556 | 17.134 | 19.3594 | 21.0169 | 22.9232 | 24.8042 | 26.9863 | 28.4672 | 30.2671 | 32.0657 | 34.1594 | 35.5424 | 37.2466 | 38.9043 | 40.5571 | 3.4398 | 9.4428 | 18.0028 | 29.4287 | 42.5807 | 57.7363 | 74.8703 | 94.2297 | 115.2466 | 138.1697 | 162.974 | 189.9602 | 218.4274 | 248.6946 | 280.7602 | 311.4799 | 341.0193 | 369.7058 | 397.1842 | 424.5894 | 0.00023307 | 0.00040266 | 0.00057085 | 0.00075859 | 0.0008713 | 0.0010019 | 0.0011307 | 0.0012754 | 0.0013831 | 0.001507 | 0.0016292 | 0.0017709 | 0.0018671 | 0.0019839 | 0.0021006 | 0.0022365 | 0.0023263 | 0.0024367 | 0.0025441 | 0.0026511 | 0.00023307 | 0.00063338 | 0.0012006 | 0.0019538 | 0.0028209 | 0.0038168 | 0.0049407 | 0.0062079 | 0.0075845 | 0.0090836 | 0.010705 | 0.012466 | 0.014326 | 0.016301 | 0.018393 | 0.020394 | 0.02232 | 0.024187 | 0.025974 | 0.027754 | 3.4398 | 6.003 | 8.56 | 11.4259 | 13.1519 | 15.1556 | 17.134 | 19.3594 | 21.0169 | 22.9232 | 24.8042 | 26.9863 | 28.4672 | 30.2671 | 32.0657 | 34.1594 | 35.5424 | 37.2466 | 38.9043 | 40.5571 | 3.4398 | 9.4428 | 18.0028 | 29.4287 | 42.5807 | 57.7363 | 74.8703 | 94.2297 | 115.2466 | 138.1697 | 162.974 | 189.9602 | 218.4274 | 248.6946 | 280.7602 | 311.4799 | 341.0193 | 369.7058 | 397.1842 | 424.5894 | 582.9502 | 582.9502 | 582.9502 | 582.9502 | 582.9502 | 582.9502 | 582.9502 | 582.9502 | 582.9502 | 582.9502 | 582.9502 | 582.9502 | 582.9502 | 582.9502 | 582.9502 | 582.9502 | 582.9502 | 582.9502 | 582.9502 | 582.9502 | 179.855 | 179.855 | 179.855 | 179.855 | 179.855 | 179.855 | 179.855 | 179.855 | 179.855 | 179.855 | 179.855 | 179.855 | 179.855 | 179.855 | 179.855 | 179.855 | 179.855 | 179.855 | 179.855 | 179.855
WA_Industrial_Petroleum_New_Space Heating_Natural Gas_Gas Boiler - Stack Economizer_A | WA | Industrial | Petroleum | New | Space Heating | Natural Gas | Gas Boiler - Stack Economizer | A | IM378 | None | Economizer installed | 15 | 101.302 | 0 | 0 | 4786.04 | 0 | 0 | 0 | 2393.0194 |  | sqft | 15% | 55% | Retrofit | Retro12Med | 75.44% | TBD | 0.2% | 642.2733 |  | 426.0872 |  | 4.8618e-05 | IL TRM - 4.4.28 - CI-HVC-BECO-V02-210101 | XCEL CO 2019-2020 DSM Plan | IL TRM - 4.4.28 - CI-HVC-BECO-V02-210101 | None | None | None | None | None | None | None | None | None | None | None | None | None | None | None | None | None | None | None | None | None | None | Economizer installed | Economizer installed | Economizer installed | Economizer installed | Economizer installed | Economizer installed | Economizer installed | Economizer installed | Economizer installed | Economizer installed | Economizer installed | Economizer installed | Economizer installed | Economizer installed | Economizer installed | Economizer installed | Economizer installed | Economizer installed | Economizer installed | Economizer installed | Economizer installed | Economizer installed | 4786.04 | 4786.04 | 4786.04 | 4786.04 | 4786.04 | 4786.04 | 4786.04 | 4786.04 | 4786.04 | 4786.04 | 4786.04 | 4786.04 | 4786.04 | 4786.04 | 4786.04 | 4786.04 | 4786.04 | 4786.04 | 4786.04 | 4786.04 | 4786.04 | 4786.04 | 0 | 0 | 100.7164 | 94.9849 | 92.624 | 91.168 | 90.4042 | 89.7036 | 89.0697 | 88.4497 | 87.8543 | 87.2508 | 86.6508 | 86.0854 | 85.5175 | 85.0367 | 84.6393 | 84.3785 | 84.153 | 84.0413 | 84.0102 | 84.0188 | 5.7017e-05 | 9.3842e-05 | 0.00013049 | 0.00017144 | 0.00019568 | 0.00020137 | 0.00018084 | 0.00016232 | 0.00014003 | 0.00012134 | 0.00010432 | 9.0205e-05 | 7.5622e-05 | 6.3961e-05 | 5.3956e-05 | 4.7768e-05 | 8.3141e-05 | 0.0001184 | 0.00015798 | 0.00018186 | 5.7017e-05 | 0.00014761 | 0.00027443 | 0.00044156 | 0.00063354 | 0.00083 | 0.001005 | 0.0011603 | 0.0012925 | 0.001405 | 0.0014996 | 0.0015801 | 0.0016453 | 0.0017 | 0.001746 | 0.0017406 | 0.001736 | 0.0017337 | 0.001733 | 0.0017332 | 0.00056611 | 0.00098797 | 0.0014088 | 0.0018805 | 0.0021645 | 0.0022449 | 0.0020303 | 0.0018352 | 0.0015939 | 0.0013908 | 0.0012039 | 0.0010479 | 0.00088428 | 0.00075216 | 0.00063748 | 0.00056611 | 0.00098797 | 0.0014088 | 0.0018805 | 0.0021645 | 0.00056611 | 0.0015541 | 0.0029629 | 0.0048433 | 0.0070079 | 0.0092527 | 0.011283 | 0.013118 | 0.014712 | 0.016103 | 0.017307 | 0.018355 | 0.019239 | 0.019991 | 0.020629 | 0.020629 | 0.020629 | 0.020629 | 0.020629 | 0.020629 | 4.8618e-05 | 8.3871e-05 | 0.00011872 | 0.0001575 | 0.00018046 | 0.00018628 | 0.00016769 | 0.00015084 | 0.00013033 | 0.00011313 | 9.7399e-05 | 8.434e-05 | 7.0793e-05 | 5.9944e-05 | 5.0614e-05 | 4.484e-05 | 7.8087e-05 | 0.00011126 | 0.0001485 | 0.00017101 | 4.8618e-05 | 0.00013193 | 0.00024968 | 0.00040567 | 0.00058424 | 0.00076779 | 0.00093188 | 0.0010782 | 0.001203 | 0.0013098 | 0.0014002 | 0.0014773 | 0.0015402 | 0.0015932 | 0.0016379 | 0.0016339 | 0.0016304 | 0.0016291 | 0.001629 | 0.0016298 | 0.00048119 | 0.00083977 | 0.0011975 | 0.0015984 | 0.0018399 | 0.0019081 | 0.0017258 | 0.0015599 | 0.0013548 | 0.0011821 | 0.0010233 | 0.00089067 | 0.00075164 | 0.00063933 | 0.00054186 | 0.00048119 | 0.00083977 | 0.0011975 | 0.0015984 | 0.0018399 | 0.00048119 | 0.001321 | 0.0025184 | 0.0041168 | 0.0059567 | 0.0078648 | 0.0095906 | 0.011151 | 0.012505 | 0.013687 | 0.014711 | 0.015601 | 0.016353 | 0.016992 | 0.017534 | 0.017534 | 0.017534 | 0.017534 | 0.017534 | 0.017534 | 0 | 0 | 0 | 0 | 0 | 0 | 0 | 0 | 0 | 0 | 0 | 0 | 0 | 0 | 0 | 0 | 0 | 0 | 0 | 0 | 0 | 0 | 0 | 0 | 0 | 0 | 0 | 0 | 0 | 0 | 0 | 0 | 0 | 0 | 0 | 0 | 0 | 0 | 0 | 0 | 0 | 0 | 0 | 0 | 0 | 0 | 0 | 0 | 0 | 0 | 0 | 0 | 0 | 0 | 0 | 0 | 0 | 0 | 0 | 0 | 0 | 0 | 0 | 0 | 0 | 0 | 0 | 0 | 0 | 0 | 0 | 0 | 0 | 0 | 0 | 0 | 0 | 0 | 0 | 0 | 4.8618e-05 | 8.3871e-05 | 0.00011872 | 0.0001575 | 0.00018046 | 0.00018628 | 0.00016769 | 0.00015084 | 0.00013033 | 0.00011313 | 9.7399e-05 | 8.434e-05 | 7.0793e-05 | 5.9944e-05 | 5.0614e-05 | 4.484e-05 | 7.8087e-05 | 0.00011126 | 0.0001485 | 0.00017101 | 4.8618e-05 | 0.00013193 | 0.00024968 | 0.00040567 | 0.00058424 | 0.00076779 | 0.00093188 | 0.0010782 | 0.001203 | 0.0013098 | 0.0014002 | 0.0014773 | 0.0015402 | 0.0015932 | 0.0016379 | 0.0016339 | 0.0016304 | 0.0016291 | 0.001629 | 0.0016298 | 0.00048119 | 0.00083977 | 0.0011975 | 0.0015984 | 0.0018399 | 0.0019081 | 0.0017258 | 0.0015599 | 0.0013548 | 0.0011821 | 0.0010233 | 0.00089067 | 0.00075164 | 0.00063933 | 0.00054186 | 0.00048119 | 0.00083977 | 0.0011975 | 0.0015984 | 0.0018399 | 0.00048119 | 0.001321 | 0.0025184 | 0.0041168 | 0.0059567 | 0.0078648 | 0.0095906 | 0.011151 | 0.012505 | 0.013687 | 0.014711 | 0.015601 | 0.016353 | 0.016992 | 0.017534 | 0.017534 | 0.017534 | 0.017534 | 0.017534 | 0.017534 | 4.8618e-05 | 8.3871e-05 | 0.00011872 | 0.0001575 | 0.00018046 | 0.00018628 | 0.00016769 | 0.00015084 | 0.00013033 | 0.00011313 | 9.7399e-05 | 8.434e-05 | 7.0793e-05 | 5.9944e-05 | 5.0614e-05 | 4.484e-05 | 7.8087e-05 | 0.00011126 | 0.0001485 | 0.00017101 | 4.8618e-05 | 0.00013193 | 0.00024968 | 0.00040567 | 0.00058424 | 0.00076779 | 0.00093188 | 0.0010782 | 0.001203 | 0.0013098 | 0.0014002 | 0.0014773 | 0.0015402 | 0.0015932 | 0.0016379 | 0.0016339 | 0.0016304 | 0.0016291 | 0.001629 | 0.0016298 | 0.00048119 | 0.00083977 | 0.0011975 | 0.0015984 | 0.0018399 | 0.0019081 | 0.0017258 | 0.0015599 | 0.0013548 | 0.0011821 | 0.0010233 | 0.00089067 | 0.00075164 | 0.00063933 | 0.00054186 | 0.00048119 | 0.00083977 | 0.0011975 | 0.0015984 | 0.0018399 | 0.00048119 | 0.001321 | 0.0025184 | 0.0041168 | 0.0059567 | 0.0078648 | 0.0095906 | 0.011151 | 0.012505 | 0.013687 | 0.014711 | 0.015601 | 0.016353 | 0.016992 | 0.017534 | 0.017534 | 0.017534 | 0.017534 | 0.017534 | 0.017534 | 643.5397 | 643.5397 | 643.5397 | 643.5397 | 643.5397 | 643.5397 | 643.5397 | 643.5397 | 643.5397 | 643.5397 | 643.5397 | 643.5397 | 643.5397 | 643.5397 | 643.5397 | 643.5397 | 643.5397 | 643.5397 | 643.5397 | 643.5397 | 426.9274 | 426.9274 | 426.9274 | 426.9274 | 426.9274 | 426.9274 | 426.9274 | 426.9274 | 426.9274 | 426.9274 | 426.9274 | 426.9274 | 426.9274 | 426.9274 | 426.9274 | 426.9274 | 426.9274 | 426.9274 | 426.9274 | 426.9274
WA_Industrial_Petroleum_New_Process_Natural Gas_Gas Boiler - Stack Economizer_A | WA | Industrial | Petroleum | New | Process | Natural Gas | Gas Boiler - Stack Economizer | A | IM379 | None | Economizer installed | 15 | 702.6725 | 0 | 0 | 4786.04 | 0 | 0 | 0 | 2393.0194 |  | sqft | 15% | 55% | Retrofit | Retro12Med | 75.44% | TBD | 0.2% | 642.2733 |  | 426.0872 |  | 0.026795 | IL TRM - 4.4.28 - CI-HVC-BECO-V02-210101 | XCEL CO 2019-2020 DSM Plan | IL TRM - 4.4.29 - CI-HVC-PECO-V01-150601 | None | None | None | None | None | None | None | None | None | None | None | None | None | None | None | None | None | None | None | None | None | None | Economizer installed | Economizer installed | Economizer installed | Economizer installed | Economizer installed | Economizer installed | Economizer installed | Economizer installed | Economizer installed | Economizer installed | Economizer installed | Economizer installed | Economizer installed | Economizer installed | Economizer installed | Economizer installed | Economizer installed | Economizer installed | Economizer installed | Economizer installed | Economizer installed | Economizer installed | 4786.04 | 4786.04 | 4786.04 | 4786.04 | 4786.04 | 4786.04 | 4786.04 | 4786.04 | 4786.04 | 4786.04 | 4786.04 | 4786.04 | 4786.04 | 4786.04 | 4786.04 | 4786.04 | 4786.04 | 4786.04 | 4786.04 | 4786.04 | 4786.04 | 4786.04 | 0 | 0 | 700.9346 | 699.9342 | 698.9952 | 698.1606 | 696.9766 | 696.1326 | 695.4591 | 695.0012 | 694.4724 | 694.1303 | 693.8717 | 693.7839 | 693.5526 | 693.466 | 693.4029 | 693.4892 | 693.4952 | 693.6081 | 693.6914 | 693.7546 | 0.031512 | 0.054915 | 0.078201 | 0.10426 | 0.1198 | 0.1241 | 0.11213 | 0.10129 | 0.087902 | 0.076663 | 0.066338 | 0.057732 | 0.048704 | 0.041421 | 0.035103 | 0.031177 | 0.05441 | 0.077598 | 0.10359 | 0.11925 | 0.031512 | 0.086382 | 0.16447 | 0.26853 | 0.38788 | 0.51151 | 0.62315 | 0.72403 | 0.81138 | 0.88764 | 0.95365 | 1.0113 | 1.0596 | 1.1009 | 1.1359 | 1.1361 | 1.1361 | 1.1363 | 1.1364 | 1.1365 | 0.044957 | 0.078458 | 0.11188 | 0.14933 | 0.17189 | 0.17827 | 0.16123 | 0.14574 | 0.12657 | 0.11044 | 0.095606 | 0.083213 | 0.070224 | 0.059731 | 0.050624 | 0.044957 | 0.078458 | 0.11188 | 0.14933 | 0.17189 | 0.044957 | 0.12341 | 0.23529 | 0.38462 | 0.55652 | 0.73479 | 0.89602 | 1.0418 | 1.1683 | 1.2788 | 1.3744 | 1.4576 | 1.5278 | 1.5876 | 1.6382 | 1.6382 | 1.6382 | 1.6382 | 1.6382 | 1.6382 | 0.026795 | 0.046705 | 0.066523 | 0.088706 | 0.10196 | 0.10563 | 0.09546 | 0.086238 | 0.074849 | 0.065283 | 0.056494 | 0.049166 | 0.041479 | 0.035278 | 0.029897 | 0.026553 | 0.04634 | 0.066087 | 0.088223 | 0.10156 | 0.026795 | 0.073468 | 0.13991 | 0.22847 | 0.3301 | 0.43539 | 0.5305 | 0.61644 | 0.69089 | 0.75588 | 0.81214 | 0.86122 | 0.90245 | 0.93763 | 0.96746 | 0.96756 | 0.96757 | 0.9677 | 0.9678 | 0.96787 | 0.038213 | 0.066689 | 0.095095 | 0.12693 | 0.14611 | 0.15153 | 0.13705 | 0.12388 | 0.10759 | 0.093878 | 0.081265 | 0.070731 | 0.05969 | 0.050771 | 0.043031 | 0.038213 | 0.066689 | 0.095095 | 0.12693 | 0.14611 | 0.038213 | 0.1049 | 0.2 | 0.32693 | 0.47304 | 0.62457 | 0.76162 | 0.8855 | 0.99309 | 1.087 | 1.1682 | 1.239 | 1.2986 | 1.3494 | 1.3925 | 1.3925 | 1.3925 | 1.3925 | 1.3925 | 1.3925 | 0 | 0 | 0 | 0 | 0 | 0 | 0 | 0 | 0 | 0 | 0 | 0 | 0 | 0 | 0 | 0 | 0 | 0 | 0 | 0 | 0 | 0 | 0 | 0 | 0 | 0 | 0 | 0 | 0 | 0 | 0 | 0 | 0 | 0 | 0 | 0 | 0 | 0 | 0 | 0 | 0 | 0 | 0 | 0 | 0 | 0 | 0 | 0 | 0 | 0 | 0 | 0 | 0 | 0 | 0 | 0 | 0 | 0 | 0 | 0 | 0 | 0 | 0 | 0 | 0 | 0 | 0 | 0 | 0 | 0 | 0 | 0 | 0 | 0 | 0 | 0 | 0 | 0 | 0 | 0 | 0.026795 | 0.046705 | 0.066523 | 0.088706 | 0.10196 | 0.10563 | 0.09546 | 0.086238 | 0.074849 | 0.065283 | 0.056494 | 0.049166 | 0.041479 | 0.035278 | 0.029897 | 0.026553 | 0.04634 | 0.066087 | 0.088223 | 0.10156 | 0.026795 | 0.073468 | 0.13991 | 0.22847 | 0.3301 | 0.43539 | 0.5305 | 0.61644 | 0.69089 | 0.75588 | 0.81214 | 0.86122 | 0.90245 | 0.93763 | 0.96746 | 0.96756 | 0.96757 | 0.9677 | 0.9678 | 0.96787 | 0.038213 | 0.066689 | 0.095095 | 0.12693 | 0.14611 | 0.15153 | 0.13705 | 0.12388 | 0.10759 | 0.093878 | 0.081265 | 0.070731 | 0.05969 | 0.050771 | 0.043031 | 0.038213 | 0.066689 | 0.095095 | 0.12693 | 0.14611 | 0.038213 | 0.1049 | 0.2 | 0.32693 | 0.47304 | 0.62457 | 0.76162 | 0.8855 | 0.99309 | 1.087 | 1.1682 | 1.239 | 1.2986 | 1.3494 | 1.3925 | 1.3925 | 1.3925 | 1.3925 | 1.3925 | 1.3925 | 0.026795 | 0.046705 | 0.066523 | 0.088706 | 0.10196 | 0.10563 | 0.09546 | 0.086238 | 0.074849 | 0.065283 | 0.056494 | 0.049166 | 0.041479 | 0.035278 | 0.029897 | 0.026553 | 0.04634 | 0.066087 | 0.088223 | 0.10156 | 0.026795 | 0.073468 | 0.13991 | 0.22847 | 0.3301 | 0.43539 | 0.5305 | 0.61644 | 0.69089 | 0.75588 | 0.81214 | 0.86122 | 0.90245 | 0.93763 | 0.96746 | 0.96756 | 0.96757 | 0.9677 | 0.9678 | 0.96787 | 0.038213 | 0.066689 | 0.095095 | 0.12693 | 0.14611 | 0.15153 | 0.13705 | 0.12388 | 0.10759 | 0.093878 | 0.081265 | 0.070731 | 0.05969 | 0.050771 | 0.043031 | 0.038213 | 0.066689 | 0.095095 | 0.12693 | 0.14611 | 0.038213 | 0.1049 | 0.2 | 0.32693 | 0.47304 | 0.62457 | 0.76162 | 0.8855 | 0.99309 | 1.087 | 1.1682 | 1.239 | 1.2986 | 1.3494 | 1.3925 | 1.3925 | 1.3925 | 1.3925 | 1.3925 | 1.3925 | 643.5397 | 643.5397 | 643.5397 | 643.5397 | 643.5397 | 643.5397 | 643.5397 | 643.5397 | 643.5397 | 643.5397 | 643.5397 | 643.5397 | 643.5397 | 643.5397 | 643.5397 | 643.5397 | 643.5397 | 643.5397 | 643.5397 | 643.5397 | 426.9274 | 426.9274 | 426.9274 | 426.9274 | 426.9274 | 426.9274 | 426.9274 | 426.9274 | 426.9274 | 426.9274 | 426.9274 | 426.9274 | 426.9274 | 426.9274 | 426.9274 | 426.9274 | 426.9274 | 426.9274 | 426.9274 | 426.9274
WA_Industrial_Petroleum_New_Space Heating_Natural Gas_Gas Furnace Tube Inserts_A | WA | Industrial | Petroleum | New | Space Heating | Natural Gas | Gas Furnace Tube Inserts | A | IM380 | None | Tube inserts installed | 5 | 0.077933 | 0 | 0 | 0.02 | 0 | 0 | 0 | 0.0086 |  | sqft | 0% | 0% | Retrofit | Retro3Slow | 84.16% | TBD | 0.2% | 282.1807 |  | 218.2727 |  | 0 | WI TRM - Radiant Tube Inserts, 2507 | WI TRM - Radiant Tube Inserts, 2507 | WI TRM - Radiant Tube Inserts, 2507 | None | None | None | None | None | None | None | None | None | None | None | None | None | None | None | None | None | None | None | None | None | None | Tube inserts installed | Tube inserts installed | Tube inserts installed | Tube inserts installed | Tube inserts installed | Tube inserts installed | Tube inserts installed | Tube inserts installed | Tube inserts installed | Tube inserts installed | Tube inserts installed | Tube inserts installed | Tube inserts installed | Tube inserts installed | Tube inserts installed | Tube inserts installed | Tube inserts installed | Tube inserts installed | Tube inserts installed | Tube inserts installed | Tube inserts installed | Tube inserts installed | 0.02 | 0.02 | 0.02 | 0.02 | 0.02 | 0.02 | 0.02 | 0.02 | 0.02 | 0.02 | 0.02 | 0.02 | 0.02 | 0.02 | 0.02 | 0.02 | 0.02 | 0.02 | 0.02 | 0.02 | 0.02 | 0.02 | 0 | 0 | 0.077685 | 0.073389 | 0.071695 | 0.070706 | 0.07032 | 0.069983 | 0.069728 | 0.069503 | 0.069367 | 0.069235 | 0.069125 | 0.069016 | 0.068952 | 0.068883 | 0.068821 | 0.068757 | 0.068719 | 0.068657 | 0.068603 | 0.068541 | 0 | 0 | 0 | 0 | 0 | 0 | 0 | 0 | 0 | 0 | 0 | 0 | 0 | 0 | 0 | 0 | 0 | 0 | 0 | 0 | 0 | 0 | 0 | 0 | 0 | 0 | 0 | 0 | 0 | 0 | 0 | 0 | 0 | 0 | 0 | 0 | 0 | 0 | 0 | 0 | 0 | 0 | 0 | 0 | 0 | 0 | 0 | 0 | 0 | 0 | 0 | 0 | 0 | 0 | 0 | 0 | 0 | 0 | 0 | 0 | 0 | 0 | 0 | 0 | 0 | 0 | 0 | 0 | 0 | 0 | 0 | 0 | 0 | 0 | 0 | 0 | 0 | 0 | 0 | 0 | 0 | 0 | 0 | 0 | 0 | 0 | 0 | 0 | 0 | 0 | 0 | 0 | 0 | 0 | 0 | 0 | 0 | 0 | 0 | 0 | 0 | 0 | 0 | 0 | 0 | 0 | 0 | 0 | 0 | 0 | 0 | 0 | 0 | 0 | 0 | 0 | 0 | 0 | 0 | 0 | 0 | 0 | 0 | 0 | 0 | 0 | 0 | 0 | 0 | 0 | 0 | 0 | 0 | 0 | 0 | 0 | 0 | 0 | 0 | 0 | 0 | 0 | 0 | 0 | 0 | 0 | 0 | 0 | 0 | 0 | 0 | 0 | 0 | 0 | 0 | 0 | 0 | 0 | 0 | 0 | 0 | 0 | 0 | 0 | 0 | 0 | 0 | 0 | 0 | 0 | 0 | 0 | 0 | 0 | 0 | 0 | 0 | 0 | 0 | 0 | 0 | 0 | 0 | 0 | 0 | 0 | 0 | 0 | 0 | 0 | 0 | 0 | 0 | 0 | 0 | 0 | 0 | 0 | 0 | 0 | 0 | 0 | 0 | 0 | 0 | 0 | 0 | 0 | 0 | 0 | 0 | 0 | 0 | 0 | 0 | 0 | 0 | 0 | 0 | 0 | 0 | 0 | 0 | 0 | 0 | 0 | 0 | 0 | 0 | 0 | 0 | 0 | 0 | 0 | 0 | 0 | 0 | 0 | 0 | 0 | 0 | 0 | 0 | 0 | 0 | 0 | 0 | 0 | 0 | 0 | 0 | 0 | 0 | 0 | 0 | 0 | 0 | 0 | 0 | 0 | 0 | 0 | 0 | 0 | 0 | 0 | 0 | 0 | 0 | 0 | 0 | 0 | 0 | 0 | 0 | 0 | 0 | 0 | 0 | 0 | 0 | 0 | 0 | 0 | 0 | 0 | 0 | 0 | 0 | 0 | 0 | 0 | 0 | 0 | 0 | 0 | 0 | 0 | 0 | 0 | 0 | 0 | 0 | 0 | 0 | 0 | 0 | 0 | 0 | 0 | 0 | 0 | 0 | 0 | 0 | 0 | 0 | 0 | 0 | 0 | 0 | 0 | 0 | 0 | 0 | 0 | 0 | 0 | 0 | 0 | 0 | 0 | 0 | 0 | 0 | 0 | 0 | 0 | 0 | 0 | 0 | 0 | 0 | 0 | 0 | 0 | 0 | 0 | 0 | 0 | 0 | 0 | 0 | 0 | 0 | 0 | 0 | 0 | 0 | 0 | 0 | 0 | 0 | 0 | 0 | 0 | 0 | 0 | 0 | 0 | 0 | 0 | 0 | 0 | 0 | 0 | 0 | 0 | 0 | 0 | 0 | 0 | 0 | 0 | 0 | 0 | 0 | 0 | 0 | 0 | 0 | 0 | 0 | 0 | 0 | 0 | 0 | 0 | 0 | 0 | 60.9549 | 60.9549 | 60.9549 | 60.9549 | 60.9549 | 60.9549 | 60.9549 | 60.9549 | 60.9549 | 60.9549 | 60.9549 | 60.9549 | 60.9549 | 60.9549 | 60.9549 | 60.9549 | 60.9549 | 60.9549 | 60.9549 | 60.9549 | 47.1499 | 47.1499 | 47.1499 | 47.1499 | 47.1499 | 47.1499 | 47.1499 | 47.1499 | 47.1499 | 47.1499 | 47.1499 | 47.1499 | 47.1499 | 47.1499 | 47.1499 | 47.1499 | 47.1499 | 47.1499 | 47.1499 | 47.1499
WA_Industrial_Petroleum_New_Space Heating_Natural Gas_Space Heating - Heat Recovery Ventilator_A | WA | Industrial | Petroleum | New | Space Heating | Natural Gas | Space Heating - Heat Recovery Ventilator | A | IM381 | None | HRV installed | 15 | 0.011955 | 0 | 0 | 0.28 | 0 | 0 | 0 | 0.139 |  | sqft | 5% | 10% | Retrofit | RetroEven20 | 80.75% | TBD | 0.2% | 146.6411 |  | 97.2824 |  | 4.8938e-05 | IL TRM - 4.4.27 - CI-HVC-ERVE-V04-200101 | IL TRM - 4.4.27 - CI-HVC-ERVE-V04-200101 | IL TRM - 4.4.27 - CI-HVC-ERVE-V04-200101 | None | None | None | None | None | None | None | None | None | None | None | None | None | None | None | None | None | None | None | None | None | None | HRV installed | HRV installed | HRV installed | HRV installed | HRV installed | HRV installed | HRV installed | HRV installed | HRV installed | HRV installed | HRV installed | HRV installed | HRV installed | HRV installed | HRV installed | HRV installed | HRV installed | HRV installed | HRV installed | HRV installed | HRV installed | HRV installed | 0.28 | 0.28 | 0.28 | 0.28 | 0.28 | 0.28 | 0.28 | 0.28 | 0.28 | 0.28 | 0.28 | 0.28 | 0.28 | 0.28 | 0.28 | 0.28 | 0.28 | 0.28 | 0.28 | 0.28 | 0.28 | 0.28 | 0 | 0 | 0.011882 | 0.011204 | 0.010923 | 0.010749 | 0.010656 | 0.010571 | 0.010494 | 0.01042 | 0.010348 | 0.010275 | 0.010204 | 0.010137 | 0.01007 | 0.010013 | 0.0099663 | 0.0099365 | 0.0099105 | 0.0098981 | 0.0098952 | 0.0098969 | 5.739e-05 | 9.4438e-05 | 0.00013129 | 0.00017246 | 0.0001968 | 0.00022497 | 0.00025249 | 0.00028325 | 0.00030538 | 0.00033075 | 0.0003554 | 0.00038413 | 0.00040251 | 0.00042555 | 0.00044875 | 0.00047662 | 0.00049462 | 0.00051768 | 0.00054056 | 0.00056363 | 5.739e-05 | 0.00014855 | 0.00027612 | 0.00044419 | 0.00063715 | 0.00085703 | 0.0011033 | 0.0013787 | 0.0016746 | 0.0019936 | 0.0023351 | 0.0027039 | 0.0030884 | 0.0034966 | 0.0039291 | 0.004346 | 0.0047457 | 0.0051385 | 0.0055187 | 0.0059006 | 4.83 | 8.4293 | 12.0198 | 16.0442 | 18.4678 | 21.2813 | 24.0593 | 27.1842 | 29.5116 | 32.1884 | 34.8297 | 37.8937 | 39.9733 | 42.5007 | 45.0261 | 47.9662 | 49.9081 | 52.3011 | 54.6289 | 56.9498 | 4.83 | 13.2594 | 25.2792 | 41.3234 | 59.7911 | 81.0724 | 105.1317 | 132.3159 | 161.8275 | 194.0159 | 228.8457 | 266.7394 | 306.7126 | 349.2133 | 394.2394 | 437.3755 | 478.8543 | 519.1356 | 557.7203 | 596.2023 | 4.8938e-05 | 8.4411e-05 | 0.00011946 | 0.00015847 | 0.00018151 | 0.00020815 | 0.00023418 | 0.00026328 | 0.00028432 | 0.00030844 | 0.00033193 | 0.00035927 | 0.00037694 | 0.00039896 | 0.00042109 | 0.00044755 | 0.0004647 | 0.00048661 | 0.00050828 | 0.00053014 | 4.8938e-05 | 0.00013278 | 0.00025125 | 0.00040814 | 0.00058767 | 0.00079296 | 0.0010233 | 0.0012815 | 0.0015591 | 0.0018591 | 0.0021809 | 0.002529 | 0.0028922 | 0.0032781 | 0.003687 | 0.0040809 | 0.0044586 | 0.0048301 | 0.0051892 | 0.00555 | 4.1055 | 7.1649 | 10.2168 | 13.6375 | 15.6976 | 18.0891 | 20.4504 | 23.1066 | 25.0849 | 27.3601 | 29.6053 | 32.2097 | 33.9773 | 36.1256 | 38.2722 | 40.7712 | 42.4219 | 44.4559 | 46.4345 | 48.4073 | 4.1055 | 11.2705 | 21.4873 | 35.1249 | 50.8225 | 68.9116 | 89.362 | 112.4686 | 137.5534 | 164.9135 | 194.5188 | 226.7285 | 260.7057 | 296.8313 | 335.1035 | 371.7692 | 407.0262 | 441.2652 | 474.0622 | 506.7719 | 0 | 0 | 0 | 0 | 0 | 0 | 0 | 0 | 0 | 0 | 0 | 0 | 0 | 0 | 0 | 0 | 0 | 0 | 0 | 0 | 0 | 0 | 0 | 0 | 0 | 0 | 0 | 0 | 0 | 0 | 0 | 0 | 0 | 0 | 0 | 0 | 0 | 0 | 0 | 0 | 0 | 0 | 0 | 0 | 0 | 0 | 0 | 0 | 0 | 0 | 0 | 0 | 0 | 0 | 0 | 0 | 0 | 0 | 0 | 0 | 0 | 0 | 0 | 0 | 0 | 0 | 0 | 0 | 0 | 0 | 0 | 0 | 0 | 0 | 0 | 0 | 0 | 0 | 0 | 0 | 0 | 0 | 0 | 0 | 0 | 0 | 0 | 0 | 0 | 0 | 0 | 0 | 0 | 0 | 0 | 0 | 0 | 0 | 0 | 0 | 0 | 0 | 0 | 0 | 0 | 0 | 0 | 0 | 0 | 0 | 0 | 0 | 0 | 0 | 0 | 0 | 0 | 0 | 0 | 0 | 0 | 0 | 0 | 0 | 0 | 0 | 0 | 0 | 0 | 0 | 0 | 0 | 0 | 0 | 0 | 0 | 0 | 0 | 0 | 0 | 0 | 0 | 0 | 0 | 0 | 0 | 0 | 0 | 0 | 0 | 0 | 0 | 0 | 0 | 0 | 0 | 0 | 0 | 0 | 0 | 0 | 0 | 0 | 0 | 0 | 0 | 0 | 0 | 0 | 0 | 0 | 0 | 0 | 0 | 0 | 0 | 0 | 0 | 0 | 0 | 0 | 0 | 0 | 0 | 0 | 0 | 0 | 0 | 0 | 0 | 0 | 0 | 0 | 0 | 0 | 0 | 0 | 0 | 0 | 0 | 0 | 0 | 0 | 0 | 0 | 0 | 0 | 0 | 0 | 0 | 0 | 0 | 0 | 0 | 0 | 0 | 0 | 0 | 0 | 0 | 0 | 0 | 0 | 0 | 0 | 0 | 0 | 0 | 0 | 0 | 0 | 0 | 0 | 0 | 0 | 0 | 0 | 0 | 0 | 0 | 2531.9443 | 2531.9443 | 2531.9443 | 2531.9443 | 2531.9443 | 2531.9443 | 2531.9443 | 2531.9443 | 2531.9443 | 2531.9443 | 2531.9443 | 2531.9443 | 2531.9443 | 2531.9443 | 2531.9443 | 2531.9443 | 2531.9443 | 2531.9443 | 2531.9443 | 2531.9443 | 1679.7041 | 1679.7041 | 1679.7041 | 1679.7041 | 1679.7041 | 1679.7041 | 1679.7041 | 1679.7041 | 1679.7041 | 1679.7041 | 1679.7041 | 1679.7041 | 1679.7041 | 1679.7041 | 1679.7041 | 1679.7041 | 1679.7041 | 1679.7041 | 1679.7041 | 1679.7041
WA_Industrial_Petroleum_New_Space Heating_Natural Gas_Thermostat - Programmable_A | WA | Industrial | Petroleum | New | Space Heating | Natural Gas | Thermostat - Programmable | A | IM382 | Manual control | Programmable thermostat installed | 11 | 0.0057834 | 0 | 0 | 0.17 | 0.01 | 0 | 0 | 0.0859 |  | sqft | 25% | 40% | Retrofit | RetroEven20 | 80.75% | TBD | 0.2% | 175.8191 |  | 120.0131 |  | 7.0921e-05 | IL TRM - 4.4.48 - CI-HVC-THST-V02-210101 | IL TRM - 4.4.48 - CI-HVC-THST-V02-210101 | BEST | Manual control | Manual control | Manual control | Manual control | Manual control | Manual control | Manual control | Manual control | Manual control | Manual control | Manual control | Manual control | Manual control | Manual control | Manual control | Manual control | Manual control | Manual control | Manual control | Manual control | Manual control | Manual control | Programmable thermostat installed | Programmable thermostat installed | Programmable thermostat installed | Programmable thermostat installed | Programmable thermostat installed | Programmable thermostat installed | Programmable thermostat installed | Programmable thermostat installed | Programmable thermostat installed | Programmable thermostat installed | Programmable thermostat installed | Programmable thermostat installed | Programmable thermostat installed | Programmable thermostat installed | Programmable thermostat installed | Programmable thermostat installed | Programmable thermostat installed | Programmable thermostat installed | Programmable thermostat installed | Programmable thermostat installed | Programmable thermostat installed | Programmable thermostat installed | 0.17 | 0.17 | 0.17 | 0.17 | 0.17 | 0.17 | 0.17 | 0.17 | 0.17 | 0.17 | 0.17 | 0.17 | 0.17 | 0.17 | 0.17 | 0.17 | 0.17 | 0.17 | 0.17 | 0.17 | 0.17 | 0.17 | 0 | 0 | 0.0057382 | 0.0054053 | 0.0052652 | 0.0051772 | 0.0051266 | 0.0050816 | 0.005041 | 0.0050023 | 0.0049643 | 0.0049267 | 0.00489 | 0.0048564 | 0.0048218 | 0.0047933 | 0.0047696 | 0.004755 | 0.0047416 | 0.0047355 | 0.004734 | 0.0047348 | 8.3148e-05 | 0.00013669 | 0.00018986 | 0.00024919 | 0.00028403 | 0.00032443 | 0.00036385 | 0.00040795 | 0.00043951 | 0.00047575 | 0.00051095 | 0.00055208 | 0.00057823 | 0.00061115 | 0.00064427 | 0.00068424 | 0.00070993 | 0.00074302 | 0.00077584 | 0.00080893 | 8.3148e-05 | 0.00021501 | 0.0003993 | 0.00064182 | 0.00091958 | 0.0012359 | 0.0015899 | 0.0019857 | 0.0024101 | 0.0028676 | 0.0033572 | 0.0038158 | 0.0042449 | 0.0046581 | 0.0050498 | 0.0054551 | 0.005847 | 0.0062407 | 0.0066285 | 0.0070193 | 14.4901 | 25.288 | 36.0594 | 48.1325 | 55.4033 | 63.8438 | 72.178 | 81.5526 | 88.5348 | 96.5652 | 104.4892 | 113.6811 | 119.9198 | 127.502 | 135.0784 | 143.8985 | 149.7243 | 156.9032 | 163.8866 | 170.8493 | 14.4901 | 39.7782 | 75.8376 | 123.9701 | 179.3734 | 243.2172 | 315.3952 | 396.9478 | 485.4826 | 582.0478 | 686.537 | 785.728 | 880.3597 | 971.8023 | 1058.7482 | 1147.2434 | 1233.1239 | 1317.8491 | 1400.1831 | 1482.4976 | 7.0921e-05 | 0.00012223 | 0.00017285 | 0.00022912 | 0.00026219 | 0.00030046 | 0.00033783 | 0.00037963 | 0.00040972 | 0.00044425 | 0.00047789 | 0.00051711 | 0.00054233 | 0.00057386 | 0.00060556 | 0.00064356 | 0.0006681 | 0.00069959 | 0.00073073 | 0.00076215 | 7.0921e-05 | 0.00019226 | 0.00036352 | 0.00059012 | 0.00084887 | 0.0011446 | 0.0014762 | 0.0018478 | 0.0022467 | 0.0026777 | 0.0031399 | 0.0035741 | 0.0039814 | 0.0043739 | 0.0047464 | 0.0051308 | 0.0055024 | 0.005876 | 0.0062431 | 0.0066133 | 12.3166 | 21.4948 | 30.6505 | 40.9126 | 47.0928 | 54.2673 | 61.3513 | 69.3197 | 75.2546 | 82.0804 | 88.8158 | 96.629 | 101.9318 | 108.3767 | 114.8167 | 122.3137 | 127.2657 | 133.3677 | 139.3036 | 145.2219 | 12.3166 | 33.8115 | 64.462 | 105.3746 | 152.4674 | 206.7347 | 268.0859 | 337.4057 | 412.6602 | 494.7406 | 583.5564 | 667.8688 | 748.3058 | 826.0319 | 899.936 | 975.1569 | 1048.1553 | 1120.1717 | 1190.1556 | 1260.123 | 0 | 0 | 0 | 0 | 0 | 0 | 0 | 0 | 0 | 0 | 0 | 0 | 0 | 0 | 0 | 0 | 0 | 0 | 0 | 0 | 0 | 0 | 0 | 0 | 0 | 0 | 0 | 0 | 0 | 0 | 0 | 0 | 0 | 0 | 0 | 0 | 0 | 0 | 0 | 0 | 0 | 0 | 0 | 0 | 0 | 0 | 0 | 0 | 0 | 0 | 0 | 0 | 0 | 0 | 0 | 0 | 0 | 0 | 0 | 0 | 0 | 0 | 0 | 0 | 0 | 0 | 0 | 0 | 0 | 0 | 0 | 0 | 0 | 0 | 0 | 0 | 0 | 0 | 0 | 0 | 0 | 0 | 0 | 0 | 0 | 0 | 0 | 0 | 0 | 0 | 0 | 0 | 0 | 0 | 0 | 0 | 0 | 0 | 0 | 0 | 0 | 0 | 0 | 0 | 0 | 0 | 0 | 0 | 0 | 0 | 0 | 0 | 0 | 0 | 0 | 0 | 0 | 0 | 0 | 0 | 0 | 0 | 0 | 0 | 0 | 0 | 0 | 0 | 0 | 0 | 0 | 0 | 0 | 0 | 0 | 0 | 0 | 0 | 0 | 0 | 0 | 0 | 0 | 0 | 0 | 0 | 0 | 0 | 0 | 0 | 0 | 0 | 0 | 0 | 0 | 0 | 0 | 0 | 0 | 0 | 0 | 0 | 0 | 0 | 0 | 0 | 0 | 0 | 0 | 0 | 0 | 0 | 0 | 0 | 0 | 0 | 0 | 0 | 0 | 0 | 0 | 0 | 0 | 0 | 0 | 0 | 0 | 0 | 0 | 0 | 0 | 0 | 0 | 0 | 0 | 0 | 0 | 0 | 0 | 0 | 0 | 0 | 0 | 0 | 0 | 0 | 0 | 0 | 0 | 0 | 0 | 0 | 0 | 0 | 0 | 0 | 0 | 0 | 0 | 0 | 0 | 0 | 0 | 0 | 0 | 0 | 0 | 0 | 0 | 0 | 0 | 0 | 0 | 0 | 0 | 0 | 0 | 0 | 0 | 0 | 4885.9928 | 4885.9928 | 4885.9928 | 4885.9928 | 4885.9928 | 4885.9928 | 4885.9928 | 4885.9928 | 4885.9928 | 4885.9928 | 4885.9928 | 4885.9928 | 4885.9928 | 4885.9928 | 4885.9928 | 4885.9928 | 4885.9928 | 4885.9928 | 4885.9928 | 4885.9928 | 2701.7099 | 2701.7099 | 2701.7099 | 2701.7099 | 2701.7099 | 2701.7099 | 2701.7099 | 2701.7099 | 2701.7099 | 2701.7099 | 2701.7099 | 2701.7099 | 2701.7099 | 2701.7099 | 2701.7099 | 2701.7099 | 2701.7099 | 2701.7099 | 2701.7099 | 2701.7099
WA_Industrial_Petroleum_New_Space Heating_Natural Gas_ENERGY STAR Connected Thermostat_A | WA | Industrial | Petroleum | New | Space Heating | Natural Gas | ENERGY STAR Connected Thermostat | A | IM383 | Manual control | Wi-Fi/interactive thermostat installed | 5 | 0.013981 | 0 | 0 | 0.39 | 0.01 | 0 | 0 | 0.1927 |  | sqft | 5% | 20% | Retrofit | RetroEven20 | 80.75% | TBD | 0.2% | 340.777 |  | 259.0238 |  | 0.00017166 | ComConnectedThermostats_v1_1 | ComConnectedThermostats_v1_1 | ComConnectedThermostats_v1_1 | Manual control | Manual control | Manual control | Manual control | Manual control | Manual control | Manual control | Manual control | Manual control | Manual control | Manual control | Manual control | Manual control | Manual control | Manual control | Manual control | Manual control | Manual control | Manual control | Manual control | Manual control | Manual control | Wi-Fi/interactive thermostat installed | Wi-Fi/interactive thermostat installed | Wi-Fi/interactive thermostat installed | Wi-Fi/interactive thermostat installed | Wi-Fi/interactive thermostat installed | Wi-Fi/interactive thermostat installed | Wi-Fi/interactive thermostat installed | Wi-Fi/interactive thermostat installed | Wi-Fi/interactive thermostat installed | Wi-Fi/interactive thermostat installed | Wi-Fi/interactive thermostat installed | Wi-Fi/interactive thermostat installed | Wi-Fi/interactive thermostat installed | Wi-Fi/interactive thermostat installed | Wi-Fi/interactive thermostat installed | Wi-Fi/interactive thermostat installed | Wi-Fi/interactive thermostat installed | Wi-Fi/interactive thermostat installed | Wi-Fi/interactive thermostat installed | Wi-Fi/interactive thermostat installed | Wi-Fi/interactive thermostat installed | Wi-Fi/interactive thermostat installed | 0.39 | 0.39 | 0.39 | 0.39 | 0.39 | 0.39 | 0.39 | 0.39 | 0.39 | 0.39 | 0.39 | 0.39 | 0.39 | 0.39 | 0.39 | 0.39 | 0.39 | 0.39 | 0.39 | 0.39 | 0.39 | 0.39 | 0 | 0 | 0.013892 | 0.013097 | 0.012768 | 0.012564 | 0.012453 | 0.012352 | 0.012261 | 0.012173 | 0.012087 | 0.012001 | 0.011916 | 0.011837 | 0.011756 | 0.011689 | 0.011633 | 0.011598 | 0.011566 | 0.011551 | 0.011547 | 0.011548 | 0.0002013 | 0.00033121 | 0.00046041 | 0.00060472 | 0.00068995 | 0.00078862 | 0.00088498 | 0.00099271 | 0.0010701 | 0.0011589 | 0.0012451 | 0.0013456 | 0.0014098 | 0.0014904 | 0.0015714 | 0.0016689 | 0.0017317 | 0.0018123 | 0.002028 | 0.0021997 | 0.0002013 | 0.00052099 | 0.0009683 | 0.0015575 | 0.0022338 | 0.0028253 | 0.0033794 | 0.0039088 | 0.0043696 | 0.0048325 | 0.0052826 | 0.0057387 | 0.0061508 | 0.006571 | 0.0069877 | 0.0072553 | 0.00736 | 0.0073609 | 0.0073583 | 0.0073592 | 14.4901 | 25.288 | 36.0594 | 48.1325 | 55.4033 | 63.8438 | 72.178 | 81.5526 | 88.5348 | 96.5652 | 104.4892 | 113.6811 | 119.9198 | 127.502 | 135.0784 | 143.8985 | 149.7243 | 156.9032 | 175.6344 | 190.4818 | 14.4901 | 39.7782 | 75.8376 | 123.9701 | 179.3734 | 228.7271 | 275.617 | 321.1102 | 361.5125 | 402.6744 | 443.3197 | 484.8229 | 523.1901 | 562.1573 | 600.6705 | 625.5897 | 636.3448 | 637.2688 | 637.2688 | 637.2688 | 0.00017166 | 0.00029606 | 0.00041896 | 0.00055569 | 0.00063644 | 0.00072975 | 0.00082093 | 0.00092286 | 0.0009965 | 0.0010809 | 0.0011631 | 0.0012588 | 0.0013206 | 0.0013976 | 0.001475 | 0.0015676 | 0.0016275 | 0.0017041 | 0.0019075 | 0.0020697 | 0.00017166 | 0.0004657 | 0.00088113 | 0.0014312 | 0.0020605 | 0.0026144 | 0.0031348 | 0.0036337 | 0.004069 | 0.0045075 | 0.0049348 | 0.0053686 | 0.0057615 | 0.006162 | 0.006559 | 0.0068148 | 0.0069169 | 0.0069213 | 0.0069211 | 0.0069243 | 12.3166 | 21.4948 | 30.6505 | 40.9126 | 47.0928 | 54.2673 | 61.3513 | 69.3197 | 75.2546 | 82.0804 | 88.8158 | 96.629 | 101.9318 | 108.3767 | 114.8167 | 122.3137 | 127.2657 | 133.3677 | 149.2893 | 161.9095 | 12.3166 | 33.8115 | 64.462 | 105.3746 | 152.4674 | 194.418 | 234.2745 | 272.9437 | 307.2856 | 342.2732 | 376.8218 | 412.0994 | 444.7116 | 477.8337 | 510.5699 | 531.7512 | 540.8931 | 541.6785 | 541.6785 | 541.6785 | 0 | 0 | 0 | 0 | 0 | 0 | 0 | 0 | 0 | 0 | 0 | 0 | 0 | 0 | 0 | 0 | 0 | 0 | 0 | 0 | 0 | 0 | 0 | 0 | 0 | 0 | 0 | 0 | 0 | 0 | 0 | 0 | 0 | 0 | 0 | 0 | 0 | 0 | 0 | 0 | 0 | 0 | 0 | 0 | 0 | 0 | 0 | 0 | 0 | 0 | 0 | 0 | 0 | 0 | 0 | 0 | 0 | 0 | 0 | 0 | 0 | 0 | 0 | 0 | 0 | 0 | 0 | 0 | 0 | 0 | 0 | 0 | 0 | 0 | 0 | 0 | 0 | 0 | 0 | 0 | 0 | 0 | 0 | 0 | 0 | 0 | 0 | 0 | 0 | 0 | 0 | 0 | 0 | 0 | 0 | 0 | 0 | 0 | 0 | 0 | 0 | 0 | 0 | 0 | 0 | 0 | 0 | 0 | 0 | 0 | 0 | 0 | 0 | 0 | 0 | 0 | 0 | 0 | 0 | 0 | 0 | 0 | 0 | 0 | 0 | 0 | 0 | 0 | 0 | 0 | 0 | 0 | 0 | 0 | 0 | 0 | 0 | 0 | 0 | 0 | 0 | 0 | 0 | 0 | 0 | 0 | 0 | 0 | 0 | 0 | 0 | 0 | 0 | 0 | 0 | 0 | 0 | 0 | 0 | 0 | 0 | 0 | 0 | 0 | 0 | 0 | 0 | 0 | 0 | 0 | 0 | 0 | 0 | 0 | 0 | 0 | 0 | 0 | 0 | 0 | 0 | 0 | 0 | 0 | 0 | 0 | 0 | 0 | 0 | 0 | 0 | 0 | 0 | 0 | 0 | 0 | 0 | 0 | 0 | 0 | 0 | 0 | 0 | 0 | 0 | 0 | 0 | 0 | 0 | 0 | 0 | 0 | 0 | 0 | 0 | 0 | 0 | 0 | 0 | 0 | 0 | 0 | 0 | 0 | 0 | 0 | 0 | 0 | 0 | 0 | 0 | 0 | 0 | 0 | 0 | 0 | 0 | 0 | 0 | 0 | 7433.8526 | 7433.8526 | 7433.8526 | 7433.8526 | 7433.8526 | 7433.8526 | 7433.8526 | 7433.8526 | 7433.8526 | 7433.8526 | 7433.8526 | 7433.8526 | 7433.8526 | 7433.8526 | 7433.8526 | 7433.8526 | 7433.8526 | 7433.8526 | 7433.8526 | 7433.8526 | 5125.249 | 5125.249 | 5125.249 | 5125.249 | 5125.249 | 5125.249 | 5125.249 | 5125.249 | 5125.249 | 5125.249 | 5125.249 | 5125.249 | 5125.249 | 5125.249 | 5125.249 | 5125.249 | 5125.249 | 5125.249 | 5125.249 | 5125.249
WA_Industrial_Petroleum_New_Space Heating_Natural Gas_Destratification Fans (HVLS)_A | WA | Industrial | Petroleum | New | Space Heating | Natural Gas | Destratification Fans (HVLS) | A | IM384 | None/Standard ventilation | Fans installed | 10 | 0.013981 | 0 | 0 | 0.6 | 0.01 | 0 | 0 | 0.2991 |  | sqft | 15% | 30% | Retrofit | RetroEven20 | 80.75% | TBD | 0.2% | 219.0255 |  | 150.7068 |  | 0.00017155 | IL TRM - 4.4.34 - CI-HVC-DSFN-V05-210101 | IL TRM - 4.4.34 - CI-HVC-DSFN-V05-210101 | IL TRM - 4.4.34 - CI-HVC-DSFN-V05-210101 | None/Standard ventilation | None/Standard ventilation | None/Standard ventilation | None/Standard ventilation | None/Standard ventilation | None/Standard ventilation | None/Standard ventilation | None/Standard ventilation | None/Standard ventilation | None/Standard ventilation | None/Standard ventilation | None/Standard ventilation | None/Standard ventilation | None/Standard ventilation | None/Standard ventilation | None/Standard ventilation | None/Standard ventilation | None/Standard ventilation | None/Standard ventilation | None/Standard ventilation | None/Standard ventilation | None/Standard ventilation | Fans installed | Fans installed | Fans installed | Fans installed | Fans installed | Fans installed | Fans installed | Fans installed | Fans installed | Fans installed | Fans installed | Fans installed | Fans installed | Fans installed | Fans installed | Fans installed | Fans installed | Fans installed | Fans installed | Fans installed | Fans installed | Fans installed | 0.6 | 0.6 | 0.6 | 0.6 | 0.6 | 0.6 | 0.6 | 0.6 | 0.6 | 0.6 | 0.6 | 0.6 | 0.6 | 0.6 | 0.6 | 0.6 | 0.6 | 0.6 | 0.6 | 0.6 | 0.6 | 0.6 | 0 | 0 | 0.013882 | 0.013082 | 0.012748 | 0.012539 | 0.012423 | 0.012319 | 0.012226 | 0.012137 | 0.01205 | 0.011964 | 0.011878 | 0.011799 | 0.011718 | 0.01165 | 0.011594 | 0.01156 | 0.011529 | 0.011516 | 0.011513 | 0.011516 | 0.00020115 | 0.00033082 | 0.00045968 | 0.00060355 | 0.00068827 | 0.0007865 | 0.00088245 | 0.00098978 | 0.0010668 | 0.0011553 | 0.0012411 | 0.0013413 | 0.0014052 | 0.0014854 | 0.0015662 | 0.0016634 | 0.0017262 | 0.0018068 | 0.0018868 | 0.0019674 | 0.00020115 | 0.00052038 | 0.00096677 | 0.0015545 | 0.0022284 | 0.0029962 | 0.003856 | 0.0048176 | 0.0058501 | 0.0069634 | 0.0079827 | 0.0089723 | 0.0098935 | 0.010761 | 0.011633 | 0.012524 | 0.013385 | 0.014237 | 0.015101 | 0.01596 | 14.4901 | 25.288 | 36.0594 | 48.1325 | 55.4033 | 63.8438 | 72.178 | 81.5526 | 88.5348 | 96.5652 | 104.4892 | 113.6811 | 119.9198 | 127.502 | 135.0784 | 143.8985 | 149.7243 | 156.9032 | 163.8866 | 170.8493 | 14.4901 | 39.7782 | 75.8376 | 123.9701 | 179.3734 | 243.2172 | 315.3952 | 396.9478 | 485.4826 | 582.0478 | 672.0468 | 760.4399 | 844.3003 | 923.6698 | 1003.3449 | 1083.3995 | 1160.9459 | 1236.2965 | 1311.6483 | 1385.9324 | 0.00017155 | 0.00029576 | 0.0004184 | 0.00055478 | 0.00063512 | 0.00072809 | 0.00081893 | 0.00092055 | 0.0009939 | 0.0010781 | 0.00116 | 0.0012554 | 0.0013169 | 0.0013937 | 0.0014708 | 0.0015632 | 0.0016231 | 0.0016997 | 0.0017755 | 0.001852 | 0.00017155 | 0.00046523 | 0.00087995 | 0.0014289 | 0.0020563 | 0.0027737 | 0.0035785 | 0.0044806 | 0.0054501 | 0.006498 | 0.0074607 | 0.0083977 | 0.0092717 | 0.010096 | 0.010925 | 0.011769 | 0.012585 | 0.013393 | 0.01421 | 0.015023 | 12.3166 | 21.4948 | 30.6505 | 40.9126 | 47.0928 | 54.2673 | 61.3513 | 69.3197 | 75.2546 | 82.0804 | 88.8158 | 96.629 | 101.9318 | 108.3767 | 114.8167 | 122.3137 | 127.2657 | 133.3677 | 139.3036 | 145.2219 | 12.3166 | 33.8115 | 64.462 | 105.3746 | 152.4674 | 206.7347 | 268.0859 | 337.4057 | 412.6602 | 494.7406 | 571.2398 | 646.3739 | 717.6552 | 785.1193 | 852.8432 | 920.8896 | 986.804 | 1050.852 | 1114.9011 | 1178.0425 | 0 | 0 | 0 | 0 | 0 | 0 | 0 | 0 | 0 | 0 | 0 | 0 | 0 | 0 | 0 | 0 | 0 | 0 | 0 | 0 | 0 | 0 | 0 | 0 | 0 | 0 | 0 | 0 | 0 | 0 | 0 | 0 | 0 | 0 | 0 | 0 | 0 | 0 | 0 | 0 | 0 | 0 | 0 | 0 | 0 | 0 | 0 | 0 | 0 | 0 | 0 | 0 | 0 | 0 | 0 | 0 | 0 | 0 | 0 | 0 | 0 | 0 | 0 | 0 | 0 | 0 | 0 | 0 | 0 | 0 | 0 | 0 | 0 | 0 | 0 | 0 | 0 | 0 | 0 | 0 | 0 | 0 | 0 | 0 | 0 | 0 | 0 | 0 | 0 | 0 | 0 | 0 | 0 | 0 | 0 | 0 | 0 | 0 | 0 | 0 | 0 | 0 | 0 | 0 | 0 | 0 | 0 | 0 | 0 | 0 | 0 | 0 | 0 | 0 | 0 | 0 | 0 | 0 | 0 | 0 | 0 | 0 | 0 | 0 | 0 | 0 | 0 | 0 | 0 | 0 | 0 | 0 | 0 | 0 | 0 | 0 | 0 | 0 | 0 | 0 | 0 | 0 | 0 | 0 | 0 | 0 | 0 | 0 | 0 | 0 | 0 | 0 | 0 | 0 | 0 | 0 | 0 | 0 | 0 | 0 | 0 | 0 | 0 | 0 | 0 | 0 | 0 | 0 | 0 | 0 | 0 | 0 | 0 | 0 | 0 | 0 | 0 | 0 | 0 | 0 | 0 | 0 | 0 | 0 | 0 | 0 | 0 | 0 | 0 | 0 | 0 | 0 | 0 | 0 | 0 | 0 | 0 | 0 | 0 | 0 | 0 | 0 | 0 | 0 | 0 | 0 | 0 | 0 | 0 | 0 | 0 | 0 | 0 | 0 | 0 | 0 | 0 | 0 | 0 | 0 | 0 | 0 | 0 | 0 | 0 | 0 | 0 | 0 | 0 | 0 | 0 | 0 | 0 | 0 | 0 | 0 | 0 | 0 | 0 | 0 | 6997.0703 | 6997.0703 | 6997.0703 | 6997.0703 | 6997.0703 | 6997.0703 | 6997.0703 | 6997.0703 | 6997.0703 | 6997.0703 | 6997.0703 | 6997.0703 | 6997.0703 | 6997.0703 | 6997.0703 | 6997.0703 | 6997.0703 | 6997.0703 | 6997.0703 | 6997.0703 | 4271.2753 | 4271.2753 | 4271.2753 | 4271.2753 | 4271.2753 | 4271.2753 | 4271.2753 | 4271.2753 | 4271.2753 | 4271.2753 | 4271.2753 | 4271.2753 | 4271.2753 | 4271.2753 | 4271.2753 | 4271.2753 | 4271.2753 | 4271.2753 | 4271.2753 | 4271.2753
WA_Industrial_Petroleum_New_Space Heating_Natural Gas_Gas Boiler - Insulate Steam Lines/Condensate Tank_A | WA | Industrial | Petroleum | New | Space Heating | Natural Gas | Gas Boiler - Insulate Steam Lines/Condensate Tank | A | IM385 | No insulation | Lines and condenstate tank insulated | 20 | 1102.0954 | 0 | 0 | 25794.92 | 0 | 0 | 0 | 12897.4581 |  | sqft | 30% | 35% | Retrofit | RetroEven20 | 80.75% | TBD | 0.2% | 341.8208 |  | 216.3267 |  | 3.0228e-05 | PGE Workpaper - SWWH017-01 | PGE Workpaper - SWWH017-01 | PGE Workpaper - SWWH017-01 | No insulation | No insulation | No insulation | No insulation | No insulation | No insulation | No insulation | No insulation | No insulation | No insulation | No insulation | No insulation | No insulation | No insulation | No insulation | No insulation | No insulation | No insulation | No insulation | No insulation | No insulation | No insulation | Lines and condenstate tank insulated | Lines and condenstate tank insulated | Lines and condenstate tank insulated | Lines and condenstate tank insulated | Lines and condenstate tank insulated | Lines and condenstate tank insulated | Lines and condenstate tank insulated | Lines and condenstate tank insulated | Lines and condenstate tank insulated | Lines and condenstate tank insulated | Lines and condenstate tank insulated | Lines and condenstate tank insulated | Lines and condenstate tank insulated | Lines and condenstate tank insulated | Lines and condenstate tank insulated | Lines and condenstate tank insulated | Lines and condenstate tank insulated | Lines and condenstate tank insulated | Lines and condenstate tank insulated | Lines and condenstate tank insulated | Lines and condenstate tank insulated | Lines and condenstate tank insulated | 25794.92 | 25794.92 | 25794.92 | 25794.92 | 25794.92 | 25794.92 | 25794.92 | 25794.92 | 25794.92 | 25794.92 | 25794.92 | 25794.92 | 25794.92 | 25794.92 | 25794.92 | 25794.92 | 25794.92 | 25794.92 | 25794.92 | 25794.92 | 25794.92 | 25794.92 | 0 | 0 | 1095.8691 | 1033.5842 | 1007.9643 | 992.1825 | 983.9556 | 976.4043 | 969.5759 | 962.8901 | 956.4867 | 949.9846 | 943.5186 | 937.4201 | 931.3149 | 926.145 | 921.8824 | 919.0984 | 916.72 | 915.5688 | 915.2977 | 915.458 | 3.5451e-05 | 5.8352e-05 | 8.1144e-05 | 0.00010662 | 0.0001217 | 0.00013917 | 0.00015624 | 0.00017531 | 0.00018905 | 0.0002048 | 0.0002201 | 0.00023791 | 0.00024933 | 0.00026363 | 0.00027801 | 0.00029526 | 0.00030642 | 0.00032071 | 0.00033489 | 0.00034918 | 3.5451e-05 | 9.1787e-05 | 0.00017066 | 0.0002746 | 0.00039403 | 0.00053017 | 0.0006827 | 0.0008533 | 0.0010367 | 0.0012344 | 0.0014461 | 0.0016747 | 0.0019131 | 0.0021661 | 0.0024342 | 0.0027221 | 0.0030215 | 0.0033384 | 0.0036723 | 0.0040221 | 3.2349e-05 | 5.6456e-05 | 8.0503e-05 | 0.00010746 | 0.00012369 | 0.00014253 | 0.00016114 | 0.00018207 | 0.00019765 | 0.00021558 | 0.00023327 | 0.00025379 | 0.00026772 | 0.00028465 | 0.00030156 | 0.00032125 | 0.00033426 | 0.00035029 | 0.00036588 | 0.00038142 | 3.2349e-05 | 8.8805e-05 | 0.00016931 | 0.00027676 | 0.00040045 | 0.00054298 | 0.00070412 | 0.00088619 | 0.0010838 | 0.0012994 | 0.0015327 | 0.0017865 | 0.0020542 | 0.0023389 | 0.0026404 | 0.0029617 | 0.0032959 | 0.0036462 | 0.0040121 | 0.0043935 | 3.0228e-05 | 5.215e-05 | 7.3823e-05 | 9.7945e-05 | 0.00011223 | 0.00012873 | 0.00014486 | 0.00016289 | 0.00017595 | 0.0001909 | 0.00020547 | 0.00022241 | 0.00023338 | 0.00024703 | 0.00026074 | 0.00027712 | 0.00028774 | 0.00030131 | 0.00031473 | 0.00032826 | 3.0228e-05 | 8.2032e-05 | 0.00015526 | 0.00025227 | 0.00036334 | 0.0004904 | 0.00063299 | 0.00079285 | 0.0009648 | 0.0011507 | 0.00135 | 0.0015656 | 0.0017907 | 0.0020297 | 0.002283 | 0.0025548 | 0.0028372 | 0.0031364 | 0.0034512 | 0.0037812 | 2.7497e-05 | 4.7987e-05 | 6.8427e-05 | 9.1337e-05 | 0.00010513 | 0.00012115 | 0.00013697 | 0.00015476 | 0.00016801 | 0.00018324 | 0.00019828 | 0.00021572 | 0.00022756 | 0.00024195 | 0.00025633 | 0.00027307 | 0.00028412 | 0.00029774 | 0.000311 | 0.00032421 | 2.7497e-05 | 7.5484e-05 | 0.00014391 | 0.00023525 | 0.00034038 | 0.00046154 | 0.0005985 | 0.00075326 | 0.00092127 | 0.0011045 | 0.0013028 | 0.0015185 | 0.0017461 | 0.001988 | 0.0022444 | 0.0025174 | 0.0028015 | 0.0030993 | 0.0034103 | 0.0037345 | 3.0228e-05 | 5.215e-05 | 7.3823e-05 | 9.7945e-05 | 0.00011223 | 0.00012873 | 0.00014486 | 0.00016289 | 0.00017595 | 0.0001909 | 0.00020547 | 0.00022241 | 0.00023338 | 0.00024703 | 0.00026074 | 0.00027712 | 0.00028774 | 0.00030131 | 0.00031473 | 0.00032826 | 3.0228e-05 | 8.2032e-05 | 0.00015526 | 0.00025227 | 0.00036334 | 0.0004904 | 0.00063299 | 0.00079285 | 0.0009648 | 0.0011507 | 0.00135 | 0.0015656 | 0.0017907 | 0.0020297 | 0.002283 | 0.0025548 | 0.0028372 | 0.0031364 | 0.0034512 | 0.0037812 | 2.7497e-05 | 4.7987e-05 | 6.8427e-05 | 9.1337e-05 | 0.00010513 | 0.00012115 | 0.00013697 | 0.00015476 | 0.00016801 | 0.00018324 | 0.00019828 | 0.00021572 | 0.00022756 | 0.00024195 | 0.00025633 | 0.00027307 | 0.00028412 | 0.00029774 | 0.000311 | 0.00032421 | 2.7497e-05 | 7.5484e-05 | 0.00014391 | 0.00023525 | 0.00034038 | 0.00046154 | 0.0005985 | 0.00075326 | 0.00092127 | 0.0011045 | 0.0013028 | 0.0015185 | 0.0017461 | 0.001988 | 0.0022444 | 0.0025174 | 0.0028015 | 0.0030993 | 0.0034103 | 0.0037345 | 3.0228e-05 | 5.215e-05 | 7.3823e-05 | 9.7945e-05 | 0.00011223 | 0.00012873 | 0.00014486 | 0.00016289 | 0.00017595 | 0.0001909 | 0.00020547 | 0.00022241 | 0.00023338 | 0.00024703 | 0.00026074 | 0.00027712 | 0.00028774 | 0.00030131 | 0.00031473 | 0.00032826 | 3.0228e-05 | 8.2032e-05 | 0.00015526 | 0.00025227 | 0.00036334 | 0.0004904 | 0.00063299 | 0.00079285 | 0.0009648 | 0.0011507 | 0.00135 | 0.0015656 | 0.0017907 | 0.0020297 | 0.002283 | 0.0025548 | 0.0028372 | 0.0031364 | 0.0034512 | 0.0037812 | 2.7497e-05 | 4.7987e-05 | 6.8427e-05 | 9.1337e-05 | 0.00010513 | 0.00012115 | 0.00013697 | 0.00015476 | 0.00016801 | 0.00018324 | 0.00019828 | 0.00021572 | 0.00022756 | 0.00024195 | 0.00025633 | 0.00027307 | 0.00028412 | 0.00029774 | 0.000311 | 0.00032421 | 2.7497e-05 | 7.5484e-05 | 0.00014391 | 0.00023525 | 0.00034038 | 0.00046154 | 0.0005985 | 0.00075326 | 0.00092127 | 0.0011045 | 0.0013028 | 0.0015185 | 0.0017461 | 0.001988 | 0.0022444 | 0.0025174 | 0.0028015 | 0.0030993 | 0.0034103 | 0.0037345 | 3.0228e-05 | 5.215e-05 | 7.3823e-05 | 9.7945e-05 | 0.00011223 | 0.00012873 | 0.00014486 | 0.00016289 | 0.00017595 | 0.0001909 | 0.00020547 | 0.00022241 | 0.00023338 | 0.00024703 | 0.00026074 | 0.00027712 | 0.00028774 | 0.00030131 | 0.00031473 | 0.00032826 | 3.0228e-05 | 8.2032e-05 | 0.00015526 | 0.00025227 | 0.00036334 | 0.0004904 | 0.00063299 | 0.00079285 | 0.0009648 | 0.0011507 | 0.00135 | 0.0015656 | 0.0017907 | 0.0020297 | 0.002283 | 0.0025548 | 0.0028372 | 0.0031364 | 0.0034512 | 0.0037812 | 2.7497e-05 | 4.7987e-05 | 6.8427e-05 | 9.1337e-05 | 0.00010513 | 0.00012115 | 0.00013697 | 0.00015476 | 0.00016801 | 0.00018324 | 0.00019828 | 0.00021572 | 0.00022756 | 0.00024195 | 0.00025633 | 0.00027307 | 0.00028412 | 0.00029774 | 0.000311 | 0.00032421 | 2.7497e-05 | 7.5484e-05 | 0.00014391 | 0.00023525 | 0.00034038 | 0.00046154 | 0.0005985 | 0.00075326 | 0.00092127 | 0.0011045 | 0.0013028 | 0.0015185 | 0.0017461 | 0.001988 | 0.0022444 | 0.0025174 | 0.0028015 | 0.0030993 | 0.0034103 | 0.0037345 | 341.8871 | 341.8871 | 341.8871 | 341.8871 | 341.8871 | 341.8871 | 341.8871 | 341.8871 | 341.8871 | 341.8871 | 341.8871 | 341.8871 | 341.8871 | 341.8871 | 341.8871 | 341.8871 | 341.8871 | 341.8871 | 341.8871 | 341.8871 | 216.3686 | 216.3686 | 216.3686 | 216.3686 | 216.3686 | 216.3686 | 216.3686 | 216.3686 | 216.3686 | 216.3686 | 216.3686 | 216.3686 | 216.3686 | 216.3686 | 216.3686 | 216.3686 | 216.3686 | 216.3686 | 216.3686 | 216.3686
WA_Industrial_Petroleum_New_Process_Natural Gas_Gas Boiler - Insulate Steam Lines/Condensate Tank_A | WA | Industrial | Petroleum | New | Process | Natural Gas | Gas Boiler - Insulate Steam Lines/Condensate Tank | A | IM386 | No insulation | Lines and condenstate tank insulated | 20 | 5813.0737 | 0 | 0 | 25794.92 | 0 | 0 | 0 | 12897.4581 |  | sqft | 30% | 35% | Retrofit | RetroEven20 | 80.75% | TBD | 0.2% | 341.8208 |  | 216.3267 |  | 0.012669 | PGE Workpaper - SWWH017-01 | PGE Workpaper - SWWH017-01 | PGE Workpaper - SWWH017-01 | No insulation | No insulation | No insulation | No insulation | No insulation | No insulation | No insulation | No insulation | No insulation | No insulation | No insulation | No insulation | No insulation | No insulation | No insulation | No insulation | No insulation | No insulation | No insulation | No insulation | No insulation | No insulation | Lines and condenstate tank insulated | Lines and condenstate tank insulated | Lines and condenstate tank insulated | Lines and condenstate tank insulated | Lines and condenstate tank insulated | Lines and condenstate tank insulated | Lines and condenstate tank insulated | Lines and condenstate tank insulated | Lines and condenstate tank insulated | Lines and condenstate tank insulated | Lines and condenstate tank insulated | Lines and condenstate tank insulated | Lines and condenstate tank insulated | Lines and condenstate tank insulated | Lines and condenstate tank insulated | Lines and condenstate tank insulated | Lines and condenstate tank insulated | Lines and condenstate tank insulated | Lines and condenstate tank insulated | Lines and condenstate tank insulated | Lines and condenstate tank insulated | Lines and condenstate tank insulated | 25794.92 | 25794.92 | 25794.92 | 25794.92 | 25794.92 | 25794.92 | 25794.92 | 25794.92 | 25794.92 | 25794.92 | 25794.92 | 25794.92 | 25794.92 | 25794.92 | 25794.92 | 25794.92 | 25794.92 | 25794.92 | 25794.92 | 25794.92 | 25794.92 | 25794.92 | 0 | 0 | 5799.8751 | 5792.2715 | 5785.1244 | 5778.7714 | 5769.7477 | 5763.4312 | 5758.5103 | 5755.3019 | 5751.6428 | 5749.4457 | 5747.9385 | 5747.7594 | 5746.5844 | 5746.5022 | 5746.6097 | 5747.8672 | 5748.667 | 5750.245 | 5751.5877 | 5752.7596 | 0.0149 | 0.025969 | 0.036984 | 0.049312 | 0.056673 | 0.065235 | 0.073688 | 0.083213 | 0.090279 | 0.098431 | 0.10648 | 0.11584 | 0.12218 | 0.1299 | 0.13762 | 0.14664 | 0.1526 | 0.15996 | 0.16711 | 0.17425 | 0.0149 | 0.040849 | 0.077782 | 0.12701 | 0.18348 | 0.24852 | 0.32199 | 0.40503 | 0.49505 | 0.59329 | 0.69962 | 0.81544 | 0.93745 | 1.0673 | 1.205 | 1.3519 | 1.5047 | 1.665 | 1.8325 | 2.0072 | 0.002569 | 0.0044833 | 0.006393 | 0.0085334 | 0.0098224 | 0.011319 | 0.012796 | 0.014458 | 0.015696 | 0.01712 | 0.018525 | 0.020154 | 0.021261 | 0.022605 | 0.023948 | 0.025512 | 0.026545 | 0.027817 | 0.029055 | 0.03029 | 0.002569 | 0.0070523 | 0.013445 | 0.021979 | 0.031801 | 0.04312 | 0.055916 | 0.070375 | 0.086071 | 0.10319 | 0.12172 | 0.14187 | 0.16313 | 0.18574 | 0.20968 | 0.2352 | 0.26174 | 0.28956 | 0.31861 | 0.3489 | 0.012669 | 0.022085 | 0.031459 | 0.041953 | 0.048226 | 0.055522 | 0.062724 | 0.070837 | 0.07686 | 0.083804 | 0.090661 | 0.098634 | 0.10403 | 0.1106 | 0.11718 | 0.12485 | 0.12992 | 0.13618 | 0.14227 | 0.14834 | 0.012669 | 0.03474 | 0.066163 | 0.10805 | 0.15614 | 0.21151 | 0.27408 | 0.34479 | 0.42146 | 0.50513 | 0.59568 | 0.6943 | 0.79821 | 0.9088 | 1.026 | 1.151 | 1.2811 | 1.4176 | 1.5601 | 1.7088 | 0.0021836 | 0.0038108 | 0.005434 | 0.0072534 | 0.0083491 | 0.009621 | 0.010877 | 0.01229 | 0.013342 | 0.014552 | 0.015746 | 0.017131 | 0.018071 | 0.019214 | 0.020356 | 0.021685 | 0.022563 | 0.023645 | 0.024697 | 0.025746 | 0.0021836 | 0.0059944 | 0.011428 | 0.018682 | 0.027031 | 0.036652 | 0.047529 | 0.059819 | 0.07316 | 0.087712 | 0.10346 | 0.12059 | 0.13866 | 0.15788 | 0.17823 | 0.19992 | 0.22248 | 0.24612 | 0.27082 | 0.29657 | 0.012669 | 0.022085 | 0.031459 | 0.041953 | 0.048226 | 0.055522 | 0.062724 | 0.070837 | 0.07686 | 0.083804 | 0.090661 | 0.098634 | 0.10403 | 0.1106 | 0.11718 | 0.12485 | 0.12992 | 0.13618 | 0.14227 | 0.14834 | 0.012669 | 0.03474 | 0.066163 | 0.10805 | 0.15614 | 0.21151 | 0.27408 | 0.34479 | 0.42146 | 0.50513 | 0.59568 | 0.6943 | 0.79821 | 0.9088 | 1.026 | 1.151 | 1.2811 | 1.4176 | 1.5601 | 1.7088 | 0.0021836 | 0.0038108 | 0.005434 | 0.0072534 | 0.0083491 | 0.009621 | 0.010877 | 0.01229 | 0.013342 | 0.014552 | 0.015746 | 0.017131 | 0.018071 | 0.019214 | 0.020356 | 0.021685 | 0.022563 | 0.023645 | 0.024697 | 0.025746 | 0.0021836 | 0.0059944 | 0.011428 | 0.018682 | 0.027031 | 0.036652 | 0.047529 | 0.059819 | 0.07316 | 0.087712 | 0.10346 | 0.12059 | 0.13866 | 0.15788 | 0.17823 | 0.19992 | 0.22248 | 0.24612 | 0.27082 | 0.29657 | 0.012669 | 0.022085 | 0.031459 | 0.041953 | 0.048226 | 0.055522 | 0.062724 | 0.070837 | 0.07686 | 0.083804 | 0.090661 | 0.098634 | 0.10403 | 0.1106 | 0.11718 | 0.12485 | 0.12992 | 0.13618 | 0.14227 | 0.14834 | 0.012669 | 0.03474 | 0.066163 | 0.10805 | 0.15614 | 0.21151 | 0.27408 | 0.34479 | 0.42146 | 0.50513 | 0.59568 | 0.6943 | 0.79821 | 0.9088 | 1.026 | 1.151 | 1.2811 | 1.4176 | 1.5601 | 1.7088 | 0.0021836 | 0.0038108 | 0.005434 | 0.0072534 | 0.0083491 | 0.009621 | 0.010877 | 0.01229 | 0.013342 | 0.014552 | 0.015746 | 0.017131 | 0.018071 | 0.019214 | 0.020356 | 0.021685 | 0.022563 | 0.023645 | 0.024697 | 0.025746 | 0.0021836 | 0.0059944 | 0.011428 | 0.018682 | 0.027031 | 0.036652 | 0.047529 | 0.059819 | 0.07316 | 0.087712 | 0.10346 | 0.12059 | 0.13866 | 0.15788 | 0.17823 | 0.19992 | 0.22248 | 0.24612 | 0.27082 | 0.29657 | 0.012669 | 0.022085 | 0.031459 | 0.041953 | 0.048226 | 0.055522 | 0.062724 | 0.070837 | 0.07686 | 0.083804 | 0.090661 | 0.098634 | 0.10403 | 0.1106 | 0.11718 | 0.12485 | 0.12992 | 0.13618 | 0.14227 | 0.14834 | 0.012669 | 0.03474 | 0.066163 | 0.10805 | 0.15614 | 0.21151 | 0.27408 | 0.34479 | 0.42146 | 0.50513 | 0.59568 | 0.6943 | 0.79821 | 0.9088 | 1.026 | 1.151 | 1.2811 | 1.4176 | 1.5601 | 1.7088 | 0.0021836 | 0.0038108 | 0.005434 | 0.0072534 | 0.0083491 | 0.009621 | 0.010877 | 0.01229 | 0.013342 | 0.014552 | 0.015746 | 0.017131 | 0.018071 | 0.019214 | 0.020356 | 0.021685 | 0.022563 | 0.023645 | 0.024697 | 0.025746 | 0.0021836 | 0.0059944 | 0.011428 | 0.018682 | 0.027031 | 0.036652 | 0.047529 | 0.059819 | 0.07316 | 0.087712 | 0.10346 | 0.12059 | 0.13866 | 0.15788 | 0.17823 | 0.19992 | 0.22248 | 0.24612 | 0.27082 | 0.29657 | 341.8871 | 341.8871 | 341.8871 | 341.8871 | 341.8871 | 341.8871 | 341.8871 | 341.8871 | 341.8871 | 341.8871 | 341.8871 | 341.8871 | 341.8871 | 341.8871 | 341.8871 | 341.8871 | 341.8871 | 341.8871 | 341.8871 | 341.8871 | 216.3686 | 216.3686 | 216.3686 | 216.3686 | 216.3686 | 216.3686 | 216.3686 | 216.3686 | 216.3686 | 216.3686 | 216.3686 | 216.3686 | 216.3686 | 216.3686 | 216.3686 | 216.3686 | 216.3686 | 216.3686 | 216.3686 | 216.3686
WA_Industrial_Petroleum_New_Space Heating_Natural Gas_Gas Boiler - Insulate Hot Water Lines_A | WA | Industrial | Petroleum | New | Space Heating | Natural Gas | Gas Boiler - Insulate Hot Water Lines | A | IM387 | No insulation | Insulated water lines | 20 | 1245.7145 | 0 | 0 | 18314.14 | 0 | 0 | 0 | 9157.0701 |  | sqft | 45% | 50% | Retrofit | RetroEven20 | 80.75% | TBD | 0.2% | 214.7251 |  | 135.8922 |  | 3.4204e-05 | PGE Workpaper - SWWH017-01 | PGE Workpaper - SWWH017-01 | PGE Workpaper - SWWH017-01 | No insulation | No insulation | No insulation | No insulation | No insulation | No insulation | No insulation | No insulation | No insulation | No insulation | No insulation | No insulation | No insulation | No insulation | No insulation | No insulation | No insulation | No insulation | No insulation | No insulation | No insulation | No insulation | Insulated water lines | Insulated water lines | Insulated water lines | Insulated water lines | Insulated water lines | Insulated water lines | Insulated water lines | Insulated water lines | Insulated water lines | Insulated water lines | Insulated water lines | Insulated water lines | Insulated water lines | Insulated water lines | Insulated water lines | Insulated water lines | Insulated water lines | Insulated water lines | Insulated water lines | Insulated water lines | Insulated water lines | Insulated water lines | 18314.14 | 18314.14 | 18314.14 | 18314.14 | 18314.14 | 18314.14 | 18314.14 | 18314.14 | 18314.14 | 18314.14 | 18314.14 | 18314.14 | 18314.14 | 18314.14 | 18314.14 | 18314.14 | 18314.14 | 18314.14 | 18314.14 | 18314.14 | 18314.14 | 18314.14 | 0 | 0 | 1240.2522 | 1170.7938 | 1142.9394 | 1126.4077 | 1119.1858 | 1112.8265 | 1107.7677 | 1103.3053 | 1100.1079 | 1097.1695 | 1094.6791 | 1092.4406 | 1090.7341 | 1089.1329 | 1087.6828 | 1086.4231 | 1085.3892 | 1084.1481 | 1083.0656 | 1081.8817 | 4.0121e-05 | 6.6098e-05 | 9.201e-05 | 0.00012104 | 0.00013843 | 0.00015861 | 0.0001785 | 0.00020087 | 0.00021744 | 0.00023653 | 0.00025536 | 0.00027725 | 0.00029201 | 0.00031002 | 0.000328 | 0.00034902 | 0.0003628 | 0.00037976 | 0.00039627 | 0.00041265 | 4.0121e-05 | 0.00010397 | 0.00019351 | 0.00031175 | 0.00044818 | 0.00060425 | 0.00078 | 0.00097773 | 0.0011923 | 0.0014257 | 0.0016778 | 0.0019516 | 0.0022406 | 0.0025473 | 0.0028719 | 0.0032176 | 0.0035774 | 0.003953 | 0.0043454 | 0.0047533 | 3.2349e-05 | 5.6456e-05 | 8.0503e-05 | 0.00010746 | 0.00012369 | 0.00014253 | 0.00016114 | 0.00018207 | 0.00019765 | 0.00021558 | 0.00023327 | 0.00025379 | 0.00026772 | 0.00028465 | 0.00030156 | 0.00032125 | 0.00033426 | 0.00035029 | 0.00036588 | 0.00038142 | 3.2349e-05 | 8.8805e-05 | 0.00016931 | 0.00027676 | 0.00040045 | 0.00054298 | 0.00070412 | 0.00088619 | 0.0010838 | 0.0012994 | 0.0015327 | 0.0017865 | 0.0020542 | 0.0023389 | 0.0026404 | 0.0029617 | 0.0032959 | 0.0036462 | 0.0040121 | 0.0043935 | 3.4204e-05 | 5.9054e-05 | 8.3669e-05 | 0.00011112 | 0.00012753 | 0.00014653 | 0.00016524 | 0.00018626 | 0.00020184 | 0.00021977 | 0.00023745 | 0.000258 | 0.00027186 | 0.00028876 | 0.00030564 | 0.00032534 | 0.00033828 | 0.00035427 | 0.00036983 | 0.00038532 | 3.4204e-05 | 9.2892e-05 | 0.00017597 | 0.00028621 | 0.00041289 | 0.00055822 | 0.00072204 | 0.00090661 | 0.0011068 | 0.0013246 | 0.0015601 | 0.0018161 | 0.002086 | 0.0023726 | 0.0026761 | 0.0029994 | 0.0033356 | 0.0036877 | 0.0040554 | 0.0044384 | 2.7497e-05 | 4.7987e-05 | 6.8427e-05 | 9.1337e-05 | 0.00010513 | 0.00012115 | 0.00013697 | 0.00015476 | 0.00016801 | 0.00018324 | 0.00019828 | 0.00021572 | 0.00022756 | 0.00024195 | 0.00025633 | 0.00027307 | 0.00028412 | 0.00029774 | 0.000311 | 0.00032421 | 2.7497e-05 | 7.5484e-05 | 0.00014391 | 0.00023525 | 0.00034038 | 0.00046154 | 0.0005985 | 0.00075326 | 0.00092127 | 0.0011045 | 0.0013028 | 0.0015185 | 0.0017461 | 0.001988 | 0.0022444 | 0.0025174 | 0.0028015 | 0.0030993 | 0.0034103 | 0.0037345 | 3.4204e-05 | 5.9054e-05 | 8.3669e-05 | 0.00011112 | 0.00012753 | 0.00014653 | 0.00016524 | 0.00018626 | 0.00020184 | 0.00021977 | 0.00023745 | 0.000258 | 0.00027186 | 0.00028876 | 0.00030564 | 0.00032534 | 0.00033828 | 0.00035427 | 0.00036983 | 0.00038532 | 3.4204e-05 | 9.2892e-05 | 0.00017597 | 0.00028621 | 0.00041289 | 0.00055822 | 0.00072204 | 0.00090661 | 0.0011068 | 0.0013246 | 0.0015601 | 0.0018161 | 0.002086 | 0.0023726 | 0.0026761 | 0.0029994 | 0.0033356 | 0.0036877 | 0.0040554 | 0.0044384 | 2.7497e-05 | 4.7987e-05 | 6.8427e-05 | 9.1337e-05 | 0.00010513 | 0.00012115 | 0.00013697 | 0.00015476 | 0.00016801 | 0.00018324 | 0.00019828 | 0.00021572 | 0.00022756 | 0.00024195 | 0.00025633 | 0.00027307 | 0.00028412 | 0.00029774 | 0.000311 | 0.00032421 | 2.7497e-05 | 7.5484e-05 | 0.00014391 | 0.00023525 | 0.00034038 | 0.00046154 | 0.0005985 | 0.00075326 | 0.00092127 | 0.0011045 | 0.0013028 | 0.0015185 | 0.0017461 | 0.001988 | 0.0022444 | 0.0025174 | 0.0028015 | 0.0030993 | 0.0034103 | 0.0037345 | 3.4204e-05 | 5.9054e-05 | 8.3669e-05 | 0.00011112 | 0.00012753 | 0.00014653 | 0.00016524 | 0.00018626 | 0.00020184 | 0.00021977 | 0.00023745 | 0.000258 | 0.00027186 | 0.00028876 | 0.00030564 | 0.00032534 | 0.00033828 | 0.00035427 | 0.00036983 | 0.00038532 | 3.4204e-05 | 9.2892e-05 | 0.00017597 | 0.00028621 | 0.00041289 | 0.00055822 | 0.00072204 | 0.00090661 | 0.0011068 | 0.0013246 | 0.0015601 | 0.0018161 | 0.002086 | 0.0023726 | 0.0026761 | 0.0029994 | 0.0033356 | 0.0036877 | 0.0040554 | 0.0044384 | 2.7497e-05 | 4.7987e-05 | 6.8427e-05 | 9.1337e-05 | 0.00010513 | 0.00012115 | 0.00013697 | 0.00015476 | 0.00016801 | 0.00018324 | 0.00019828 | 0.00021572 | 0.00022756 | 0.00024195 | 0.00025633 | 0.00027307 | 0.00028412 | 0.00029774 | 0.000311 | 0.00032421 | 2.7497e-05 | 7.5484e-05 | 0.00014391 | 0.00023525 | 0.00034038 | 0.00046154 | 0.0005985 | 0.00075326 | 0.00092127 | 0.0011045 | 0.0013028 | 0.0015185 | 0.0017461 | 0.001988 | 0.0022444 | 0.0025174 | 0.0028015 | 0.0030993 | 0.0034103 | 0.0037345 | 3.4204e-05 | 5.9054e-05 | 8.3669e-05 | 0.00011112 | 0.00012753 | 0.00014653 | 0.00016524 | 0.00018626 | 0.00020184 | 0.00021977 | 0.00023745 | 0.000258 | 0.00027186 | 0.00028876 | 0.00030564 | 0.00032534 | 0.00033828 | 0.00035427 | 0.00036983 | 0.00038532 | 3.4204e-05 | 9.2892e-05 | 0.00017597 | 0.00028621 | 0.00041289 | 0.00055822 | 0.00072204 | 0.00090661 | 0.0011068 | 0.0013246 | 0.0015601 | 0.0018161 | 0.002086 | 0.0023726 | 0.0026761 | 0.0029994 | 0.0033356 | 0.0036877 | 0.0040554 | 0.0044384 | 2.7497e-05 | 4.7987e-05 | 6.8427e-05 | 9.1337e-05 | 0.00010513 | 0.00012115 | 0.00013697 | 0.00015476 | 0.00016801 | 0.00018324 | 0.00019828 | 0.00021572 | 0.00022756 | 0.00024195 | 0.00025633 | 0.00027307 | 0.00028412 | 0.00029774 | 0.000311 | 0.00032421 | 2.7497e-05 | 7.5484e-05 | 0.00014391 | 0.00023525 | 0.00034038 | 0.00046154 | 0.0005985 | 0.00075326 | 0.00092127 | 0.0011045 | 0.0013028 | 0.0015185 | 0.0017461 | 0.001988 | 0.0022444 | 0.0025174 | 0.0028015 | 0.0030993 | 0.0034103 | 0.0037345 | 214.7512 | 214.7512 | 214.7512 | 214.7512 | 214.7512 | 214.7512 | 214.7512 | 214.7512 | 214.7512 | 214.7512 | 214.7512 | 214.7512 | 214.7512 | 214.7512 | 214.7512 | 214.7512 | 214.7512 | 214.7512 | 214.7512 | 214.7512 | 135.9087 | 135.9087 | 135.9087 | 135.9087 | 135.9087 | 135.9087 | 135.9087 | 135.9087 | 135.9087 | 135.9087 | 135.9087 | 135.9087 | 135.9087 | 135.9087 | 135.9087 | 135.9087 | 135.9087 | 135.9087 | 135.9087 | 135.9087
WA_Industrial_Petroleum_New_Process_Natural Gas_Gas Boiler - Insulate Hot Water Lines_A | WA | Industrial | Petroleum | New | Process | Natural Gas | Gas Boiler - Insulate Hot Water Lines | A | IM388 | No insulation | Insulated water lines | 20 | 6570.6015 | 0 | 0 | 18314.14 | 0 | 0 | 0 | 9157.0701 |  | sqft | 45% | 50% | Retrofit | RetroEven20 | 80.75% | TBD | 0.2% | 214.7251 |  | 135.8922 |  | 0.014335 | PGE Workpaper - SWWH017-01 | PGE Workpaper - SWWH017-01 | PGE Workpaper - SWWH017-01 | No insulation | No insulation | No insulation | No insulation | No insulation | No insulation | No insulation | No insulation | No insulation | No insulation | No insulation | No insulation | No insulation | No insulation | No insulation | No insulation | No insulation | No insulation | No insulation | No insulation | No insulation | No insulation | Insulated water lines | Insulated water lines | Insulated water lines | Insulated water lines | Insulated water lines | Insulated water lines | Insulated water lines | Insulated water lines | Insulated water lines | Insulated water lines | Insulated water lines | Insulated water lines | Insulated water lines | Insulated water lines | Insulated water lines | Insulated water lines | Insulated water lines | Insulated water lines | Insulated water lines | Insulated water lines | Insulated water lines | Insulated water lines | 18314.14 | 18314.14 | 18314.14 | 18314.14 | 18314.14 | 18314.14 | 18314.14 | 18314.14 | 18314.14 | 18314.14 | 18314.14 | 18314.14 | 18314.14 | 18314.14 | 18314.14 | 18314.14 | 18314.14 | 18314.14 | 18314.14 | 18314.14 | 18314.14 | 18314.14 | 0 | 0 | 6563.5389 | 6559.4368 | 6555.5083 | 6552.0213 | 6546.9889 | 6542.8721 | 6539.6256 | 6537.4845 | 6535.1791 | 6534.0499 | 6533.6144 | 6534.255 | 6534.4942 | 6535.5112 | 6536.6845 | 6538.1804 | 6539.4369 | 6540.86 | 6542.1256 | 6543.2848 | 0.016861 | 0.029408 | 0.041909 | 0.055911 | 0.064307 | 0.074058 | 0.083684 | 0.094522 | 0.10258 | 0.11186 | 0.12103 | 0.13169 | 0.13893 | 0.14773 | 0.15654 | 0.1668 | 0.17359 | 0.18195 | 0.19008 | 0.19819 | 0.016861 | 0.046259 | 0.08814 | 0.144 | 0.2082 | 0.28213 | 0.36567 | 0.46007 | 0.56249 | 0.67426 | 0.79524 | 0.92702 | 1.066 | 1.2139 | 1.3706 | 1.5377 | 1.7116 | 1.894 | 2.0844 | 2.283 | 0.002569 | 0.0044833 | 0.006393 | 0.0085334 | 0.0098224 | 0.011319 | 0.012796 | 0.014458 | 0.015696 | 0.01712 | 0.018525 | 0.020154 | 0.021261 | 0.022605 | 0.023948 | 0.025512 | 0.026545 | 0.027817 | 0.029055 | 0.03029 | 0.002569 | 0.0070523 | 0.013445 | 0.021979 | 0.031801 | 0.04312 | 0.055916 | 0.070375 | 0.086071 | 0.10319 | 0.12172 | 0.14187 | 0.16313 | 0.18574 | 0.20968 | 0.2352 | 0.26174 | 0.28956 | 0.31861 | 0.3489 | 0.014335 | 0.025003 | 0.035635 | 0.047544 | 0.054691 | 0.062989 | 0.071182 | 0.080404 | 0.087262 | 0.095163 | 0.10297 | 0.11203 | 0.11819 | 0.12567 | 0.13316 | 0.14189 | 0.14765 | 0.15476 | 0.16168 | 0.16857 | 0.014335 | 0.03933 | 0.074945 | 0.12246 | 0.17707 | 0.23996 | 0.31104 | 0.39136 | 0.4785 | 0.5736 | 0.67653 | 0.78862 | 0.90683 | 1.0326 | 1.1659 | 1.3081 | 1.4559 | 1.611 | 1.7729 | 1.9417 | 0.0021836 | 0.0038108 | 0.005434 | 0.0072534 | 0.0083491 | 0.009621 | 0.010877 | 0.01229 | 0.013342 | 0.014552 | 0.015746 | 0.017131 | 0.018071 | 0.019214 | 0.020356 | 0.021685 | 0.022563 | 0.023645 | 0.024697 | 0.025746 | 0.0021836 | 0.0059944 | 0.011428 | 0.018682 | 0.027031 | 0.036652 | 0.047529 | 0.059819 | 0.07316 | 0.087712 | 0.10346 | 0.12059 | 0.13866 | 0.15788 | 0.17823 | 0.19992 | 0.22248 | 0.24612 | 0.27082 | 0.29657 | 0.014335 | 0.025003 | 0.035635 | 0.047544 | 0.054691 | 0.062989 | 0.071182 | 0.080404 | 0.087262 | 0.095163 | 0.10297 | 0.11203 | 0.11819 | 0.12567 | 0.13316 | 0.14189 | 0.14765 | 0.15476 | 0.16168 | 0.16857 | 0.014335 | 0.03933 | 0.074945 | 0.12246 | 0.17707 | 0.23996 | 0.31104 | 0.39136 | 0.4785 | 0.5736 | 0.67653 | 0.78862 | 0.90683 | 1.0326 | 1.1659 | 1.3081 | 1.4559 | 1.611 | 1.7729 | 1.9417 | 0.0021836 | 0.0038108 | 0.005434 | 0.0072534 | 0.0083491 | 0.009621 | 0.010877 | 0.01229 | 0.013342 | 0.014552 | 0.015746 | 0.017131 | 0.018071 | 0.019214 | 0.020356 | 0.021685 | 0.022563 | 0.023645 | 0.024697 | 0.025746 | 0.0021836 | 0.0059944 | 0.011428 | 0.018682 | 0.027031 | 0.036652 | 0.047529 | 0.059819 | 0.07316 | 0.087712 | 0.10346 | 0.12059 | 0.13866 | 0.15788 | 0.17823 | 0.19992 | 0.22248 | 0.24612 | 0.27082 | 0.29657 | 0.014335 | 0.025003 | 0.035635 | 0.047544 | 0.054691 | 0.062989 | 0.071182 | 0.080404 | 0.087262 | 0.095163 | 0.10297 | 0.11203 | 0.11819 | 0.12567 | 0.13316 | 0.14189 | 0.14765 | 0.15476 | 0.16168 | 0.16857 | 0.014335 | 0.03933 | 0.074945 | 0.12246 | 0.17707 | 0.23996 | 0.31104 | 0.39136 | 0.4785 | 0.5736 | 0.67653 | 0.78862 | 0.90683 | 1.0326 | 1.1659 | 1.3081 | 1.4559 | 1.611 | 1.7729 | 1.9417 | 0.0021836 | 0.0038108 | 0.005434 | 0.0072534 | 0.0083491 | 0.009621 | 0.010877 | 0.01229 | 0.013342 | 0.014552 | 0.015746 | 0.017131 | 0.018071 | 0.019214 | 0.020356 | 0.021685 | 0.022563 | 0.023645 | 0.024697 | 0.025746 | 0.0021836 | 0.0059944 | 0.011428 | 0.018682 | 0.027031 | 0.036652 | 0.047529 | 0.059819 | 0.07316 | 0.087712 | 0.10346 | 0.12059 | 0.13866 | 0.15788 | 0.17823 | 0.19992 | 0.22248 | 0.24612 | 0.27082 | 0.29657 | 0.014335 | 0.025003 | 0.035635 | 0.047544 | 0.054691 | 0.062989 | 0.071182 | 0.080404 | 0.087262 | 0.095163 | 0.10297 | 0.11203 | 0.11819 | 0.12567 | 0.13316 | 0.14189 | 0.14765 | 0.15476 | 0.16168 | 0.16857 | 0.014335 | 0.03933 | 0.074945 | 0.12246 | 0.17707 | 0.23996 | 0.31104 | 0.39136 | 0.4785 | 0.5736 | 0.67653 | 0.78862 | 0.90683 | 1.0326 | 1.1659 | 1.3081 | 1.4559 | 1.611 | 1.7729 | 1.9417 | 0.0021836 | 0.0038108 | 0.005434 | 0.0072534 | 0.0083491 | 0.009621 | 0.010877 | 0.01229 | 0.013342 | 0.014552 | 0.015746 | 0.017131 | 0.018071 | 0.019214 | 0.020356 | 0.021685 | 0.022563 | 0.023645 | 0.024697 | 0.025746 | 0.0021836 | 0.0059944 | 0.011428 | 0.018682 | 0.027031 | 0.036652 | 0.047529 | 0.059819 | 0.07316 | 0.087712 | 0.10346 | 0.12059 | 0.13866 | 0.15788 | 0.17823 | 0.19992 | 0.22248 | 0.24612 | 0.27082 | 0.29657 | 214.7512 | 214.7512 | 214.7512 | 214.7512 | 214.7512 | 214.7512 | 214.7512 | 214.7512 | 214.7512 | 214.7512 | 214.7512 | 214.7512 | 214.7512 | 214.7512 | 214.7512 | 214.7512 | 214.7512 | 214.7512 | 214.7512 | 214.7512 | 135.9087 | 135.9087 | 135.9087 | 135.9087 | 135.9087 | 135.9087 | 135.9087 | 135.9087 | 135.9087 | 135.9087 | 135.9087 | 135.9087 | 135.9087 | 135.9087 | 135.9087 | 135.9087 | 135.9087 | 135.9087 | 135.9087 | 135.9087
WA_Industrial_Petroleum_New_Process_Natural Gas_Process - Insulate Heated Process Fluids_A | WA | Industrial | Petroleum | New | Process | Natural Gas | Process - Insulate Heated Process Fluids | A | IM389 | No insulation | Insulated process fluid lines | 20 | 11059.7224 | 0 | 0 | 25794.92 | 0 | 0 | 0 | 12897.4581 |  | employee | 5% | 10% | Retrofit | Retro12Med | 75.44% | TBD | 0.2% | 213.749 |  | 135.2744 |  | 0.052824 | PGE Workpaper - SWWH017-01 | PGE Workpaper - SWWH017-01 | PGE Workpaper - SWWH017-01 | No insulation | No insulation | No insulation | No insulation | No insulation | No insulation | No insulation | No insulation | No insulation | No insulation | No insulation | No insulation | No insulation | No insulation | No insulation | No insulation | No insulation | No insulation | No insulation | No insulation | No insulation | No insulation | Insulated process fluid lines | Insulated process fluid lines | Insulated process fluid lines | Insulated process fluid lines | Insulated process fluid lines | Insulated process fluid lines | Insulated process fluid lines | Insulated process fluid lines | Insulated process fluid lines | Insulated process fluid lines | Insulated process fluid lines | Insulated process fluid lines | Insulated process fluid lines | Insulated process fluid lines | Insulated process fluid lines | Insulated process fluid lines | Insulated process fluid lines | Insulated process fluid lines | Insulated process fluid lines | Insulated process fluid lines | Insulated process fluid lines | Insulated process fluid lines | 25794.92 | 25794.92 | 25794.92 | 25794.92 | 25794.92 | 25794.92 | 25794.92 | 25794.92 | 25794.92 | 25794.92 | 25794.92 | 25794.92 | 25794.92 | 25794.92 | 25794.92 | 25794.92 | 25794.92 | 25794.92 | 25794.92 | 25794.92 | 25794.92 | 25794.92 | 0 | 0 | 11058.8046 | 11058.5532 | 11058.4571 | 11058.704 | 11058.8274 | 11058.9343 | 11059.0253 | 11059.1054 | 11059.1541 | 11059.2013 | 11059.2408 | 11059.2798 | 11059.3028 | 11059.3278 | 11059.3499 | 11059.3727 | 11059.3863 | 11059.4017 | 11059.4154 | 11059.4279 | 0.062146 | 0.10845 | 0.15465 | 0.20643 | 0.23762 | 0.24644 | 0.22289 | 0.20147 | 0.17498 | 0.15268 | 0.13217 | 0.11503 | 0.097078 | 0.082573 | 0.069984 | 0.059643 | 0.00042328 | 0.00015842 | 5.6411e-05 | 1.9176e-05 | 0.062146 | 0.1706 | 0.32524 | 0.53168 | 0.7693 | 1.0157 | 1.2386 | 1.4401 | 1.6151 | 1.7678 | 1.9 | 2.015 | 2.1121 | 2.1947 | 2.2646 | 2.3243 | 2.3247 | 2.3249 | 2.3249 | 2.325 | 0.0056196 | 0.0098072 | 0.013985 | 0.018667 | 0.021486 | 0.022284 | 0.020154 | 0.018218 | 0.015822 | 0.013806 | 0.011951 | 0.010402 | 0.0087779 | 0.0074664 | 0.006328 | 0.005393 | 3.8273e-05 | 1.4324e-05 | 5.1007e-06 | 1.7339e-06 | 0.0056196 | 0.015427 | 0.029411 | 0.048078 | 0.069565 | 0.091848 | 0.112 | 0.13022 | 0.14604 | 0.15985 | 0.1718 | 0.1822 | 0.19098 | 0.19844 | 0.20477 | 0.21017 | 0.2102 | 0.21022 | 0.21022 | 0.21022 | 0.052824 | 0.092187 | 0.13145 | 0.17547 | 0.20198 | 0.20947 | 0.18946 | 0.17125 | 0.14873 | 0.12978 | 0.11234 | 0.09778 | 0.082517 | 0.070187 | 0.059487 | 0.050697 | 0.00035979 | 0.00013466 | 4.7949e-05 | 1.63e-05 | 0.052824 | 0.14501 | 0.27646 | 0.45193 | 0.65391 | 0.86339 | 1.0529 | 1.2241 | 1.3728 | 1.5026 | 1.615 | 1.7128 | 1.7953 | 1.8655 | 1.925 | 1.9757 | 1.976 | 1.9762 | 1.9762 | 1.9762 | 0.0047766 | 0.0083361 | 0.011887 | 0.015867 | 0.018264 | 0.018941 | 0.017131 | 0.015485 | 0.013449 | 0.011735 | 0.010158 | 0.0088414 | 0.0074613 | 0.0063464 | 0.0053788 | 0.004584 | 3.2532e-05 | 1.2176e-05 | 4.3356e-06 | 1.4738e-06 | 0.0047766 | 0.013113 | 0.025 | 0.040866 | 0.05913 | 0.078071 | 0.095202 | 0.11069 | 0.12414 | 0.13587 | 0.14603 | 0.15487 | 0.16233 | 0.16868 | 0.17406 | 0.17864 | 0.17867 | 0.17869 | 0.17869 | 0.17869 | 0.052824 | 0.092187 | 0.13145 | 0.17547 | 0.20198 | 0.20947 | 0.18946 | 0.17125 | 0.14873 | 0.12978 | 0.11234 | 0.09778 | 0.082517 | 0.070187 | 0.059487 | 0.050697 | 0.00035979 | 0.00013466 | 4.7949e-05 | 1.63e-05 | 0.052824 | 0.14501 | 0.27646 | 0.45193 | 0.65391 | 0.86339 | 1.0529 | 1.2241 | 1.3728 | 1.5026 | 1.615 | 1.7128 | 1.7953 | 1.8655 | 1.925 | 1.9757 | 1.976 | 1.9762 | 1.9762 | 1.9762 | 0.0047766 | 0.0083361 | 0.011887 | 0.015867 | 0.018264 | 0.018941 | 0.017131 | 0.015485 | 0.013449 | 0.011735 | 0.010158 | 0.0088414 | 0.0074613 | 0.0063464 | 0.0053788 | 0.004584 | 3.2532e-05 | 1.2176e-05 | 4.3356e-06 | 1.4738e-06 | 0.0047766 | 0.013113 | 0.025 | 0.040866 | 0.05913 | 0.078071 | 0.095202 | 0.11069 | 0.12414 | 0.13587 | 0.14603 | 0.15487 | 0.16233 | 0.16868 | 0.17406 | 0.17864 | 0.17867 | 0.17869 | 0.17869 | 0.17869 | 0.052824 | 0.092187 | 0.13145 | 0.17547 | 0.20198 | 0.20947 | 0.18946 | 0.17125 | 0.14873 | 0.12978 | 0.11234 | 0.09778 | 0.082517 | 0.070187 | 0.059487 | 0.050697 | 0.00035979 | 0.00013466 | 4.7949e-05 | 1.63e-05 | 0.052824 | 0.14501 | 0.27646 | 0.45193 | 0.65391 | 0.86339 | 1.0529 | 1.2241 | 1.3728 | 1.5026 | 1.615 | 1.7128 | 1.7953 | 1.8655 | 1.925 | 1.9757 | 1.976 | 1.9762 | 1.9762 | 1.9762 | 0.0047766 | 0.0083361 | 0.011887 | 0.015867 | 0.018264 | 0.018941 | 0.017131 | 0.015485 | 0.013449 | 0.011735 | 0.010158 | 0.0088414 | 0.0074613 | 0.0063464 | 0.0053788 | 0.004584 | 3.2532e-05 | 1.2176e-05 | 4.3356e-06 | 1.4738e-06 | 0.0047766 | 0.013113 | 0.025 | 0.040866 | 0.05913 | 0.078071 | 0.095202 | 0.11069 | 0.12414 | 0.13587 | 0.14603 | 0.15487 | 0.16233 | 0.16868 | 0.17406 | 0.17864 | 0.17867 | 0.17869 | 0.17869 | 0.17869 | 0.052824 | 0.092187 | 0.13145 | 0.17547 | 0.20198 | 0.20947 | 0.18946 | 0.17125 | 0.14873 | 0.12978 | 0.11234 | 0.09778 | 0.082517 | 0.070187 | 0.059487 | 0.050697 | 0.00035979 | 0.00013466 | 4.7949e-05 | 1.63e-05 | 0.052824 | 0.14501 | 0.27646 | 0.45193 | 0.65391 | 0.86339 | 1.0529 | 1.2241 | 1.3728 | 1.5026 | 1.615 | 1.7128 | 1.7953 | 1.8655 | 1.925 | 1.9757 | 1.976 | 1.9762 | 1.9762 | 1.9762 | 0.0047766 | 0.0083361 | 0.011887 | 0.015867 | 0.018264 | 0.018941 | 0.017131 | 0.015485 | 0.013449 | 0.011735 | 0.010158 | 0.0088414 | 0.0074613 | 0.0063464 | 0.0053788 | 0.004584 | 3.2532e-05 | 1.2176e-05 | 4.3356e-06 | 1.4738e-06 | 0.0047766 | 0.013113 | 0.025 | 0.040866 | 0.05913 | 0.078071 | 0.095202 | 0.11069 | 0.12414 | 0.13587 | 0.14603 | 0.15487 | 0.16233 | 0.16868 | 0.17406 | 0.17864 | 0.17867 | 0.17869 | 0.17869 | 0.17869 | 213.7673 | 213.7673 | 213.7673 | 213.7673 | 213.7673 | 213.7673 | 213.7673 | 213.7673 | 213.7673 | 213.7673 | 213.7673 | 213.7673 | 213.7673 | 213.7673 | 213.7673 | 213.7673 | 213.7673 | 213.7673 | 213.7673 | 213.7673 | 135.286 | 135.286 | 135.286 | 135.286 | 135.286 | 135.286 | 135.286 | 135.286 | 135.286 | 135.286 | 135.286 | 135.286 | 135.286 | 135.286 | 135.286 | 135.286 | 135.286 | 135.286 | 135.286 | 135.286
WA_Industrial_Petroleum_New_Process_Natural Gas_Process Heat Recovery_A | WA | Industrial | Petroleum | New | Process | Natural Gas | Process Heat Recovery | A | IM390 | No HR system | HR system installed | 15 | 33.7751 | 0 | 0 | 586.67 | 0 | 0 | 0 | 293.3354 |  | cfm | 5% | 50% | Retrofit | Retro12Med | 75.44% | TBD | 0.2% | 1780.3305 |  | 1181.0799 |  | 0.0057927 | MN TRM v3.1 - Exhaust Energy Recovery | WI TRM - Process Exhaust Filtration, 3244 | MN TRM v3.1 - Exhaust Energy Recovery | No HR system | No HR system | No HR system | No HR system | No HR system | No HR system | No HR system | No HR system | No HR system | No HR system | No HR system | No HR system | No HR system | No HR system | No HR system | No HR system | No HR system | No HR system | No HR system | No HR system | No HR system | No HR system | HR system installed | HR system installed | HR system installed | HR system installed | HR system installed | HR system installed | HR system installed | HR system installed | HR system installed | HR system installed | HR system installed | HR system installed | HR system installed | HR system installed | HR system installed | HR system installed | HR system installed | HR system installed | HR system installed | HR system installed | HR system installed | HR system installed | 586.67 | 586.67 | 586.67 | 586.67 | 586.67 | 586.67 | 586.67 | 586.67 | 586.67 | 586.67 | 586.67 | 586.67 | 586.67 | 586.67 | 586.67 | 586.67 | 586.67 | 586.67 | 586.67 | 586.67 | 586.67 | 586.67 | 0 | 0 | 33.671 | 33.6109 | 33.554 | 33.5026 | 33.4293 | 33.3751 | 33.3316 | 33.3015 | 33.2669 | 33.2442 | 33.2273 | 33.2216 | 33.2077 | 33.2039 | 33.2024 | 33.2121 | 33.2156 | 33.2254 | 33.2337 | 33.2409 | 0.0068118 | 0.011867 | 0.016893 | 0.022514 | 0.025858 | 0.026774 | 0.024184 | 0.02184 | 0.018948 | 0.016522 | 0.014295 | 0.01244 | 0.010494 | 0.0089248 | 0.0075638 | 0.0067189 | 0.011727 | 0.016727 | 0.022333 | 0.025712 | 0.0068118 | 0.018666 | 0.035527 | 0.057987 | 0.083718 | 0.11036 | 0.1344 | 0.15612 | 0.1749 | 0.1913 | 0.2055 | 0.21791 | 0.22831 | 0.23721 | 0.24476 | 0.24483 | 0.24486 | 0.24493 | 0.24499 | 0.24505 | 0.2023 | 0.35306 | 0.50344 | 0.672 | 0.77351 | 0.80222 | 0.72555 | 0.65583 | 0.56959 | 0.497 | 0.43023 | 0.37446 | 0.31601 | 0.26879 | 0.22781 | 0.2023 | 0.35306 | 0.50344 | 0.672 | 0.77351 | 0.2023 | 0.55536 | 1.0588 | 1.7308 | 2.5043 | 3.3065 | 4.0321 | 4.6879 | 5.2575 | 5.7545 | 6.1847 | 6.5592 | 6.8752 | 7.144 | 7.3718 | 7.3718 | 7.3718 | 7.3718 | 7.3718 | 7.3718 | 0.0057927 | 0.010094 | 0.014373 | 0.01916 | 0.022013 | 0.022799 | 0.020597 | 0.018604 | 0.016143 | 0.014077 | 0.012181 | 0.0106 | 0.0089425 | 0.0076056 | 0.0064458 | 0.0057255 | 0.009993 | 0.014253 | 0.019029 | 0.021908 | 0.0057927 | 0.015878 | 0.030228 | 0.049349 | 0.07127 | 0.093971 | 0.11446 | 0.13298 | 0.149 | 0.163 | 0.17511 | 0.18568 | 0.19456 | 0.20214 | 0.20858 | 0.20863 | 0.20865 | 0.20871 | 0.20875 | 0.20879 | 0.17196 | 0.3001 | 0.42793 | 0.5712 | 0.65749 | 0.68189 | 0.61672 | 0.55746 | 0.48415 | 0.42245 | 0.36569 | 0.31829 | 0.26861 | 0.22847 | 0.19364 | 0.17196 | 0.3001 | 0.42793 | 0.5712 | 0.65749 | 0.17196 | 0.47206 | 0.89999 | 1.4712 | 2.1287 | 2.8106 | 3.4273 | 3.9847 | 4.4689 | 4.8913 | 5.257 | 5.5753 | 5.8439 | 6.0724 | 6.266 | 6.266 | 6.266 | 6.266 | 6.266 | 6.266 | 0 | 0 | 0 | 0 | 0 | 0 | 0 | 0 | 0 | 0 | 0 | 0 | 0 | 0 | 0 | 0 | 0 | 0 | 0 | 0 | 0 | 0 | 0 | 0 | 0 | 0 | 0 | 0 | 0 | 0 | 0 | 0 | 0 | 0 | 0 | 0 | 0 | 0 | 0 | 0 | 0 | 0 | 0 | 0 | 0 | 0 | 0 | 0 | 0 | 0 | 0 | 0 | 0 | 0 | 0 | 0 | 0 | 0 | 0 | 0 | 0 | 0 | 0 | 0 | 0 | 0 | 0 | 0 | 0 | 0 | 0 | 0 | 0 | 0 | 0 | 0 | 0 | 0 | 0 | 0 | 0 | 0 | 0 | 0 | 0 | 0 | 0 | 0 | 0 | 0 | 0 | 0 | 0 | 0 | 0 | 0 | 0 | 0 | 0 | 0 | 0 | 0 | 0 | 0 | 0 | 0 | 0 | 0 | 0 | 0 | 0 | 0 | 0 | 0 | 0 | 0 | 0 | 0 | 0 | 0 | 0 | 0 | 0 | 0 | 0 | 0 | 0 | 0 | 0 | 0 | 0 | 0 | 0 | 0 | 0 | 0 | 0 | 0 | 0 | 0 | 0 | 0 | 0 | 0 | 0 | 0 | 0 | 0 | 0 | 0 | 0 | 0 | 0 | 0 | 0 | 0 | 0 | 0 | 0 | 0 | 0 | 0 | 0 | 0 | 0 | 0 | 0 | 0 | 0 | 0 | 0 | 0 | 0 | 0 | 0 | 0 | 0 | 0 | 0 | 0 | 0 | 0 | 0 | 0 | 0 | 0 | 0 | 0 | 0 | 0 | 0 | 0 | 0 | 0 | 0 | 0 | 0 | 0 | 0 | 0 | 0 | 0 | 0 | 0 | 0 | 0 | 0 | 0 | 0 | 0 | 0 | 0 | 0 | 0 | 0 | 0 | 0 | 0 | 0 | 0 | 0 | 0 | 0 | 0 | 0 | 0 | 0 | 0 | 0 | 0 | 0 | 0 | 0 | 0 | 0 | 0 | 0 | 0 | 0 | 0 | 1877.7557 | 1877.7557 | 1877.7557 | 1877.7557 | 1877.7557 | 1877.7557 | 1877.7557 | 1877.7557 | 1877.7557 | 1877.7557 | 1877.7557 | 1877.7557 | 1877.7557 | 1877.7557 | 1877.7557 | 1877.7557 | 1877.7557 | 1877.7557 | 1877.7557 | 1877.7557 | 1245.7122 | 1245.7122 | 1245.7122 | 1245.7122 | 1245.7122 | 1245.7122 | 1245.7122 | 1245.7122 | 1245.7122 | 1245.7122 | 1245.7122 | 1245.7122 | 1245.7122 | 1245.7122 | 1245.7122 | 1245.7122 | 1245.7122 | 1245.7122 | 1245.7122 | 1245.7122
WA_Industrial_Petroleum_New_Space Heating_Natural Gas_Building Automation System_A | WA | Industrial | Petroleum | New | Space Heating | Natural Gas | Building Automation System | A | IM391 | No control system | Automation system installed and programmed | 15 | 0.013981 | 0 | 0 | 0.09 | 0.03 | 0 | 0 | 0.04595 |  | sqft | 5% | 65% | Retrofit | Retro1Slow | 84.81% | TBD | 0.2% | 154.0471 |  | 90.4076 |  | 3.5241e-05 | COM_EMS-All-XCELCO-2017-18-3 | BEHAV_EIS-All-CPUC-2018_PG-10 | COM_EMS-All-XCELCO-2017-18-3 | No control system | No control system | No control system | No control system | No control system | No control system | No control system | No control system | No control system | No control system | No control system | No control system | No control system | No control system | No control system | No control system | No control system | No control system | No control system | No control system | No control system | No control system | Automation system installed and programmed | Automation system installed and programmed | Automation system installed and programmed | Automation system installed and programmed | Automation system installed and programmed | Automation system installed and programmed | Automation system installed and programmed | Automation system installed and programmed | Automation system installed and programmed | Automation system installed and programmed | Automation system installed and programmed | Automation system installed and programmed | Automation system installed and programmed | Automation system installed and programmed | Automation system installed and programmed | Automation system installed and programmed | Automation system installed and programmed | Automation system installed and programmed | Automation system installed and programmed | Automation system installed and programmed | Automation system installed and programmed | Automation system installed and programmed | 0.09 | 0.09 | 0.09 | 0.09 | 0.09 | 0.09 | 0.09 | 0.09 | 0.09 | 0.09 | 0.09 | 0.09 | 0.09 | 0.09 | 0.09 | 0.09 | 0.09 | 0.09 | 0.09 | 0.09 | 0.09 | 0.09 | 0 | 0 | 0.013904 | 0.013117 | 0.012797 | 0.012605 | 0.012515 | 0.012439 | 0.012378 | 0.012326 | 0.012288 | 0.012253 | 0.012223 | 0.012197 | 0.012176 | 0.012156 | 0.012139 | 0.012125 | 0.012113 | 0.012101 | 0.01209 | 0.012077 | 4.1331e-05 | 0.00013602 | 0.00033599 | 0.0007186 | 0.0012465 | 0.0020447 | 0.0031292 | 0.0045641 | 0.0061091 | 0.0078353 | 0.009489 | 0.010959 | 0.011588 | 0.011596 | 0.010786 | 0.0094914 | 0.0075448 | 0.0054681 | 0.0036456 | 0.0024761 | 4.1331e-05 | 0.00017501 | 0.00050674 | 0.0012177 | 0.0024556 | 0.0044853 | 0.0075927 | 0.012125 | 0.018196 | 0.02598 | 0.035406 | 0.046289 | 0.057796 | 0.0693 | 0.079986 | 0.089351 | 0.096685 | 0.10173 | 0.1046 | 0.10576 | 2.9727 | 10.3702 | 26.2557 | 57.0078 | 99.601 | 164.3822 | 252.7942 | 370.2766 | 497.1775 | 639.4692 | 776.3148 | 898.5037 | 951.7691 | 953.9306 | 888.5569 | 782.8076 | 622.8533 | 451.8813 | 301.5513 | 205.0191 | 2.9727 | 13.3429 | 39.5987 | 96.6065 | 196.2075 | 360.5897 | 613.384 | 983.6606 | 1480.8381 | 2120.3074 | 2896.6221 | 3795.1258 | 4746.8949 | 5700.8255 | 6589.3824 | 7369.2174 | 7981.7004 | 8407.3259 | 8651.8694 | 8757.2875 | 3.5241e-05 | 0.00012156 | 0.00030564 | 0.00066 | 0.001149 | 0.0018901 | 0.0028986 | 0.004235 | 0.0056747 | 0.0072854 | 0.0088302 | 0.010206 | 0.010797 | 0.01081 | 0.010059 | 0.008855 | 0.0070409 | 0.0051052 | 0.0034051 | 0.0023139 | 3.5241e-05 | 0.0001564 | 0.00046097 | 0.0011185 | 0.0022634 | 0.0041462 | 0.0070331 | 0.01125 | 0.016902 | 0.024156 | 0.032948 | 0.043107 | 0.053851 | 0.064601 | 0.074594 | 0.08336 | 0.090227 | 0.094984 | 0.097697 | 0.098837 | 2.5268 | 8.8147 | 22.3174 | 48.4566 | 84.6609 | 139.7249 | 214.8751 | 314.7351 | 422.6009 | 543.5488 | 659.8676 | 763.7281 | 809.0037 | 810.841 | 755.2733 | 665.3865 | 529.4253 | 384.0991 | 256.3186 | 174.2663 | 2.5268 | 11.3415 | 33.6589 | 82.1155 | 166.7764 | 306.5013 | 521.3764 | 836.1115 | 1258.7124 | 1802.2613 | 2462.1288 | 3225.8569 | 4034.8607 | 4845.7017 | 5600.975 | 6263.8347 | 6784.4453 | 7146.227 | 7354.089 | 7443.6943 | 3.5241e-05 | 0.00012156 | 0.00030564 | 0.00066 | 0.001149 | 0.0018901 | 0.0028986 | 0.004235 | 0.0056747 | 0.0072854 | 0.0088302 | 0.010206 | 0.010797 | 0.01081 | 0.010059 | 0.008855 | 0.0070409 | 0.0051052 | 0.0034051 | 0.0023139 | 3.5241e-05 | 0.0001564 | 0.00046097 | 0.0011185 | 0.0022634 | 0.0041462 | 0.0070331 | 0.01125 | 0.016902 | 0.024156 | 0.032948 | 0.043107 | 0.053851 | 0.064601 | 0.074594 | 0.08336 | 0.090227 | 0.094984 | 0.097697 | 0.098837 | 2.5268 | 8.8147 | 22.3174 | 48.4566 | 84.6609 | 139.7249 | 214.8751 | 314.7351 | 422.6009 | 543.5488 | 659.8676 | 763.7281 | 809.0037 | 810.841 | 755.2733 | 665.3865 | 529.4253 | 384.0991 | 256.3186 | 174.2663 | 2.5268 | 11.3415 | 33.6589 | 82.1155 | 166.7764 | 306.5013 | 521.3764 | 836.1115 | 1258.7124 | 1802.2613 | 2462.1288 | 3225.8569 | 4034.8607 | 4845.7017 | 5600.975 | 6263.8347 | 6784.4453 | 7146.227 | 7354.089 | 7443.6943 | 3.5241e-05 | 0.00012156 | 0.00030564 | 0.00066 | 0.001149 | 0.0018901 | 0.0028986 | 0.004235 | 0.0056747 | 0.0072854 | 0.0088302 | 0.010206 | 0.010797 | 0.01081 | 0.010059 | 0.008855 | 0.0070409 | 0.0051052 | 0.0034051 | 0.0023139 | 3.5241e-05 | 0.0001564 | 0.00046097 | 0.0011185 | 0.0022634 | 0.0041462 | 0.0070331 | 0.01125 | 0.016902 | 0.024156 | 0.032948 | 0.043107 | 0.053851 | 0.064601 | 0.074594 | 0.08336 | 0.090227 | 0.094984 | 0.097697 | 0.098837 | 2.5268 | 8.8147 | 22.3174 | 48.4566 | 84.6609 | 139.7249 | 214.8751 | 314.7351 | 422.6009 | 543.5488 | 659.8676 | 763.7281 | 809.0037 | 810.841 | 755.2733 | 665.3865 | 529.4253 | 384.0991 | 256.3186 | 174.2663 | 2.5268 | 11.3415 | 33.6589 | 82.1155 | 166.7764 | 306.5013 | 521.3764 | 836.1115 | 1258.7124 | 1802.2613 | 2462.1288 | 3225.8569 | 4034.8607 | 4845.7017 | 5600.975 | 6263.8347 | 6784.4453 | 7146.227 | 7354.089 | 7443.6943 | 3.5241e-05 | 0.00012156 | 0.00030564 | 0.00066 | 0.001149 | 0.0018901 | 0.0028986 | 0.004235 | 0.0056747 | 0.0072854 | 0.0088302 | 0.010206 | 0.010797 | 0.01081 | 0.010059 | 0.008855 | 0.0070409 | 0.0051052 | 0.0034051 | 0.0023139 | 3.5241e-05 | 0.0001564 | 0.00046097 | 0.0011185 | 0.0022634 | 0.0041462 | 0.0070331 | 0.01125 | 0.016902 | 0.024156 | 0.032948 | 0.043107 | 0.053851 | 0.064601 | 0.074594 | 0.08336 | 0.090227 | 0.094984 | 0.097697 | 0.098837 | 2.5268 | 8.8147 | 22.3174 | 48.4566 | 84.6609 | 139.7249 | 214.8751 | 314.7351 | 422.6009 | 543.5488 | 659.8676 | 763.7281 | 809.0037 | 810.841 | 755.2733 | 665.3865 | 529.4253 | 384.0991 | 256.3186 | 174.2663 | 2.5268 | 11.3415 | 33.6589 | 82.1155 | 166.7764 | 306.5013 | 521.3764 | 836.1115 | 1258.7124 | 1802.2613 | 2462.1288 | 3225.8569 | 4034.8607 | 4845.7017 | 5600.975 | 6263.8347 | 6784.4453 | 7146.227 | 7354.089 | 7443.6943 | 3123.6944 | 3123.6944 | 3123.6944 | 3123.6944 | 3123.6944 | 3123.6944 | 3123.6944 | 3123.6944 | 3123.6944 | 3123.6944 | 3123.6944 | 3123.6944 | 3123.6944 | 3123.6944 | 3123.6944 | 3123.6944 | 3123.6944 | 3123.6944 | 3123.6944 | 3123.6944 | 461.6767 | 461.6767 | 461.6767 | 461.6767 | 461.6767 | 461.6767 | 461.6767 | 461.6767 | 461.6767 | 461.6767 | 461.6767 | 461.6767 | 461.6767 | 461.6767 | 461.6767 | 461.6767 | 461.6767 | 461.6767 | 461.6767 | 461.6767
WA_Industrial_Petroleum_New_Space Heating_Natural Gas_Steam System Efficiency Improvements_A | WA | Industrial | Petroleum | New | Space Heating | Natural Gas | Steam System Efficiency Improvements | A | IM392 | Average system efficiency | Optimized system | 5 | 0.13322 | 0 | 0 | 0.11 | 0 | 0 | 0 | 0.05645 |  | sqft | 30% | 60% | Retrofit | Retro1Slow | 84.81% | TBD | 0.2% | 41291.5046 |  | 31939.8483 |  | 4.8699e-06 | AEG Research | DOE - Improving Steam System Performance: A Sourcebook for Industry, Second Edition. October 2012. | DOE - Improving Steam System Performance: A Sourcebook for Industry, Second Edition. October 2012. | Average system efficiency | Average system efficiency | Average system efficiency | Average system efficiency | Average system efficiency | Average system efficiency | Average system efficiency | Average system efficiency | Average system efficiency | Average system efficiency | Average system efficiency | Average system efficiency | Average system efficiency | Average system efficiency | Average system efficiency | Average system efficiency | Average system efficiency | Average system efficiency | Average system efficiency | Average system efficiency | Average system efficiency | Average system efficiency | Optimized system | Optimized system | Optimized system | Optimized system | Optimized system | Optimized system | Optimized system | Optimized system | Optimized system | Optimized system | Optimized system | Optimized system | Optimized system | Optimized system | Optimized system | Optimized system | Optimized system | Optimized system | Optimized system | Optimized system | Optimized system | Optimized system | 0.11 | 0.11 | 0.11 | 0.11 | 0.11 | 0.11 | 0.11 | 0.11 | 0.11 | 0.11 | 0.11 | 0.11 | 0.11 | 0.11 | 0.11 | 0.11 | 0.11 | 0.11 | 0.11 | 0.11 | 0.11 | 0.11 | 0 | 0 | 0.13214 | 0.12445 | 0.12121 | 0.11916 | 0.11797 | 0.11692 | 0.11596 | 0.11506 | 0.11416 | 0.11328 | 0.11241 | 0.11163 | 0.11082 | 0.11015 | 0.1096 | 0.10926 | 0.10894 | 0.1088 | 0.10876 | 0.10877 | 5.7092e-06 | 1.8758e-05 | 4.6253e-05 | 9.8734e-05 | 0.00017078 | 0.00027933 | 0.00042607 | 0.00061919 | 0.00082492 | 0.0010528 | 0.0012684 | 0.0014578 | 0.001533 | 0.0015272 | 0.0014154 | 0.0012431 | 0.0014391 | 0.0015466 | 0.001598 | 0.0015622 | 5.7092e-06 | 2.4135e-05 | 6.9758e-05 | 0.00016732 | 0.00033643 | 0.00060769 | 0.0010113 | 0.0015787 | 0.0022967 | 0.0031678 | 0.0041434 | 0.0051622 | 0.0060613 | 0.0067561 | 0.0071191 | 0.0071026 | 0.007082 | 0.0070726 | 0.00707 | 0.0070708 | 0.043205 | 0.15072 | 0.3816 | 0.82856 | 1.4476 | 2.3892 | 3.6741 | 5.3817 | 7.226 | 9.2941 | 11.2831 | 13.059 | 13.8331 | 13.8646 | 12.9144 | 11.3774 | 13.2097 | 14.2148 | 14.6931 | 14.362 | 0.043205 | 0.19393 | 0.57553 | 1.4041 | 2.8517 | 5.1977 | 8.7211 | 13.7211 | 20.1186 | 27.9651 | 36.8591 | 46.2439 | 54.6954 | 61.3339 | 64.9542 | 65.0053 | 65.0053 | 65.0053 | 65.0053 | 65.0053 | 4.8699e-06 | 1.6774e-05 | 4.2113e-05 | 9.0792e-05 | 0.00015767 | 0.00025874 | 0.00039568 | 0.00057633 | 0.00076919 | 0.00098338 | 0.0011866 | 0.0013659 | 0.0014383 | 0.0014346 | 0.0013309 | 0.0011696 | 0.0013548 | 0.0014567 | 0.0015057 | 0.0014724 | 4.8699e-06 | 2.1582e-05 | 6.3514e-05 | 0.00015386 | 0.00031061 | 0.0005629 | 0.00093919 | 0.0014694 | 0.0021416 | 0.0029589 | 0.0038765 | 0.0048367 | 0.0056869 | 0.0063462 | 0.0066937 | 0.0066828 | 0.0066673 | 0.0066618 | 0.0066616 | 0.0066646 | 0.036725 | 0.12811 | 0.32436 | 0.70428 | 1.2305 | 2.0308 | 3.123 | 4.5744 | 6.1421 | 7.9 | 9.5906 | 11.1001 | 11.7582 | 11.7849 | 10.9773 | 9.6708 | 11.2282 | 12.0825 | 12.4892 | 12.2077 | 0.036725 | 0.16484 | 0.4892 | 1.1935 | 2.424 | 4.418 | 7.4129 | 11.663 | 17.1008 | 23.7704 | 31.3302 | 39.3073 | 46.4911 | 52.1338 | 55.211 | 55.2545 | 55.2545 | 55.2545 | 55.2545 | 55.2545 | 4.8797e-06 | 1.6827e-05 | 4.2291e-05 | 9.1266e-05 | 0.00015871 | 0.00026072 | 0.00039907 | 0.00058171 | 0.00077708 | 0.00099421 | 0.0012005 | 0.0013823 | 0.0014564 | 0.0014531 | 0.0013485 | 0.0011851 | 0.0013731 | 0.0014763 | 0.0015259 | 0.0014922 | 4.8797e-06 | 2.1651e-05 | 6.3783e-05 | 0.00015466 | 0.00031266 | 0.00056721 | 0.00094725 | 0.0014831 | 0.0021635 | 0.0029915 | 0.0039216 | 0.0048949 | 0.0057585 | 0.0064283 | 0.0067822 | 0.0067713 | 0.0067569 | 0.0067514 | 0.0067511 | 0.006754 | 0.036725 | 0.12811 | 0.32436 | 0.70428 | 1.2305 | 2.0308 | 3.123 | 4.5744 | 6.1421 | 7.9 | 9.5906 | 11.1001 | 11.7582 | 11.7849 | 10.9773 | 9.6708 | 11.2282 | 12.0825 | 12.4892 | 12.2077 | 0.036725 | 0.16484 | 0.4892 | 1.1935 | 2.424 | 4.418 | 7.4129 | 11.663 | 17.1008 | 23.7704 | 31.3302 | 39.3073 | 46.4911 | 52.1338 | 55.211 | 55.2545 | 55.2545 | 55.2545 | 55.2545 | 55.2545 | 4.8783e-06 | 1.682e-05 | 4.2266e-05 | 9.1196e-05 | 0.00015856 | 0.00026041 | 0.00039853 | 0.00058083 | 0.0007758 | 0.00099247 | 0.0011983 | 0.0013797 | 0.0014536 | 0.0014504 | 0.0013459 | 0.001183 | 0.0013706 | 0.0014738 | 0.0015234 | 0.0014899 | 4.8783e-06 | 2.1641e-05 | 6.3745e-05 | 0.00015454 | 0.00031234 | 0.00056652 | 0.00094595 | 0.0014809 | 0.00216 | 0.0029862 | 0.0039144 | 0.0048858 | 0.0057476 | 0.0064161 | 0.0067695 | 0.0067591 | 0.006745 | 0.0067399 | 0.00674 | 0.0067434 | 0.036725 | 0.12811 | 0.32436 | 0.70428 | 1.2305 | 2.0308 | 3.123 | 4.5744 | 6.1421 | 7.9 | 9.5906 | 11.1001 | 11.7582 | 11.7849 | 10.9773 | 9.6708 | 11.2282 | 12.0825 | 12.4892 | 12.2077 | 0.036725 | 0.16484 | 0.4892 | 1.1935 | 2.424 | 4.418 | 7.4129 | 11.663 | 17.1008 | 23.7704 | 31.3302 | 39.3073 | 46.4911 | 52.1338 | 55.211 | 55.2545 | 55.2545 | 55.2545 | 55.2545 | 55.2545 | 4.8783e-06 | 1.682e-05 | 4.2266e-05 | 9.1196e-05 | 0.00015856 | 0.00026041 | 0.00039853 | 0.00058083 | 0.0007758 | 0.00099247 | 0.0011983 | 0.0013797 | 0.0014536 | 0.0014504 | 0.0013459 | 0.001183 | 0.0013706 | 0.0014738 | 0.0015234 | 0.0014899 | 4.8783e-06 | 2.1641e-05 | 6.3745e-05 | 0.00015454 | 0.00031234 | 0.00056652 | 0.00094595 | 0.0014809 | 0.00216 | 0.0029862 | 0.0039144 | 0.0048858 | 0.0057476 | 0.0064161 | 0.0067695 | 0.0067591 | 0.006745 | 0.0067399 | 0.00674 | 0.0067434 | 0.036725 | 0.12811 | 0.32436 | 0.70428 | 1.2305 | 2.0308 | 3.123 | 4.5744 | 6.1421 | 7.9 | 9.5906 | 11.1001 | 11.7582 | 11.7849 | 10.9773 | 9.6708 | 11.2282 | 12.0825 | 12.4892 | 12.2077 | 0.036725 | 0.16484 | 0.4892 | 1.1935 | 2.424 | 4.418 | 7.4129 | 11.663 | 17.1008 | 23.7704 | 31.3302 | 39.3073 | 46.4911 | 52.1338 | 55.211 | 55.2545 | 55.2545 | 55.2545 | 55.2545 | 55.2545 | 139228.6734 | 139228.6734 | 139228.6734 | 139228.6734 | 139228.6734 | 139228.6734 | 139228.6734 | 139228.6734 | 139228.6734 | 139228.6734 | 139228.6734 | 139228.6734 | 139228.6734 | 139228.6734 | 139228.6734 | 139228.6734 | 139228.6734 | 139228.6734 | 139228.6734 | 139228.6734 | 107696.3108 | 107696.3108 | 107696.3108 | 107696.3108 | 107696.3108 | 107696.3108 | 107696.3108 | 107696.3108 | 107696.3108 | 107696.3108 | 107696.3108 | 107696.3108 | 107696.3108 | 107696.3108 | 107696.3108 | 107696.3108 | 107696.3108 | 107696.3108 | 107696.3108 | 107696.3108
WA_Industrial_Petroleum_New_Process_Natural Gas_Steam System Efficiency Improvements_A | WA | Industrial | Petroleum | New | Process | Natural Gas | Steam System Efficiency Improvements | A | IM393 | Average system efficiency | Optimized system | 5 | 0.70269 | 0 | 0 | 489.99 | 0 | 0 | 0 | 244.9966 |  | sqft | 30% | 60% | Retrofit | Retro1Slow | 84.81% | TBD | 0.2% | 41291.5046 |  | 31939.8483 |  | 4.709e-07 | AEG Research | DOE - Improving Steam System Performance: A Sourcebook for Industry, Second Edition. October 2012. | DOE - Improving Steam System Performance: A Sourcebook for Industry, Second Edition. October 2012. | Average system efficiency | Average system efficiency | Average system efficiency | Average system efficiency | Average system efficiency | Average system efficiency | Average system efficiency | Average system efficiency | Average system efficiency | Average system efficiency | Average system efficiency | Average system efficiency | Average system efficiency | Average system efficiency | Average system efficiency | Average system efficiency | Average system efficiency | Average system efficiency | Average system efficiency | Average system efficiency | Average system efficiency | Average system efficiency | Optimized system | Optimized system | Optimized system | Optimized system | Optimized system | Optimized system | Optimized system | Optimized system | Optimized system | Optimized system | Optimized system | Optimized system | Optimized system | Optimized system | Optimized system | Optimized system | Optimized system | Optimized system | Optimized system | Optimized system | Optimized system | Optimized system | 489.99 | 489.99 | 489.99 | 489.99 | 489.99 | 489.99 | 489.99 | 489.99 | 489.99 | 489.99 | 489.99 | 489.99 | 489.99 | 489.99 | 489.99 | 489.99 | 489.99 | 489.99 | 489.99 | 489.99 | 489.99 | 489.99 | 0 | 0 | 0.70046 | 0.69917 | 0.69796 | 0.69686 | 0.69529 | 0.69413 | 0.69321 | 0.69257 | 0.69184 | 0.69137 | 0.69102 | 0.69091 | 0.69062 | 0.69055 | 0.69053 | 0.69074 | 0.69082 | 0.69104 | 0.69122 | 0.69138 | 5.5374e-07 | 1.9282e-06 | 4.8733e-06 | 1.0565e-05 | 1.8416e-05 | 3.0344e-05 | 4.6602e-05 | 6.8197e-05 | 9.1473e-05 | 0.00011757 | 0.00014266 | 0.00016509 | 0.0001748 | 0.00017518 | 0.00016317 | 0.0001438 | 0.00016697 | 0.00017973 | 0.00018583 | 0.00018168 | 5.5374e-07 | 2.4809e-06 | 7.3499e-06 | 1.7903e-05 | 3.6279e-05 | 6.6014e-05 | 0.00011062 | 0.00017388 | 0.00025468 | 0.00035376 | 0.00046604 | 0.0005846 | 0.00069116 | 0.00077496 | 0.00082068 | 0.00082158 | 0.00082168 | 0.00082193 | 0.00082215 | 0.00082234 | 0.00079054 | 0.0027578 | 0.0069823 | 0.01516 | 0.026487 | 0.043715 | 0.067227 | 0.098469 | 0.13222 | 0.17006 | 0.20645 | 0.23894 | 0.25311 | 0.25368 | 0.2363 | 0.20818 | 0.2417 | 0.26009 | 0.26884 | 0.26279 | 0.00079054 | 0.0035483 | 0.010531 | 0.025691 | 0.052178 | 0.095103 | 0.15957 | 0.25106 | 0.36811 | 0.51168 | 0.67442 | 0.84613 | 1.0008 | 1.1222 | 1.1885 | 1.1894 | 1.1894 | 1.1894 | 1.1894 | 1.1894 | 4.709e-07 | 1.6402e-06 | 4.1465e-06 | 8.9911e-06 | 1.5679e-05 | 2.584e-05 | 3.9693e-05 | 5.8094e-05 | 7.7934e-05 | 0.00010018 | 0.00012157 | 0.00014068 | 0.00014897 | 0.00014929 | 0.00013906 | 0.00012254 | 0.00014229 | 0.00015316 | 0.00015835 | 0.00015481 | 4.709e-07 | 2.1104e-06 | 6.2538e-06 | 1.5237e-05 | 3.0886e-05 | 5.6215e-05 | 9.4216e-05 | 0.00014812 | 0.00021698 | 0.00030143 | 0.00039713 | 0.00049818 | 0.00058901 | 0.00066044 | 0.00069941 | 0.00070014 | 0.00070022 | 0.0007004 | 0.00070056 | 0.00070069 | 0.00067196 | 0.0023441 | 0.005935 | 0.012886 | 0.022514 | 0.037158 | 0.057143 | 0.083699 | 0.11238 | 0.14455 | 0.17548 | 0.2031 | 0.21514 | 0.21563 | 0.20085 | 0.17695 | 0.20545 | 0.22108 | 0.22852 | 0.22337 | 0.00067196 | 0.0030161 | 0.0089511 | 0.021837 | 0.044352 | 0.080837 | 0.13564 | 0.2134 | 0.3129 | 0.43493 | 0.57326 | 0.71921 | 0.85066 | 0.9539 | 1.0102 | 1.011 | 1.011 | 1.011 | 1.011 | 1.011 | 0 | 0 | 0 | 0 | 0 | 0 | 0 | 0 | 0 | 0 | 0 | 0 | 0 | 0 | 0 | 0 | 0 | 0 | 0 | 0 | 0 | 0 | 0 | 0 | 0 | 0 | 0 | 0 | 0 | 0 | 0 | 0 | 0 | 0 | 0 | 0 | 0 | 0 | 0 | 0 | 0 | 0 | 0 | 0 | 0 | 0 | 0 | 0 | 0 | 0 | 0 | 0 | 0 | 0 | 0 | 0 | 0 | 0 | 0 | 0 | 0 | 0 | 0 | 0 | 0 | 0 | 0 | 0 | 0 | 0 | 0 | 0 | 0 | 0 | 0 | 0 | 0 | 0 | 0 | 0 | 0 | 0 | 0 | 0 | 0 | 0 | 0 | 0 | 0 | 0 | 0 | 0 | 0 | 0 | 0 | 0 | 0 | 0 | 0 | 0 | 0 | 0 | 0 | 0 | 0 | 0 | 0 | 0 | 0 | 0 | 0 | 0 | 0 | 0 | 0 | 0 | 0 | 0 | 0 | 0 | 0 | 0 | 0 | 0 | 0 | 0 | 0 | 0 | 0 | 0 | 0 | 0 | 0 | 0 | 0 | 0 | 0 | 0 | 0 | 0 | 0 | 0 | 0 | 0 | 0 | 0 | 0 | 0 | 0 | 0 | 0 | 0 | 0 | 0 | 0 | 0 | 0 | 0 | 0 | 0 | 0 | 0 | 0 | 0 | 0 | 0 | 0 | 0 | 0 | 0 | 0 | 0 | 0 | 0 | 0 | 0 | 0 | 0 | 0 | 0 | 0 | 0 | 0 | 0 | 0 | 0 | 0 | 0 | 0 | 0 | 0 | 0 | 0 | 0 | 0 | 0 | 0 | 0 | 0 | 0 | 0 | 0 | 0 | 0 | 0 | 0 | 0 | 0 | 0 | 0 | 0 | 0 | 0 | 0 | 0 | 0 | 0 | 0 | 0 | 0 | 0 | 0 | 0 | 0 | 0 | 0 | 0 | 0 | 0 | 0 | 0 | 0 | 0 | 0 | 0 | 0 | 0 | 0 | 0 | 0 | 139228.6734 | 139228.6734 | 139228.6734 | 139228.6734 | 139228.6734 | 139228.6734 | 139228.6734 | 139228.6734 | 139228.6734 | 139228.6734 | 139228.6734 | 139228.6734 | 139228.6734 | 139228.6734 | 139228.6734 | 139228.6734 | 139228.6734 | 139228.6734 | 139228.6734 | 139228.6734 | 107696.3108 | 107696.3108 | 107696.3108 | 107696.3108 | 107696.3108 | 107696.3108 | 107696.3108 | 107696.3108 | 107696.3108 | 107696.3108 | 107696.3108 | 107696.3108 | 107696.3108 | 107696.3108 | 107696.3108 | 107696.3108 | 107696.3108 | 107696.3108 | 107696.3108 | 107696.3108
WA_Industrial_Petroleum_New_Space Heating_Natural Gas_Strategic Energy Management_A | WA | Industrial | Petroleum | New | Space Heating | Natural Gas | Strategic Energy Management | A | IM394 | No energy management system | Energy management system installed and programmed | 5 | 731.763 | 0 | 0 | 2458.4 | 0 | 58.54 | 0 | 1229.1976 |  | employee | 5% | 50% | Retrofit | RetroEven20 | 80.75% | TBD | 0.2% | 314.3853 |  | 271.7795 |  | 0.00022178 | BEHAV_SEM-All-CPUC-2018_PG-26 | BEHAV_SEM-All-CPUC-2018_PG-26 | AEG Research | No energy management system | No energy management system | No energy management system | No energy management system | No energy management system | No energy management system | No energy management system | No energy management system | No energy management system | No energy management system | No energy management system | No energy management system | No energy management system | No energy management system | No energy management system | No energy management system | No energy management system | No energy management system | No energy management system | No energy management system | No energy management system | No energy management system | Energy management system installed and programmed | Energy management system installed and programmed | Energy management system installed and programmed | Energy management system installed and programmed | Energy management system installed and programmed | Energy management system installed and programmed | Energy management system installed and programmed | Energy management system installed and programmed | Energy management system installed and programmed | Energy management system installed and programmed | Energy management system installed and programmed | Energy management system installed and programmed | Energy management system installed and programmed | Energy management system installed and programmed | Energy management system installed and programmed | Energy management system installed and programmed | Energy management system installed and programmed | Energy management system installed and programmed | Energy management system installed and programmed | Energy management system installed and programmed | Energy management system installed and programmed | Energy management system installed and programmed | 2458.4 | 2458.4 | 2458.4 | 2458.4 | 2458.4 | 2458.4 | 2458.4 | 2458.4 | 2458.4 | 2458.4 | 2458.4 | 2458.4 | 2458.4 | 2458.4 | 2458.4 | 2458.4 | 2458.4 | 2458.4 | 2458.4 | 2458.4 | 2458.4 | 2458.4 | 0 | 0 | 728.4457 | 687.5914 | 671.1798 | 661.4251 | 657.1195 | 653.3299 | 650.3055 | 647.6378 | 645.7015 | 643.9246 | 642.4109 | 641.0523 | 639.9904 | 638.9989 | 638.0968 | 637.3136 | 636.6461 | 635.866 | 635.1783 | 634.4315 | 0.00026014 | 0.00042854 | 0.00059649 | 0.00078463 | 0.00089727 | 0.001028 | 0.0011568 | 0.0013017 | 0.0014089 | 0.0015325 | 0.0016544 | 0.0017961 | 0.0018915 | 0.002008 | 0.0021243 | 0.0022602 | 0.0023493 | 0.0024589 | 0.0027495 | 0.0029784 | 0.00026014 | 0.00067409 | 0.0012545 | 0.0020209 | 0.002905 | 0.0036829 | 0.0044174 | 0.0051254 | 0.0057531 | 0.0063905 | 0.007019 | 0.0076599 | 0.0082523 | 0.0088532 | 0.0094464 | 0.0098262 | 0.0099847 | 0.0099869 | 0.0099761 | 0.0099644 | 0.00035712 | 0.00062325 | 0.00088872 | 0.0011863 | 0.0013655 | 0.0015735 | 0.0017789 | 0.0020099 | 0.002182 | 0.0023799 | 0.0025752 | 0.0028018 | 0.0029555 | 0.0031424 | 0.0033291 | 0.0035465 | 0.0036901 | 0.003867 | 0.0043287 | 0.0046946 | 0.00035712 | 0.00098037 | 0.0018691 | 0.0030553 | 0.0044208 | 0.0056372 | 0.0067928 | 0.007914 | 0.0089098 | 0.0099243 | 0.010926 | 0.011949 | 0.012894 | 0.013855 | 0.014804 | 0.015418 | 0.015683 | 0.015706 | 0.015706 | 0.015706 | 0.00022178 | 0.00038288 | 0.00054244 | 0.00072038 | 0.00082667 | 0.00094978 | 0.001071 | 0.0012071 | 0.001308 | 0.0014241 | 0.0015385 | 0.0016716 | 0.0017613 | 0.0018706 | 0.0019798 | 0.0021074 | 0.002191 | 0.0022944 | 0.0025666 | 0.0027818 | 0.00022178 | 0.00060228 | 0.0011408 | 0.0018554 | 0.0026764 | 0.0034027 | 0.0040896 | 0.0047531 | 0.0053408 | 0.0059384 | 0.0065276 | 0.0071289 | 0.0076841 | 0.0082476 | 0.0088039 | 0.0091616 | 0.009312 | 0.0093187 | 0.0093127 | 0.0093068 | 0.00030355 | 0.00052976 | 0.00075541 | 0.0010083 | 0.0011606 | 0.0013375 | 0.0015121 | 0.0017084 | 0.0018547 | 0.0020229 | 0.0021889 | 0.0023815 | 0.0025122 | 0.002671 | 0.0028298 | 0.0030145 | 0.0031366 | 0.003287 | 0.0036794 | 0.0039904 | 0.00030355 | 0.00083331 | 0.0015887 | 0.002597 | 0.0037577 | 0.0047916 | 0.0057739 | 0.0067269 | 0.0075733 | 0.0084356 | 0.0092871 | 0.010157 | 0.01096 | 0.011777 | 0.012583 | 0.013105 | 0.013331 | 0.01335 | 0.01335 | 0.01335 | 0.00022178 | 0.00038288 | 0.00054244 | 0.00072038 | 0.00082667 | 0.00094978 | 0.001071 | 0.0012071 | 0.001308 | 0.0014241 | 0.0015385 | 0.0016716 | 0.0017613 | 0.0018706 | 0.0019798 | 0.0021074 | 0.002191 | 0.0022944 | 0.0025666 | 0.0027818 | 0.00022178 | 0.00060228 | 0.0011408 | 0.0018554 | 0.0026764 | 0.0034027 | 0.0040896 | 0.0047531 | 0.0053408 | 0.0059384 | 0.0065276 | 0.0071289 | 0.0076841 | 0.0082476 | 0.0088039 | 0.0091616 | 0.009312 | 0.0093187 | 0.0093127 | 0.0093068 | 0.00030355 | 0.00052976 | 0.00075541 | 0.0010083 | 0.0011606 | 0.0013375 | 0.0015121 | 0.0017084 | 0.0018547 | 0.0020229 | 0.0021889 | 0.0023815 | 0.0025122 | 0.002671 | 0.0028298 | 0.0030145 | 0.0031366 | 0.003287 | 0.0036794 | 0.0039904 | 0.00030355 | 0.00083331 | 0.0015887 | 0.002597 | 0.0037577 | 0.0047916 | 0.0057739 | 0.0067269 | 0.0075733 | 0.0084356 | 0.0092871 | 0.010157 | 0.01096 | 0.011777 | 0.012583 | 0.013105 | 0.013331 | 0.01335 | 0.01335 | 0.01335 | 0.00022178 | 0.00038288 | 0.00054244 | 0.00072038 | 0.00082667 | 0.00094978 | 0.001071 | 0.0012071 | 0.001308 | 0.0014241 | 0.0015385 | 0.0016716 | 0.0017613 | 0.0018706 | 0.0019798 | 0.0021074 | 0.002191 | 0.0022944 | 0.0025666 | 0.0027818 | 0.00022178 | 0.00060228 | 0.0011408 | 0.0018554 | 0.0026764 | 0.0034027 | 0.0040896 | 0.0047531 | 0.0053408 | 0.0059384 | 0.0065276 | 0.0071289 | 0.0076841 | 0.0082476 | 0.0088039 | 0.0091616 | 0.009312 | 0.0093187 | 0.0093127 | 0.0093068 | 0.00030355 | 0.00052976 | 0.00075541 | 0.0010083 | 0.0011606 | 0.0013375 | 0.0015121 | 0.0017084 | 0.0018547 | 0.0020229 | 0.0021889 | 0.0023815 | 0.0025122 | 0.002671 | 0.0028298 | 0.0030145 | 0.0031366 | 0.003287 | 0.0036794 | 0.0039904 | 0.00030355 | 0.00083331 | 0.0015887 | 0.002597 | 0.0037577 | 0.0047916 | 0.0057739 | 0.0067269 | 0.0075733 | 0.0084356 | 0.0092871 | 0.010157 | 0.01096 | 0.011777 | 0.012583 | 0.013105 | 0.013331 | 0.01335 | 0.01335 | 0.01335 | 0.00022178 | 0.00038288 | 0.00054244 | 0.00072038 | 0.00082667 | 0.00094978 | 0.001071 | 0.0012071 | 0.001308 | 0.0014241 | 0.0015385 | 0.0016716 | 0.0017613 | 0.0018706 | 0.0019798 | 0.0021074 | 0.002191 | 0.0022944 | 0.0025666 | 0.0027818 | 0.00022178 | 0.00060228 | 0.0011408 | 0.0018554 | 0.0026764 | 0.0034027 | 0.0040896 | 0.0047531 | 0.0053408 | 0.0059384 | 0.0065276 | 0.0071289 | 0.0076841 | 0.0082476 | 0.0088039 | 0.0091616 | 0.009312 | 0.0093187 | 0.0093127 | 0.0093068 | 0.00030355 | 0.00052976 | 0.00075541 | 0.0010083 | 0.0011606 | 0.0013375 | 0.0015121 | 0.0017084 | 0.0018547 | 0.0020229 | 0.0021889 | 0.0023815 | 0.0025122 | 0.002671 | 0.0028298 | 0.0030145 | 0.0031366 | 0.003287 | 0.0036794 | 0.0039904 | 0.00030355 | 0.00083331 | 0.0015887 | 0.002597 | 0.0037577 | 0.0047916 | 0.0057739 | 0.0067269 | 0.0075733 | 0.0084356 | 0.0092871 | 0.010157 | 0.01096 | 0.011777 | 0.012583 | 0.013105 | 0.013331 | 0.01335 | 0.01335 | 0.01335 | 316.2643 | 316.2643 | 316.2643 | 316.2643 | 316.2643 | 316.2643 | 316.2643 | 316.2643 | 316.2643 | 316.2643 | 316.2643 | 316.2643 | 316.2643 | 316.2643 | 316.2643 | 316.2643 | 316.2643 | 316.2643 | 316.2643 | 316.2643 | 271.8357 | 271.8357 | 271.8357 | 271.8357 | 271.8357 | 271.8357 | 271.8357 | 271.8357 | 271.8357 | 271.8357 | 271.8357 | 271.8357 | 271.8357 | 271.8357 | 271.8357 | 271.8357 | 271.8357 | 271.8357 | 271.8357 | 271.8357
WA_Industrial_Petroleum_New_Process_Natural Gas_Strategic Energy Management_A | WA | Industrial | Petroleum | New | Process | Natural Gas | Strategic Energy Management | A | IM395 | No energy management system | Energy management system installed and programmed | 5 | 769.0432 | 0 | 0 | 2458.4 | 0 | 58.54 | 0 | 1229.1976 |  | employee | 5% | 50% | Retrofit | RetroEven20 | 80.75% | TBD | 0.2% | 314.3853 |  | 271.7795 |  | 0.060387 | BEHAV_SEM-All-CPUC-2018_PG-26 | BEHAV_SEM-All-CPUC-2018_PG-26 | AEG Research | No energy management system | No energy management system | No energy management system | No energy management system | No energy management system | No energy management system | No energy management system | No energy management system | No energy management system | No energy management system | No energy management system | No energy management system | No energy management system | No energy management system | No energy management system | No energy management system | No energy management system | No energy management system | No energy management system | No energy management system | No energy management system | No energy management system | Energy management system installed and programmed | Energy management system installed and programmed | Energy management system installed and programmed | Energy management system installed and programmed | Energy management system installed and programmed | Energy management system installed and programmed | Energy management system installed and programmed | Energy management system installed and programmed | Energy management system installed and programmed | Energy management system installed and programmed | Energy management system installed and programmed | Energy management system installed and programmed | Energy management system installed and programmed | Energy management system installed and programmed | Energy management system installed and programmed | Energy management system installed and programmed | Energy management system installed and programmed | Energy management system installed and programmed | Energy management system installed and programmed | Energy management system installed and programmed | Energy management system installed and programmed | Energy management system installed and programmed | 2458.4 | 2458.4 | 2458.4 | 2458.4 | 2458.4 | 2458.4 | 2458.4 | 2458.4 | 2458.4 | 2458.4 | 2458.4 | 2458.4 | 2458.4 | 2458.4 | 2458.4 | 2458.4 | 2458.4 | 2458.4 | 2458.4 | 2458.4 | 2458.4 | 2458.4 | 0 | 0 | 768.0402 | 767.4592 | 766.9061 | 766.415 | 765.7099 | 765.1278 | 764.6497 | 764.3119 | 763.9342 | 763.7067 | 763.5604 | 763.553 | 763.4696 | 763.493 | 763.5353 | 763.6286 | 763.6627 | 763.7324 | 763.7823 | 763.8204 | 0.07103 | 0.12387 | 0.1765 | 0.23544 | 0.27076 | 0.31177 | 0.35225 | 0.39783 | 0.43167 | 0.47069 | 0.50921 | 0.554 | 0.58434 | 0.62131 | 0.65827 | 0.70133 | 0.72976 | 0.76482 | 0.85618 | 0.9286 | 0.07103 | 0.19484 | 0.3712 | 0.60641 | 0.87661 | 1.117 | 1.3451 | 1.5664 | 1.7626 | 1.9628 | 2.1605 | 2.3627 | 2.5494 | 2.7394 | 2.9272 | 3.049 | 3.1016 | 3.1063 | 3.1065 | 3.1067 | 0.092482 | 0.1614 | 0.23015 | 0.3072 | 0.35361 | 0.40748 | 0.46067 | 0.5205 | 0.56507 | 0.61632 | 0.66689 | 0.72556 | 0.76538 | 0.81377 | 0.86213 | 0.91842 | 0.9556 | 1.0014 | 1.121 | 1.2157 | 0.092482 | 0.25388 | 0.48403 | 0.79123 | 1.1448 | 1.4598 | 1.7591 | 2.0495 | 2.3073 | 2.57 | 2.8295 | 3.0943 | 3.3392 | 3.5879 | 3.8337 | 3.9928 | 4.0614 | 4.0673 | 4.0673 | 4.0673 | 0.060387 | 0.10532 | 0.15009 | 0.20023 | 0.2303 | 0.26521 | 0.29967 | 0.33847 | 0.36729 | 0.4005 | 0.4333 | 0.47141 | 0.49724 | 0.52869 | 0.56013 | 0.59677 | 0.62095 | 0.65077 | 0.7285 | 0.79012 | 0.060387 | 0.16567 | 0.31566 | 0.51571 | 0.74561 | 0.95014 | 1.1443 | 1.3327 | 1.4997 | 1.6701 | 1.8384 | 2.0105 | 2.1694 | 2.331 | 2.4908 | 2.5944 | 2.6391 | 2.6431 | 2.6433 | 2.6434 | 0.07861 | 0.13719 | 0.19562 | 0.26112 | 0.30057 | 0.34636 | 0.39157 | 0.44243 | 0.48031 | 0.52387 | 0.56686 | 0.61673 | 0.65057 | 0.69171 | 0.73281 | 0.78066 | 0.81226 | 0.85121 | 0.95283 | 1.0334 | 0.07861 | 0.2158 | 0.41142 | 0.67255 | 0.97311 | 1.2409 | 1.4952 | 1.742 | 1.9612 | 2.1845 | 2.405 | 2.6302 | 2.8383 | 3.0497 | 3.2587 | 3.3939 | 3.4522 | 3.4572 | 3.4572 | 3.4572 | 0.060387 | 0.10532 | 0.15009 | 0.20023 | 0.2303 | 0.26521 | 0.29967 | 0.33847 | 0.36729 | 0.4005 | 0.4333 | 0.47141 | 0.49724 | 0.52869 | 0.56013 | 0.59677 | 0.62095 | 0.65077 | 0.7285 | 0.79012 | 0.060387 | 0.16567 | 0.31566 | 0.51571 | 0.74561 | 0.95014 | 1.1443 | 1.3327 | 1.4997 | 1.6701 | 1.8384 | 2.0105 | 2.1694 | 2.331 | 2.4908 | 2.5944 | 2.6391 | 2.6431 | 2.6433 | 2.6434 | 0.07861 | 0.13719 | 0.19562 | 0.26112 | 0.30057 | 0.34636 | 0.39157 | 0.44243 | 0.48031 | 0.52387 | 0.56686 | 0.61673 | 0.65057 | 0.69171 | 0.73281 | 0.78066 | 0.81226 | 0.85121 | 0.95283 | 1.0334 | 0.07861 | 0.2158 | 0.41142 | 0.67255 | 0.97311 | 1.2409 | 1.4952 | 1.742 | 1.9612 | 2.1845 | 2.405 | 2.6302 | 2.8383 | 3.0497 | 3.2587 | 3.3939 | 3.4522 | 3.4572 | 3.4572 | 3.4572 | 0.060387 | 0.10532 | 0.15009 | 0.20023 | 0.2303 | 0.26521 | 0.29967 | 0.33847 | 0.36729 | 0.4005 | 0.4333 | 0.47141 | 0.49724 | 0.52869 | 0.56013 | 0.59677 | 0.62095 | 0.65077 | 0.7285 | 0.79012 | 0.060387 | 0.16567 | 0.31566 | 0.51571 | 0.74561 | 0.95014 | 1.1443 | 1.3327 | 1.4997 | 1.6701 | 1.8384 | 2.0105 | 2.1694 | 2.331 | 2.4908 | 2.5944 | 2.6391 | 2.6431 | 2.6433 | 2.6434 | 0.07861 | 0.13719 | 0.19562 | 0.26112 | 0.30057 | 0.34636 | 0.39157 | 0.44243 | 0.48031 | 0.52387 | 0.56686 | 0.61673 | 0.65057 | 0.69171 | 0.73281 | 0.78066 | 0.81226 | 0.85121 | 0.95283 | 1.0334 | 0.07861 | 0.2158 | 0.41142 | 0.67255 | 0.97311 | 1.2409 | 1.4952 | 1.742 | 1.9612 | 2.1845 | 2.405 | 2.6302 | 2.8383 | 3.0497 | 3.2587 | 3.3939 | 3.4522 | 3.4572 | 3.4572 | 3.4572 | 0.060387 | 0.10532 | 0.15009 | 0.20023 | 0.2303 | 0.26521 | 0.29967 | 0.33847 | 0.36729 | 0.4005 | 0.4333 | 0.47141 | 0.49724 | 0.52869 | 0.56013 | 0.59677 | 0.62095 | 0.65077 | 0.7285 | 0.79012 | 0.060387 | 0.16567 | 0.31566 | 0.51571 | 0.74561 | 0.95014 | 1.1443 | 1.3327 | 1.4997 | 1.6701 | 1.8384 | 2.0105 | 2.1694 | 2.331 | 2.4908 | 2.5944 | 2.6391 | 2.6431 | 2.6433 | 2.6434 | 0.07861 | 0.13719 | 0.19562 | 0.26112 | 0.30057 | 0.34636 | 0.39157 | 0.44243 | 0.48031 | 0.52387 | 0.56686 | 0.61673 | 0.65057 | 0.69171 | 0.73281 | 0.78066 | 0.81226 | 0.85121 | 0.95283 | 1.0334 | 0.07861 | 0.2158 | 0.41142 | 0.67255 | 0.97311 | 1.2409 | 1.4952 | 1.742 | 1.9612 | 2.1845 | 2.405 | 2.6302 | 2.8383 | 3.0497 | 3.2587 | 3.3939 | 3.4522 | 3.4572 | 3.4572 | 3.4572 | 316.2643 | 316.2643 | 316.2643 | 316.2643 | 316.2643 | 316.2643 | 316.2643 | 316.2643 | 316.2643 | 316.2643 | 316.2643 | 316.2643 | 316.2643 | 316.2643 | 316.2643 | 316.2643 | 316.2643 | 316.2643 | 316.2643 | 316.2643 | 271.8357 | 271.8357 | 271.8357 | 271.8357 | 271.8357 | 271.8357 | 271.8357 | 271.8357 | 271.8357 | 271.8357 | 271.8357 | 271.8357 | 271.8357 | 271.8357 | 271.8357 | 271.8357 | 271.8357 | 271.8357 | 271.8357 | 271.8357
WA_Industrial_Petroleum_New_Miscellaneous_Natural Gas_Strategic Energy Management_A | WA | Industrial | Petroleum | New | Miscellaneous | Natural Gas | Strategic Energy Management | A | IM396 | No energy management system | Energy management system installed and programmed | 5 | 160.7723 | 0 | 0 | 2458.4 | 0 | 58.54 | 0 | 1229.1976 |  | employee | 5% | 50% | Retrofit | RetroEven20 | 80.75% | TBD | 0.2% | 314.3853 |  | 271.7795 |  | 0.0031596 | BEHAV_SEM-All-CPUC-2018_PG-26 | BEHAV_SEM-All-CPUC-2018_PG-26 | AEG Research | No energy management system | No energy management system | No energy management system | No energy management system | No energy management system | No energy management system | No energy management system | No energy management system | No energy management system | No energy management system | No energy management system | No energy management system | No energy management system | No energy management system | No energy management system | No energy management system | No energy management system | No energy management system | No energy management system | No energy management system | No energy management system | No energy management system | Energy management system installed and programmed | Energy management system installed and programmed | Energy management system installed and programmed | Energy management system installed and programmed | Energy management system installed and programmed | Energy management system installed and programmed | Energy management system installed and programmed | Energy management system installed and programmed | Energy management system installed and programmed | Energy management system installed and programmed | Energy management system installed and programmed | Energy management system installed and programmed | Energy management system installed and programmed | Energy management system installed and programmed | Energy management system installed and programmed | Energy management system installed and programmed | Energy management system installed and programmed | Energy management system installed and programmed | Energy management system installed and programmed | Energy management system installed and programmed | Energy management system installed and programmed | Energy management system installed and programmed | 2458.4 | 2458.4 | 2458.4 | 2458.4 | 2458.4 | 2458.4 | 2458.4 | 2458.4 | 2458.4 | 2458.4 | 2458.4 | 2458.4 | 2458.4 | 2458.4 | 2458.4 | 2458.4 | 2458.4 | 2458.4 | 2458.4 | 2458.4 | 2458.4 | 2458.4 | 0 | 0 | 160.7723 | 160.7723 | 160.7723 | 160.7723 | 160.7723 | 160.7723 | 160.7723 | 160.7723 | 160.7723 | 160.7723 | 160.7723 | 160.7723 | 160.7723 | 160.7723 | 160.7723 | 160.7723 | 160.7723 | 160.7723 | 160.7723 | 160.7723 | 0.0037171 | 0.0064871 | 0.0092503 | 0.012347 | 0.014213 | 0.016378 | 0.018516 | 0.020921 | 0.022712 | 0.024772 | 0.026805 | 0.029163 | 0.030763 | 0.032708 | 0.034652 | 0.036914 | 0.038409 | 0.04025 | 0.045055 | 0.048864 | 0.0037171 | 0.010204 | 0.019455 | 0.031802 | 0.046015 | 0.058675 | 0.070704 | 0.082374 | 0.092739 | 0.1033 | 0.11372 | 0.12437 | 0.13421 | 0.14421 | 0.15409 | 0.16048 | 0.16324 | 0.16348 | 0.16348 | 0.16348 | 0.023121 | 0.04035 | 0.057537 | 0.0768 | 0.088402 | 0.10187 | 0.11517 | 0.13013 | 0.14127 | 0.15408 | 0.16672 | 0.18139 | 0.19134 | 0.20344 | 0.21553 | 0.22961 | 0.2389 | 0.25036 | 0.28024 | 0.30393 | 0.023121 | 0.06347 | 0.12101 | 0.19781 | 0.28621 | 0.36496 | 0.43978 | 0.51237 | 0.57683 | 0.64251 | 0.70736 | 0.77359 | 0.83481 | 0.89698 | 0.95843 | 0.99819 | 1.0154 | 1.0168 | 1.0168 | 1.0168 | 0.0031596 | 0.0055141 | 0.0078628 | 0.010495 | 0.012081 | 0.013921 | 0.015738 | 0.017783 | 0.019305 | 0.021056 | 0.022784 | 0.024788 | 0.026148 | 0.027802 | 0.029454 | 0.031377 | 0.032647 | 0.034213 | 0.038297 | 0.041535 | 0.0031596 | 0.0086736 | 0.016536 | 0.027032 | 0.039112 | 0.049874 | 0.060098 | 0.070018 | 0.078828 | 0.087803 | 0.096666 | 0.10572 | 0.11408 | 0.12258 | 0.13098 | 0.13641 | 0.13875 | 0.13896 | 0.13896 | 0.13896 | 0.019652 | 0.034297 | 0.048906 | 0.06528 | 0.075142 | 0.086589 | 0.097893 | 0.11061 | 0.12008 | 0.13097 | 0.14172 | 0.15418 | 0.16264 | 0.17293 | 0.1832 | 0.19516 | 0.20307 | 0.2128 | 0.23821 | 0.25834 | 0.019652 | 0.05395 | 0.10286 | 0.16814 | 0.24328 | 0.31021 | 0.37381 | 0.43551 | 0.49031 | 0.54613 | 0.60126 | 0.65755 | 0.70958 | 0.76243 | 0.81467 | 0.84847 | 0.86305 | 0.86431 | 0.86431 | 0.86431 | 0.0031596 | 0.0055141 | 0.0078628 | 0.010495 | 0.012081 | 0.013921 | 0.015738 | 0.017783 | 0.019305 | 0.021056 | 0.022784 | 0.024788 | 0.026148 | 0.027802 | 0.029454 | 0.031377 | 0.032647 | 0.034213 | 0.038297 | 0.041535 | 0.0031596 | 0.0086736 | 0.016536 | 0.027032 | 0.039112 | 0.049874 | 0.060098 | 0.070018 | 0.078828 | 0.087803 | 0.096666 | 0.10572 | 0.11408 | 0.12258 | 0.13098 | 0.13641 | 0.13875 | 0.13896 | 0.13896 | 0.13896 | 0.019652 | 0.034297 | 0.048906 | 0.06528 | 0.075142 | 0.086589 | 0.097893 | 0.11061 | 0.12008 | 0.13097 | 0.14172 | 0.15418 | 0.16264 | 0.17293 | 0.1832 | 0.19516 | 0.20307 | 0.2128 | 0.23821 | 0.25834 | 0.019652 | 0.05395 | 0.10286 | 0.16814 | 0.24328 | 0.31021 | 0.37381 | 0.43551 | 0.49031 | 0.54613 | 0.60126 | 0.65755 | 0.70958 | 0.76243 | 0.81467 | 0.84847 | 0.86305 | 0.86431 | 0.86431 | 0.86431 | 0.0031596 | 0.0055141 | 0.0078628 | 0.010495 | 0.012081 | 0.013921 | 0.015738 | 0.017783 | 0.019305 | 0.021056 | 0.022784 | 0.024788 | 0.026148 | 0.027802 | 0.029454 | 0.031377 | 0.032647 | 0.034213 | 0.038297 | 0.041535 | 0.0031596 | 0.0086736 | 0.016536 | 0.027032 | 0.039112 | 0.049874 | 0.060098 | 0.070018 | 0.078828 | 0.087803 | 0.096666 | 0.10572 | 0.11408 | 0.12258 | 0.13098 | 0.13641 | 0.13875 | 0.13896 | 0.13896 | 0.13896 | 0.019652 | 0.034297 | 0.048906 | 0.06528 | 0.075142 | 0.086589 | 0.097893 | 0.11061 | 0.12008 | 0.13097 | 0.14172 | 0.15418 | 0.16264 | 0.17293 | 0.1832 | 0.19516 | 0.20307 | 0.2128 | 0.23821 | 0.25834 | 0.019652 | 0.05395 | 0.10286 | 0.16814 | 0.24328 | 0.31021 | 0.37381 | 0.43551 | 0.49031 | 0.54613 | 0.60126 | 0.65755 | 0.70958 | 0.76243 | 0.81467 | 0.84847 | 0.86305 | 0.86431 | 0.86431 | 0.86431 | 0.0031596 | 0.0055141 | 0.0078628 | 0.010495 | 0.012081 | 0.013921 | 0.015738 | 0.017783 | 0.019305 | 0.021056 | 0.022784 | 0.024788 | 0.026148 | 0.027802 | 0.029454 | 0.031377 | 0.032647 | 0.034213 | 0.038297 | 0.041535 | 0.0031596 | 0.0086736 | 0.016536 | 0.027032 | 0.039112 | 0.049874 | 0.060098 | 0.070018 | 0.078828 | 0.087803 | 0.096666 | 0.10572 | 0.11408 | 0.12258 | 0.13098 | 0.13641 | 0.13875 | 0.13896 | 0.13896 | 0.13896 | 0.019652 | 0.034297 | 0.048906 | 0.06528 | 0.075142 | 0.086589 | 0.097893 | 0.11061 | 0.12008 | 0.13097 | 0.14172 | 0.15418 | 0.16264 | 0.17293 | 0.1832 | 0.19516 | 0.20307 | 0.2128 | 0.23821 | 0.25834 | 0.019652 | 0.05395 | 0.10286 | 0.16814 | 0.24328 | 0.31021 | 0.37381 | 0.43551 | 0.49031 | 0.54613 | 0.60126 | 0.65755 | 0.70958 | 0.76243 | 0.81467 | 0.84847 | 0.86305 | 0.86431 | 0.86431 | 0.86431 | 316.2643 | 316.2643 | 316.2643 | 316.2643 | 316.2643 | 316.2643 | 316.2643 | 316.2643 | 316.2643 | 316.2643 | 316.2643 | 316.2643 | 316.2643 | 316.2643 | 316.2643 | 316.2643 | 316.2643 | 316.2643 | 316.2643 | 316.2643 | 271.8357 | 271.8357 | 271.8357 | 271.8357 | 271.8357 | 271.8357 | 271.8357 | 271.8357 | 271.8357 | 271.8357 | 271.8357 | 271.8357 | 271.8357 | 271.8357 | 271.8357 | 271.8357 | 271.8357 | 271.8357 | 271.8357 | 271.8357
WA_Industrial_Petroleum_New_Space Heating_Natural Gas_Commissioning_A | WA | Industrial | Petroleum | New | Space Heating | Natural Gas | Commissioning | A | IM397 | New construction code | Optimized HVAC design and controls | 10 | 15.7714 | 0 | 0 | 0.27 | 0 | 0 | 0 | 0.1336 |  | employee | 0% | 0% | Retrofit | Retro12Med | 75.44% | TBD | 0.2% | 0.08807 |  | 0.062686 |  | 0 | DL20_COM_CX-Refrig-2021PLN-V11-3 | 2018 AMIL BUS Retro-Commissioning Initiative | U.S. Department of Energy. Lawrence Berkeley National Labs and Building Commissioning Association. https://www.bcxa.org/wp-content/uploads/2020/09/1-s2.0- S0378778819319553-main.pdf | New construction code | New construction code | New construction code | New construction code | New construction code | New construction code | New construction code | New construction code | New construction code | New construction code | New construction code | New construction code | New construction code | New construction code | New construction code | New construction code | New construction code | New construction code | New construction code | New construction code | New construction code | New construction code | Optimized HVAC design and controls | Optimized HVAC design and controls | Optimized HVAC design and controls | Optimized HVAC design and controls | Optimized HVAC design and controls | Optimized HVAC design and controls | Optimized HVAC design and controls | Optimized HVAC design and controls | Optimized HVAC design and controls | Optimized HVAC design and controls | Optimized HVAC design and controls | Optimized HVAC design and controls | Optimized HVAC design and controls | Optimized HVAC design and controls | Optimized HVAC design and controls | Optimized HVAC design and controls | Optimized HVAC design and controls | Optimized HVAC design and controls | Optimized HVAC design and controls | Optimized HVAC design and controls | Optimized HVAC design and controls | Optimized HVAC design and controls | 0.27 | 0.27 | 0.27 | 0.27 | 0.27 | 0.27 | 0.27 | 0.27 | 0.27 | 0.27 | 0.27 | 0.27 | 0.27 | 0.27 | 0.27 | 0.27 | 0.27 | 0.27 | 0.27 | 0.27 | 0.27 | 0.27 | 0 | 0 | 15.7221 | 14.8527 | 14.5099 | 14.3096 | 14.2314 | 14.1631 | 14.1114 | 14.0659 | 14.0384 | 14.0116 | 13.9893 | 13.9672 | 13.9542 | 13.9401 | 13.9276 | 13.9147 | 13.9071 | 13.8945 | 13.8834 | 13.8708 | 0 | 0 | 0 | 0 | 0 | 0 | 0 | 0 | 0 | 0 | 0 | 0 | 0 | 0 | 0 | 0 | 0 | 0 | 0 | 0 | 0 | 0 | 0 | 0 | 0 | 0 | 0 | 0 | 0 | 0 | 0 | 0 | 0 | 0 | 0 | 0 | 0 | 0 | 0 | 0 | 0 | 0 | 0 | 0 | 0 | 0 | 0 | 0 | 0 | 0 | 0 | 0 | 0 | 0 | 0 | 0 | 0 | 0 | 0 | 0 | 0 | 0 | 0 | 0 | 0 | 0 | 0 | 0 | 0 | 0 | 0 | 0 | 0 | 0 | 0 | 0 | 0 | 0 | 0 | 0 | 0 | 0 | 0 | 0 | 0 | 0 | 0 | 0 | 0 | 0 | 0 | 0 | 0 | 0 | 0 | 0 | 0 | 0 | 0 | 0 | 0 | 0 | 0 | 0 | 0 | 0 | 0 | 0 | 0 | 0 | 0 | 0 | 0 | 0 | 0 | 0 | 0 | 0 | 0 | 0 | 0 | 0 | 0 | 0 | 0 | 0 | 0 | 0 | 0 | 0 | 0 | 0 | 0 | 0 | 0 | 0 | 0 | 0 | 0 | 0 | 0 | 0 | 0 | 0 | 0 | 0 | 0 | 0 | 0 | 0 | 0 | 0 | 0 | 0 | 0 | 0 | 0 | 0 | 0 | 0 | 0 | 0 | 0 | 0 | 0 | 0 | 0 | 0 | 0 | 0 | 0 | 0 | 0 | 0 | 0 | 0 | 0 | 0 | 0 | 0 | 0 | 0 | 0 | 0 | 0 | 0 | 0 | 0 | 0 | 0 | 0 | 0 | 0 | 0 | 0 | 0 | 0 | 0 | 0 | 0 | 0 | 0 | 0 | 0 | 0 | 0 | 0 | 0 | 0 | 0 | 0 | 0 | 0 | 0 | 0 | 0 | 0 | 0 | 0 | 0 | 0 | 0 | 0 | 0 | 0 | 0 | 0 | 0 | 0 | 0 | 0 | 0 | 0 | 0 | 0 | 0 | 0 | 0 | 0 | 0 | 0 | 0 | 0 | 0 | 0 | 0 | 0 | 0 | 0 | 0 | 0 | 0 | 0 | 0 | 0 | 0 | 0 | 0 | 0 | 0 | 0 | 0 | 0 | 0 | 0 | 0 | 0 | 0 | 0 | 0 | 0 | 0 | 0 | 0 | 0 | 0 | 0 | 0 | 0 | 0 | 0 | 0 | 0 | 0 | 0 | 0 | 0 | 0 | 0 | 0 | 0 | 0 | 0 | 0 | 0 | 0 | 0 | 0 | 0 | 0 | 0 | 0 | 0 | 0 | 0 | 0 | 0 | 0 | 0 | 0 | 0 | 0 | 0 | 0 | 0 | 0 | 0 | 0 | 0 | 0 | 0 | 0 | 0 | 0 | 0 | 0 | 0 | 0 | 0 | 0 | 0 | 0 | 0 | 0 | 0 | 0 | 0 | 0 | 0 | 0 | 0 | 0 | 0 | 0 | 0 | 0 | 0 | 0 | 0 | 0 | 0 | 0 | 0 | 0 | 0 | 0 | 0 | 0 | 0 | 0 | 0 | 0 | 0 | 0 | 0 | 0 | 0 | 0 | 0 | 0 | 0 | 0 | 0 | 0 | 0 | 0 | 0 | 0 | 0 | 0 | 0 | 0 | 0 | 0 | 0 | 0 | 0 | 0 | 0 | 0 | 0 | 0 | 0 | 0 | 0 | 0 | 0 | 0 | 0 | 0 | 0.0087633 | 0.0087633 | 0.0087633 | 0.0087633 | 0.0087633 | 0.0087633 | 0.0087633 | 0.0087633 | 0.0087633 | 0.0087633 | 0.0087633 | 0.0087633 | 0.0087633 | 0.0087633 | 0.0087633 | 0.0087633 | 0.0087633 | 0.0087633 | 0.0087633 | 0.0087633 | 0.0062375 | 0.0062375 | 0.0062375 | 0.0062375 | 0.0062375 | 0.0062375 | 0.0062375 | 0.0062375 | 0.0062375 | 0.0062375 | 0.0062375 | 0.0062375 | 0.0062375 | 0.0062375 | 0.0062375 | 0.0062375 | 0.0062375 | 0.0062375 | 0.0062375 | 0.0062375
WA_Industrial_Petroleum_New_Process_Natural Gas_Commissioning_A | WA | Industrial | Petroleum | New | Process | Natural Gas | Commissioning | A | IM398 | New construction code | Optimized process design and controls | 10 | 4292.3343 | 0 | 0 | 0.27 | 0 | 0 | 0 | 0.1336 |  | employee | 0% | 0% | Retrofit | Retro12Med | 75.44% | TBD | 0.2% | 0.08807 |  | 0.062686 |  | 0 | DL20_COM_CX-Refrig-2021PLN-V11-3 | 2018 AMIL BUS Retro-Commissioning Initiative | U.S. Department of Energy. Lawrence Berkeley National Labs and Building Commissioning Association. https://www.bcxa.org/wp-content/uploads/2020/09/1-s2.0- S0378778819319553-main.pdf | New construction code | New construction code | New construction code | New construction code | New construction code | New construction code | New construction code | New construction code | New construction code | New construction code | New construction code | New construction code | New construction code | New construction code | New construction code | New construction code | New construction code | New construction code | New construction code | New construction code | New construction code | New construction code | Optimized process design and controls | Optimized process design and controls | Optimized process design and controls | Optimized process design and controls | Optimized process design and controls | Optimized process design and controls | Optimized process design and controls | Optimized process design and controls | Optimized process design and controls | Optimized process design and controls | Optimized process design and controls | Optimized process design and controls | Optimized process design and controls | Optimized process design and controls | Optimized process design and controls | Optimized process design and controls | Optimized process design and controls | Optimized process design and controls | Optimized process design and controls | Optimized process design and controls | Optimized process design and controls | Optimized process design and controls | 0.27 | 0.27 | 0.27 | 0.27 | 0.27 | 0.27 | 0.27 | 0.27 | 0.27 | 0.27 | 0.27 | 0.27 | 0.27 | 0.27 | 0.27 | 0.27 | 0.27 | 0.27 | 0.27 | 0.27 | 0.27 | 0.27 | 0 | 0 | 4292.3343 | 4292.3343 | 4292.3343 | 4292.3343 | 4292.3343 | 4292.3343 | 4292.3343 | 4292.3343 | 4292.3343 | 4292.3343 | 4292.3343 | 4292.3343 | 4292.3343 | 4292.3343 | 4292.3343 | 4292.3343 | 4292.3343 | 4292.3343 | 4292.3343 | 4292.3343 | 0 | 0 | 0 | 0 | 0 | 0 | 0 | 0 | 0 | 0 | 0 | 0 | 0 | 0 | 0 | 0 | 0 | 0 | 0 | 0 | 0 | 0 | 0 | 0 | 0 | 0 | 0 | 0 | 0 | 0 | 0 | 0 | 0 | 0 | 0 | 0 | 0 | 0 | 0 | 0 | 0 | 0 | 0 | 0 | 0 | 0 | 0 | 0 | 0 | 0 | 0 | 0 | 0 | 0 | 0 | 0 | 0 | 0 | 0 | 0 | 0 | 0 | 0 | 0 | 0 | 0 | 0 | 0 | 0 | 0 | 0 | 0 | 0 | 0 | 0 | 0 | 0 | 0 | 0 | 0 | 0 | 0 | 0 | 0 | 0 | 0 | 0 | 0 | 0 | 0 | 0 | 0 | 0 | 0 | 0 | 0 | 0 | 0 | 0 | 0 | 0 | 0 | 0 | 0 | 0 | 0 | 0 | 0 | 0 | 0 | 0 | 0 | 0 | 0 | 0 | 0 | 0 | 0 | 0 | 0 | 0 | 0 | 0 | 0 | 0 | 0 | 0 | 0 | 0 | 0 | 0 | 0 | 0 | 0 | 0 | 0 | 0 | 0 | 0 | 0 | 0 | 0 | 0 | 0 | 0 | 0 | 0 | 0 | 0 | 0 | 0 | 0 | 0 | 0 | 0 | 0 | 0 | 0 | 0 | 0 | 0 | 0 | 0 | 0 | 0 | 0 | 0 | 0 | 0 | 0 | 0 | 0 | 0 | 0 | 0 | 0 | 0 | 0 | 0 | 0 | 0 | 0 | 0 | 0 | 0 | 0 | 0 | 0 | 0 | 0 | 0 | 0 | 0 | 0 | 0 | 0 | 0 | 0 | 0 | 0 | 0 | 0 | 0 | 0 | 0 | 0 | 0 | 0 | 0 | 0 | 0 | 0 | 0 | 0 | 0 | 0 | 0 | 0 | 0 | 0 | 0 | 0 | 0 | 0 | 0 | 0 | 0 | 0 | 0 | 0 | 0 | 0 | 0 | 0 | 0 | 0 | 0 | 0 | 0 | 0 | 0 | 0 | 0 | 0 | 0 | 0 | 0 | 0 | 0 | 0 | 0 | 0 | 0 | 0 | 0 | 0 | 0 | 0 | 0 | 0 | 0 | 0 | 0 | 0 | 0 | 0 | 0 | 0 | 0 | 0 | 0 | 0 | 0 | 0 | 0 | 0 | 0 | 0 | 0 | 0 | 0 | 0 | 0 | 0 | 0 | 0 | 0 | 0 | 0 | 0 | 0 | 0 | 0 | 0 | 0 | 0 | 0 | 0 | 0 | 0 | 0 | 0 | 0 | 0 | 0 | 0 | 0 | 0 | 0 | 0 | 0 | 0 | 0 | 0 | 0 | 0 | 0 | 0 | 0 | 0 | 0 | 0 | 0 | 0 | 0 | 0 | 0 | 0 | 0 | 0 | 0 | 0 | 0 | 0 | 0 | 0 | 0 | 0 | 0 | 0 | 0 | 0 | 0 | 0 | 0 | 0 | 0 | 0 | 0 | 0 | 0 | 0 | 0 | 0 | 0 | 0 | 0 | 0 | 0 | 0 | 0 | 0 | 0 | 0 | 0 | 0 | 0 | 0 | 0 | 0 | 0 | 0 | 0 | 0 | 0 | 0 | 0 | 0 | 0 | 0 | 0 | 0 | 0 | 0 | 0 | 0 | 0 | 0 | 0 | 0 | 0 | 0 | 0 | 0 | 0 | 0 | 0 | 0 | 0 | 0 | 0.0087633 | 0.0087633 | 0.0087633 | 0.0087633 | 0.0087633 | 0.0087633 | 0.0087633 | 0.0087633 | 0.0087633 | 0.0087633 | 0.0087633 | 0.0087633 | 0.0087633 | 0.0087633 | 0.0087633 | 0.0087633 | 0.0087633 | 0.0087633 | 0.0087633 | 0.0087633 | 0.0062375 | 0.0062375 | 0.0062375 | 0.0062375 | 0.0062375 | 0.0062375 | 0.0062375 | 0.0062375 | 0.0062375 | 0.0062375 | 0.0062375 | 0.0062375 | 0.0062375 | 0.0062375 | 0.0062375 | 0.0062375 | 0.0062375 | 0.0062375 | 0.0062375 | 0.0062375
WA_Industrial_Petroleum_New_Space Heating_Natural Gas_Retrocommissioning_A | WA | Industrial | Petroleum | New | Space Heating | Natural Gas | Retrocommissioning | A | IM399 | Vintage/existing building | Optimized HVAC flow and controls | 5 | 0 | 0 | 0 | 0 | 0 | 0 | 0 | 0 |  | employee | 0% | 0% | Retrofit | RetroEven20 | 80.75% | TBD | 0.2% | 290.8153 |  | 224.9517 |  | 0 | COM_RCX-Heating-7PLN-v5-18 | COM_RCX-Heating-7PLN-v5-18 | n/a | Vintage/existing building | Vintage/existing building | Vintage/existing building | Vintage/existing building | Vintage/existing building | Vintage/existing building | Vintage/existing building | Vintage/existing building | Vintage/existing building | Vintage/existing building | Vintage/existing building | Vintage/existing building | Vintage/existing building | Vintage/existing building | Vintage/existing building | Vintage/existing building | Vintage/existing building | Vintage/existing building | Vintage/existing building | Vintage/existing building | Vintage/existing building | Vintage/existing building | Optimized HVAC flow and controls | Optimized HVAC flow and controls | Optimized HVAC flow and controls | Optimized HVAC flow and controls | Optimized HVAC flow and controls | Optimized HVAC flow and controls | Optimized HVAC flow and controls | Optimized HVAC flow and controls | Optimized HVAC flow and controls | Optimized HVAC flow and controls | Optimized HVAC flow and controls | Optimized HVAC flow and controls | Optimized HVAC flow and controls | Optimized HVAC flow and controls | Optimized HVAC flow and controls | Optimized HVAC flow and controls | Optimized HVAC flow and controls | Optimized HVAC flow and controls | Optimized HVAC flow and controls | Optimized HVAC flow and controls | Optimized HVAC flow and controls | Optimized HVAC flow and controls | 0 | 0 | 0 | 0 | 0 | 0 | 0 | 0 | 0 | 0 | 0 | 0 | 0 | 0 | 0 | 0 | 0 | 0 | 0 | 0 | 0 | 0 | 0 | 0 | 0 | 0 | 0 | 0 | 0 | 0 | 0 | 0 | 0 | 0 | 0 | 0 | 0 | 0 | 0 | 0 | 0 | 0 | 0 | 0 | 0 | 0 | 0 | 0 | 0 | 0 | 0 | 0 | 0 | 0 | 0 | 0 | 0 | 0 | 0 | 0 | 0 | 0 | 0 | 0 | 0 | 0 | 0 | 0 | 0 | 0 | 0 | 0 | 0 | 0 | 0 | 0 | 0 | 0 | 0 | 0 | 0 | 0 | 0 | 0 | 0 | 0 | 0 | 0 | 0 | 0 | 0 | 0 | 0 | 0 | 0 | 0 | 0 | 0 | 0 | 0 | 0 | 0 | 0 | 0 | 0 | 0 | 0 | 0 | 0 | 0 | 0 | 0 | 0 | 0 | 0 | 0 | 0 | 0 | 0 | 0 | 0 | 0 | 0 | 0 | 0 | 0 | 0 | 0 | 0 | 0 | 0 | 0 | 0 | 0 | 0 | 0 | 0 | 0 | 0 | 0 | 0 | 0 | 0 | 0 | 0 | 0 | 0 | 0 | 0 | 0 | 0 | 0 | 0 | 0 | 0 | 0 | 0 | 0 | 0 | 0 | 0 | 0 | 0 | 0 | 0 | 0 | 0 | 0 | 0 | 0 | 0 | 0 | 0 | 0 | 0 | 0 | 0 | 0 | 0 | 0 | 0 | 0 | 0 | 0 | 0 | 0 | 0 | 0 | 0 | 0 | 0 | 0 | 0 | 0 | 0 | 0 | 0 | 0 | 0 | 0 | 0 | 0 | 0 | 0 | 0 | 0 | 0 | 0 | 0 | 0 | 0 | 0 | 0 | 0 | 0 | 0 | 0 | 0 | 0 | 0 | 0 | 0 | 0 | 0 | 0 | 0 | 0 | 0 | 0 | 0 | 0 | 0 | 0 | 0 | 0 | 0 | 0 | 0 | 0 | 0 | 0 | 0 | 0 | 0 | 0 | 0 | 0 | 0 | 0 | 0 | 0 | 0 | 0 | 0 | 0 | 0 | 0 | 0 | 0 | 0 | 0 | 0 | 0 | 0 | 0 | 0 | 0 | 0 | 0 | 0 | 0 | 0 | 0 | 0 | 0 | 0 | 0 | 0 | 0 | 0 | 0 | 0 | 0 | 0 | 0 | 0 | 0 | 0 | 0 | 0 | 0 | 0 | 0 | 0 | 0 | 0 | 0 | 0 | 0 | 0 | 0 | 0 | 0 | 0 | 0 | 0 | 0 | 0 | 0 | 0 | 0 | 0 | 0 | 0 | 0 | 0 | 0 | 0 | 0 | 0 | 0 | 0 | 0 | 0 | 0 | 0 | 0 | 0 | 0 | 0 | 0 | 0 | 0 | 0 | 0 | 0 | 0 | 0 | 0 | 0 | 0 | 0 | 0 | 0 | 0 | 0 | 0 | 0 | 0 | 0 | 0 | 0 | 0 | 0 | 0 | 0 | 0 | 0 | 0 | 0 | 0 | 0 | 0 | 0 | 0 | 0 | 0 | 0 | 0 | 0 | 0 | 0 | 0 | 0 | 0 | 0 | 0 | 0 | 0 | 0 | 0 | 0 | 0 | 0 | 0 | 0 | 0 | 0 | 0 | 0 | 0 | 0 | 0 | 0 | 0 | 0 | 0 | 0 | 0 | 0 | 0 | 0 | 0 | 0 | 0 | 0 | 0 | 0 | 0 | 0 | 0 | 0 | 0 | 0 | 0 | 0 | 0 | 0 | 0 | 0 | 0 | 0 | 0 | 0 | 0 | 0 | 0 | 0 | 0 | 0 | 0 | 0 | 0 | 0 | 0 | 0 | 0 | 0 | 0 | 0 | 0 | 0 | 0 | 0 | 0 | 0 | 0 | 0 | 0 | 0 | 0 | 0 | 0 | 0 | 0 | 0 | 0 | 0 | 0 | 0 | 0 | 0 | 0 | 0 | 0 | 0 | 0 | 0 | 0 | 0 | 0 | 0 | 0 | 0 | 0 | 0 | 0 | 0 | 0 | 0 | 0 | 0 | 0 | 0
WA_Industrial_Petroleum_New_Process_Natural Gas_Retrocommissioning_A | WA | Industrial | Petroleum | New | Process | Natural Gas | Retrocommissioning | A | IM400 | Vintage/existing building | Optimized process design and controls | 5 | 0 | 0 | 0 | 0 | 0 | 0 | 0 | 0 |  | employee | 0% | 0% | Retrofit | RetroEven20 | 80.75% | TBD | 0.2% | 290.8153 |  | 224.9517 |  | 0 | COM_RCX-Heating-7PLN-v5-18 | COM_RCX-Heating-7PLN-v5-18 | n/a | Vintage/existing building | Vintage/existing building | Vintage/existing building | Vintage/existing building | Vintage/existing building | Vintage/existing building | Vintage/existing building | Vintage/existing building | Vintage/existing building | Vintage/existing building | Vintage/existing building | Vintage/existing building | Vintage/existing building | Vintage/existing building | Vintage/existing building | Vintage/existing building | Vintage/existing building | Vintage/existing building | Vintage/existing building | Vintage/existing building | Vintage/existing building | Vintage/existing building | Optimized process design and controls | Optimized process design and controls | Optimized process design and controls | Optimized process design and controls | Optimized process design and controls | Optimized process design and controls | Optimized process design and controls | Optimized process design and controls | Optimized process design and controls | Optimized process design and controls | Optimized process design and controls | Optimized process design and controls | Optimized process design and controls | Optimized process design and controls | Optimized process design and controls | Optimized process design and controls | Optimized process design and controls | Optimized process design and controls | Optimized process design and controls | Optimized process design and controls | Optimized process design and controls | Optimized process design and controls | 0 | 0 | 0 | 0 | 0 | 0 | 0 | 0 | 0 | 0 | 0 | 0 | 0 | 0 | 0 | 0 | 0 | 0 | 0 | 0 | 0 | 0 | 0 | 0 | 0 | 0 | 0 | 0 | 0 | 0 | 0 | 0 | 0 | 0 | 0 | 0 | 0 | 0 | 0 | 0 | 0 | 0 | 0 | 0 | 0 | 0 | 0 | 0 | 0 | 0 | 0 | 0 | 0 | 0 | 0 | 0 | 0 | 0 | 0 | 0 | 0 | 0 | 0 | 0 | 0 | 0 | 0 | 0 | 0 | 0 | 0 | 0 | 0 | 0 | 0 | 0 | 0 | 0 | 0 | 0 | 0 | 0 | 0 | 0 | 0 | 0 | 0 | 0 | 0 | 0 | 0 | 0 | 0 | 0 | 0 | 0 | 0 | 0 | 0 | 0 | 0 | 0 | 0 | 0 | 0 | 0 | 0 | 0 | 0 | 0 | 0 | 0 | 0 | 0 | 0 | 0 | 0 | 0 | 0 | 0 | 0 | 0 | 0 | 0 | 0 | 0 | 0 | 0 | 0 | 0 | 0 | 0 | 0 | 0 | 0 | 0 | 0 | 0 | 0 | 0 | 0 | 0 | 0 | 0 | 0 | 0 | 0 | 0 | 0 | 0 | 0 | 0 | 0 | 0 | 0 | 0 | 0 | 0 | 0 | 0 | 0 | 0 | 0 | 0 | 0 | 0 | 0 | 0 | 0 | 0 | 0 | 0 | 0 | 0 | 0 | 0 | 0 | 0 | 0 | 0 | 0 | 0 | 0 | 0 | 0 | 0 | 0 | 0 | 0 | 0 | 0 | 0 | 0 | 0 | 0 | 0 | 0 | 0 | 0 | 0 | 0 | 0 | 0 | 0 | 0 | 0 | 0 | 0 | 0 | 0 | 0 | 0 | 0 | 0 | 0 | 0 | 0 | 0 | 0 | 0 | 0 | 0 | 0 | 0 | 0 | 0 | 0 | 0 | 0 | 0 | 0 | 0 | 0 | 0 | 0 | 0 | 0 | 0 | 0 | 0 | 0 | 0 | 0 | 0 | 0 | 0 | 0 | 0 | 0 | 0 | 0 | 0 | 0 | 0 | 0 | 0 | 0 | 0 | 0 | 0 | 0 | 0 | 0 | 0 | 0 | 0 | 0 | 0 | 0 | 0 | 0 | 0 | 0 | 0 | 0 | 0 | 0 | 0 | 0 | 0 | 0 | 0 | 0 | 0 | 0 | 0 | 0 | 0 | 0 | 0 | 0 | 0 | 0 | 0 | 0 | 0 | 0 | 0 | 0 | 0 | 0 | 0 | 0 | 0 | 0 | 0 | 0 | 0 | 0 | 0 | 0 | 0 | 0 | 0 | 0 | 0 | 0 | 0 | 0 | 0 | 0 | 0 | 0 | 0 | 0 | 0 | 0 | 0 | 0 | 0 | 0 | 0 | 0 | 0 | 0 | 0 | 0 | 0 | 0 | 0 | 0 | 0 | 0 | 0 | 0 | 0 | 0 | 0 | 0 | 0 | 0 | 0 | 0 | 0 | 0 | 0 | 0 | 0 | 0 | 0 | 0 | 0 | 0 | 0 | 0 | 0 | 0 | 0 | 0 | 0 | 0 | 0 | 0 | 0 | 0 | 0 | 0 | 0 | 0 | 0 | 0 | 0 | 0 | 0 | 0 | 0 | 0 | 0 | 0 | 0 | 0 | 0 | 0 | 0 | 0 | 0 | 0 | 0 | 0 | 0 | 0 | 0 | 0 | 0 | 0 | 0 | 0 | 0 | 0 | 0 | 0 | 0 | 0 | 0 | 0 | 0 | 0 | 0 | 0 | 0 | 0 | 0 | 0 | 0 | 0 | 0 | 0 | 0 | 0 | 0 | 0 | 0 | 0 | 0 | 0 | 0 | 0 | 0 | 0 | 0 | 0 | 0 | 0 | 0 | 0 | 0 | 0 | 0 | 0 | 0 | 0 | 0 | 0 | 0 | 0 | 0 | 0 | 0 | 0 | 0 | 0 | 0 | 0 | 0 | 0 | 0 | 0 | 0 | 0 | 0 | 0 | 0 | 0 | 0 | 0 | 0 | 0 | 0 | 0 | 0 | 0 | 0 | 0 | 0
WA_Industrial_Paper and Printing_Existing_Space Heating_Natural Gas_Insulation - Roof/Ceiling_A | WA | Industrial | Paper and Printing | Existing | Space Heating | Natural Gas | Insulation - Roof/Ceiling | A | IM401 | R-13 | R-38 | 45 | 0.083426 | 0 | 0 | 1.11 | 0.07 | 0 | 0 | 0.55255 |  | sqft | 60% | 100% | Retrofit | Retro3Slow | 81.94% | TBD | 0.2% | 154.0559 |  | 62.1977 |  | 0.21583 | RTF Wkbk - ComWeatherizationSchool_v3_1 | RTF Wkbk - ComWeatherizationSchool_v3_1 | Building Energy Simulation Tool | R-13 | R-13 | R-13 | R-13 | R-13 | R-13 | R-13 | R-13 | R-13 | R-13 | R-13 | R-13 | R-13 | R-13 | R-13 | R-13 | R-13 | R-13 | R-13 | R-13 | R-13 | R-13 | R-38 | R-38 | R-38 | R-38 | R-38 | R-38 | R-38 | R-38 | R-38 | R-38 | R-38 | R-38 | R-38 | R-38 | R-38 | R-38 | R-38 | R-38 | R-38 | R-38 | R-38 | R-38 | 1.11 | 1.11 | 1.11 | 1.11 | 1.11 | 1.11 | 1.11 | 1.11 | 1.11 | 1.11 | 1.11 | 1.11 | 1.11 | 1.11 | 1.11 | 1.11 | 1.11 | 1.11 | 1.11 | 1.11 | 1.11 | 1.11 | 0 | 0 | 0.082692 | 0.082116 | 0.081496 | 0.080819 | 0.080075 | 0.079253 | 0.078345 | 0.077343 | 0.076253 | 0.075083 | 0.073853 | 0.072582 | 0.071311 | 0.070065 | 0.068868 | 0.067777 | 0.066795 | 0.065914 | 0.065119 | 0.064386 | 0.25341 | 0.43278 | 0.65661 | 0.8959 | 1.1103 | 1.2599 | 1.3181 | 1.2789 | 1.1565 | 0.97923 | 0.77954 | 0.5856 | 0.41663 | 0.2816 | 0.18135 | 0.11162 | 0.065801 | 0.043207 | 0 | 0 | 0.25341 | 0.68443 | 1.3359 | 2.2207 | 3.3105 | 4.5364 | 5.8026 | 7.0073 | 8.065 | 8.9205 | 9.5539 | 9.9751 | 10.217 | 10.32 | 10.3252 | 10.2732 | 10.1901 | 10.0989 | 9.9771 | 9.8648 | 3064.4692 | 5270.3586 | 8056.985 | 11085.3001 | 13865.3127 | 15897.2982 | 16824.992 | 16534.9059 | 15166.4999 | 13041.8824 | 10555.1949 | 8068.0513 | 5842.382 | 4019.1559 | 2633.2401 | 1646.8069 | 985.1213 | 655.5094 | 0 | 0 | 3064.4692 | 8334.8278 | 16391.8129 | 27477.113 | 41342.4257 | 57239.7238 | 74064.7158 | 90599.6217 | 105766.1216 | 118808.004 | 129363.199 | 137431.2502 | 143273.6322 | 147292.7881 | 149926.0281 | 151572.835 | 152557.9564 | 153213.4658 | 153213.4658 | 153213.4658 | 0.21583 | 0.36941 | 0.56177 | 0.76844 | 0.9549 | 1.0868 | 1.1406 | 1.1104 | 1.0077 | 0.85654 | 0.68456 | 0.51634 | 0.36879 | 0.2502 | 0.1617 | 0.099841 | 0.059034 | 0.038872 | 0 | 0 | 0.21583 | 0.58421 | 1.1429 | 1.9047 | 2.8473 | 3.9131 | 5.0211 | 6.0841 | 7.0277 | 7.8029 | 8.3899 | 8.7953 | 9.0438 | 9.1692 | 9.2063 | 9.1894 | 9.1421 | 9.0856 | 8.9998 | 8.9217 | 2604.7988 | 4479.8048 | 6848.4373 | 9422.5051 | 11785.5158 | 13512.7034 | 14301.2432 | 14054.67 | 12891.5249 | 11085.6001 | 8971.9157 | 6857.8436 | 4966.0247 | 3416.2825 | 2238.254 | 1399.7858 | 837.3531 | 557.183 | 0 | 0 | 2604.7988 | 7084.6037 | 13933.0409 | 23355.546 | 35141.0618 | 48653.7653 | 62955.0084 | 77009.6784 | 89901.2034 | 100986.8034 | 109958.7191 | 116816.5627 | 121782.5874 | 125198.8699 | 127437.1239 | 128836.9098 | 129674.2629 | 130231.4459 | 130231.4459 | 130231.4459 | 0.21585 | 0.36947 | 0.56191 | 0.7687 | 0.95531 | 1.0873 | 1.1413 | 1.1111 | 1.0084 | 0.85716 | 0.68508 | 0.51675 | 0.36909 | 0.25041 | 0.16184 | 0.099931 | 0.059088 | 0.038908 | 0 | 0 | 0.21585 | 0.5843 | 1.1432 | 1.9054 | 2.8485 | 3.9151 | 5.024 | 6.0879 | 7.0325 | 7.8085 | 8.3963 | 8.8023 | 9.0513 | 9.1771 | 9.2144 | 9.1977 | 9.1505 | 9.0941 | 9.0084 | 8.9303 | 2604.7988 | 4479.8048 | 6848.4373 | 9422.5051 | 11785.5158 | 13512.7034 | 14301.2432 | 14054.67 | 12891.5249 | 11085.6001 | 8971.9157 | 6857.8436 | 4966.0247 | 3416.2825 | 2238.254 | 1399.7858 | 837.3531 | 557.183 | 0 | 0 | 2604.7988 | 7084.6037 | 13933.0409 | 23355.546 | 35141.0618 | 48653.7653 | 62955.0084 | 77009.6784 | 89901.2034 | 100986.8034 | 109958.7191 | 116816.5627 | 121782.5874 | 125198.8699 | 127437.1239 | 128836.9098 | 129674.2629 | 130231.4459 | 130231.4459 | 130231.4459 | 0 | 0 | 0 | 0 | 0 | 0 | 0 | 0 | 0 | 0 | 0 | 0 | 0 | 0 | 0 | 0 | 0 | 0 | 0 | 0 | 0 | 0 | 0 | 0 | 0 | 0 | 0 | 0 | 0 | 0 | 0 | 0 | 0 | 0 | 0 | 0 | 0 | 0 | 0 | 0 | 0 | 0 | 0 | 0 | 0 | 0 | 0 | 0 | 0 | 0 | 0 | 0 | 0 | 0 | 0 | 0 | 0 | 0 | 0 | 0 | 0 | 0 | 0 | 0 | 0 | 0 | 0 | 0 | 0 | 0 | 0 | 0 | 0 | 0 | 0 | 0 | 0 | 0 | 0 | 0 | 0.21583 | 0.36941 | 0.56177 | 0.76844 | 0.9549 | 1.0868 | 1.1406 | 1.1104 | 1.0077 | 0.85654 | 0.68456 | 0.51634 | 0.36879 | 0.2502 | 0.1617 | 0.099841 | 0.059034 | 0.038872 | 0 | 0 | 0.21583 | 0.58421 | 1.1429 | 1.9047 | 2.8473 | 3.9131 | 5.0211 | 6.0841 | 7.0277 | 7.8029 | 8.3899 | 8.7953 | 9.0438 | 9.1692 | 9.2063 | 9.1894 | 9.1421 | 9.0856 | 8.9998 | 8.9217 | 2604.7988 | 4479.8048 | 6848.4373 | 9422.5051 | 11785.5158 | 13512.7034 | 14301.2432 | 14054.67 | 12891.5249 | 11085.6001 | 8971.9157 | 6857.8436 | 4966.0247 | 3416.2825 | 2238.254 | 1399.7858 | 837.3531 | 557.183 | 0 | 0 | 2604.7988 | 7084.6037 | 13933.0409 | 23355.546 | 35141.0618 | 48653.7653 | 62955.0084 | 77009.6784 | 89901.2034 | 100986.8034 | 109958.7191 | 116816.5627 | 121782.5874 | 125198.8699 | 127437.1239 | 128836.9098 | 129674.2629 | 130231.4459 | 130231.4459 | 130231.4459 | 1806.8526 | 1811.1592 | 1815.4698 | 1819.752 | 1823.9747 | 1828.1081 | 1832.1236 | 1835.9937 | 1839.6923 | 1843.1942 | 1846.5082 | 1849.6424 | 1852.605 | 1855.4034 | 1858.0451 | 1860.5368 | 1862.8853 | 1865.0969 | 1867.1776 | 1869.1331 | 486.0611 | 487.2196 | 488.3792 | 489.5311 | 490.6671 | 491.779 | 492.8592 | 493.9003 | 494.8953 | 495.8373 | 496.7288 | 497.5719 | 498.3689 | 499.1217 | 499.8323 | 500.5027 | 501.1344 | 501.7294 | 502.2891 | 502.8151
WA_Industrial_Paper and Printing_Existing_Space Heating_Natural Gas_Insulation - Wall Cavity_A | WA | Industrial | Paper and Printing | Existing | Space Heating | Natural Gas | Insulation - Wall Cavity | A | IM402 | R-11 or less | R-21 | 45 | 0.018251 | 0 | 0 | 0.33 | 0.02 | 0 | 0 | 0.16525 |  | sqft | 60% | 100% | Retrofit | Retro3Slow | 81.94% | TBD | 0.2% | 102.1535 |  | 50.0819 |  | 0.047065 | RTF Wkbk - ComWeatherizationSchool_v3_1 | RTF Wkbk - ComWeatherizationSchool_v3_1 | Building Energy Simulation Tool | R-11 or less | R-11 or less | R-11 or less | R-11 or less | R-11 or less | R-11 or less | R-11 or less | R-11 or less | R-11 or less | R-11 or less | R-11 or less | R-11 or less | R-11 or less | R-11 or less | R-11 or less | R-11 or less | R-11 or less | R-11 or less | R-11 or less | R-11 or less | R-11 or less | R-11 or less | R-21 | R-21 | R-21 | R-21 | R-21 | R-21 | R-21 | R-21 | R-21 | R-21 | R-21 | R-21 | R-21 | R-21 | R-21 | R-21 | R-21 | R-21 | R-21 | R-21 | R-21 | R-21 | 0.33 | 0.33 | 0.33 | 0.33 | 0.33 | 0.33 | 0.33 | 0.33 | 0.33 | 0.33 | 0.33 | 0.33 | 0.33 | 0.33 | 0.33 | 0.33 | 0.33 | 0.33 | 0.33 | 0.33 | 0.33 | 0.33 | 0 | 0 | 0.018022 | 0.017777 | 0.017458 | 0.017056 | 0.016572 | 0.01602 | 0.015426 | 0.014816 | 0.014218 | 0.013654 | 0.013136 | 0.01267 | 0.012256 | 0.01189 | 0.011566 | 0.011284 | 0.011036 | 0.010813 | 0.010619 | 0.010437 | 0.055226 | 0.09369 | 0.14066 | 0.18907 | 0.22977 | 0.25468 | 0.25954 | 0.24498 | 0.21564 | 0.17807 | 0.13866 | 0.10222 | 0.071606 | 0.04779 | 0.030457 | 0.018582 | 0.010872 | 0.0070877 | 0 | 0 | 0.055226 | 0.14817 | 0.28617 | 0.46864 | 0.68511 | 0.917 | 1.1425 | 1.3423 | 1.5038 | 1.6222 | 1.6994 | 1.7412 | 1.756 | 1.7514 | 1.7341 | 1.7103 | 1.6836 | 1.6566 | 1.627 | 1.599 | 3064.4692 | 5270.3586 | 8056.985 | 11085.3001 | 13865.3127 | 15897.2982 | 16824.992 | 16534.9059 | 15166.4999 | 13041.8824 | 10555.1949 | 8068.0513 | 5842.382 | 4019.1559 | 2633.2401 | 1646.8069 | 985.1213 | 655.5094 | 0 | 0 | 3064.4692 | 8334.8278 | 16391.8129 | 27477.113 | 41342.4257 | 57239.7238 | 74064.7158 | 90599.6217 | 105766.1216 | 118808.004 | 129363.199 | 137431.2502 | 143273.6322 | 147292.7881 | 149926.0281 | 151572.835 | 152557.9564 | 153213.4658 | 153213.4658 | 153213.4658 | 0.047065 | 0.080098 | 0.12073 | 0.16306 | 0.19931 | 0.22239 | 0.22832 | 0.21723 | 0.19279 | 0.1605 | 0.12596 | 0.093551 | 0.065974 | 0.044299 | 0.028387 | 0.017404 | 0.010227 | 0.006695 | 0 | 0 | 0.047065 | 0.12667 | 0.24561 | 0.40417 | 0.59428 | 0.80075 | 1.0051 | 1.1903 | 1.3444 | 1.4621 | 1.5437 | 1.5935 | 1.6179 | 1.6234 | 1.6162 | 1.6018 | 1.5837 | 1.5648 | 1.5427 | 1.5218 | 2604.7988 | 4479.8048 | 6848.4373 | 9422.5051 | 11785.5158 | 13512.7034 | 14301.2432 | 14054.67 | 12891.5249 | 11085.6001 | 8971.9157 | 6857.8436 | 4966.0247 | 3416.2825 | 2238.254 | 1399.7858 | 837.3531 | 557.183 | 0 | 0 | 2604.7988 | 7084.6037 | 13933.0409 | 23355.546 | 35141.0618 | 48653.7653 | 62955.0084 | 77009.6784 | 89901.2034 | 100986.8034 | 109958.7191 | 116816.5627 | 121782.5874 | 125198.8699 | 127437.1239 | 128836.9098 | 129674.2629 | 130231.4459 | 130231.4459 | 130231.4459 | 0.047073 | 0.080125 | 0.12079 | 0.16317 | 0.19949 | 0.22264 | 0.22862 | 0.21756 | 0.19311 | 0.1608 | 0.12621 | 0.093756 | 0.066128 | 0.044408 | 0.028461 | 0.017451 | 0.010255 | 0.0067144 | 0 | 0 | 0.047073 | 0.12671 | 0.24574 | 0.40446 | 0.59483 | 0.80165 | 1.0064 | 1.1921 | 1.3467 | 1.4649 | 1.5469 | 1.597 | 1.6217 | 1.6275 | 1.6204 | 1.6062 | 1.5882 | 1.5694 | 1.5473 | 1.5265 | 2604.7988 | 4479.8048 | 6848.4373 | 9422.5051 | 11785.5158 | 13512.7034 | 14301.2432 | 14054.67 | 12891.5249 | 11085.6001 | 8971.9157 | 6857.8436 | 4966.0247 | 3416.2825 | 2238.254 | 1399.7858 | 837.3531 | 557.183 | 0 | 0 | 2604.7988 | 7084.6037 | 13933.0409 | 23355.546 | 35141.0618 | 48653.7653 | 62955.0084 | 77009.6784 | 89901.2034 | 100986.8034 | 109958.7191 | 116816.5627 | 121782.5874 | 125198.8699 | 127437.1239 | 128836.9098 | 129674.2629 | 130231.4459 | 130231.4459 | 130231.4459 | 0 | 0 | 0 | 0 | 0 | 0 | 0 | 0 | 0 | 0 | 0 | 0 | 0 | 0 | 0 | 0 | 0 | 0 | 0 | 0 | 0 | 0 | 0 | 0 | 0 | 0 | 0 | 0 | 0 | 0 | 0 | 0 | 0 | 0 | 0 | 0 | 0 | 0 | 0 | 0 | 0 | 0 | 0 | 0 | 0 | 0 | 0 | 0 | 0 | 0 | 0 | 0 | 0 | 0 | 0 | 0 | 0 | 0 | 0 | 0 | 0 | 0 | 0 | 0 | 0 | 0 | 0 | 0 | 0 | 0 | 0 | 0 | 0 | 0 | 0 | 0 | 0 | 0 | 0 | 0 | 0.047215 | 0.080807 | 0.12288 | 0.16807 | 0.20884 | 0.23767 | 0.24941 | 0.24278 | 0.22032 | 0.18725 | 0.14964 | 0.11286 | 0.080601 | 0.05468 | 0.035336 | 0.021818 | 0.0129 | 0.008494 | 0 | 0 | 0.047215 | 0.12779 | 0.24999 | 0.4166 | 0.62271 | 0.85574 | 1.0979 | 1.3303 | 1.5364 | 1.7058 | 1.8339 | 1.9224 | 1.9766 | 2.0039 | 2.0119 | 2.0081 | 1.9977 | 1.9853 | 1.9665 | 1.9494 | 2604.7988 | 4479.8048 | 6848.4373 | 9422.5051 | 11785.5158 | 13512.7034 | 14301.2432 | 14054.67 | 12891.5249 | 11085.6001 | 8971.9157 | 6857.8436 | 4966.0247 | 3416.2825 | 2238.254 | 1399.7858 | 837.3531 | 557.183 | 0 | 0 | 2604.7988 | 7084.6037 | 13933.0409 | 23355.546 | 35141.0618 | 48653.7653 | 62955.0084 | 77009.6784 | 89901.2034 | 100986.8034 | 109958.7191 | 116816.5627 | 121782.5874 | 125198.8699 | 127437.1239 | 128836.9098 | 129674.2629 | 130231.4459 | 130231.4459 | 130231.4459 | 2133.0458 | 2138.1299 | 2143.2187 | 2148.274 | 2153.259 | 2158.1386 | 2162.879 | 2167.4478 | 2171.8141 | 2175.9482 | 2179.8605 | 2183.5606 | 2187.0579 | 2190.3616 | 2193.4801 | 2196.4217 | 2199.1942 | 2201.8051 | 2204.2613 | 2206.5698 | 660.5423 | 662.1167 | 663.6926 | 665.2581 | 666.8018 | 668.3129 | 669.7808 | 671.1956 | 672.5478 | 673.828 | 675.0395 | 676.1853 | 677.2683 | 678.2914 | 679.2571 | 680.168 | 681.0266 | 681.8351 | 682.5957 | 683.3106
WA_Industrial_Paper and Printing_Existing_Space Heating_Natural Gas_Insulation - Ducting_A | WA | Industrial | Paper and Printing | Existing | Space Heating | Natural Gas | Insulation - Ducting | A | IM403 | ~2°F thermal losses | 50% reduction in thermal losses | 20 | 0.0014555 | 0 | 0 | 1.52 | 0 | 0 | 0 | 0.76105 |  | sqft | 40% | 60% | Retrofit | Retro5Med | 81.71% | TBD | 0.2% | 181.9563 |  | 115.0963 |  | 0.00047061 | MA TRM - 2019-2021 - COM-HVAC-DI | MEMD - MMD8.25.01.FESH23.v01 | Building Energy Simulation Tool | ~2°F thermal losses | ~2°F thermal losses | ~2°F thermal losses | ~2°F thermal losses | ~2°F thermal losses | ~2°F thermal losses | ~2°F thermal losses | ~2°F thermal losses | ~2°F thermal losses | ~2°F thermal losses | ~2°F thermal losses | ~2°F thermal losses | ~2°F thermal losses | ~2°F thermal losses | ~2°F thermal losses | ~2°F thermal losses | ~2°F thermal losses | ~2°F thermal losses | ~2°F thermal losses | ~2°F thermal losses | ~2°F thermal losses | ~2°F thermal losses | 50% reduction in thermal losses | 50% reduction in thermal losses | 50% reduction in thermal losses | 50% reduction in thermal losses | 50% reduction in thermal losses | 50% reduction in thermal losses | 50% reduction in thermal losses | 50% reduction in thermal losses | 50% reduction in thermal losses | 50% reduction in thermal losses | 50% reduction in thermal losses | 50% reduction in thermal losses | 50% reduction in thermal losses | 50% reduction in thermal losses | 50% reduction in thermal losses | 50% reduction in thermal losses | 50% reduction in thermal losses | 50% reduction in thermal losses | 50% reduction in thermal losses | 50% reduction in thermal losses | 50% reduction in thermal losses | 50% reduction in thermal losses | 1.52 | 1.52 | 1.52 | 1.52 | 1.52 | 1.52 | 1.52 | 1.52 | 1.52 | 1.52 | 1.52 | 1.52 | 1.52 | 1.52 | 1.52 | 1.52 | 1.52 | 1.52 | 1.52 | 1.52 | 1.52 | 1.52 | 0 | 0 | 0.001427 | 0.0014008 | 0.0013679 | 0.0013275 | 0.0012801 | 0.0012273 | 0.0011714 | 0.0011152 | 0.0010611 | 0.0010109 | 0.00096556 | 0.00092528 | 0.00088998 | 0.00085908 | 0.00083194 | 0.00080837 | 0.0007877 | 0.00076914 | 0.00075308 | 0.00073792 | 0.00055213 | 0.00065403 | 0.00076804 | 0.00085033 | 0.00091915 | 0.0010125 | 0.0010419 | 0.00099584 | 0.00087755 | 0.00070624 | 0.00051301 | 0.00031974 | 0.0001755 | 8.0158e-05 | 3.2275e-05 | 1.1207e-05 | 3.3524e-06 | 7.0114e-07 | 1.109e-07 | 1.2819e-08 | 0.00055213 | 0.001196 | 0.0019359 | 0.0027291 | 0.0035508 | 0.0044168 | 0.0052577 | 0.0060013 | 0.0065878 | 0.0069823 | 0.0071821 | 0.0072022 | 0.007103 | 0.0069365 | 0.0067496 | 0.0065696 | 0.006405 | 0.0062548 | 0.0061242 | 0.006001 | 386.926 | 466.8923 | 561.4888 | 640.5621 | 718.0449 | 825.007 | 889.4413 | 892.9611 | 826.9999 | 698.62 | 531.3006 | 345.5635 | 197.1903 | 93.3065 | 38.7952 | 13.8641 | 4.2559 | 0.91159 | 0.14726 | 0.017371 | 386.926 | 853.8182 | 1415.307 | 2055.8692 | 2773.9141 | 3598.9211 | 4488.3624 | 5381.3236 | 6208.3235 | 6906.9435 | 7438.2441 | 7783.8076 | 7980.9979 | 8074.3044 | 8113.0996 | 8126.9637 | 8131.2196 | 8132.1312 | 8132.2784 | 8132.2958 | 0.00047061 | 0.00055937 | 0.00065971 | 0.00073431 | 0.00079887 | 0.00088658 | 0.00091992 | 0.00088706 | 0.0007888 | 0.00064053 | 0.00046928 | 0.00029486 | 0.00016302 | 7.4945e-05 | 3.0353e-05 | 1.0595e-05 | 3.184e-06 | 6.6887e-07 | 1.0622e-07 | 1.2326e-08 | 0.00047061 | 0.0010229 | 0.0016629 | 0.0023568 | 0.0030862 | 0.0038675 | 0.0046422 | 0.0053458 | 0.0059216 | 0.0063327 | 0.00657 | 0.0066417 | 0.0065978 | 0.0064853 | 0.0063477 | 0.0062105 | 0.0060833 | 0.0059668 | 0.0058658 | 0.0057706 | 328.8871 | 396.8584 | 477.2655 | 544.4778 | 610.3382 | 701.256 | 756.0251 | 759.017 | 702.9499 | 593.827 | 451.6055 | 293.729 | 167.6117 | 79.3105 | 32.9759 | 11.7845 | 3.6175 | 0.77485 | 0.12517 | 0.014765 | 328.8871 | 725.7455 | 1203.011 | 1747.4888 | 2357.827 | 3059.083 | 3815.1081 | 4574.125 | 5277.075 | 5870.902 | 6322.5075 | 6616.2364 | 6783.8482 | 6863.1587 | 6896.1346 | 6907.9191 | 6911.5366 | 6912.3115 | 6912.4367 | 6912.4514 | 0 | 0 | 0 | 0 | 0 | 0 | 0 | 0 | 0 | 0 | 0 | 0 | 0 | 0 | 0 | 0 | 0 | 0 | 0 | 0 | 0 | 0 | 0 | 0 | 0 | 0 | 0 | 0 | 0 | 0 | 0 | 0 | 0 | 0 | 0 | 0 | 0 | 0 | 0 | 0 | 0 | 0 | 0 | 0 | 0 | 0 | 0 | 0 | 0 | 0 | 0 | 0 | 0 | 0 | 0 | 0 | 0 | 0 | 0 | 0 | 0 | 0 | 0 | 0 | 0 | 0 | 0 | 0 | 0 | 0 | 0 | 0 | 0 | 0 | 0 | 0 | 0 | 0 | 0 | 0 | 0 | 0 | 0 | 0 | 0 | 0 | 0 | 0 | 0 | 0 | 0 | 0 | 0 | 0 | 0 | 0 | 0 | 0 | 0 | 0 | 0 | 0 | 0 | 0 | 0 | 0 | 0 | 0 | 0 | 0 | 0 | 0 | 0 | 0 | 0 | 0 | 0 | 0 | 0 | 0 | 0 | 0 | 0 | 0 | 0 | 0 | 0 | 0 | 0 | 0 | 0 | 0 | 0 | 0 | 0 | 0 | 0 | 0 | 0 | 0 | 0 | 0 | 0 | 0 | 0 | 0 | 0 | 0 | 0 | 0 | 0 | 0 | 0 | 0 | 0 | 0 | 0 | 0 | 0 | 0 | 0 | 0 | 0 | 0 | 0 | 0 | 0 | 0 | 0 | 0 | 0 | 0 | 0 | 0 | 0 | 0 | 0 | 0 | 0 | 0 | 0 | 0 | 0 | 0 | 0 | 0 | 0 | 0 | 0 | 0 | 0 | 0 | 0 | 0 | 0 | 0 | 0 | 0 | 0 | 0 | 0 | 0 | 0 | 0 | 0 | 0 | 0 | 0 | 0 | 0 | 0 | 0 | 0 | 0 | 0 | 0 | 0 | 0 | 0 | 0 | 0 | 0 | 0 | 0 | 0 | 0 | 0 | 0 | 0 | 0 | 0 | 0 | 0 | 0 | 0 | 0 | 0 | 0 | 0 | 0 | 96876.3067 | 97415.1157 | 97958.9625 | 98503.4617 | 99044.2953 | 99577.2104 | 100098.0199 | 100602.6075 | 101086.9348 | 101547.0515 | 101983.9453 | 102398.5876 | 102791.931 | 103164.907 | 103518.4243 | 103853.3668 | 104170.5929 | 104470.934 | 104755.1943 | 105024.1502 | 61233.7027 | 61574.2737 | 61918.0291 | 62262.1969 | 62604.0477 | 62940.8934 | 63270.0873 | 63589.0277 | 63895.1619 | 64185.9931 | 64462.1455 | 64724.2332 | 64972.8582 | 65208.6094 | 65432.061 | 65643.7719 | 65844.2846 | 66034.1246 | 66213.8002 | 66383.8022
WA_Industrial_Paper and Printing_Existing_Space Heating_Natural Gas_HVAC - Duct Repair and Sealing_A | WA | Industrial | Paper and Printing | Existing | Space Heating | Natural Gas | HVAC - Duct Repair and Sealing | A | IM404 | Poorly sealed/leaky ducts | 30% reduced duct leaking | 20 | 0.0041167 | 0 | 0 | 0.07 | 0 | 0 | 0 | 0.035 |  | sqft | 15% | 50% | Retrofit | RetroEven20 | 80.75% | TBD | 0.2% | 115.7227 |  | 72.9112 |  | 0.002711 | MA TRM - 2019-2021 - COM-HVAC-DS | RS Means Cost Calculator 2019 IRP DSM TRM Extract | Building Energy Simulation Tool | Poorly sealed/leaky ducts | Poorly sealed/leaky ducts | Poorly sealed/leaky ducts | Poorly sealed/leaky ducts | Poorly sealed/leaky ducts | Poorly sealed/leaky ducts | Poorly sealed/leaky ducts | Poorly sealed/leaky ducts | Poorly sealed/leaky ducts | Poorly sealed/leaky ducts | Poorly sealed/leaky ducts | Poorly sealed/leaky ducts | Poorly sealed/leaky ducts | Poorly sealed/leaky ducts | Poorly sealed/leaky ducts | Poorly sealed/leaky ducts | Poorly sealed/leaky ducts | Poorly sealed/leaky ducts | Poorly sealed/leaky ducts | Poorly sealed/leaky ducts | Poorly sealed/leaky ducts | Poorly sealed/leaky ducts | 30% reduced duct leaking | 30% reduced duct leaking | 30% reduced duct leaking | 30% reduced duct leaking | 30% reduced duct leaking | 30% reduced duct leaking | 30% reduced duct leaking | 30% reduced duct leaking | 30% reduced duct leaking | 30% reduced duct leaking | 30% reduced duct leaking | 30% reduced duct leaking | 30% reduced duct leaking | 30% reduced duct leaking | 30% reduced duct leaking | 30% reduced duct leaking | 30% reduced duct leaking | 30% reduced duct leaking | 30% reduced duct leaking | 30% reduced duct leaking | 30% reduced duct leaking | 30% reduced duct leaking | 0.07 | 0.07 | 0.07 | 0.07 | 0.07 | 0.07 | 0.07 | 0.07 | 0.07 | 0.07 | 0.07 | 0.07 | 0.07 | 0.07 | 0.07 | 0.07 | 0.07 | 0.07 | 0.07 | 0.07 | 0.07 | 0.07 | 0 | 0 | 0.0040403 | 0.003973 | 0.0038895 | 0.0037881 | 0.0036693 | 0.0035366 | 0.0033954 | 0.0032521 | 0.0031126 | 0.0029816 | 0.0028618 | 0.002754 | 0.0026585 | 0.0025739 | 0.002499 | 0.0024336 | 0.002376 | 0.0023242 | 0.0022792 | 0.0022367 | 0.0031811 | 0.0030742 | 0.0029577 | 0.0028309 | 0.0026948 | 0.0025526 | 0.0024085 | 0.002267 | 0.0021324 | 0.0020074 | 0.0018935 | 0.0017908 | 0.0016989 | 0.0016165 | 0.0015424 | 0.0014761 | 0.0014163 | 0.0013616 | 0.0013122 | 0.0012655 | 0.0031811 | 0.0062024 | 0.0090298 | 0.011625 | 0.013955 | 0.016003 | 0.017773 | 0.01929 | 0.020595 | 0.021735 | 0.022755 | 0.023689 | 0.024566 | 0.025402 | 0.026205 | 0.026995 | 0.027773 | 0.028529 | 0.029288 | 0.030008 | 787.3493 | 773.7743 | 760.4334 | 747.3225 | 734.4376 | 721.7749 | 709.3305 | 697.1007 | 685.0817 | 673.2699 | 661.6618 | 650.2539 | 639.0426 | 628.0246 | 617.1966 | 606.5553 | 596.0974 | 585.8199 | 575.7195 | 565.7934 | 787.3493 | 1561.1237 | 2321.5571 | 3068.8795 | 3803.3171 | 4525.092 | 5234.4225 | 5931.5232 | 6616.6049 | 7289.8748 | 7951.5366 | 8601.7905 | 9240.8331 | 9868.8577 | 10486.0543 | 11092.6096 | 11688.707 | 12274.5269 | 12850.2465 | 13416.0398 | 0.002711 | 0.0026282 | 0.0025385 | 0.0024414 | 0.0023375 | 0.0022289 | 0.0021186 | 0.0020101 | 0.0019062 | 0.0018091 | 0.0017198 | 0.0016386 | 0.0015649 | 0.0014981 | 0.0014372 | 0.0013822 | 0.001332 | 0.0012858 | 0.0012438 | 0.0012041 | 0.002711 | 0.0053025 | 0.00775 | 0.010026 | 0.012105 | 0.013974 | 0.015634 | 0.017103 | 0.01841 | 0.019588 | 0.020668 | 0.021676 | 0.02263 | 0.023541 | 0.024418 | 0.025277 | 0.026119 | 0.026941 | 0.027762 | 0.028552 | 669.2469 | 657.7082 | 646.3684 | 635.2241 | 624.272 | 613.5087 | 602.9309 | 592.5356 | 582.3194 | 572.2794 | 562.4126 | 552.7158 | 543.1862 | 533.8209 | 524.6171 | 515.572 | 506.6828 | 497.9469 | 489.3616 | 480.9243 | 669.2469 | 1326.9551 | 1973.3235 | 2608.5476 | 3232.8196 | 3846.3282 | 4449.2591 | 5041.7947 | 5624.1141 | 6196.3936 | 6758.8061 | 7311.5219 | 7854.7081 | 8388.529 | 8913.1462 | 9428.7181 | 9935.401 | 10433.3479 | 10922.7095 | 11403.6338 | 0 | 0 | 0 | 0 | 0 | 0 | 0 | 0 | 0 | 0 | 0 | 0 | 0 | 0 | 0 | 0 | 0 | 0 | 0 | 0 | 0 | 0 | 0 | 0 | 0 | 0 | 0 | 0 | 0 | 0 | 0 | 0 | 0 | 0 | 0 | 0 | 0 | 0 | 0 | 0 | 0 | 0 | 0 | 0 | 0 | 0 | 0 | 0 | 0 | 0 | 0 | 0 | 0 | 0 | 0 | 0 | 0 | 0 | 0 | 0 | 0 | 0 | 0 | 0 | 0 | 0 | 0 | 0 | 0 | 0 | 0 | 0 | 0 | 0 | 0 | 0 | 0 | 0 | 0 | 0 | 0 | 0 | 0 | 0 | 0 | 0 | 0 | 0 | 0 | 0 | 0 | 0 | 0 | 0 | 0 | 0 | 0 | 0 | 0 | 0 | 0 | 0 | 0 | 0 | 0 | 0 | 0 | 0 | 0 | 0 | 0 | 0 | 0 | 0 | 0 | 0 | 0 | 0 | 0 | 0 | 0 | 0 | 0 | 0 | 0 | 0 | 0 | 0 | 0 | 0 | 0 | 0 | 0 | 0 | 0 | 0 | 0 | 0 | 0 | 0 | 0 | 0 | 0 | 0 | 0 | 0 | 0 | 0 | 0 | 0 | 0 | 0 | 0 | 0 | 0 | 0 | 0 | 0 | 0 | 0 | 0 | 0 | 0 | 0 | 0 | 0 | 0 | 0 | 0 | 0 | 0 | 0 | 0 | 0 | 0 | 0 | 0 | 0 | 0 | 0 | 0 | 0 | 0 | 0 | 0 | 0 | 0 | 0 | 0 | 0 | 0 | 0 | 0 | 0 | 0 | 0 | 0 | 0 | 0 | 0 | 0 | 0 | 0 | 0 | 0 | 0 | 0 | 0 | 0 | 0 | 0 | 0 | 0 | 0 | 0 | 0 | 0 | 0 | 0 | 0 | 0 | 0 | 0 | 0 | 0 | 0 | 0 | 0 | 0 | 0 | 0 | 0 | 0 | 0 | 0 | 0 | 0 | 0 | 0 | 0 | 1815.6571 | 1825.7555 | 1835.9482 | 1846.1533 | 1856.2896 | 1866.2775 | 1876.0385 | 1885.4955 | 1894.5727 | 1903.1963 | 1911.3845 | 1919.1558 | 1926.5278 | 1933.5181 | 1940.1438 | 1946.4212 | 1952.3667 | 1957.9957 | 1963.3233 | 1968.3641 | 997.0604 | 1002.6059 | 1008.2032 | 1013.8073 | 1019.3736 | 1024.8584 | 1030.2186 | 1035.4119 | 1040.3966 | 1045.1322 | 1049.6288 | 1053.8963 | 1057.9446 | 1061.7833 | 1065.4218 | 1068.869 | 1072.134 | 1075.2251 | 1078.1507 | 1080.9189
WA_Industrial_Paper and Printing_Existing_Space Heating_Natural Gas_Windows - High Efficiency_A | WA | Industrial | Paper and Printing | Existing | Space Heating | Natural Gas | Windows - High Efficiency | A | IM405 | U-.5 or worse | U-.22 or better | 45 | 0.0078041 | 0 | 0 | 0.23 | 0.01 | 0 | 0 | 0.11455 |  | sqft | 45% | 100% | Retrofit | Retro1Slow | 84.81% | TBD | 0.2% | 94.3767 |  | 48.5224 |  | 0.0040714 | RTF Wkbk - ComWeatherizationSchool_v3_1 | RTF Wkbk - ComWeatherizationSchool_v3_1 | Building Energy Simulation Tool | U-.5 or worse | U-.5 or worse | U-.5 or worse | U-.5 or worse | U-.5 or worse | U-.5 or worse | U-.5 or worse | U-.5 or worse | U-.5 or worse | U-.5 or worse | U-.5 or worse | U-.5 or worse | U-.5 or worse | U-.5 or worse | U-.5 or worse | U-.5 or worse | U-.5 or worse | U-.5 or worse | U-.5 or worse | U-.5 or worse | U-.5 or worse | U-.5 or worse | U-.22 or better | U-.22 or better | U-.22 or better | U-.22 or better | U-.22 or better | U-.22 or better | U-.22 or better | U-.22 or better | U-.22 or better | U-.22 or better | U-.22 or better | U-.22 or better | U-.22 or better | U-.22 or better | U-.22 or better | U-.22 or better | U-.22 or better | U-.22 or better | U-.22 or better | U-.22 or better | U-.22 or better | U-.22 or better | 0.23 | 0.23 | 0.23 | 0.23 | 0.23 | 0.23 | 0.23 | 0.23 | 0.23 | 0.23 | 0.23 | 0.23 | 0.23 | 0.23 | 0.23 | 0.23 | 0.23 | 0.23 | 0.23 | 0.23 | 0.23 | 0.23 | 0 | 0 | 0.0076865 | 0.0075578 | 0.0073921 | 0.0071852 | 0.0069393 | 0.0066625 | 0.0063678 | 0.0060695 | 0.0057811 | 0.0055122 | 0.0052686 | 0.0050514 | 0.0048604 | 0.0046926 | 0.0045446 | 0.0044155 | 0.0043016 | 0.0041987 | 0.0041091 | 0.0040239 | 0.0047756 | 0.0092245 | 0.015743 | 0.024462 | 0.035241 | 0.047625 | 0.060849 | 0.073892 | 0.085547 | 0.094531 | 0.099621 | 0.099858 | 0.09482 | 0.08481 | 0.07097 | 0.056041 | 0.04103 | 0.027248 | 0.016743 | 0.010509 | 0.0047756 | 0.01392 | 0.029358 | 0.052999 | 0.086426 | 0.1306 | 0.18568 | 0.25087 | 0.3245 | 0.40394 | 0.4857 | 0.56554 | 0.63898 | 0.70172 | 0.75057 | 0.78528 | 0.80606 | 0.81403 | 0.81339 | 0.80704 | 621.2984 | 1220.5222 | 2129.7287 | 3404.5664 | 5078.5588 | 7148.1747 | 9555.8345 | 12174.2298 | 14797.8133 | 17149.2727 | 18908.639 | 19768.4175 | 19508.6903 | 18073.1577 | 15616.3763 | 12691.9056 | 9538.2374 | 6489.5435 | 4074.6128 | 2611.5397 | 621.2984 | 1841.8206 | 3971.5493 | 7376.1157 | 12454.6745 | 19602.8492 | 29158.6837 | 41332.9135 | 56130.7268 | 73279.9996 | 92188.6386 | 111957.056 | 131465.7463 | 149538.904 | 165155.2803 | 177847.1859 | 187385.4233 | 193874.9668 | 197949.5796 | 200561.1193 | 0.0040714 | 0.007893 | 0.013532 | 0.021145 | 0.030666 | 0.041762 | 0.053816 | 0.065948 | 0.077066 | 0.085949 | 0.091382 | 0.092365 | 0.08837 | 0.079581 | 0.067005 | 0.0532 | 0.039145 | 0.026119 | 0.016119 | 0.01016 | 0.0040714 | 0.011911 | 0.025235 | 0.045811 | 0.075205 | 0.11453 | 0.16421 | 0.2239 | 0.29232 | 0.36726 | 0.44553 | 0.52311 | 0.59551 | 0.65846 | 0.70863 | 0.74547 | 0.76903 | 0.78031 | 0.78307 | 0.7803 | 528.1037 | 1037.4438 | 1810.2694 | 2893.8814 | 4316.7749 | 6075.9485 | 8122.4593 | 10348.0954 | 12578.1413 | 14576.8818 | 16072.3431 | 16803.1548 | 16582.3867 | 15362.1841 | 13273.9198 | 10788.1198 | 8107.5018 | 5516.112 | 3463.4209 | 2219.8087 | 528.1037 | 1565.5475 | 3375.8169 | 6269.6984 | 10586.4733 | 16662.4218 | 24784.8811 | 35132.9765 | 47711.1178 | 62287.9996 | 78360.3428 | 95163.4976 | 111745.8843 | 127108.0684 | 140381.9882 | 151170.108 | 159277.6098 | 164793.7218 | 168257.1427 | 170476.9514 | 0 | 0 | 0 | 0 | 0 | 0 | 0 | 0 | 0 | 0 | 0 | 0 | 0 | 0 | 0 | 0 | 0 | 0 | 0 | 0 | 0 | 0 | 0 | 0 | 0 | 0 | 0 | 0 | 0 | 0 | 0 | 0 | 0 | 0 | 0 | 0 | 0 | 0 | 0 | 0 | 0 | 0 | 0 | 0 | 0 | 0 | 0 | 0 | 0 | 0 | 0 | 0 | 0 | 0 | 0 | 0 | 0 | 0 | 0 | 0 | 0 | 0 | 0 | 0 | 0 | 0 | 0 | 0 | 0 | 0 | 0 | 0 | 0 | 0 | 0 | 0 | 0 | 0 | 0 | 0 | 0 | 0 | 0 | 0 | 0 | 0 | 0 | 0 | 0 | 0 | 0 | 0 | 0 | 0 | 0 | 0 | 0 | 0 | 0 | 0 | 0 | 0 | 0 | 0 | 0 | 0 | 0 | 0 | 0 | 0 | 0 | 0 | 0 | 0 | 0 | 0 | 0 | 0 | 0 | 0 | 0 | 0 | 0 | 0 | 0 | 0 | 0 | 0 | 0 | 0 | 0 | 0 | 0 | 0 | 0 | 0 | 0 | 0 | 0 | 0 | 0 | 0 | 0 | 0 | 0 | 0 | 0 | 0 | 0 | 0 | 0 | 0 | 0 | 0 | 0 | 0 | 0 | 0 | 0 | 0 | 0 | 0 | 0 | 0 | 0 | 0 | 0 | 0 | 0 | 0 | 0 | 0 | 0 | 0 | 0 | 0 | 0 | 0 | 0 | 0 | 0 | 0 | 0 | 0 | 0 | 0 | 0 | 0 | 0 | 0 | 0 | 0 | 0 | 0 | 0 | 0 | 0 | 0 | 0 | 0 | 0 | 0 | 0 | 0 | 0 | 0 | 0 | 0 | 0 | 0 | 0 | 0 | 0 | 0 | 0 | 0 | 0 | 0 | 0 | 0 | 0 | 0 | 0 | 0 | 0 | 0 | 0 | 0 | 0 | 0 | 0 | 0 | 0 | 0 | 0 | 0 | 0 | 0 | 0 | 0 | 2910.968 | 2917.9063 | 2924.851 | 2931.75 | 2938.5531 | 2945.2123 | 2951.6815 | 2957.9165 | 2963.8752 | 2969.517 | 2974.856 | 2979.9056 | 2984.6784 | 2989.187 | 2993.4428 | 2997.4572 | 3001.2408 | 3004.8038 | 3008.1559 | 3011.3063 | 1076.6542 | 1079.2204 | 1081.7889 | 1084.3406 | 1086.8568 | 1089.3198 | 1091.7125 | 1094.0186 | 1096.2225 | 1098.3092 | 1100.2838 | 1102.1515 | 1103.9168 | 1105.5843 | 1107.1584 | 1108.6432 | 1110.0426 | 1111.3604 | 1112.6002 | 1113.7654
WA_Industrial_Paper and Printing_Existing_Space Heating_Natural Gas_Gas Boiler - Maintenance_A | WA | Industrial | Paper and Printing | Existing | Space Heating | Natural Gas | Gas Boiler - Maintenance | A | IM406 | Degrade performance | General cleaning and maintenance | 3 | 101.6493 | 0 | 0 | 0.48 | 0 | 0 | 0 | 0.2399 |  | employee | 20% | 30% | Retrofit | Retro20Fast | 65.82% | TBD | 0.2% | 6.8832 |  | 5.5275 |  | 0.0028822 | IL TRM - 4.3.10 - CI-HWE-DBTU-V01-180101 | IL TRM - 4.3.10 - CI-HWE-DBTU-V01-180101 | IL TRM - 4.3.10 - CI-HWE-DBTU-V01-180101 | Degrade performance | Degrade performance | Degrade performance | Degrade performance | Degrade performance | Degrade performance | Degrade performance | Degrade performance | Degrade performance | Degrade performance | Degrade performance | Degrade performance | Degrade performance | Degrade performance | Degrade performance | Degrade performance | Degrade performance | Degrade performance | Degrade performance | Degrade performance | Degrade performance | Degrade performance | General cleaning and maintenance | General cleaning and maintenance | General cleaning and maintenance | General cleaning and maintenance | General cleaning and maintenance | General cleaning and maintenance | General cleaning and maintenance | General cleaning and maintenance | General cleaning and maintenance | General cleaning and maintenance | General cleaning and maintenance | General cleaning and maintenance | General cleaning and maintenance | General cleaning and maintenance | General cleaning and maintenance | General cleaning and maintenance | General cleaning and maintenance | General cleaning and maintenance | General cleaning and maintenance | General cleaning and maintenance | General cleaning and maintenance | General cleaning and maintenance | 0.48 | 0.48 | 0.48 | 0.48 | 0.48 | 0.48 | 0.48 | 0.48 | 0.48 | 0.48 | 0.48 | 0.48 | 0.48 | 0.48 | 0.48 | 0.48 | 0.48 | 0.48 | 0.48 | 0.48 | 0.48 | 0.48 | 0 | 0 | 100.9334 | 100.4595 | 99.961 | 99.4338 | 98.8742 | 98.2788 | 97.6444 | 96.9682 | 96.2538 | 95.5049 | 94.7285 | 93.925 | 93.1167 | 92.3012 | 91.4828 | 90.7203 | 90.0109 | 89.3486 | 88.7311 | 88.1573 | 0.003385 | 0.0023208 | 0.0015711 | 0.0011961 | 0.0010241 | 0.00086567 | 0.00072411 | 0.00060041 | 0.00049417 | 0.00040415 | 0.00032872 | 0.00024946 | 0.00018929 | 0.00014361 | 0.00010894 | 9.7485e-05 | 7.4391e-05 | 6.2491e-05 | 5.1152e-05 | 4.0341e-05 | 0.003385 | 0.0056899 | 0.0072327 | 0.0083907 | 0.0093676 | 0.010177 | 0.010835 | 0.011361 | 0.011771 | 0.012084 | 0.012314 | 0.012459 | 0.012541 | 0.012575 | 0.012572 | 0.012565 | 0.012541 | 0.012512 | 0.012476 | 0.012436 | 0.033537 | 0.023102 | 0.015717 | 0.012029 | 0.010358 | 0.0088083 | 0.0074158 | 0.0061919 | 0.005134 | 0.0042317 | 0.0034702 | 0.002656 | 0.0020328 | 0.0015559 | 0.0011908 | 0.0010746 | 0.00082647 | 0.00069941 | 0.00057649 | 0.0004576 | 0.033537 | 0.056639 | 0.072356 | 0.084385 | 0.094743 | 0.10355 | 0.11097 | 0.11716 | 0.12229 | 0.12652 | 0.12999 | 0.13265 | 0.13468 | 0.13624 | 0.13743 | 0.1385 | 0.13933 | 0.14003 | 0.14061 | 0.14106 | 0.0028822 | 0.0019796 | 0.0013427 | 0.0010243 | 0.00087894 | 0.00074466 | 0.00062438 | 0.00051901 | 0.00042826 | 0.00035117 | 0.00028639 | 0.00021792 | 0.00016577 | 0.00012606 | 9.5838e-05 | 8.5935e-05 | 6.5702e-05 | 5.5294e-05 | 4.5345e-05 | 3.5826e-05 | 0.0028822 | 0.0048534 | 0.0061813 | 0.0071857 | 0.0080397 | 0.0087542 | 0.0093429 | 0.0098203 | 0.010201 | 0.0105 | 0.010728 | 0.010884 | 0.010983 | 0.011038 | 0.011061 | 0.011076 | 0.011076 | 0.011071 | 0.01106 | 0.011044 | 0.028507 | 0.019636 | 0.013359 | 0.010225 | 0.008804 | 0.0074871 | 0.0063035 | 0.0052631 | 0.0043639 | 0.0035969 | 0.0029496 | 0.0022576 | 0.0017279 | 0.0013225 | 0.0010122 | 0.00091338 | 0.0007025 | 0.0005945 | 0.00049002 | 0.00038896 | 0.028507 | 0.048143 | 0.061502 | 0.071727 | 0.080531 | 0.088018 | 0.094322 | 0.099585 | 0.10395 | 0.10755 | 0.1105 | 0.11275 | 0.11448 | 0.1158 | 0.11682 | 0.11773 | 0.11843 | 0.11903 | 0.11952 | 0.1199 | 0.0028822 | 0.0019796 | 0.0013427 | 0.0010243 | 0.00087894 | 0.00074466 | 0.00062438 | 0.00051901 | 0.00042826 | 0.00035117 | 0.00028639 | 0.00021792 | 0.00016577 | 0.00012606 | 9.5838e-05 | 8.5935e-05 | 6.5702e-05 | 5.5294e-05 | 4.5345e-05 | 3.5826e-05 | 0.0028822 | 0.0048534 | 0.0061813 | 0.0071857 | 0.0080397 | 0.0087542 | 0.0093429 | 0.0098203 | 0.010201 | 0.0105 | 0.010728 | 0.010884 | 0.010983 | 0.011038 | 0.011061 | 0.011076 | 0.011076 | 0.011071 | 0.01106 | 0.011044 | 0.028507 | 0.019636 | 0.013359 | 0.010225 | 0.008804 | 0.0074871 | 0.0063035 | 0.0052631 | 0.0043639 | 0.0035969 | 0.0029496 | 0.0022576 | 0.0017279 | 0.0013225 | 0.0010122 | 0.00091338 | 0.0007025 | 0.0005945 | 0.00049002 | 0.00038896 | 0.028507 | 0.048143 | 0.061502 | 0.071727 | 0.080531 | 0.088018 | 0.094322 | 0.099585 | 0.10395 | 0.10755 | 0.1105 | 0.11275 | 0.11448 | 0.1158 | 0.11682 | 0.11773 | 0.11843 | 0.11903 | 0.11952 | 0.1199 | 0.0028822 | 0.0019796 | 0.0013427 | 0.0010243 | 0.00087894 | 0.00074466 | 0.00062438 | 0.00051901 | 0.00042826 | 0.00035117 | 0.00028639 | 0.00021792 | 0.00016577 | 0.00012606 | 9.5838e-05 | 8.5935e-05 | 6.5702e-05 | 5.5294e-05 | 4.5345e-05 | 3.5826e-05 | 0.0028822 | 0.0048534 | 0.0061813 | 0.0071857 | 0.0080397 | 0.0087542 | 0.0093429 | 0.0098203 | 0.010201 | 0.0105 | 0.010728 | 0.010884 | 0.010983 | 0.011038 | 0.011061 | 0.011076 | 0.011076 | 0.011071 | 0.01106 | 0.011044 | 0.028507 | 0.019636 | 0.013359 | 0.010225 | 0.008804 | 0.0074871 | 0.0063035 | 0.0052631 | 0.0043639 | 0.0035969 | 0.0029496 | 0.0022576 | 0.0017279 | 0.0013225 | 0.0010122 | 0.00091338 | 0.0007025 | 0.0005945 | 0.00049002 | 0.00038896 | 0.028507 | 0.048143 | 0.061502 | 0.071727 | 0.080531 | 0.088018 | 0.094322 | 0.099585 | 0.10395 | 0.10755 | 0.1105 | 0.11275 | 0.11448 | 0.1158 | 0.11682 | 0.11773 | 0.11843 | 0.11903 | 0.11952 | 0.1199 | 0.0028822 | 0.0019796 | 0.0013427 | 0.0010243 | 0.00087894 | 0.00074466 | 0.00062438 | 0.00051901 | 0.00042826 | 0.00035117 | 0.00028639 | 0.00021792 | 0.00016577 | 0.00012606 | 9.5838e-05 | 8.5935e-05 | 6.5702e-05 | 5.5294e-05 | 4.5345e-05 | 3.5826e-05 | 0.0028822 | 0.0048534 | 0.0061813 | 0.0071857 | 0.0080397 | 0.0087542 | 0.0093429 | 0.0098203 | 0.010201 | 0.0105 | 0.010728 | 0.010884 | 0.010983 | 0.011038 | 0.011061 | 0.011076 | 0.011076 | 0.011071 | 0.01106 | 0.011044 | 0.028507 | 0.019636 | 0.013359 | 0.010225 | 0.008804 | 0.0074871 | 0.0063035 | 0.0052631 | 0.0043639 | 0.0035969 | 0.0029496 | 0.0022576 | 0.0017279 | 0.0013225 | 0.0010122 | 0.00091338 | 0.0007025 | 0.0005945 | 0.00049002 | 0.00038896 | 0.028507 | 0.048143 | 0.061502 | 0.071727 | 0.080531 | 0.088018 | 0.094322 | 0.099585 | 0.10395 | 0.10755 | 0.1105 | 0.11275 | 0.11448 | 0.1158 | 0.11682 | 0.11773 | 0.11843 | 0.11903 | 0.11952 | 0.1199 | 1.1288 | 1.1307 | 1.1325 | 1.1342 | 1.1359 | 1.1376 | 1.1392 | 1.1408 | 1.1423 | 1.1438 | 1.1452 | 1.1465 | 1.1478 | 1.149 | 1.1502 | 1.1512 | 1.1522 | 1.1532 | 1.154 | 1.1548 | 0.90649 | 0.90796 | 0.9094 | 0.91081 | 0.91219 | 0.91354 | 0.91485 | 0.91611 | 0.91733 | 0.91851 | 0.91964 | 0.92072 | 0.92174 | 0.92271 | 0.92363 | 0.92449 | 0.92529 | 0.92604 | 0.92672 | 0.92734
WA_Industrial_Paper and Printing_Existing_Process_Natural Gas_Gas Boiler - Maintenance_A | WA | Industrial | Paper and Printing | Existing | Process | Natural Gas | Gas Boiler - Maintenance | A | IM407 | Degrade performance | General cleaning and maintenance | 3 | 55.8015 | 0 | 0 | 0.48 | 0 | 0 | 0 | 0.2399 |  | sqft | 20% | 30% | Retrofit | Retro20Fast | 65.82% | TBD | 0.2% | 6.8832 |  | 5.5275 |  | 0.063474 | IL TRM - 4.3.10 - CI-HWE-DBTU-V01-180101 | IL TRM - 4.3.10 - CI-HWE-DBTU-V01-180101 | IL TRM - 4.3.10 - CI-HWE-DBTU-V01-180101 | Degrade performance | Degrade performance | Degrade performance | Degrade performance | Degrade performance | Degrade performance | Degrade performance | Degrade performance | Degrade performance | Degrade performance | Degrade performance | Degrade performance | Degrade performance | Degrade performance | Degrade performance | Degrade performance | Degrade performance | Degrade performance | Degrade performance | Degrade performance | Degrade performance | Degrade performance | General cleaning and maintenance | General cleaning and maintenance | General cleaning and maintenance | General cleaning and maintenance | General cleaning and maintenance | General cleaning and maintenance | General cleaning and maintenance | General cleaning and maintenance | General cleaning and maintenance | General cleaning and maintenance | General cleaning and maintenance | General cleaning and maintenance | General cleaning and maintenance | General cleaning and maintenance | General cleaning and maintenance | General cleaning and maintenance | General cleaning and maintenance | General cleaning and maintenance | General cleaning and maintenance | General cleaning and maintenance | General cleaning and maintenance | General cleaning and maintenance | 0.48 | 0.48 | 0.48 | 0.48 | 0.48 | 0.48 | 0.48 | 0.48 | 0.48 | 0.48 | 0.48 | 0.48 | 0.48 | 0.48 | 0.48 | 0.48 | 0.48 | 0.48 | 0.48 | 0.48 | 0.48 | 0.48 | 0 | 0 | 55.8015 | 55.8015 | 55.8015 | 55.8015 | 55.8015 | 55.8015 | 55.8015 | 55.8015 | 55.8015 | 55.8015 | 55.8015 | 55.8015 | 55.8015 | 55.8015 | 55.8015 | 55.8015 | 55.8015 | 55.8015 | 55.8015 | 55.8015 | 0.074675 | 0.051439 | 0.034996 | 0.026785 | 0.023063 | 0.019613 | 0.016512 | 0.013787 | 0.011432 | 0.0094225 | 0.0077268 | 0.0059139 | 0.0045264 | 0.0034643 | 0.0026515 | 0.0023927 | 0.0018402 | 0.0015573 | 0.0012836 | 0.0010189 | 0.074675 | 0.12611 | 0.16111 | 0.1879 | 0.21096 | 0.23057 | 0.24708 | 0.26087 | 0.2723 | 0.28172 | 0.28945 | 0.29537 | 0.29989 | 0.30336 | 0.30601 | 0.3084 | 0.31024 | 0.3118 | 0.31308 | 0.3141 | 1.3382 | 0.92182 | 0.62715 | 0.48 | 0.4133 | 0.35148 | 0.29591 | 0.24707 | 0.20486 | 0.16886 | 0.13847 | 0.10598 | 0.081115 | 0.062083 | 0.047517 | 0.042878 | 0.032978 | 0.027909 | 0.023004 | 0.018259 | 1.3382 | 2.2601 | 2.8872 | 3.3672 | 3.7805 | 4.132 | 4.4279 | 4.675 | 4.8798 | 5.0487 | 5.1872 | 5.2931 | 5.3743 | 5.4363 | 5.4839 | 5.5267 | 5.5597 | 5.5876 | 5.6106 | 5.6289 | 0.063474 | 0.043723 | 0.029746 | 0.022767 | 0.019603 | 0.016671 | 0.014036 | 0.011719 | 0.0097169 | 0.0080091 | 0.0065678 | 0.0050268 | 0.0038474 | 0.0029447 | 0.0022538 | 0.0020338 | 0.0015642 | 0.0013237 | 0.0010911 | 0.00086607 | 0.063474 | 0.1072 | 0.13694 | 0.15971 | 0.17931 | 0.19599 | 0.21002 | 0.22174 | 0.23146 | 0.23947 | 0.24603 | 0.25106 | 0.25491 | 0.25785 | 0.26011 | 0.26214 | 0.2637 | 0.26503 | 0.26612 | 0.26699 | 1.1375 | 0.78355 | 0.53307 | 0.408 | 0.35131 | 0.29876 | 0.25153 | 0.21001 | 0.17413 | 0.14353 | 0.1177 | 0.090084 | 0.068948 | 0.052771 | 0.040389 | 0.036447 | 0.028032 | 0.023722 | 0.019553 | 0.015521 | 1.1375 | 1.921 | 2.4541 | 2.8621 | 3.2134 | 3.5122 | 3.7637 | 3.9737 | 4.1479 | 4.2914 | 4.4091 | 4.4992 | 4.5681 | 4.6209 | 4.6613 | 4.6977 | 4.7258 | 4.7495 | 4.769 | 4.7846 | 0.063474 | 0.043723 | 0.029746 | 0.022767 | 0.019603 | 0.016671 | 0.014036 | 0.011719 | 0.0097169 | 0.0080091 | 0.0065678 | 0.0050268 | 0.0038474 | 0.0029447 | 0.0022538 | 0.0020338 | 0.0015642 | 0.0013237 | 0.0010911 | 0.00086607 | 0.063474 | 0.1072 | 0.13694 | 0.15971 | 0.17931 | 0.19599 | 0.21002 | 0.22174 | 0.23146 | 0.23947 | 0.24603 | 0.25106 | 0.25491 | 0.25785 | 0.26011 | 0.26214 | 0.2637 | 0.26503 | 0.26612 | 0.26699 | 1.1375 | 0.78355 | 0.53307 | 0.408 | 0.35131 | 0.29876 | 0.25153 | 0.21001 | 0.17413 | 0.14353 | 0.1177 | 0.090084 | 0.068948 | 0.052771 | 0.040389 | 0.036447 | 0.028032 | 0.023722 | 0.019553 | 0.015521 | 1.1375 | 1.921 | 2.4541 | 2.8621 | 3.2134 | 3.5122 | 3.7637 | 3.9737 | 4.1479 | 4.2914 | 4.4091 | 4.4992 | 4.5681 | 4.6209 | 4.6613 | 4.6977 | 4.7258 | 4.7495 | 4.769 | 4.7846 | 0.063474 | 0.043723 | 0.029746 | 0.022767 | 0.019603 | 0.016671 | 0.014036 | 0.011719 | 0.0097169 | 0.0080091 | 0.0065678 | 0.0050268 | 0.0038474 | 0.0029447 | 0.0022538 | 0.0020338 | 0.0015642 | 0.0013237 | 0.0010911 | 0.00086607 | 0.063474 | 0.1072 | 0.13694 | 0.15971 | 0.17931 | 0.19599 | 0.21002 | 0.22174 | 0.23146 | 0.23947 | 0.24603 | 0.25106 | 0.25491 | 0.25785 | 0.26011 | 0.26214 | 0.2637 | 0.26503 | 0.26612 | 0.26699 | 1.1375 | 0.78355 | 0.53307 | 0.408 | 0.35131 | 0.29876 | 0.25153 | 0.21001 | 0.17413 | 0.14353 | 0.1177 | 0.090084 | 0.068948 | 0.052771 | 0.040389 | 0.036447 | 0.028032 | 0.023722 | 0.019553 | 0.015521 | 1.1375 | 1.921 | 2.4541 | 2.8621 | 3.2134 | 3.5122 | 3.7637 | 3.9737 | 4.1479 | 4.2914 | 4.4091 | 4.4992 | 4.5681 | 4.6209 | 4.6613 | 4.6977 | 4.7258 | 4.7495 | 4.769 | 4.7846 | 0.063474 | 0.043723 | 0.029746 | 0.022767 | 0.019603 | 0.016671 | 0.014036 | 0.011719 | 0.0097169 | 0.0080091 | 0.0065678 | 0.0050268 | 0.0038474 | 0.0029447 | 0.0022538 | 0.0020338 | 0.0015642 | 0.0013237 | 0.0010911 | 0.00086607 | 0.063474 | 0.1072 | 0.13694 | 0.15971 | 0.17931 | 0.19599 | 0.21002 | 0.22174 | 0.23146 | 0.23947 | 0.24603 | 0.25106 | 0.25491 | 0.25785 | 0.26011 | 0.26214 | 0.2637 | 0.26503 | 0.26612 | 0.26699 | 1.1375 | 0.78355 | 0.53307 | 0.408 | 0.35131 | 0.29876 | 0.25153 | 0.21001 | 0.17413 | 0.14353 | 0.1177 | 0.090084 | 0.068948 | 0.052771 | 0.040389 | 0.036447 | 0.028032 | 0.023722 | 0.019553 | 0.015521 | 1.1375 | 1.921 | 2.4541 | 2.8621 | 3.2134 | 3.5122 | 3.7637 | 3.9737 | 4.1479 | 4.2914 | 4.4091 | 4.4992 | 4.5681 | 4.6209 | 4.6613 | 4.6977 | 4.7258 | 4.7495 | 4.769 | 4.7846 | 1.1288 | 1.1307 | 1.1325 | 1.1342 | 1.1359 | 1.1376 | 1.1392 | 1.1408 | 1.1423 | 1.1438 | 1.1452 | 1.1465 | 1.1478 | 1.149 | 1.1502 | 1.1512 | 1.1522 | 1.1532 | 1.154 | 1.1548 | 0.90649 | 0.90796 | 0.9094 | 0.91081 | 0.91219 | 0.91354 | 0.91485 | 0.91611 | 0.91733 | 0.91851 | 0.91964 | 0.92072 | 0.92174 | 0.92271 | 0.92363 | 0.92449 | 0.92529 | 0.92604 | 0.92672 | 0.92734
WA_Industrial_Paper and Printing_Existing_Space Heating_Natural Gas_Gas Furnace - Maintenance_A | WA | Industrial | Paper and Printing | Existing | Space Heating | Natural Gas | Gas Furnace - Maintenance | A | IM408 | Degrade performance | General cleaning and maintenance | 3 | 0.0095 | 0 | 0 | 0.12 | 0 | 0 | 0 | 0.0582 |  | sqft | 20% | 30% | Retrofit | Retro20Fast | 65.82% | TBD | 0.2% | 471.9247 |  | 378.9725 |  | 4.0408e-06 | IL TRM - 4.4.31 - CI-HVC-FTUN-V03-200101 | MN TRM 3.1 - Forced-Air Heating Maintenance v2.0 | MN TRM v3.1 - Forced-Air Heating Maintenance | Degrade performance | Degrade performance | Degrade performance | Degrade performance | Degrade performance | Degrade performance | Degrade performance | Degrade performance | Degrade performance | Degrade performance | Degrade performance | Degrade performance | Degrade performance | Degrade performance | Degrade performance | Degrade performance | Degrade performance | Degrade performance | Degrade performance | Degrade performance | Degrade performance | Degrade performance | General cleaning and maintenance | General cleaning and maintenance | General cleaning and maintenance | General cleaning and maintenance | General cleaning and maintenance | General cleaning and maintenance | General cleaning and maintenance | General cleaning and maintenance | General cleaning and maintenance | General cleaning and maintenance | General cleaning and maintenance | General cleaning and maintenance | General cleaning and maintenance | General cleaning and maintenance | General cleaning and maintenance | General cleaning and maintenance | General cleaning and maintenance | General cleaning and maintenance | General cleaning and maintenance | General cleaning and maintenance | General cleaning and maintenance | General cleaning and maintenance | 0.12 | 0.12 | 0.12 | 0.12 | 0.12 | 0.12 | 0.12 | 0.12 | 0.12 | 0.12 | 0.12 | 0.12 | 0.12 | 0.12 | 0.12 | 0.12 | 0.12 | 0.12 | 0.12 | 0.12 | 0.12 | 0.12 | 0 | 0 | 0.0093236 | 0.0091684 | 0.0089758 | 0.0087416 | 0.0084675 | 0.0081613 | 0.0078355 | 0.0075048 | 0.0071829 | 0.0068805 | 0.006604 | 0.0063553 | 0.0061348 | 0.0059398 | 0.0057669 | 0.005616 | 0.0054831 | 0.0053635 | 0.0052596 | 0.0051617 | 4.7416e-06 | 3.2118e-06 | 2.1392e-06 | 1.5946e-06 | 1.3299e-06 | 1.0901e-06 | 8.8113e-07 | 7.0465e-07 | 5.592e-07 | 4.4152e-07 | 3.4751e-07 | 2.5596e-07 | 1.8911e-07 | 1.4014e-07 | 1.0414e-07 | 9.1511e-08 | 6.8717e-08 | 5.6885e-08 | 4.5979e-08 | 3.5817e-08 | 4.7416e-06 | 7.8745e-06 | 9.8482e-06 | 1.1186e-05 | 1.2165e-05 | 1.2815e-05 | 1.3185e-05 | 1.3333e-05 | 1.332e-05 | 1.3201e-05 | 1.3018e-05 | 1.2784e-05 | 1.2529e-05 | 1.2271e-05 | 1.2018e-05 | 1.1795e-05 | 1.1585e-05 | 1.1389e-05 | 1.1214e-05 | 1.1041e-05 | 0.50856 | 0.35031 | 0.23833 | 0.18241 | 0.15706 | 0.13357 | 0.11245 | 0.093893 | 0.077852 | 0.064169 | 0.052622 | 0.040275 | 0.030826 | 0.023593 | 0.018057 | 0.016295 | 0.012533 | 0.010606 | 0.0087419 | 0.006939 | 0.50856 | 0.85887 | 1.0972 | 1.2796 | 1.4367 | 1.5702 | 1.6827 | 1.7766 | 1.8544 | 1.9186 | 1.9712 | 2.0115 | 2.0423 | 2.0659 | 2.084 | 2.1003 | 2.1128 | 2.1234 | 2.1322 | 2.1391 | 4.0408e-06 | 2.7458e-06 | 1.836e-06 | 1.3752e-06 | 1.1536e-06 | 9.5184e-07 | 7.7509e-07 | 6.2477e-07 | 4.9987e-07 | 3.9789e-07 | 3.1564e-07 | 2.3421e-07 | 1.742e-07 | 1.2987e-07 | 9.7037e-08 | 8.5686e-08 | 6.4626e-08 | 5.3719e-08 | 4.3584e-08 | 3.4078e-08 | 4.0408e-06 | 6.732e-06 | 8.4524e-06 | 9.6468e-06 | 1.0552e-05 | 1.119e-05 | 1.1598e-05 | 1.1822e-05 | 1.1907e-05 | 1.1897e-05 | 1.1824e-05 | 1.1697e-05 | 1.1542e-05 | 1.1372e-05 | 1.1199e-05 | 1.1044e-05 | 1.0895e-05 | 1.0755e-05 | 1.063e-05 | 1.0505e-05 | 0.43227 | 0.29777 | 0.20258 | 0.15505 | 0.1335 | 0.11353 | 0.095585 | 0.079809 | 0.066174 | 0.054544 | 0.044728 | 0.034234 | 0.026202 | 0.020054 | 0.015349 | 0.013851 | 0.010653 | 0.009015 | 0.0074306 | 0.0058981 | 0.43227 | 0.73004 | 0.93262 | 1.0877 | 1.2212 | 1.3347 | 1.4303 | 1.5101 | 1.5763 | 1.6308 | 1.6755 | 1.7098 | 1.736 | 1.756 | 1.7714 | 1.7852 | 1.7959 | 1.8049 | 1.8123 | 1.8182 | 0 | 0 | 0 | 0 | 0 | 0 | 0 | 0 | 0 | 0 | 0 | 0 | 0 | 0 | 0 | 0 | 0 | 0 | 0 | 0 | 0 | 0 | 0 | 0 | 0 | 0 | 0 | 0 | 0 | 0 | 0 | 0 | 0 | 0 | 0 | 0 | 0 | 0 | 0 | 0 | 0 | 0 | 0 | 0 | 0 | 0 | 0 | 0 | 0 | 0 | 0 | 0 | 0 | 0 | 0 | 0 | 0 | 0 | 0 | 0 | 0 | 0 | 0 | 0 | 0 | 0 | 0 | 0 | 0 | 0 | 0 | 0 | 0 | 0 | 0 | 0 | 0 | 0 | 0 | 0 | 0 | 0 | 0 | 0 | 0 | 0 | 0 | 0 | 0 | 0 | 0 | 0 | 0 | 0 | 0 | 0 | 0 | 0 | 0 | 0 | 0 | 0 | 0 | 0 | 0 | 0 | 0 | 0 | 0 | 0 | 0 | 0 | 0 | 0 | 0 | 0 | 0 | 0 | 0 | 0 | 0 | 0 | 0 | 0 | 0 | 0 | 0 | 0 | 0 | 0 | 0 | 0 | 0 | 0 | 0 | 0 | 0 | 0 | 0 | 0 | 0 | 0 | 0 | 0 | 0 | 0 | 0 | 0 | 0 | 0 | 0 | 0 | 0 | 0 | 0 | 0 | 0 | 0 | 0 | 0 | 0 | 0 | 0 | 0 | 0 | 0 | 0 | 0 | 0 | 0 | 0 | 0 | 0 | 0 | 0 | 0 | 0 | 0 | 0 | 0 | 0 | 0 | 0 | 0 | 0 | 0 | 0 | 0 | 0 | 0 | 0 | 0 | 0 | 0 | 0 | 0 | 0 | 0 | 0 | 0 | 0 | 0 | 0 | 0 | 0 | 0 | 0 | 0 | 0 | 0 | 0 | 0 | 0 | 0 | 0 | 0 | 0 | 0 | 0 | 0 | 0 | 0 | 0 | 0 | 0 | 0 | 0 | 0 | 0 | 0 | 0 | 0 | 0 | 0 | 0 | 0 | 0 | 0 | 0 | 0 | 4712.5789 | 4738.7895 | 4765.2451 | 4791.7324 | 4818.0414 | 4843.9653 | 4869.3002 | 4893.846 | 4917.4063 | 4939.7888 | 4961.0416 | 4981.2121 | 5000.3464 | 5018.4899 | 5035.6869 | 5051.9803 | 5067.4118 | 5082.022 | 5095.8499 | 5108.9334 | 3784.3702 | 3805.4182 | 3826.663 | 3847.9333 | 3869.0604 | 3889.8782 | 3910.223 | 3929.9342 | 3948.8539 | 3966.8279 | 3983.8947 | 4000.0923 | 4015.4578 | 4030.0277 | 4043.8375 | 4056.9217 | 4069.3138 | 4081.0463 | 4092.1506 | 4102.6571
WA_Industrial_Paper and Printing_Existing_Space Heating_Natural Gas_Gas Boiler - Hot Water Reset_A | WA | Industrial | Paper and Printing | Existing | Space Heating | Natural Gas | Gas Boiler - Hot Water Reset | A | IM409 | No control | Reset control installed | 16 | 369.6336 | 0 | 0 | 939.67 | 0 | 0 | 0 | 469.8338 |  | employee | 20% | 45% | Retrofit | Retro5Med | 81.71% | TBD | 0.2% | 211.3221 |  | 138.7619 |  | 0.0050904 | IL TRM - 4.4.4 - CI-HVC-BLRC-V04-210101 | IL TRM - 4.4.4 - CI-HVC-BLRC-V04-210101 | IL TRM - 4.4.4 - CI-HVC-BLRC-V04-210101 | No control | No control | No control | No control | No control | No control | No control | No control | No control | No control | No control | No control | No control | No control | No control | No control | No control | No control | No control | No control | No control | No control | Reset control installed | Reset control installed | Reset control installed | Reset control installed | Reset control installed | Reset control installed | Reset control installed | Reset control installed | Reset control installed | Reset control installed | Reset control installed | Reset control installed | Reset control installed | Reset control installed | Reset control installed | Reset control installed | Reset control installed | Reset control installed | Reset control installed | Reset control installed | Reset control installed | Reset control installed | 939.67 | 939.67 | 939.67 | 939.67 | 939.67 | 939.67 | 939.67 | 939.67 | 939.67 | 939.67 | 939.67 | 939.67 | 939.67 | 939.67 | 939.67 | 939.67 | 939.67 | 939.67 | 939.67 | 939.67 | 939.67 | 939.67 | 0 | 0 | 366.7687 | 364.7884 | 362.7216 | 360.5521 | 358.2654 | 355.8495 | 353.2931 | 350.5858 | 347.7414 | 344.7727 | 341.7059 | 338.5422 | 335.3621 | 332.1568 | 328.9419 | 325.9288 | 323.1065 | 320.4534 | 317.9602 | 315.6233 | 0.0059778 | 0.0071743 | 0.008579 | 0.0097287 | 0.010836 | 0.012367 | 0.013237 | 0.013187 | 0.012114 | 0.010146 | 0.0076475 | 0.0049279 | 0.0027856 | 0.0013055 | 0.00053755 | 0.00019034 | 5.7924e-05 | 1.2305e-05 | 1.9723e-06 | 2.3095e-07 | 0.0059778 | 0.01312 | 0.021625 | 0.031224 | 0.041862 | 0.053947 | 0.066796 | 0.079471 | 0.09094 | 0.10031 | 0.10706 | 0.111 | 0.11274 | 0.11297 | 0.11242 | 0.11158 | 0.11067 | 0.10977 | 0.10892 | 0.10812 | 0.016299 | 0.019667 | 0.023652 | 0.026983 | 0.030247 | 0.034752 | 0.037466 | 0.037615 | 0.034836 | 0.029428 | 0.02238 | 0.014556 | 0.0083063 | 0.0039304 | 0.0016342 | 0.00058401 | 0.00017927 | 3.8399e-05 | 6.203e-06 | 7.3173e-07 | 0.016299 | 0.035966 | 0.059618 | 0.0866 | 0.11685 | 0.1516 | 0.18907 | 0.22668 | 0.26152 | 0.29094 | 0.31332 | 0.32788 | 0.33619 | 0.34012 | 0.34175 | 0.34234 | 0.34252 | 0.34255 | 0.34256 | 0.34256 | 0.0050904 | 0.0061209 | 0.0073342 | 0.008335 | 0.0093052 | 0.010645 | 0.011422 | 0.011409 | 0.010509 | 0.0088257 | 0.0066707 | 0.0043105 | 0.002443 | 0.0011478 | 0.00047371 | 0.0001681 | 5.1258e-05 | 1.0911e-05 | 1.7522e-06 | 2.0559e-07 | 0.0050904 | 0.011193 | 0.018487 | 0.026751 | 0.035947 | 0.046435 | 0.057639 | 0.068755 | 0.078889 | 0.087256 | 0.09339 | 0.097095 | 0.098876 | 0.099322 | 0.099065 | 0.098536 | 0.097932 | 0.097332 | 0.096767 | 0.096247 | 0.013854 | 0.016717 | 0.020104 | 0.022935 | 0.02571 | 0.029539 | 0.031846 | 0.031972 | 0.029611 | 0.025014 | 0.019023 | 0.012373 | 0.0070604 | 0.0033408 | 0.0013891 | 0.0004964 | 0.00015238 | 3.264e-05 | 5.2725e-06 | 6.2197e-07 | 0.013854 | 0.030571 | 0.050675 | 0.07361 | 0.09932 | 0.12886 | 0.16071 | 0.19268 | 0.22229 | 0.2473 | 0.26633 | 0.2787 | 0.28576 | 0.2891 | 0.29049 | 0.29099 | 0.29114 | 0.29117 | 0.29118 | 0.29118 | 0.0050904 | 0.0061209 | 0.0073342 | 0.008335 | 0.0093052 | 0.010645 | 0.011422 | 0.011409 | 0.010509 | 0.0088257 | 0.0066707 | 0.0043105 | 0.002443 | 0.0011478 | 0.00047371 | 0.0001681 | 5.1258e-05 | 1.0911e-05 | 1.7522e-06 | 2.0559e-07 | 0.0050904 | 0.011193 | 0.018487 | 0.026751 | 0.035947 | 0.046435 | 0.057639 | 0.068755 | 0.078889 | 0.087256 | 0.09339 | 0.097095 | 0.098876 | 0.099322 | 0.099065 | 0.098536 | 0.097932 | 0.097332 | 0.096767 | 0.096247 | 0.013854 | 0.016717 | 0.020104 | 0.022935 | 0.02571 | 0.029539 | 0.031846 | 0.031972 | 0.029611 | 0.025014 | 0.019023 | 0.012373 | 0.0070604 | 0.0033408 | 0.0013891 | 0.0004964 | 0.00015238 | 3.264e-05 | 5.2725e-06 | 6.2197e-07 | 0.013854 | 0.030571 | 0.050675 | 0.07361 | 0.09932 | 0.12886 | 0.16071 | 0.19268 | 0.22229 | 0.2473 | 0.26633 | 0.2787 | 0.28576 | 0.2891 | 0.29049 | 0.29099 | 0.29114 | 0.29117 | 0.29118 | 0.29118 | 0.0050904 | 0.0061209 | 0.0073342 | 0.008335 | 0.0093052 | 0.010645 | 0.011422 | 0.011409 | 0.010509 | 0.0088257 | 0.0066707 | 0.0043105 | 0.002443 | 0.0011478 | 0.00047371 | 0.0001681 | 5.1258e-05 | 1.0911e-05 | 1.7522e-06 | 2.0559e-07 | 0.0050904 | 0.011193 | 0.018487 | 0.026751 | 0.035947 | 0.046435 | 0.057639 | 0.068755 | 0.078889 | 0.087256 | 0.09339 | 0.097095 | 0.098876 | 0.099322 | 0.099065 | 0.098536 | 0.097932 | 0.097332 | 0.096767 | 0.096247 | 0.013854 | 0.016717 | 0.020104 | 0.022935 | 0.02571 | 0.029539 | 0.031846 | 0.031972 | 0.029611 | 0.025014 | 0.019023 | 0.012373 | 0.0070604 | 0.0033408 | 0.0013891 | 0.0004964 | 0.00015238 | 3.264e-05 | 5.2725e-06 | 6.2197e-07 | 0.013854 | 0.030571 | 0.050675 | 0.07361 | 0.09932 | 0.12886 | 0.16071 | 0.19268 | 0.22229 | 0.2473 | 0.26633 | 0.2787 | 0.28576 | 0.2891 | 0.29049 | 0.29099 | 0.29114 | 0.29117 | 0.29118 | 0.29118 | 0.0050904 | 0.0061209 | 0.0073342 | 0.008335 | 0.0093052 | 0.010645 | 0.011422 | 0.011409 | 0.010509 | 0.0088257 | 0.0066707 | 0.0043105 | 0.002443 | 0.0011478 | 0.00047371 | 0.0001681 | 5.1258e-05 | 1.0911e-05 | 1.7522e-06 | 2.0559e-07 | 0.0050904 | 0.011193 | 0.018487 | 0.026751 | 0.035947 | 0.046435 | 0.057639 | 0.068755 | 0.078889 | 0.087256 | 0.09339 | 0.097095 | 0.098876 | 0.099322 | 0.099065 | 0.098536 | 0.097932 | 0.097332 | 0.096767 | 0.096247 | 0.013854 | 0.016717 | 0.020104 | 0.022935 | 0.02571 | 0.029539 | 0.031846 | 0.031972 | 0.029611 | 0.025014 | 0.019023 | 0.012373 | 0.0070604 | 0.0033408 | 0.0013891 | 0.0004964 | 0.00015238 | 3.264e-05 | 5.2725e-06 | 6.2197e-07 | 0.013854 | 0.030571 | 0.050675 | 0.07361 | 0.09932 | 0.12886 | 0.16071 | 0.19268 | 0.22229 | 0.2473 | 0.26633 | 0.2787 | 0.28576 | 0.2891 | 0.29049 | 0.29099 | 0.29114 | 0.29117 | 0.29118 | 0.29118 | 208.2198 | 208.6303 | 209.0338 | 209.4295 | 209.8163 | 210.1933 | 210.5597 | 210.9148 | 211.2578 | 211.5881 | 211.905 | 212.2081 | 212.4966 | 212.7703 | 213.0285 | 213.2709 | 213.4971 | 213.7068 | 213.8995 | 214.075 | 136.7248 | 136.9943 | 137.2593 | 137.5191 | 137.7731 | 138.0207 | 138.2613 | 138.4944 | 138.7197 | 138.9366 | 139.1447 | 139.3437 | 139.5332 | 139.7128 | 139.8824 | 140.0416 | 140.1901 | 140.3278 | 140.4543 | 140.5695
WA_Industrial_Paper and Printing_Existing_Process_Natural Gas_Gas Boiler - Hot Water Reset_A | WA | Industrial | Paper and Printing | Existing | Process | Natural Gas | Gas Boiler - Hot Water Reset | A | IM410 | No control | Reset control installed | 16 | 101.4573 | 0 | 0 | 939.67 | 0 | 0 | 0 | 469.8338 |  | sqft | 20% | 45% | Retrofit | Retro5Med | 81.71% | TBD | 0.2% | 211.3221 |  | 138.7619 |  | 0.056072 | IL TRM - 4.4.4 - CI-HVC-BLRC-V04-210101 | IL TRM - 4.4.4 - CI-HVC-BLRC-V04-210101 | XCEL CO 2019-2020 DSM Plan | No control | No control | No control | No control | No control | No control | No control | No control | No control | No control | No control | No control | No control | No control | No control | No control | No control | No control | No control | No control | No control | No control | Reset control installed | Reset control installed | Reset control installed | Reset control installed | Reset control installed | Reset control installed | Reset control installed | Reset control installed | Reset control installed | Reset control installed | Reset control installed | Reset control installed | Reset control installed | Reset control installed | Reset control installed | Reset control installed | Reset control installed | Reset control installed | Reset control installed | Reset control installed | Reset control installed | Reset control installed | 939.67 | 939.67 | 939.67 | 939.67 | 939.67 | 939.67 | 939.67 | 939.67 | 939.67 | 939.67 | 939.67 | 939.67 | 939.67 | 939.67 | 939.67 | 939.67 | 939.67 | 939.67 | 939.67 | 939.67 | 939.67 | 939.67 | 0 | 0 | 101.4254 | 101.4 | 101.3793 | 101.3607 | 101.343 | 101.3259 | 101.3096 | 101.2938 | 101.2786 | 101.2637 | 101.2492 | 101.235 | 101.2211 | 101.2073 | 101.1937 | 101.1798 | 101.1659 | 101.1519 | 101.1378 | 101.1235 | 0.065963 | 0.079576 | 0.09568 | 0.10913 | 0.12231 | 0.14051 | 0.15146 | 0.15204 | 0.14078 | 0.11891 | 0.090419 | 0.058801 | 0.033549 | 0.015873 | 0.0065987 | 0.0023578 | 0.00072369 | 0.00015499 | 2.5033e-05 | 2.9526e-06 | 0.065963 | 0.14552 | 0.24117 | 0.35026 | 0.47252 | 0.61295 | 0.76431 | 0.91622 | 1.0569 | 1.1756 | 1.2659 | 1.3245 | 1.3579 | 1.3736 | 1.38 | 1.3821 | 1.3827 | 1.3826 | 1.3825 | 1.3823 | 0.65036 | 0.78478 | 0.94378 | 1.0767 | 1.2069 | 1.3867 | 1.495 | 1.5009 | 1.3901 | 1.1743 | 0.89304 | 0.58084 | 0.33145 | 0.15683 | 0.065209 | 0.023304 | 0.0071535 | 0.0015323 | 0.00024752 | 2.9198e-05 | 0.65036 | 1.4351 | 2.3789 | 3.4556 | 4.6625 | 6.0492 | 7.5443 | 9.0452 | 10.4353 | 11.6095 | 12.5026 | 13.0834 | 13.4149 | 13.5717 | 13.6369 | 13.6602 | 13.6674 | 13.6689 | 13.6691 | 13.6692 | 0.056072 | 0.067646 | 0.081337 | 0.092777 | 0.10398 | 0.11946 | 0.12877 | 0.12926 | 0.1197 | 0.1011 | 0.07688 | 0.049998 | 0.028527 | 0.013497 | 0.0056111 | 0.002005 | 0.0006154 | 0.0001318 | 2.1288e-05 | 2.511e-06 | 0.056072 | 0.12371 | 0.20502 | 0.29777 | 0.40171 | 0.52111 | 0.6498 | 0.77898 | 0.89858 | 0.99957 | 1.0763 | 1.1262 | 1.1546 | 1.168 | 1.1734 | 1.1753 | 1.1758 | 1.1758 | 1.1757 | 1.1755 | 0.55281 | 0.66706 | 0.80221 | 0.91519 | 1.0259 | 1.1787 | 1.2708 | 1.2758 | 1.1816 | 0.99813 | 0.75908 | 0.49371 | 0.28173 | 0.13331 | 0.055428 | 0.019808 | 0.0060804 | 0.0013024 | 0.00021039 | 2.4818e-05 | 0.55281 | 1.2199 | 2.0221 | 2.9373 | 3.9632 | 5.1419 | 6.4126 | 7.6884 | 8.87 | 9.8681 | 10.6272 | 11.1209 | 11.4026 | 11.5359 | 11.5914 | 11.6112 | 11.6173 | 11.6186 | 11.6188 | 11.6188 | 0.056072 | 0.067646 | 0.081337 | 0.092777 | 0.10398 | 0.11946 | 0.12877 | 0.12926 | 0.1197 | 0.1011 | 0.07688 | 0.049998 | 0.028527 | 0.013497 | 0.0056111 | 0.002005 | 0.0006154 | 0.0001318 | 2.1288e-05 | 2.511e-06 | 0.056072 | 0.12371 | 0.20502 | 0.29777 | 0.40171 | 0.52111 | 0.6498 | 0.77898 | 0.89858 | 0.99957 | 1.0763 | 1.1262 | 1.1546 | 1.168 | 1.1734 | 1.1753 | 1.1758 | 1.1758 | 1.1757 | 1.1755 | 0.55281 | 0.66706 | 0.80221 | 0.91519 | 1.0259 | 1.1787 | 1.2708 | 1.2758 | 1.1816 | 0.99813 | 0.75908 | 0.49371 | 0.28173 | 0.13331 | 0.055428 | 0.019808 | 0.0060804 | 0.0013024 | 0.00021039 | 2.4818e-05 | 0.55281 | 1.2199 | 2.0221 | 2.9373 | 3.9632 | 5.1419 | 6.4126 | 7.6884 | 8.87 | 9.8681 | 10.6272 | 11.1209 | 11.4026 | 11.5359 | 11.5914 | 11.6112 | 11.6173 | 11.6186 | 11.6188 | 11.6188 | 0.056072 | 0.067646 | 0.081337 | 0.092777 | 0.10398 | 0.11946 | 0.12877 | 0.12926 | 0.1197 | 0.1011 | 0.07688 | 0.049998 | 0.028527 | 0.013497 | 0.0056111 | 0.002005 | 0.0006154 | 0.0001318 | 2.1288e-05 | 2.511e-06 | 0.056072 | 0.12371 | 0.20502 | 0.29777 | 0.40171 | 0.52111 | 0.6498 | 0.77898 | 0.89858 | 0.99957 | 1.0763 | 1.1262 | 1.1546 | 1.168 | 1.1734 | 1.1753 | 1.1758 | 1.1758 | 1.1757 | 1.1755 | 0.55281 | 0.66706 | 0.80221 | 0.91519 | 1.0259 | 1.1787 | 1.2708 | 1.2758 | 1.1816 | 0.99813 | 0.75908 | 0.49371 | 0.28173 | 0.13331 | 0.055428 | 0.019808 | 0.0060804 | 0.0013024 | 0.00021039 | 2.4818e-05 | 0.55281 | 1.2199 | 2.0221 | 2.9373 | 3.9632 | 5.1419 | 6.4126 | 7.6884 | 8.87 | 9.8681 | 10.6272 | 11.1209 | 11.4026 | 11.5359 | 11.5914 | 11.6112 | 11.6173 | 11.6186 | 11.6188 | 11.6188 | 0.056072 | 0.067646 | 0.081337 | 0.092777 | 0.10398 | 0.11946 | 0.12877 | 0.12926 | 0.1197 | 0.1011 | 0.07688 | 0.049998 | 0.028527 | 0.013497 | 0.0056111 | 0.002005 | 0.0006154 | 0.0001318 | 2.1288e-05 | 2.511e-06 | 0.056072 | 0.12371 | 0.20502 | 0.29777 | 0.40171 | 0.52111 | 0.6498 | 0.77898 | 0.89858 | 0.99957 | 1.0763 | 1.1262 | 1.1546 | 1.168 | 1.1734 | 1.1753 | 1.1758 | 1.1758 | 1.1757 | 1.1755 | 0.55281 | 0.66706 | 0.80221 | 0.91519 | 1.0259 | 1.1787 | 1.2708 | 1.2758 | 1.1816 | 0.99813 | 0.75908 | 0.49371 | 0.28173 | 0.13331 | 0.055428 | 0.019808 | 0.0060804 | 0.0013024 | 0.00021039 | 2.4818e-05 | 0.55281 | 1.2199 | 2.0221 | 2.9373 | 3.9632 | 5.1419 | 6.4126 | 7.6884 | 8.87 | 9.8681 | 10.6272 | 11.1209 | 11.4026 | 11.5359 | 11.5914 | 11.6112 | 11.6173 | 11.6186 | 11.6188 | 11.6188 | 208.2198 | 208.6303 | 209.0338 | 209.4295 | 209.8163 | 210.1933 | 210.5597 | 210.9148 | 211.2578 | 211.5881 | 211.905 | 212.2081 | 212.4966 | 212.7703 | 213.0285 | 213.2709 | 213.4971 | 213.7068 | 213.8995 | 214.075 | 136.7248 | 136.9943 | 137.2593 | 137.5191 | 137.7731 | 138.0207 | 138.2613 | 138.4944 | 138.7197 | 138.9366 | 139.1447 | 139.3437 | 139.5332 | 139.7128 | 139.8824 | 140.0416 | 140.1901 | 140.3278 | 140.4543 | 140.5695
WA_Industrial_Paper and Printing_Existing_Space Heating_Natural Gas_Steam Trap Maintenance_A | WA | Industrial | Paper and Printing | Existing | Space Heating | Natural Gas | Steam Trap Maintenance | A | IM411 | Degrade performance | Cleaning and maintenance | 6 | 130.5838 | 0 | 0 | 111.27 | 0 | 0 | 0 | 55.6375 |  | employee | 73% | 85% | Retrofit | RetroEven20 | 80.75% | TBD | 0.2% | 116.2388 |  | 88.0856 |  | 0.0010042 | IL TRM - 4.4.16 - CI-HVC-STRE-V07-210101 | IL TRM - 4.4.16 - CI-HVC-STRE-V07-210101 | IL TRM - 4.4.16 - CI-HVC-STRE-V07-210101 | Degrade performance | Degrade performance | Degrade performance | Degrade performance | Degrade performance | Degrade performance | Degrade performance | Degrade performance | Degrade performance | Degrade performance | Degrade performance | Degrade performance | Degrade performance | Degrade performance | Degrade performance | Degrade performance | Degrade performance | Degrade performance | Degrade performance | Degrade performance | Degrade performance | Degrade performance | Cleaning and maintenance | Cleaning and maintenance | Cleaning and maintenance | Cleaning and maintenance | Cleaning and maintenance | Cleaning and maintenance | Cleaning and maintenance | Cleaning and maintenance | Cleaning and maintenance | Cleaning and maintenance | Cleaning and maintenance | Cleaning and maintenance | Cleaning and maintenance | Cleaning and maintenance | Cleaning and maintenance | Cleaning and maintenance | Cleaning and maintenance | Cleaning and maintenance | Cleaning and maintenance | Cleaning and maintenance | Cleaning and maintenance | Cleaning and maintenance | 111.27 | 111.27 | 111.27 | 111.27 | 111.27 | 111.27 | 111.27 | 111.27 | 111.27 | 111.27 | 111.27 | 111.27 | 111.27 | 111.27 | 111.27 | 111.27 | 111.27 | 111.27 | 111.27 | 111.27 | 111.27 | 111.27 | 0 | 0 | 129.6388 | 129.0065 | 128.3437 | 127.6445 | 126.904 | 126.1176 | 125.2813 | 124.3915 | 123.4529 | 122.4701 | 121.4522 | 120.3997 | 119.3412 | 118.2734 | 117.2021 | 116.2025 | 115.2708 | 114.3995 | 113.5854 | 112.8273 | 0.0011793 | 0.0011533 | 0.0011276 | 0.0011021 | 0.0010769 | 0.0010517 | 0.0010267 | 0.0010019 | 0.00097717 | 0.00095268 | 0.00092847 | 0.00090456 | 0.00088115 | 0.00085821 | 0.00083577 | 0.00081435 | 0.0007939 | 0.00077431 | 0.00075555 | 0.00073756 | 0.0011793 | 0.0023269 | 0.0034426 | 0.004526 | 0.0055765 | 0.0065937 | 0.0075767 | 0.0085248 | 0.0094377 | 0.010315 | 0.011158 | 0.011966 | 0.012742 | 0.013486 | 0.0142 | 0.014893 | 0.015567 | 0.016224 | 0.016864 | 0.017489 | 0.0090969 | 0.0089401 | 0.008786 | 0.0086345 | 0.0084856 | 0.0083393 | 0.0081955 | 0.0080542 | 0.0079153 | 0.0077789 | 0.0076448 | 0.007513 | 0.0073834 | 0.0072561 | 0.007131 | 0.0070081 | 0.0068872 | 0.0067685 | 0.0066518 | 0.0065371 | 0.0090969 | 0.018037 | 0.026823 | 0.035457 | 0.043943 | 0.052282 | 0.060478 | 0.068532 | 0.076447 | 0.084226 | 0.091871 | 0.099384 | 0.10677 | 0.11402 | 0.12115 | 0.12816 | 0.13505 | 0.14182 | 0.14847 | 0.15501 | 0.0010042 | 0.00098382 | 0.00096377 | 0.00094396 | 0.00092434 | 0.00090486 | 0.00088549 | 0.00086622 | 0.00084705 | 0.00082802 | 0.00080914 | 0.00079044 | 0.00077192 | 0.00075361 | 0.00073557 | 0.00071818 | 0.00070149 | 0.00068548 | 0.00067012 | 0.0006554 | 0.0010042 | 0.0019849 | 0.0029423 | 0.0038764 | 0.0047867 | 0.0056729 | 0.0065344 | 0.0073705 | 0.008181 | 0.0089654 | 0.0097239 | 0.010456 | 0.011162 | 0.011842 | 0.012497 | 0.013134 | 0.013755 | 0.014363 | 0.014957 | 0.015541 | 0.0077324 | 0.0075991 | 0.0074681 | 0.0073393 | 0.0072128 | 0.0070884 | 0.0069662 | 0.0068461 | 0.006728 | 0.006612 | 0.006498 | 0.006386 | 0.0062759 | 0.0061677 | 0.0060614 | 0.0059569 | 0.0058542 | 0.0057532 | 0.005654 | 0.0055565 | 0.0077324 | 0.015331 | 0.0228 | 0.030139 | 0.037352 | 0.04444 | 0.051406 | 0.058252 | 0.06498 | 0.071592 | 0.07809 | 0.084476 | 0.090752 | 0.09692 | 0.10298 | 0.10894 | 0.11479 | 0.12055 | 0.1262 | 0.13176 | 0.0010042 | 0.00098382 | 0.00096377 | 0.00094396 | 0.00092434 | 0.00090486 | 0.00088549 | 0.00086622 | 0.00084705 | 0.00082802 | 0.00080914 | 0.00079044 | 0.00077192 | 0.00075361 | 0.00073557 | 0.00071818 | 0.00070149 | 0.00068548 | 0.00067012 | 0.0006554 | 0.0010042 | 0.0019849 | 0.0029423 | 0.0038764 | 0.0047867 | 0.0056729 | 0.0065344 | 0.0073705 | 0.008181 | 0.0089654 | 0.0097239 | 0.010456 | 0.011162 | 0.011842 | 0.012497 | 0.013134 | 0.013755 | 0.014363 | 0.014957 | 0.015541 | 0.0077324 | 0.0075991 | 0.0074681 | 0.0073393 | 0.0072128 | 0.0070884 | 0.0069662 | 0.0068461 | 0.006728 | 0.006612 | 0.006498 | 0.006386 | 0.0062759 | 0.0061677 | 0.0060614 | 0.0059569 | 0.0058542 | 0.0057532 | 0.005654 | 0.0055565 | 0.0077324 | 0.015331 | 0.0228 | 0.030139 | 0.037352 | 0.04444 | 0.051406 | 0.058252 | 0.06498 | 0.071592 | 0.07809 | 0.084476 | 0.090752 | 0.09692 | 0.10298 | 0.10894 | 0.11479 | 0.12055 | 0.1262 | 0.13176 | 0.0010042 | 0.00098382 | 0.00096377 | 0.00094396 | 0.00092434 | 0.00090486 | 0.00088549 | 0.00086622 | 0.00084705 | 0.00082802 | 0.00080914 | 0.00079044 | 0.00077192 | 0.00075361 | 0.00073557 | 0.00071818 | 0.00070149 | 0.00068548 | 0.00067012 | 0.0006554 | 0.0010042 | 0.0019849 | 0.0029423 | 0.0038764 | 0.0047867 | 0.0056729 | 0.0065344 | 0.0073705 | 0.008181 | 0.0089654 | 0.0097239 | 0.010456 | 0.011162 | 0.011842 | 0.012497 | 0.013134 | 0.013755 | 0.014363 | 0.014957 | 0.015541 | 0.0077324 | 0.0075991 | 0.0074681 | 0.0073393 | 0.0072128 | 0.0070884 | 0.0069662 | 0.0068461 | 0.006728 | 0.006612 | 0.006498 | 0.006386 | 0.0062759 | 0.0061677 | 0.0060614 | 0.0059569 | 0.0058542 | 0.0057532 | 0.005654 | 0.0055565 | 0.0077324 | 0.015331 | 0.0228 | 0.030139 | 0.037352 | 0.04444 | 0.051406 | 0.058252 | 0.06498 | 0.071592 | 0.07809 | 0.084476 | 0.090752 | 0.09692 | 0.10298 | 0.10894 | 0.11479 | 0.12055 | 0.1262 | 0.13176 | 0.0010042 | 0.00098382 | 0.00096377 | 0.00094396 | 0.00092434 | 0.00090486 | 0.00088549 | 0.00086622 | 0.00084705 | 0.00082802 | 0.00080914 | 0.00079044 | 0.00077192 | 0.00075361 | 0.00073557 | 0.00071818 | 0.00070149 | 0.00068548 | 0.00067012 | 0.0006554 | 0.0010042 | 0.0019849 | 0.0029423 | 0.0038764 | 0.0047867 | 0.0056729 | 0.0065344 | 0.0073705 | 0.008181 | 0.0089654 | 0.0097239 | 0.010456 | 0.011162 | 0.011842 | 0.012497 | 0.013134 | 0.013755 | 0.014363 | 0.014957 | 0.015541 | 0.0077324 | 0.0075991 | 0.0074681 | 0.0073393 | 0.0072128 | 0.0070884 | 0.0069662 | 0.0068461 | 0.006728 | 0.006612 | 0.006498 | 0.006386 | 0.0062759 | 0.0061677 | 0.0060614 | 0.0059569 | 0.0058542 | 0.0057532 | 0.005654 | 0.0055565 | 0.0077324 | 0.015331 | 0.0228 | 0.030139 | 0.037352 | 0.04444 | 0.051406 | 0.058252 | 0.06498 | 0.071592 | 0.07809 | 0.084476 | 0.090752 | 0.09692 | 0.10298 | 0.10894 | 0.11479 | 0.12055 | 0.1262 | 0.13176 | 113.3352 | 113.5188 | 113.6992 | 113.876 | 114.0487 | 114.2169 | 114.3803 | 114.5385 | 114.6913 | 114.8383 | 114.9793 | 115.114 | 115.2423 | 115.3638 | 115.4785 | 115.586 | 115.6864 | 115.7793 | 115.8648 | 115.9425 | 85.8853 | 86.0244 | 86.1611 | 86.2951 | 86.426 | 86.5534 | 86.6772 | 86.7971 | 86.9129 | 87.0243 | 87.1312 | 87.2333 | 87.3304 | 87.4225 | 87.5094 | 87.591 | 87.667 | 87.7374 | 87.8022 | 87.8611
WA_Industrial_Paper and Printing_Existing_Process_Natural Gas_Steam Trap Maintenance_A | WA | Industrial | Paper and Printing | Existing | Process | Natural Gas | Steam Trap Maintenance | A | IM412 | Degrade performance | Cleaning and maintenance | 6 | 71.6855 | 0 | 0 | 111.27 | 0 | 0 | 0 | 55.6375 |  | sqft | 73% | 85% | Retrofit | RetroEven20 | 80.75% | TBD | 0.2% | 116.2388 |  | 88.0856 |  | 0.022114 | IL TRM - 4.4.16 - CI-HVC-STRE-V07-210101 | IL TRM - 4.4.16 - CI-HVC-STRE-V07-210101 | IL TRM - 4.4.16 - CI-HVC-STRE-V07-210101 | Degrade performance | Degrade performance | Degrade performance | Degrade performance | Degrade performance | Degrade performance | Degrade performance | Degrade performance | Degrade performance | Degrade performance | Degrade performance | Degrade performance | Degrade performance | Degrade performance | Degrade performance | Degrade performance | Degrade performance | Degrade performance | Degrade performance | Degrade performance | Degrade performance | Degrade performance | Cleaning and maintenance | Cleaning and maintenance | Cleaning and maintenance | Cleaning and maintenance | Cleaning and maintenance | Cleaning and maintenance | Cleaning and maintenance | Cleaning and maintenance | Cleaning and maintenance | Cleaning and maintenance | Cleaning and maintenance | Cleaning and maintenance | Cleaning and maintenance | Cleaning and maintenance | Cleaning and maintenance | Cleaning and maintenance | Cleaning and maintenance | Cleaning and maintenance | Cleaning and maintenance | Cleaning and maintenance | Cleaning and maintenance | Cleaning and maintenance | 111.27 | 111.27 | 111.27 | 111.27 | 111.27 | 111.27 | 111.27 | 111.27 | 111.27 | 111.27 | 111.27 | 111.27 | 111.27 | 111.27 | 111.27 | 111.27 | 111.27 | 111.27 | 111.27 | 111.27 | 111.27 | 111.27 | 0 | 0 | 71.6687 | 71.6567 | 71.6481 | 71.6411 | 71.6348 | 71.6291 | 71.6241 | 71.6195 | 71.6154 | 71.6117 | 71.6083 | 71.6054 | 71.6027 | 71.6003 | 71.5981 | 71.5958 | 71.5937 | 71.5916 | 71.5896 | 71.5876 | 0.026015 | 0.025563 | 0.025119 | 0.024683 | 0.024256 | 0.023835 | 0.023423 | 0.023018 | 0.022619 | 0.022228 | 0.021844 | 0.021466 | 0.021096 | 0.020731 | 0.020373 | 0.020021 | 0.019675 | 0.019336 | 0.019002 | 0.018674 | 0.026015 | 0.051573 | 0.076686 | 0.10136 | 0.12561 | 0.14943 | 0.17285 | 0.19585 | 0.21846 | 0.24068 | 0.26251 | 0.28397 | 0.30505 | 0.32577 | 0.34614 | 0.36615 | 0.38581 | 0.40513 | 0.42412 | 0.44279 | 0.36299 | 0.35674 | 0.35059 | 0.34454 | 0.3386 | 0.33276 | 0.32702 | 0.32139 | 0.31585 | 0.3104 | 0.30505 | 0.29979 | 0.29462 | 0.28954 | 0.28455 | 0.27964 | 0.27482 | 0.27008 | 0.26543 | 0.26085 | 0.36299 | 0.71973 | 1.0703 | 1.4149 | 1.7535 | 2.0862 | 2.4132 | 2.7346 | 3.0505 | 3.3609 | 3.6659 | 3.9657 | 4.2603 | 4.5499 | 4.8344 | 5.1141 | 5.3889 | 5.659 | 5.9244 | 6.1852 | 0.022114 | 0.021729 | 0.021353 | 0.020983 | 0.020619 | 0.020263 | 0.019912 | 0.019568 | 0.019229 | 0.018897 | 0.01857 | 0.01825 | 0.017934 | 0.017625 | 0.01732 | 0.017021 | 0.016727 | 0.016439 | 0.016155 | 0.015876 | 0.022114 | 0.04384 | 0.065188 | 0.086166 | 0.10678 | 0.12703 | 0.14694 | 0.1665 | 0.18572 | 0.20461 | 0.22317 | 0.24141 | 0.25934 | 0.27696 | 0.29427 | 0.31128 | 0.328 | 0.34443 | 0.36058 | 0.37645 | 0.30855 | 0.30323 | 0.298 | 0.29286 | 0.28781 | 0.28285 | 0.27797 | 0.27318 | 0.26847 | 0.26384 | 0.25929 | 0.25482 | 0.25043 | 0.24611 | 0.24187 | 0.2377 | 0.2336 | 0.22957 | 0.22561 | 0.22172 | 0.30855 | 0.61177 | 0.90977 | 1.2026 | 1.4904 | 1.7733 | 2.0513 | 2.3244 | 2.5929 | 2.8567 | 3.116 | 3.3709 | 3.6213 | 3.8674 | 4.1093 | 4.347 | 4.5806 | 4.8101 | 5.0357 | 5.2575 | 0.022114 | 0.021729 | 0.021353 | 0.020983 | 0.020619 | 0.020263 | 0.019912 | 0.019568 | 0.019229 | 0.018897 | 0.01857 | 0.01825 | 0.017934 | 0.017625 | 0.01732 | 0.017021 | 0.016727 | 0.016439 | 0.016155 | 0.015876 | 0.022114 | 0.04384 | 0.065188 | 0.086166 | 0.10678 | 0.12703 | 0.14694 | 0.1665 | 0.18572 | 0.20461 | 0.22317 | 0.24141 | 0.25934 | 0.27696 | 0.29427 | 0.31128 | 0.328 | 0.34443 | 0.36058 | 0.37645 | 0.30855 | 0.30323 | 0.298 | 0.29286 | 0.28781 | 0.28285 | 0.27797 | 0.27318 | 0.26847 | 0.26384 | 0.25929 | 0.25482 | 0.25043 | 0.24611 | 0.24187 | 0.2377 | 0.2336 | 0.22957 | 0.22561 | 0.22172 | 0.30855 | 0.61177 | 0.90977 | 1.2026 | 1.4904 | 1.7733 | 2.0513 | 2.3244 | 2.5929 | 2.8567 | 3.116 | 3.3709 | 3.6213 | 3.8674 | 4.1093 | 4.347 | 4.5806 | 4.8101 | 5.0357 | 5.2575 | 0.022114 | 0.021729 | 0.021353 | 0.020983 | 0.020619 | 0.020263 | 0.019912 | 0.019568 | 0.019229 | 0.018897 | 0.01857 | 0.01825 | 0.017934 | 0.017625 | 0.01732 | 0.017021 | 0.016727 | 0.016439 | 0.016155 | 0.015876 | 0.022114 | 0.04384 | 0.065188 | 0.086166 | 0.10678 | 0.12703 | 0.14694 | 0.1665 | 0.18572 | 0.20461 | 0.22317 | 0.24141 | 0.25934 | 0.27696 | 0.29427 | 0.31128 | 0.328 | 0.34443 | 0.36058 | 0.37645 | 0.30855 | 0.30323 | 0.298 | 0.29286 | 0.28781 | 0.28285 | 0.27797 | 0.27318 | 0.26847 | 0.26384 | 0.25929 | 0.25482 | 0.25043 | 0.24611 | 0.24187 | 0.2377 | 0.2336 | 0.22957 | 0.22561 | 0.22172 | 0.30855 | 0.61177 | 0.90977 | 1.2026 | 1.4904 | 1.7733 | 2.0513 | 2.3244 | 2.5929 | 2.8567 | 3.116 | 3.3709 | 3.6213 | 3.8674 | 4.1093 | 4.347 | 4.5806 | 4.8101 | 5.0357 | 5.2575 | 0.022114 | 0.021729 | 0.021353 | 0.020983 | 0.020619 | 0.020263 | 0.019912 | 0.019568 | 0.019229 | 0.018897 | 0.01857 | 0.01825 | 0.017934 | 0.017625 | 0.01732 | 0.017021 | 0.016727 | 0.016439 | 0.016155 | 0.015876 | 0.022114 | 0.04384 | 0.065188 | 0.086166 | 0.10678 | 0.12703 | 0.14694 | 0.1665 | 0.18572 | 0.20461 | 0.22317 | 0.24141 | 0.25934 | 0.27696 | 0.29427 | 0.31128 | 0.328 | 0.34443 | 0.36058 | 0.37645 | 0.30855 | 0.30323 | 0.298 | 0.29286 | 0.28781 | 0.28285 | 0.27797 | 0.27318 | 0.26847 | 0.26384 | 0.25929 | 0.25482 | 0.25043 | 0.24611 | 0.24187 | 0.2377 | 0.2336 | 0.22957 | 0.22561 | 0.22172 | 0.30855 | 0.61177 | 0.90977 | 1.2026 | 1.4904 | 1.7733 | 2.0513 | 2.3244 | 2.5929 | 2.8567 | 3.116 | 3.3709 | 3.6213 | 3.8674 | 4.1093 | 4.347 | 4.5806 | 4.8101 | 5.0357 | 5.2575 | 113.3352 | 113.5188 | 113.6992 | 113.876 | 114.0487 | 114.2169 | 114.3803 | 114.5385 | 114.6913 | 114.8383 | 114.9793 | 115.114 | 115.2423 | 115.3638 | 115.4785 | 115.586 | 115.6864 | 115.7793 | 115.8648 | 115.9425 | 85.8853 | 86.0244 | 86.1611 | 86.2951 | 86.426 | 86.5534 | 86.6772 | 86.7971 | 86.9129 | 87.0243 | 87.1312 | 87.2333 | 87.3304 | 87.4225 | 87.5094 | 87.591 | 87.667 | 87.7374 | 87.8022 | 87.8611
WA_Industrial_Paper and Printing_Existing_Space Heating_Natural Gas_Gas Boiler - High Turndown_A | WA | Industrial | Paper and Printing | Existing | Space Heating | Natural Gas | Gas Boiler - High Turndown | A | IM413 | No control | Turndown control installed | 15 | 138.6126 | 0 | 0 | 1591.86 | 0 | 0 | 0 | 795.9298 |  | employee | 35% | 50% | Retrofit | Retro12Med | 75.44% | TBD | 0.2% | 808.7347 |  | 536.5185 |  | 0.0029004 | MN TRM 3.1 - Boiler Modifications, Space Heating Only v4.0 | MN TRM 3.1 - Boiler Modifications, Space Heating Only v4.0 | MN TRM 3.1 - Boiler Modifications, Space Heating Only v4.0 | No control | No control | No control | No control | No control | No control | No control | No control | No control | No control | No control | No control | No control | No control | No control | No control | No control | No control | No control | No control | No control | No control | Turndown control installed | Turndown control installed | Turndown control installed | Turndown control installed | Turndown control installed | Turndown control installed | Turndown control installed | Turndown control installed | Turndown control installed | Turndown control installed | Turndown control installed | Turndown control installed | Turndown control installed | Turndown control installed | Turndown control installed | Turndown control installed | Turndown control installed | Turndown control installed | Turndown control installed | Turndown control installed | Turndown control installed | Turndown control installed | 1591.86 | 1591.86 | 1591.86 | 1591.86 | 1591.86 | 1591.86 | 1591.86 | 1591.86 | 1591.86 | 1591.86 | 1591.86 | 1591.86 | 1591.86 | 1591.86 | 1591.86 | 1591.86 | 1591.86 | 1591.86 | 1591.86 | 1591.86 | 1591.86 | 1591.86 | 0 | 0 | 136.824 | 134.9625 | 132.544 | 129.4968 | 125.8343 | 121.6624 | 117.1611 | 112.5419 | 108.0119 | 103.7311 | 99.8013 | 96.2583 | 93.1153 | 90.3337 | 87.8699 | 85.7224 | 83.8362 | 82.1421 | 80.6769 | 79.2954 | 0.0034034 | 0.0032992 | 0.0031842 | 0.0030574 | 0.0029197 | 0.0024968 | 0.0018904 | 0.0014276 | 0.0010772 | 0.00081336 | 0.00061525 | 0.00046654 | 0.00035482 | 0.00027063 | 0.00020697 | 0.00015874 | 1.0407e-06 | 3.5788e-07 | 1.1776e-07 | 3.7092e-08 | 0.0034034 | 0.0066563 | 0.0097213 | 0.012555 | 0.01512 | 0.017115 | 0.018372 | 0.019076 | 0.019385 | 0.01943 | 0.019309 | 0.01909 | 0.018822 | 0.01853 | 0.018232 | 0.017945 | 0.017551 | 0.017197 | 0.01689 | 0.016601 | 0.024874 | 0.024445 | 0.024024 | 0.02361 | 0.023203 | 0.020522 | 0.016135 | 0.012685 | 0.0099733 | 0.0078411 | 0.0061647 | 0.0048467 | 0.0038105 | 0.0029959 | 0.0023554 | 0.0018518 | 1.2413e-05 | 4.3568e-06 | 1.4597e-06 | 4.6777e-07 | 0.024874 | 0.04932 | 0.073344 | 0.096954 | 0.12016 | 0.14068 | 0.15681 | 0.1695 | 0.17947 | 0.18731 | 0.19348 | 0.19832 | 0.20214 | 0.20513 | 0.20749 | 0.20934 | 0.20935 | 0.20936 | 0.20936 | 0.20936 | 0.0029004 | 0.0028205 | 0.0027329 | 0.0026366 | 0.0025324 | 0.00218 | 0.0016628 | 0.0012657 | 0.00096289 | 0.00073295 | 0.00055877 | 0.00042686 | 0.00032682 | 0.00025079 | 0.00019284 | 0.00014863 | 9.7862e-07 | 3.3793e-07 | 1.1162e-07 | 3.5288e-08 | 0.0029004 | 0.0056905 | 0.0083433 | 0.010827 | 0.013114 | 0.014944 | 0.016161 | 0.016912 | 0.017327 | 0.017509 | 0.017537 | 0.017467 | 0.017337 | 0.017172 | 0.016988 | 0.016801 | 0.016505 | 0.016238 | 0.016009 | 0.015794 | 0.021143 | 0.020779 | 0.02042 | 0.020068 | 0.019722 | 0.017444 | 0.013715 | 0.010783 | 0.0084773 | 0.0066649 | 0.00524 | 0.0041197 | 0.003239 | 0.0025465 | 0.0020021 | 0.001574 | 1.0551e-05 | 3.7033e-06 | 1.2407e-06 | 3.976e-07 | 0.021143 | 0.041922 | 0.062342 | 0.082411 | 0.10213 | 0.11958 | 0.13329 | 0.14407 | 0.15255 | 0.15922 | 0.16446 | 0.16858 | 0.17182 | 0.17436 | 0.17636 | 0.17794 | 0.17795 | 0.17795 | 0.17795 | 0.17795 | 0 | 0 | 0 | 0 | 0 | 0 | 0 | 0 | 0 | 0 | 0 | 0 | 0 | 0 | 0 | 0 | 0 | 0 | 0 | 0 | 0 | 0 | 0 | 0 | 0 | 0 | 0 | 0 | 0 | 0 | 0 | 0 | 0 | 0 | 0 | 0 | 0 | 0 | 0 | 0 | 0 | 0 | 0 | 0 | 0 | 0 | 0 | 0 | 0 | 0 | 0 | 0 | 0 | 0 | 0 | 0 | 0 | 0 | 0 | 0 | 0 | 0 | 0 | 0 | 0 | 0 | 0 | 0 | 0 | 0 | 0 | 0 | 0 | 0 | 0 | 0 | 0 | 0 | 0 | 0 | 0.0029095 | 0.0028452 | 0.0027813 | 0.0027173 | 0.002653 | 0.0023292 | 0.0018159 | 0.0014141 | 0.0011 | 0.00085473 | 0.00066351 | 0.00051469 | 0.00039906 | 0.00030937 | 0.00023989 | 0.00018619 | 1.2335e-06 | 4.2839e-07 | 1.4216e-07 | 4.5163e-08 | 0.0029095 | 0.0057404 | 0.008491 | 0.011159 | 0.013739 | 0.015966 | 0.017648 | 0.018895 | 0.019795 | 0.020418 | 0.020824 | 0.021061 | 0.021169 | 0.021183 | 0.021132 | 0.021048 | 0.020804 | 0.020586 | 0.02039 | 0.020213 | 0.021143 | 0.020779 | 0.02042 | 0.020068 | 0.019722 | 0.017444 | 0.013715 | 0.010783 | 0.0084773 | 0.0066649 | 0.00524 | 0.0041197 | 0.003239 | 0.0025465 | 0.0020021 | 0.001574 | 1.0551e-05 | 3.7033e-06 | 1.2407e-06 | 3.976e-07 | 0.021143 | 0.041922 | 0.062342 | 0.082411 | 0.10213 | 0.11958 | 0.13329 | 0.14407 | 0.15255 | 0.15922 | 0.16446 | 0.16858 | 0.17182 | 0.17436 | 0.17636 | 0.17794 | 0.17795 | 0.17795 | 0.17795 | 0.17795 | 0 | 0 | 0 | 0 | 0 | 0 | 0 | 0 | 0 | 0 | 0 | 0 | 0 | 0 | 0 | 0 | 0 | 0 | 0 | 0 | 0 | 0 | 0 | 0 | 0 | 0 | 0 | 0 | 0 | 0 | 0 | 0 | 0 | 0 | 0 | 0 | 0 | 0 | 0 | 0 | 0 | 0 | 0 | 0 | 0 | 0 | 0 | 0 | 0 | 0 | 0 | 0 | 0 | 0 | 0 | 0 | 0 | 0 | 0 | 0 | 0 | 0 | 0 | 0 | 0 | 0 | 0 | 0 | 0 | 0 | 0 | 0 | 0 | 0 | 0 | 0 | 0 | 0 | 0 | 0 | 804.1588 | 805.4617 | 806.7419 | 807.9961 | 809.2213 | 810.4149 | 811.5742 | 812.6969 | 813.7808 | 814.8239 | 815.8243 | 816.7803 | 817.6902 | 818.5526 | 819.3661 | 820.1295 | 820.8414 | 821.501 | 822.1071 | 822.6589 | 533.4828 | 534.3472 | 535.1965 | 536.0285 | 536.8413 | 537.6332 | 538.4022 | 539.147 | 539.8661 | 540.5581 | 541.2218 | 541.856 | 542.4597 | 543.0318 | 543.5715 | 544.0779 | 544.5502 | 544.9877 | 545.3899 | 545.7559
WA_Industrial_Paper and Printing_Existing_Process_Natural Gas_Gas Boiler - High Turndown_A | WA | Industrial | Paper and Printing | Existing | Process | Natural Gas | Gas Boiler - High Turndown | A | IM414 | No control | Turndown control installed | 15 | 76.093 | 0 | 0 | 1591.86 | 0 | 0 | 0 | 795.9298 |  | sqft | 35% | 50% | Retrofit | Retro12Med | 75.44% | TBD | 0.2% | 808.7347 |  | 536.5185 |  | 0.063853 | MN TRM 3.1 - Boiler Modifications, Space Heating Only v4.0 | MN TRM 3.1 - Boiler Modifications, Space Heating Only v4.0 | MN TRM 3.1 - Boiler Modifications, Space Heating Only v4.0 | No control | No control | No control | No control | No control | No control | No control | No control | No control | No control | No control | No control | No control | No control | No control | No control | No control | No control | No control | No control | No control | No control | Turndown control installed | Turndown control installed | Turndown control installed | Turndown control installed | Turndown control installed | Turndown control installed | Turndown control installed | Turndown control installed | Turndown control installed | Turndown control installed | Turndown control installed | Turndown control installed | Turndown control installed | Turndown control installed | Turndown control installed | Turndown control installed | Turndown control installed | Turndown control installed | Turndown control installed | Turndown control installed | Turndown control installed | Turndown control installed | 1591.86 | 1591.86 | 1591.86 | 1591.86 | 1591.86 | 1591.86 | 1591.86 | 1591.86 | 1591.86 | 1591.86 | 1591.86 | 1591.86 | 1591.86 | 1591.86 | 1591.86 | 1591.86 | 1591.86 | 1591.86 | 1591.86 | 1591.86 | 1591.86 | 1591.86 | 0 | 0 | 75.6124 | 75.1274 | 74.6359 | 74.1364 | 73.6278 | 73.1377 | 72.6908 | 72.2795 | 71.8987 | 71.5446 | 71.2143 | 70.9046 | 70.611 | 70.3288 | 70.0538 | 69.7829 | 69.5353 | 69.2845 | 69.0302 | 68.7722 | 0.07505 | 0.073283 | 0.071548 | 0.069844 | 0.068169 | 0.059893 | 0.0468 | 0.036587 | 0.028613 | 0.022385 | 0.017518 | 0.013713 | 0.010737 | 0.0084074 | 0.0065841 | 0.0051564 | 3.4442e-05 | 1.2045e-05 | 4.0206e-06 | 1.2837e-06 | 0.07505 | 0.14785 | 0.21843 | 0.28681 | 0.35302 | 0.41056 | 0.45485 | 0.48886 | 0.5149 | 0.53475 | 0.5498 | 0.56112 | 0.56953 | 0.57566 | 0.58 | 0.58291 | 0.58088 | 0.57879 | 0.57667 | 0.57452 | 0.99256 | 0.97545 | 0.95863 | 0.9421 | 0.92586 | 0.8189 | 0.64383 | 0.50618 | 0.39796 | 0.31288 | 0.24599 | 0.1934 | 0.15205 | 0.11954 | 0.093986 | 0.073893 | 0.00049532 | 0.00017385 | 5.8245e-05 | 1.8665e-05 | 0.99256 | 1.968 | 2.9266 | 3.8687 | 4.7946 | 5.6135 | 6.2573 | 6.7635 | 7.1615 | 7.4743 | 7.7203 | 7.9137 | 8.0658 | 8.1853 | 8.2793 | 8.3532 | 8.3537 | 8.3539 | 8.3539 | 8.354 | 0.063853 | 0.06241 | 0.060993 | 0.0596 | 0.058231 | 0.051213 | 0.040055 | 0.031341 | 0.02453 | 0.019205 | 0.01504 | 0.011781 | 0.0092297 | 0.0072318 | 0.0056668 | 0.0044407 | 2.9677e-05 | 1.0384e-05 | 3.4683e-06 | 1.1079e-06 | 0.063853 | 0.12591 | 0.18621 | 0.24475 | 0.30155 | 0.35106 | 0.3893 | 0.41877 | 0.44142 | 0.45878 | 0.47203 | 0.48206 | 0.4896 | 0.49517 | 0.4992 | 0.502 | 0.50052 | 0.499 | 0.49745 | 0.49587 | 0.84367 | 0.82913 | 0.81483 | 0.80078 | 0.78698 | 0.69607 | 0.54725 | 0.43025 | 0.33827 | 0.26595 | 0.20909 | 0.16439 | 0.12924 | 0.10161 | 0.079888 | 0.062809 | 0.00042102 | 0.00014777 | 4.9508e-05 | 1.5866e-05 | 0.84367 | 1.6728 | 2.4876 | 3.2884 | 4.0754 | 4.7715 | 5.3187 | 5.749 | 6.0872 | 6.3532 | 6.5623 | 6.7267 | 6.8559 | 6.9575 | 7.0374 | 7.1002 | 7.1007 | 7.1008 | 7.1008 | 7.1009 | 0 | 0 | 0 | 0 | 0 | 0 | 0 | 0 | 0 | 0 | 0 | 0 | 0 | 0 | 0 | 0 | 0 | 0 | 0 | 0 | 0 | 0 | 0 | 0 | 0 | 0 | 0 | 0 | 0 | 0 | 0 | 0 | 0 | 0 | 0 | 0 | 0 | 0 | 0 | 0 | 0 | 0 | 0 | 0 | 0 | 0 | 0 | 0 | 0 | 0 | 0 | 0 | 0 | 0 | 0 | 0 | 0 | 0 | 0 | 0 | 0 | 0 | 0 | 0 | 0 | 0 | 0 | 0 | 0 | 0 | 0 | 0 | 0 | 0 | 0 | 0 | 0 | 0 | 0 | 0 | 0.063884 | 0.062472 | 0.061084 | 0.059721 | 0.05838 | 0.051369 | 0.040194 | 0.03146 | 0.02463 | 0.019288 | 0.015109 | 0.011837 | 0.0092753 | 0.0072687 | 0.0056966 | 0.0044647 | 2.984e-05 | 1.0442e-05 | 3.488e-06 | 1.1143e-06 | 0.063884 | 0.12604 | 0.18649 | 0.24524 | 0.30232 | 0.35213 | 0.39064 | 0.42036 | 0.44323 | 0.46078 | 0.47418 | 0.48436 | 0.49202 | 0.4977 | 0.50182 | 0.50471 | 0.50327 | 0.50179 | 0.50028 | 0.49874 | 0.84367 | 0.82913 | 0.81483 | 0.80078 | 0.78698 | 0.69607 | 0.54725 | 0.43025 | 0.33827 | 0.26595 | 0.20909 | 0.16439 | 0.12924 | 0.10161 | 0.079888 | 0.062809 | 0.00042102 | 0.00014777 | 4.9508e-05 | 1.5866e-05 | 0.84367 | 1.6728 | 2.4876 | 3.2884 | 4.0754 | 4.7715 | 5.3187 | 5.749 | 6.0872 | 6.3532 | 6.5623 | 6.7267 | 6.8559 | 6.9575 | 7.0374 | 7.1002 | 7.1007 | 7.1008 | 7.1008 | 7.1009 | 0 | 0 | 0 | 0 | 0 | 0 | 0 | 0 | 0 | 0 | 0 | 0 | 0 | 0 | 0 | 0 | 0 | 0 | 0 | 0 | 0 | 0 | 0 | 0 | 0 | 0 | 0 | 0 | 0 | 0 | 0 | 0 | 0 | 0 | 0 | 0 | 0 | 0 | 0 | 0 | 0 | 0 | 0 | 0 | 0 | 0 | 0 | 0 | 0 | 0 | 0 | 0 | 0 | 0 | 0 | 0 | 0 | 0 | 0 | 0 | 0 | 0 | 0 | 0 | 0 | 0 | 0 | 0 | 0 | 0 | 0 | 0 | 0 | 0 | 0 | 0 | 0 | 0 | 0 | 0 | 804.1588 | 805.4617 | 806.7419 | 807.9961 | 809.2213 | 810.4149 | 811.5742 | 812.6969 | 813.7808 | 814.8239 | 815.8243 | 816.7803 | 817.6902 | 818.5526 | 819.3661 | 820.1295 | 820.8414 | 821.501 | 822.1071 | 822.6589 | 533.4828 | 534.3472 | 535.1965 | 536.0285 | 536.8413 | 537.6332 | 538.4022 | 539.147 | 539.8661 | 540.5581 | 541.2218 | 541.856 | 542.4597 | 543.0318 | 543.5715 | 544.0779 | 544.5502 | 544.9877 | 545.3899 | 545.7559
WA_Industrial_Paper and Printing_Existing_Space Heating_Natural Gas_Gas Boiler - Burner Control Optimization_A | WA | Industrial | Paper and Printing | Existing | Space Heating | Natural Gas | Gas Boiler - Burner Control Optimization | A | IM415 | Average performance | Optimized burner controls | 18 | 40.1977 | 0 | 0 | 534.81 | 0 | 0 | 0 | 267.4072 |  | employee | 5% | 85% | Retrofit | Retro3Slow | 84.16% | TBD | 0.2% | 825.2316 |  | 531.5609 |  | 0.00022688 | IL TRM - 4.4.22 - CI-HVC-O2TC-V01-140601 | GBLR_O2TRM-Heating-MEMD-2018-1 | IL TRM - 4.4.22 - CI-HVC-O2TC-V01-140601 | Average performance | Average performance | Average performance | Average performance | Average performance | Average performance | Average performance | Average performance | Average performance | Average performance | Average performance | Average performance | Average performance | Average performance | Average performance | Average performance | Average performance | Average performance | Average performance | Average performance | Average performance | Average performance | Optimized burner controls | Optimized burner controls | Optimized burner controls | Optimized burner controls | Optimized burner controls | Optimized burner controls | Optimized burner controls | Optimized burner controls | Optimized burner controls | Optimized burner controls | Optimized burner controls | Optimized burner controls | Optimized burner controls | Optimized burner controls | Optimized burner controls | Optimized burner controls | Optimized burner controls | Optimized burner controls | Optimized burner controls | Optimized burner controls | Optimized burner controls | Optimized burner controls | 534.81 | 534.81 | 534.81 | 534.81 | 534.81 | 534.81 | 534.81 | 534.81 | 534.81 | 534.81 | 534.81 | 534.81 | 534.81 | 534.81 | 534.81 | 534.81 | 534.81 | 534.81 | 534.81 | 534.81 | 534.81 | 534.81 | 0 | 0 | 39.6751 | 39.1315 | 38.4265 | 37.5393 | 36.4738 | 35.2611 | 33.9534 | 32.612 | 31.2967 | 30.054 | 28.9133 | 27.8848 | 26.9724 | 26.1648 | 25.4494 | 24.8256 | 24.2777 | 23.7855 | 23.3597 | 22.958 | 0.00026622 | 0.00040562 | 0.00078289 | 0.0013154 | 0.0019538 | 0.0025987 | 0.0031299 | 0.0034468 | 0.0035008 | 0.0033038 | 0.0029154 | 0.0024178 | 0.0018928 | 0.0014035 | 0.00098851 | 0.00066336 | 0.00042502 | 0.00026042 | 0.00015299 | 0.00010005 | 0.00026622 | 0.00066819 | 0.001439 | 0.0027212 | 0.0045977 | 0.0070435 | 0.0099122 | 0.012967 | 0.015945 | 0.018616 | 0.020825 | 0.022502 | 0.023658 | 0.024353 | 0.024676 | 0.024735 | 0.024614 | 0.024375 | 0.024092 | 0.023778 | 0.00671 | 0.010366 | 0.020374 | 0.035039 | 0.053566 | 0.073699 | 0.092182 | 0.10569 | 0.11186 | 0.10993 | 0.10083 | 0.086707 | 0.070175 | 0.053639 | 0.038842 | 0.026721 | 0.017507 | 0.010949 | 0.0065495 | 0.0043581 | 0.00671 | 0.017076 | 0.037449 | 0.072489 | 0.12605 | 0.19975 | 0.29194 | 0.39763 | 0.50949 | 0.61942 | 0.72025 | 0.80696 | 0.87713 | 0.93077 | 0.96961 | 0.99633 | 1.0138 | 1.0248 | 1.0313 | 1.0357 | 0.00022688 | 0.00034677 | 0.00067194 | 0.0011344 | 0.0016947 | 0.0022692 | 0.0027534 | 0.0030563 | 0.0031296 | 0.0029776 | 0.0026482 | 0.0022125 | 0.0017437 | 0.0013008 | 0.00092123 | 0.00062121 | 0.00039977 | 0.00024596 | 0.00014505 | 9.5211e-05 | 0.00022688 | 0.00057125 | 0.0012351 | 0.0023468 | 0.0039881 | 0.0061505 | 0.0087197 | 0.011498 | 0.014254 | 0.016778 | 0.018916 | 0.020591 | 0.021795 | 0.022572 | 0.022996 | 0.023163 | 0.023151 | 0.023022 | 0.02284 | 0.022627 | 0.0057035 | 0.0088107 | 0.017318 | 0.029783 | 0.045531 | 0.062644 | 0.078355 | 0.089837 | 0.09508 | 0.093441 | 0.085708 | 0.073701 | 0.059649 | 0.045594 | 0.033016 | 0.022713 | 0.014881 | 0.0093063 | 0.005567 | 0.0037044 | 0.0057035 | 0.014514 | 0.031832 | 0.061615 | 0.10715 | 0.16979 | 0.24815 | 0.33798 | 0.43306 | 0.5265 | 0.61221 | 0.68591 | 0.74556 | 0.79115 | 0.82417 | 0.84688 | 0.86176 | 0.87107 | 0.87664 | 0.88034 | 0 | 0 | 0 | 0 | 0 | 0 | 0 | 0 | 0 | 0 | 0 | 0 | 0 | 0 | 0 | 0 | 0 | 0 | 0 | 0 | 0 | 0 | 0 | 0 | 0 | 0 | 0 | 0 | 0 | 0 | 0 | 0 | 0 | 0 | 0 | 0 | 0 | 0 | 0 | 0 | 0 | 0 | 0 | 0 | 0 | 0 | 0 | 0 | 0 | 0 | 0 | 0 | 0 | 0 | 0 | 0 | 0 | 0 | 0 | 0 | 0 | 0 | 0 | 0 | 0 | 0 | 0 | 0 | 0 | 0 | 0 | 0 | 0 | 0 | 0 | 0 | 0 | 0 | 0 | 0 | 0.0002276 | 0.00034984 | 0.00068393 | 0.0011693 | 0.0017758 | 0.0024251 | 0.0030077 | 0.0034157 | 0.0035766 | 0.0034738 | 0.0031461 | 0.0026692 | 0.0021304 | 0.0016057 | 0.0011467 | 0.00077878 | 0.00050427 | 0.00031205 | 0.0001849 | 0.00012196 | 0.0002276 | 0.00057631 | 0.0012571 | 0.002419 | 0.0041789 | 0.0065729 | 0.0095253 | 0.01285 | 0.01629 | 0.019574 | 0.022472 | 0.024841 | 0.026628 | 0.027862 | 0.028626 | 0.029038 | 0.029203 | 0.029208 | 0.029116 | 0.028985 | 0.0057035 | 0.0088107 | 0.017318 | 0.029783 | 0.045531 | 0.062644 | 0.078355 | 0.089837 | 0.09508 | 0.093441 | 0.085708 | 0.073701 | 0.059649 | 0.045594 | 0.033016 | 0.022713 | 0.014881 | 0.0093063 | 0.005567 | 0.0037044 | 0.0057035 | 0.014514 | 0.031832 | 0.061615 | 0.10715 | 0.16979 | 0.24815 | 0.33798 | 0.43306 | 0.5265 | 0.61221 | 0.68591 | 0.74556 | 0.79115 | 0.82417 | 0.84688 | 0.86176 | 0.87107 | 0.87664 | 0.88034 | 0 | 0 | 0 | 0 | 0 | 0 | 0 | 0 | 0 | 0 | 0 | 0 | 0 | 0 | 0 | 0 | 0 | 0 | 0 | 0 | 0 | 0 | 0 | 0 | 0 | 0 | 0 | 0 | 0 | 0 | 0 | 0 | 0 | 0 | 0 | 0 | 0 | 0 | 0 | 0 | 0 | 0 | 0 | 0 | 0 | 0 | 0 | 0 | 0 | 0 | 0 | 0 | 0 | 0 | 0 | 0 | 0 | 0 | 0 | 0 | 0 | 0 | 0 | 0 | 0 | 0 | 0 | 0 | 0 | 0 | 0 | 0 | 0 | 0 | 0 | 0 | 0 | 0 | 0 | 0 | 836.8488 | 838.2047 | 839.5369 | 840.8421 | 842.1171 | 843.3592 | 844.5656 | 845.734 | 846.8619 | 847.9474 | 848.9885 | 849.9834 | 850.9303 | 851.8278 | 852.6743 | 853.4687 | 854.2096 | 854.896 | 855.5267 | 856.101 | 539.0439 | 539.9173 | 540.7755 | 541.6162 | 542.4375 | 543.2375 | 544.0146 | 544.7672 | 545.4938 | 546.193 | 546.8636 | 547.5044 | 548.1143 | 548.6924 | 549.2377 | 549.7494 | 550.2267 | 550.6688 | 551.0751 | 551.445
WA_Industrial_Paper and Printing_Existing_Process_Natural Gas_Gas Boiler - Burner Control Optimization_A | WA | Industrial | Paper and Printing | Existing | Process | Natural Gas | Gas Boiler - Burner Control Optimization | A | IM416 | Average performance | Optimized burner controls | 18 | 22.067 | 0 | 0 | 534.81 | 0 | 0 | 0 | 267.4072 |  | sqft | 5% | 85% | Retrofit | Retro3Slow | 84.16% | TBD | 0.2% | 825.2316 |  | 531.5609 |  | 0.0049941 | IL TRM - 4.4.22 - CI-HVC-O2TC-V01-140601 | GBLR_O2TRM-Heating-MEMD-2018-1 | IL TRM - 4.4.22 - CI-HVC-O2TC-V01-140601 | Average performance | Average performance | Average performance | Average performance | Average performance | Average performance | Average performance | Average performance | Average performance | Average performance | Average performance | Average performance | Average performance | Average performance | Average performance | Average performance | Average performance | Average performance | Average performance | Average performance | Average performance | Average performance | Optimized burner controls | Optimized burner controls | Optimized burner controls | Optimized burner controls | Optimized burner controls | Optimized burner controls | Optimized burner controls | Optimized burner controls | Optimized burner controls | Optimized burner controls | Optimized burner controls | Optimized burner controls | Optimized burner controls | Optimized burner controls | Optimized burner controls | Optimized burner controls | Optimized burner controls | Optimized burner controls | Optimized burner controls | Optimized burner controls | Optimized burner controls | Optimized burner controls | 534.81 | 534.81 | 534.81 | 534.81 | 534.81 | 534.81 | 534.81 | 534.81 | 534.81 | 534.81 | 534.81 | 534.81 | 534.81 | 534.81 | 534.81 | 534.81 | 534.81 | 534.81 | 534.81 | 534.81 | 534.81 | 534.81 | 0 | 0 | 21.9224 | 21.7766 | 21.6288 | 21.4787 | 21.326 | 21.1791 | 21.0455 | 20.923 | 20.8098 | 20.7048 | 20.607 | 20.5155 | 20.4288 | 20.3456 | 20.2646 | 20.1849 | 20.1124 | 20.0389 | 19.9644 | 19.8888 | 0.0058697 | 0.0090072 | 0.017584 | 0.030031 | 0.045583 | 0.062284 | 0.077412 | 0.08824 | 0.092884 | 0.090823 | 0.082913 | 0.070981 | 0.057204 | 0.043547 | 0.031409 | 0.021522 | 0.01405 | 0.0087546 | 0.0052175 | 0.0034587 | 0.0058697 | 0.014838 | 0.032321 | 0.062127 | 0.10727 | 0.16881 | 0.24516 | 0.33197 | 0.42306 | 0.51175 | 0.59225 | 0.6606 | 0.71501 | 0.75564 | 0.78404 | 0.80248 | 0.81365 | 0.81943 | 0.8216 | 0.82195 | 0.26775 | 0.41362 | 0.81297 | 1.3982 | 2.1374 | 2.9408 | 3.6783 | 4.2174 | 4.4635 | 4.3865 | 4.0235 | 3.4599 | 2.8002 | 2.1404 | 1.5499 | 1.0662 | 0.69857 | 0.43688 | 0.26134 | 0.1739 | 0.26775 | 0.68136 | 1.4943 | 2.8925 | 5.0299 | 7.9708 | 11.6491 | 15.8665 | 20.3299 | 24.7165 | 28.74 | 32.1999 | 35 | 37.1404 | 38.6903 | 39.7566 | 40.4552 | 40.892 | 41.1534 | 41.3273 | 0.0049941 | 0.0076713 | 0.014991 | 0.02563 | 0.038945 | 0.05327 | 0.066272 | 0.075609 | 0.079653 | 0.077945 | 0.071207 | 0.061001 | 0.049193 | 0.037472 | 0.027043 | 0.018542 | 0.012111 | 0.0075507 | 0.0045026 | 0.0029864 | 0.0049941 | 0.012637 | 0.027556 | 0.053023 | 0.091648 | 0.14438 | 0.20988 | 0.28445 | 0.3628 | 0.43919 | 0.50864 | 0.56772 | 0.61488 | 0.65022 | 0.67507 | 0.69136 | 0.70136 | 0.70674 | 0.70902 | 0.70973 | 0.22758 | 0.35157 | 0.69103 | 1.1884 | 1.8168 | 2.4997 | 3.1266 | 3.5848 | 3.794 | 3.7286 | 3.42 | 2.9409 | 2.3802 | 1.8193 | 1.3174 | 0.9063 | 0.59379 | 0.37135 | 0.22214 | 0.14781 | 0.22758 | 0.57916 | 1.2702 | 2.4586 | 4.2754 | 6.7751 | 9.9017 | 13.4865 | 17.2805 | 21.009 | 24.429 | 27.3699 | 29.75 | 31.5694 | 32.8868 | 33.7931 | 34.3869 | 34.7582 | 34.9804 | 35.1282 | 0 | 0 | 0 | 0 | 0 | 0 | 0 | 0 | 0 | 0 | 0 | 0 | 0 | 0 | 0 | 0 | 0 | 0 | 0 | 0 | 0 | 0 | 0 | 0 | 0 | 0 | 0 | 0 | 0 | 0 | 0 | 0 | 0 | 0 | 0 | 0 | 0 | 0 | 0 | 0 | 0 | 0 | 0 | 0 | 0 | 0 | 0 | 0 | 0 | 0 | 0 | 0 | 0 | 0 | 0 | 0 | 0 | 0 | 0 | 0 | 0 | 0 | 0 | 0 | 0 | 0 | 0 | 0 | 0 | 0 | 0 | 0 | 0 | 0 | 0 | 0 | 0 | 0 | 0 | 0 | 0.0049966 | 0.0076789 | 0.015014 | 0.025682 | 0.039044 | 0.053431 | 0.066501 | 0.075896 | 0.079979 | 0.078283 | 0.071533 | 0.061292 | 0.049436 | 0.037663 | 0.027185 | 0.018642 | 0.012178 | 0.0075928 | 0.0045282 | 0.0030037 | 0.0049966 | 0.01265 | 0.027597 | 0.05313 | 0.091882 | 0.14482 | 0.2106 | 0.28553 | 0.36428 | 0.4411 | 0.51096 | 0.57043 | 0.61792 | 0.65354 | 0.67862 | 0.69509 | 0.70522 | 0.71069 | 0.71305 | 0.71383 | 0.22758 | 0.35157 | 0.69103 | 1.1884 | 1.8168 | 2.4997 | 3.1266 | 3.5848 | 3.794 | 3.7286 | 3.42 | 2.9409 | 2.3802 | 1.8193 | 1.3174 | 0.9063 | 0.59379 | 0.37135 | 0.22214 | 0.14781 | 0.22758 | 0.57916 | 1.2702 | 2.4586 | 4.2754 | 6.7751 | 9.9017 | 13.4865 | 17.2805 | 21.009 | 24.429 | 27.3699 | 29.75 | 31.5694 | 32.8868 | 33.7931 | 34.3869 | 34.7582 | 34.9804 | 35.1282 | 0 | 0 | 0 | 0 | 0 | 0 | 0 | 0 | 0 | 0 | 0 | 0 | 0 | 0 | 0 | 0 | 0 | 0 | 0 | 0 | 0 | 0 | 0 | 0 | 0 | 0 | 0 | 0 | 0 | 0 | 0 | 0 | 0 | 0 | 0 | 0 | 0 | 0 | 0 | 0 | 0 | 0 | 0 | 0 | 0 | 0 | 0 | 0 | 0 | 0 | 0 | 0 | 0 | 0 | 0 | 0 | 0 | 0 | 0 | 0 | 0 | 0 | 0 | 0 | 0 | 0 | 0 | 0 | 0 | 0 | 0 | 0 | 0 | 0 | 0 | 0 | 0 | 0 | 0 | 0 | 836.8488 | 838.2047 | 839.5369 | 840.8421 | 842.1171 | 843.3592 | 844.5656 | 845.734 | 846.8619 | 847.9474 | 848.9885 | 849.9834 | 850.9303 | 851.8278 | 852.6743 | 853.4687 | 854.2096 | 854.896 | 855.5267 | 856.101 | 539.0439 | 539.9173 | 540.7755 | 541.6162 | 542.4375 | 543.2375 | 544.0146 | 544.7672 | 545.4938 | 546.193 | 546.8636 | 547.5044 | 548.1143 | 548.6924 | 549.2377 | 549.7494 | 550.2267 | 550.6688 | 551.0751 | 551.445
WA_Industrial_Paper and Printing_Existing_Space Heating_Natural Gas_HVAC - Demand Controlled Ventilation_A | WA | Industrial | Paper and Printing | Existing | Space Heating | Natural Gas | HVAC - Demand Controlled Ventilation | A | IM417 | Constant ventilation | DCV enabled | 15 | 0.077467 | 0 | 0 | 0.27 | 0.02 | 0 | 0 | 0.13735 |  | sqft | 55% | 75% | Retrofit | RetroEven20 | 80.75% | TBD | 0.2% | 151.1512 |  | 94.0644 |  | 0.029294 | VENT_DCV-Heating-7PLN-v5-8 | VENT_DCV-Heating-7PLN-v5-8 | VENT_DCV-Heating-7PLN-v5-8 | Constant ventilation | Constant ventilation | Constant ventilation | Constant ventilation | Constant ventilation | Constant ventilation | Constant ventilation | Constant ventilation | Constant ventilation | Constant ventilation | Constant ventilation | Constant ventilation | Constant ventilation | Constant ventilation | Constant ventilation | Constant ventilation | Constant ventilation | Constant ventilation | Constant ventilation | Constant ventilation | Constant ventilation | Constant ventilation | DCV enabled | DCV enabled | DCV enabled | DCV enabled | DCV enabled | DCV enabled | DCV enabled | DCV enabled | DCV enabled | DCV enabled | DCV enabled | DCV enabled | DCV enabled | DCV enabled | DCV enabled | DCV enabled | DCV enabled | DCV enabled | DCV enabled | DCV enabled | DCV enabled | DCV enabled | 0.27 | 0.27 | 0.27 | 0.27 | 0.27 | 0.27 | 0.27 | 0.27 | 0.27 | 0.27 | 0.27 | 0.27 | 0.27 | 0.27 | 0.27 | 0.27 | 0.27 | 0.27 | 0.27 | 0.27 | 0.27 | 0.27 | 0 | 0 | 0.076468 | 0.075863 | 0.075238 | 0.074593 | 0.073928 | 0.073244 | 0.07254 | 0.071816 | 0.071079 | 0.070333 | 0.069582 | 0.068824 | 0.068075 | 0.067332 | 0.066596 | 0.06591 | 0.06527 | 0.06467 | 0.064109 | 0.063583 | 0.034404 | 0.033543 | 0.032693 | 0.031854 | 0.031026 | 0.030209 | 0.029403 | 0.028608 | 0.027826 | 0.027059 | 0.026308 | 0.025573 | 0.024859 | 0.024163 | 0.023487 | 0.022845 | 0.022233 | 0.021649 | 0.021091 | 0.020557 | 0.034404 | 0.067675 | 0.099811 | 0.13081 | 0.16067 | 0.18939 | 0.21697 | 0.24342 | 0.26875 | 0.29298 | 0.31616 | 0.33829 | 0.35947 | 0.37971 | 0.39905 | 0.41778 | 0.43595 | 0.4536 | 0.47075 | 0.48745 | 449.9139 | 442.1568 | 434.5334 | 427.0414 | 419.6786 | 412.4428 | 405.3317 | 398.3432 | 391.4752 | 384.7257 | 378.0925 | 371.5736 | 365.1672 | 358.8712 | 352.6838 | 346.603 | 340.6271 | 334.7542 | 328.9826 | 323.3105 | 449.9139 | 892.0707 | 1326.604 | 1753.6454 | 2173.3241 | 2585.7669 | 2991.0986 | 3389.4418 | 3780.9171 | 4165.6427 | 4543.7352 | 4915.3089 | 5280.476 | 5639.3473 | 5992.031 | 6338.634 | 6679.2612 | 7014.0154 | 7342.998 | 7666.3085 | 0.029294 | 0.028613 | 0.027943 | 0.027283 | 0.026632 | 0.025991 | 0.025358 | 0.024735 | 0.024121 | 0.023519 | 0.022928 | 0.022348 | 0.021778 | 0.021219 | 0.020672 | 0.020148 | 0.019646 | 0.019166 | 0.018707 | 0.018268 | 0.029294 | 0.057729 | 0.085309 | 0.11204 | 0.13792 | 0.16295 | 0.18713 | 0.21046 | 0.23297 | 0.25465 | 0.27554 | 0.29562 | 0.31492 | 0.33344 | 0.35122 | 0.36846 | 0.38523 | 0.40158 | 0.41755 | 0.43317 | 382.4268 | 375.8332 | 369.3534 | 362.9852 | 356.7268 | 350.5764 | 344.532 | 338.5917 | 332.754 | 327.0168 | 321.3786 | 315.8376 | 310.3921 | 305.0405 | 299.7812 | 294.6126 | 289.533 | 284.5411 | 279.6352 | 274.8139 | 382.4268 | 758.2601 | 1127.6134 | 1490.5986 | 1847.3255 | 2197.9018 | 2542.4338 | 2881.0255 | 3213.7795 | 3540.7963 | 3862.1749 | 4178.0125 | 4488.4046 | 4793.4452 | 5093.2264 | 5387.8389 | 5677.372 | 5961.9131 | 6241.5483 | 6516.3622 | 0.029294 | 0.028613 | 0.027943 | 0.027283 | 0.026632 | 0.025991 | 0.025358 | 0.024735 | 0.024121 | 0.023519 | 0.022928 | 0.022348 | 0.021778 | 0.021219 | 0.020672 | 0.020148 | 0.019646 | 0.019166 | 0.018707 | 0.018268 | 0.029294 | 0.057729 | 0.085309 | 0.11204 | 0.13792 | 0.16295 | 0.18713 | 0.21046 | 0.23297 | 0.25465 | 0.27554 | 0.29562 | 0.31492 | 0.33344 | 0.35122 | 0.36846 | 0.38523 | 0.40158 | 0.41755 | 0.43317 | 382.4268 | 375.8332 | 369.3534 | 362.9852 | 356.7268 | 350.5764 | 344.532 | 338.5917 | 332.754 | 327.0168 | 321.3786 | 315.8376 | 310.3921 | 305.0405 | 299.7812 | 294.6126 | 289.533 | 284.5411 | 279.6352 | 274.8139 | 382.4268 | 758.2601 | 1127.6134 | 1490.5986 | 1847.3255 | 2197.9018 | 2542.4338 | 2881.0255 | 3213.7795 | 3540.7963 | 3862.1749 | 4178.0125 | 4488.4046 | 4793.4452 | 5093.2264 | 5387.8389 | 5677.372 | 5961.9131 | 6241.5483 | 6516.3622 | 0.029294 | 0.028613 | 0.027943 | 0.027283 | 0.026632 | 0.025991 | 0.025358 | 0.024735 | 0.024121 | 0.023519 | 0.022928 | 0.022348 | 0.021778 | 0.021219 | 0.020672 | 0.020148 | 0.019646 | 0.019166 | 0.018707 | 0.018268 | 0.029294 | 0.057729 | 0.085309 | 0.11204 | 0.13792 | 0.16295 | 0.18713 | 0.21046 | 0.23297 | 0.25465 | 0.27554 | 0.29562 | 0.31492 | 0.33344 | 0.35122 | 0.36846 | 0.38523 | 0.40158 | 0.41755 | 0.43317 | 382.4268 | 375.8332 | 369.3534 | 362.9852 | 356.7268 | 350.5764 | 344.532 | 338.5917 | 332.754 | 327.0168 | 321.3786 | 315.8376 | 310.3921 | 305.0405 | 299.7812 | 294.6126 | 289.533 | 284.5411 | 279.6352 | 274.8139 | 382.4268 | 758.2601 | 1127.6134 | 1490.5986 | 1847.3255 | 2197.9018 | 2542.4338 | 2881.0255 | 3213.7795 | 3540.7963 | 3862.1749 | 4178.0125 | 4488.4046 | 4793.4452 | 5093.2264 | 5387.8389 | 5677.372 | 5961.9131 | 6241.5483 | 6516.3622 | 0.029294 | 0.028613 | 0.027943 | 0.027283 | 0.026632 | 0.025991 | 0.025358 | 0.024735 | 0.024121 | 0.023519 | 0.022928 | 0.022348 | 0.021778 | 0.021219 | 0.020672 | 0.020148 | 0.019646 | 0.019166 | 0.018707 | 0.018268 | 0.029294 | 0.057729 | 0.085309 | 0.11204 | 0.13792 | 0.16295 | 0.18713 | 0.21046 | 0.23297 | 0.25465 | 0.27554 | 0.29562 | 0.31492 | 0.33344 | 0.35122 | 0.36846 | 0.38523 | 0.40158 | 0.41755 | 0.43317 | 382.4268 | 375.8332 | 369.3534 | 362.9852 | 356.7268 | 350.5764 | 344.532 | 338.5917 | 332.754 | 327.0168 | 321.3786 | 315.8376 | 310.3921 | 305.0405 | 299.7812 | 294.6126 | 289.533 | 284.5411 | 279.6352 | 274.8139 | 382.4268 | 758.2601 | 1127.6134 | 1490.5986 | 1847.3255 | 2197.9018 | 2542.4338 | 2881.0255 | 3213.7795 | 3540.7963 | 3862.1749 | 4178.0125 | 4488.4046 | 4793.4452 | 5093.2264 | 5387.8389 | 5677.372 | 5961.9131 | 6241.5483 | 6516.3622 | 621.0761 | 624.5304 | 628.017 | 631.5078 | 634.9751 | 638.3916 | 641.7306 | 644.9655 | 648.0705 | 651.0203 | 653.8213 | 656.4796 | 659.0013 | 661.3925 | 663.6589 | 665.8062 | 667.8399 | 669.7654 | 671.5878 | 673.3121 | 252.6829 | 254.0882 | 255.5068 | 256.927 | 258.3376 | 259.7276 | 261.0861 | 262.4022 | 263.6655 | 264.8656 | 266.0051 | 267.0867 | 268.1126 | 269.0854 | 270.0075 | 270.8812 | 271.7086 | 272.492 | 273.2334 | 273.9349
WA_Industrial_Paper and Printing_Existing_Space Heating_Natural Gas_Gas Boiler - Stack Economizer_A | WA | Industrial | Paper and Printing | Existing | Space Heating | Natural Gas | Gas Boiler - Stack Economizer | A | IM418 | None | Economizer installed | 15 | 101.1872 | 0 | 0 | 1037.23 | 0 | 0 | 0 | 518.6126 |  | employee | 15% | 55% | Retrofit | Retro12Med | 75.44% | TBD | 0.2% | 647.3805 |  | 429.4754 |  | 0.0056644 | IL TRM - 4.4.28 - CI-HVC-BECO-V02-210101 | XCEL CO 2019-2020 DSM Plan | IL TRM - 4.4.28 - CI-HVC-BECO-V02-210101 | None | None | None | None | None | None | None | None | None | None | None | None | None | None | None | None | None | None | None | None | None | None | Economizer installed | Economizer installed | Economizer installed | Economizer installed | Economizer installed | Economizer installed | Economizer installed | Economizer installed | Economizer installed | Economizer installed | Economizer installed | Economizer installed | Economizer installed | Economizer installed | Economizer installed | Economizer installed | Economizer installed | Economizer installed | Economizer installed | Economizer installed | Economizer installed | Economizer installed | 1037.23 | 1037.23 | 1037.23 | 1037.23 | 1037.23 | 1037.23 | 1037.23 | 1037.23 | 1037.23 | 1037.23 | 1037.23 | 1037.23 | 1037.23 | 1037.23 | 1037.23 | 1037.23 | 1037.23 | 1037.23 | 1037.23 | 1037.23 | 1037.23 | 1037.23 | 0 | 0 | 100.2619 | 99.5606 | 98.809 | 97.9928 | 97.0971 | 96.1066 | 95.0091 | 93.7966 | 92.4733 | 91.0506 | 89.5517 | 88.0018 | 86.4516 | 84.931 | 83.472 | 82.1418 | 80.9445 | 79.8726 | 78.907 | 78.0204 | 0.0066505 | 0.0064902 | 0.0063301 | 0.0061696 | 0.0060078 | 0.0052596 | 0.0040879 | 0.0031729 | 0.0024594 | 0.0019038 | 0.0014722 | 0.0011374 | 0.00087847 | 0.00067851 | 0.00052429 | 0.00040563 | 2.6794e-06 | 9.2797e-07 | 3.0714e-07 | 9.7321e-08 | 0.0066505 | 0.013094 | 0.019325 | 0.025335 | 0.031112 | 0.036054 | 0.03973 | 0.042396 | 0.044257 | 0.04548 | 0.046203 | 0.046541 | 0.0466 | 0.046459 | 0.046185 | 0.045854 | 0.045189 | 0.044591 | 0.044053 | 0.043558 | 0.066332 | 0.065188 | 0.064064 | 0.062959 | 0.061874 | 0.054726 | 0.043026 | 0.033828 | 0.026595 | 0.02091 | 0.016439 | 0.012925 | 0.010161 | 0.007989 | 0.006281 | 0.0049382 | 3.3101e-05 | 1.1618e-05 | 3.8924e-06 | 1.2474e-06 | 0.066332 | 0.13152 | 0.19558 | 0.25854 | 0.32042 | 0.37514 | 0.41817 | 0.452 | 0.47859 | 0.4995 | 0.51594 | 0.52887 | 0.53903 | 0.54702 | 0.5533 | 0.55824 | 0.55827 | 0.55828 | 0.55828 | 0.55829 | 0.0056644 | 0.0055397 | 0.0054156 | 0.0052915 | 0.0051667 | 0.0045365 | 0.003537 | 0.0027546 | 0.0021428 | 0.0016651 | 0.0012926 | 0.0010027 | 0.00077749 | 0.00060276 | 0.0004674 | 0.00036278 | 2.4034e-06 | 8.3472e-07 | 2.7701e-07 | 8.8002e-08 | 0.0056644 | 0.011176 | 0.016533 | 0.021729 | 0.026756 | 0.031097 | 0.034375 | 0.036806 | 0.03856 | 0.039777 | 0.040569 | 0.041031 | 0.041243 | 0.041272 | 0.041174 | 0.041011 | 0.040535 | 0.04011 | 0.039731 | 0.039387 | 0.056382 | 0.05541 | 0.054454 | 0.053516 | 0.052593 | 0.046517 | 0.036572 | 0.028753 | 0.022606 | 0.017773 | 0.013973 | 0.010986 | 0.0086372 | 0.0067906 | 0.0053389 | 0.0041974 | 2.8136e-05 | 9.8754e-06 | 3.3086e-06 | 1.0603e-06 | 0.056382 | 0.11179 | 0.16625 | 0.21976 | 0.27235 | 0.31887 | 0.35544 | 0.3842 | 0.4068 | 0.42458 | 0.43855 | 0.44954 | 0.45817 | 0.46496 | 0.4703 | 0.4745 | 0.47453 | 0.47454 | 0.47454 | 0.47454 | 0 | 0 | 0 | 0 | 0 | 0 | 0 | 0 | 0 | 0 | 0 | 0 | 0 | 0 | 0 | 0 | 0 | 0 | 0 | 0 | 0 | 0 | 0 | 0 | 0 | 0 | 0 | 0 | 0 | 0 | 0 | 0 | 0 | 0 | 0 | 0 | 0 | 0 | 0 | 0 | 0 | 0 | 0 | 0 | 0 | 0 | 0 | 0 | 0 | 0 | 0 | 0 | 0 | 0 | 0 | 0 | 0 | 0 | 0 | 0 | 0 | 0 | 0 | 0 | 0 | 0 | 0 | 0 | 0 | 0 | 0 | 0 | 0 | 0 | 0 | 0 | 0 | 0 | 0 | 0 | 0.0056644 | 0.0055397 | 0.0054156 | 0.0052915 | 0.0051667 | 0.0045365 | 0.003537 | 0.0027546 | 0.0021428 | 0.0016651 | 0.0012926 | 0.0010027 | 0.00077749 | 0.00060276 | 0.0004674 | 0.00036278 | 2.4034e-06 | 8.3472e-07 | 2.7701e-07 | 8.8002e-08 | 0.0056644 | 0.011176 | 0.016533 | 0.021729 | 0.026756 | 0.031097 | 0.034375 | 0.036806 | 0.03856 | 0.039777 | 0.040569 | 0.041031 | 0.041243 | 0.041272 | 0.041174 | 0.041011 | 0.040535 | 0.04011 | 0.039731 | 0.039387 | 0.056382 | 0.05541 | 0.054454 | 0.053516 | 0.052593 | 0.046517 | 0.036572 | 0.028753 | 0.022606 | 0.017773 | 0.013973 | 0.010986 | 0.0086372 | 0.0067906 | 0.0053389 | 0.0041974 | 2.8136e-05 | 9.8754e-06 | 3.3086e-06 | 1.0603e-06 | 0.056382 | 0.11179 | 0.16625 | 0.21976 | 0.27235 | 0.31887 | 0.35544 | 0.3842 | 0.4068 | 0.42458 | 0.43855 | 0.44954 | 0.45817 | 0.46496 | 0.4703 | 0.4745 | 0.47453 | 0.47454 | 0.47454 | 0.47454 | 0.0056644 | 0.0055397 | 0.0054156 | 0.0052915 | 0.0051667 | 0.0045365 | 0.003537 | 0.0027546 | 0.0021428 | 0.0016651 | 0.0012926 | 0.0010027 | 0.00077749 | 0.00060276 | 0.0004674 | 0.00036278 | 2.4034e-06 | 8.3472e-07 | 2.7701e-07 | 8.8002e-08 | 0.0056644 | 0.011176 | 0.016533 | 0.021729 | 0.026756 | 0.031097 | 0.034375 | 0.036806 | 0.03856 | 0.039777 | 0.040569 | 0.041031 | 0.041243 | 0.041272 | 0.041174 | 0.041011 | 0.040535 | 0.04011 | 0.039731 | 0.039387 | 0.056382 | 0.05541 | 0.054454 | 0.053516 | 0.052593 | 0.046517 | 0.036572 | 0.028753 | 0.022606 | 0.017773 | 0.013973 | 0.010986 | 0.0086372 | 0.0067906 | 0.0053389 | 0.0041974 | 2.8136e-05 | 9.8754e-06 | 3.3086e-06 | 1.0603e-06 | 0.056382 | 0.11179 | 0.16625 | 0.21976 | 0.27235 | 0.31887 | 0.35544 | 0.3842 | 0.4068 | 0.42458 | 0.43855 | 0.44954 | 0.45817 | 0.46496 | 0.4703 | 0.4745 | 0.47453 | 0.47454 | 0.47454 | 0.47454 | 645.4633 | 646.4036 | 647.3272 | 648.2317 | 649.1151 | 649.9754 | 650.8107 | 651.6194 | 652.4 | 653.151 | 653.8711 | 654.559 | 655.2136 | 655.834 | 656.419 | 656.9678 | 657.4796 | 657.9536 | 658.3892 | 658.7857 | 428.2035 | 428.8273 | 429.44 | 430.0401 | 430.6261 | 431.1968 | 431.751 | 432.2875 | 432.8053 | 433.3035 | 433.7812 | 434.2376 | 434.6719 | 435.0834 | 435.4715 | 435.8356 | 436.1751 | 436.4896 | 436.7786 | 437.0416
WA_Industrial_Paper and Printing_Existing_Process_Natural Gas_Gas Boiler - Stack Economizer_A | WA | Industrial | Paper and Printing | Existing | Process | Natural Gas | Gas Boiler - Stack Economizer | A | IM419 | None | Economizer installed | 15 | 73.0493 | 0 | 0 | 1037.23 | 0 | 0 | 0 | 518.6126 |  | sqft | 15% | 55% | Retrofit | Retro12Med | 75.44% | TBD | 0.2% | 647.3805 |  | 429.4754 |  | 0.16355 | IL TRM - 4.4.28 - CI-HVC-BECO-V02-210101 | XCEL CO 2019-2020 DSM Plan | IL TRM - 4.4.29 - CI-HVC-PECO-V01-150601 | None | None | None | None | None | None | None | None | None | None | None | None | None | None | None | None | None | None | None | None | None | None | Economizer installed | Economizer installed | Economizer installed | Economizer installed | Economizer installed | Economizer installed | Economizer installed | Economizer installed | Economizer installed | Economizer installed | Economizer installed | Economizer installed | Economizer installed | Economizer installed | Economizer installed | Economizer installed | Economizer installed | Economizer installed | Economizer installed | Economizer installed | Economizer installed | Economizer installed | 1037.23 | 1037.23 | 1037.23 | 1037.23 | 1037.23 | 1037.23 | 1037.23 | 1037.23 | 1037.23 | 1037.23 | 1037.23 | 1037.23 | 1037.23 | 1037.23 | 1037.23 | 1037.23 | 1037.23 | 1037.23 | 1037.23 | 1037.23 | 1037.23 | 1037.23 | 0 | 0 | 72.6317 | 72.2103 | 71.7828 | 71.3479 | 70.9045 | 70.4748 | 70.0794 | 69.7124 | 69.3701 | 69.0501 | 68.75 | 68.4676 | 68.1989 | 67.9399 | 67.6866 | 67.4365 | 67.2051 | 66.9707 | 66.7329 | 66.4916 | 0.19224 | 0.18783 | 0.1835 | 0.17924 | 0.17506 | 0.1539 | 0.12032 | 0.094099 | 0.073618 | 0.057612 | 0.045098 | 0.035311 | 0.027653 | 0.021658 | 0.016964 | 0.013288 | 8.8767e-05 | 3.1047e-05 | 1.0365e-05 | 3.3096e-06 | 0.19224 | 0.37896 | 0.56022 | 0.73607 | 0.90655 | 1.055 | 1.1694 | 1.2573 | 1.3248 | 1.3763 | 1.4154 | 1.4449 | 1.4669 | 1.483 | 1.4944 | 1.5022 | 1.4971 | 1.4919 | 1.4866 | 1.4812 | 2.6468 | 2.6012 | 2.5563 | 2.5123 | 2.469 | 2.1837 | 1.7169 | 1.3498 | 1.0612 | 0.83435 | 0.65597 | 0.51573 | 0.40547 | 0.31878 | 0.25063 | 0.19705 | 0.0013208 | 0.0004636 | 0.00015532 | 4.9774e-05 | 2.6468 | 5.248 | 7.8044 | 10.3166 | 12.7856 | 14.9693 | 16.6862 | 18.036 | 19.0972 | 19.9316 | 20.5876 | 21.1033 | 21.5088 | 21.8276 | 22.0782 | 22.2752 | 22.2766 | 22.277 | 22.2772 | 22.2772 | 0.16355 | 0.15993 | 0.15639 | 0.1529 | 0.14947 | 0.13152 | 0.10291 | 0.08055 | 0.063065 | 0.049388 | 0.038686 | 0.030309 | 0.02375 | 0.018612 | 0.014587 | 0.011432 | 7.641e-05 | 2.6739e-05 | 8.9315e-06 | 2.8535e-06 | 0.16355 | 0.32268 | 0.47744 | 0.62788 | 0.77404 | 0.90158 | 1.0002 | 1.0763 | 1.1349 | 1.1798 | 1.2142 | 1.2402 | 1.2599 | 1.2744 | 1.285 | 1.2924 | 1.2887 | 1.2849 | 1.281 | 1.2771 | 2.2498 | 2.211 | 2.1729 | 2.1354 | 2.0986 | 1.8562 | 1.4593 | 1.1473 | 0.90205 | 0.7092 | 0.55758 | 0.43837 | 0.34465 | 0.27097 | 0.21304 | 0.16749 | 0.0011227 | 0.00039406 | 0.00013202 | 4.2308e-05 | 2.2498 | 4.4608 | 6.6337 | 8.7691 | 10.8677 | 12.7239 | 14.1833 | 15.3306 | 16.2327 | 16.9419 | 17.4994 | 17.9378 | 18.2825 | 18.5534 | 18.7665 | 18.9339 | 18.9351 | 18.9355 | 18.9356 | 18.9356 | 0 | 0 | 0 | 0 | 0 | 0 | 0 | 0 | 0 | 0 | 0 | 0 | 0 | 0 | 0 | 0 | 0 | 0 | 0 | 0 | 0 | 0 | 0 | 0 | 0 | 0 | 0 | 0 | 0 | 0 | 0 | 0 | 0 | 0 | 0 | 0 | 0 | 0 | 0 | 0 | 0 | 0 | 0 | 0 | 0 | 0 | 0 | 0 | 0 | 0 | 0 | 0 | 0 | 0 | 0 | 0 | 0 | 0 | 0 | 0 | 0 | 0 | 0 | 0 | 0 | 0 | 0 | 0 | 0 | 0 | 0 | 0 | 0 | 0 | 0 | 0 | 0 | 0 | 0 | 0 | 0.16363 | 0.16009 | 0.15662 | 0.15321 | 0.14985 | 0.13192 | 0.10327 | 0.080856 | 0.063323 | 0.049603 | 0.038863 | 0.030454 | 0.023867 | 0.018707 | 0.014663 | 0.011494 | 7.6829e-05 | 2.6889e-05 | 8.9823e-06 | 2.87e-06 | 0.16363 | 0.323 | 0.47816 | 0.62915 | 0.77601 | 0.90432 | 1.0036 | 1.0804 | 1.1395 | 1.1849 | 1.2197 | 1.2461 | 1.2661 | 1.2809 | 1.2917 | 1.2993 | 1.2958 | 1.2921 | 1.2883 | 1.2845 | 2.2498 | 2.211 | 2.1729 | 2.1354 | 2.0986 | 1.8562 | 1.4593 | 1.1473 | 0.90205 | 0.7092 | 0.55758 | 0.43837 | 0.34465 | 0.27097 | 0.21304 | 0.16749 | 0.0011227 | 0.00039406 | 0.00013202 | 4.2308e-05 | 2.2498 | 4.4608 | 6.6337 | 8.7691 | 10.8677 | 12.7239 | 14.1833 | 15.3306 | 16.2327 | 16.9419 | 17.4994 | 17.9378 | 18.2825 | 18.5534 | 18.7665 | 18.9339 | 18.9351 | 18.9355 | 18.9356 | 18.9356 | 0.16363 | 0.16009 | 0.15662 | 0.15321 | 0.14985 | 0.13192 | 0.10327 | 0.080856 | 0.063323 | 0.049603 | 0.038863 | 0.030454 | 0.023867 | 0.018707 | 0.014663 | 0.011494 | 7.6829e-05 | 2.6889e-05 | 8.9823e-06 | 2.87e-06 | 0.16363 | 0.323 | 0.47816 | 0.62915 | 0.77601 | 0.90432 | 1.0036 | 1.0804 | 1.1395 | 1.1849 | 1.2197 | 1.2461 | 1.2661 | 1.2809 | 1.2917 | 1.2993 | 1.2958 | 1.2921 | 1.2883 | 1.2845 | 2.2498 | 2.211 | 2.1729 | 2.1354 | 2.0986 | 1.8562 | 1.4593 | 1.1473 | 0.90205 | 0.7092 | 0.55758 | 0.43837 | 0.34465 | 0.27097 | 0.21304 | 0.16749 | 0.0011227 | 0.00039406 | 0.00013202 | 4.2308e-05 | 2.2498 | 4.4608 | 6.6337 | 8.7691 | 10.8677 | 12.7239 | 14.1833 | 15.3306 | 16.2327 | 16.9419 | 17.4994 | 17.9378 | 18.2825 | 18.5534 | 18.7665 | 18.9339 | 18.9351 | 18.9355 | 18.9356 | 18.9356 | 645.4633 | 646.4036 | 647.3272 | 648.2317 | 649.1151 | 649.9754 | 650.8107 | 651.6194 | 652.4 | 653.151 | 653.8711 | 654.559 | 655.2136 | 655.834 | 656.419 | 656.9678 | 657.4796 | 657.9536 | 658.3892 | 658.7857 | 428.2035 | 428.8273 | 429.44 | 430.0401 | 430.6261 | 431.1968 | 431.751 | 432.2875 | 432.8053 | 433.3035 | 433.7812 | 434.2376 | 434.6719 | 435.0834 | 435.4715 | 435.8356 | 436.1751 | 436.4896 | 436.7786 | 437.0416
WA_Industrial_Paper and Printing_Existing_Space Heating_Natural Gas_Gas Furnace Tube Inserts_A | WA | Industrial | Paper and Printing | Existing | Space Heating | Natural Gas | Gas Furnace Tube Inserts | A | IM420 | None | Tube inserts installed | 5 | 0.089062 | 0 | 0 | 0.02 | 0 | 0 | 0 | 0.0086 |  | sqft | 0% | 0% | Retrofit | Retro3Slow | 84.16% | TBD | 0.2% | 281.3603 |  | 217.6381 |  | 0 | WI TRM - Radiant Tube Inserts, 2507 | WI TRM - Radiant Tube Inserts, 2507 | WI TRM - Radiant Tube Inserts, 2507 | None | None | None | None | None | None | None | None | None | None | None | None | None | None | None | None | None | None | None | None | None | None | Tube inserts installed | Tube inserts installed | Tube inserts installed | Tube inserts installed | Tube inserts installed | Tube inserts installed | Tube inserts installed | Tube inserts installed | Tube inserts installed | Tube inserts installed | Tube inserts installed | Tube inserts installed | Tube inserts installed | Tube inserts installed | Tube inserts installed | Tube inserts installed | Tube inserts installed | Tube inserts installed | Tube inserts installed | Tube inserts installed | Tube inserts installed | Tube inserts installed | 0.02 | 0.02 | 0.02 | 0.02 | 0.02 | 0.02 | 0.02 | 0.02 | 0.02 | 0.02 | 0.02 | 0.02 | 0.02 | 0.02 | 0.02 | 0.02 | 0.02 | 0.02 | 0.02 | 0.02 | 0.02 | 0.02 | 0 | 0 | 0.087928 | 0.087247 | 0.086543 | 0.085816 | 0.085066 | 0.084293 | 0.083498 | 0.082681 | 0.081848 | 0.081004 | 0.080154 | 0.079297 | 0.07845 | 0.077609 | 0.076777 | 0.076002 | 0.07528 | 0.074605 | 0.073973 | 0.073384 | 0 | 0 | 0 | 0 | 0 | 0 | 0 | 0 | 0 | 0 | 0 | 0 | 0 | 0 | 0 | 0 | 0 | 0 | 0 | 0 | 0 | 0 | 0 | 0 | 0 | 0 | 0 | 0 | 0 | 0 | 0 | 0 | 0 | 0 | 0 | 0 | 0 | 0 | 0 | 0 | 0 | 0 | 0 | 0 | 0 | 0 | 0 | 0 | 0 | 0 | 0 | 0 | 0 | 0 | 0 | 0 | 0 | 0 | 0 | 0 | 0 | 0 | 0 | 0 | 0 | 0 | 0 | 0 | 0 | 0 | 0 | 0 | 0 | 0 | 0 | 0 | 0 | 0 | 0 | 0 | 0 | 0 | 0 | 0 | 0 | 0 | 0 | 0 | 0 | 0 | 0 | 0 | 0 | 0 | 0 | 0 | 0 | 0 | 0 | 0 | 0 | 0 | 0 | 0 | 0 | 0 | 0 | 0 | 0 | 0 | 0 | 0 | 0 | 0 | 0 | 0 | 0 | 0 | 0 | 0 | 0 | 0 | 0 | 0 | 0 | 0 | 0 | 0 | 0 | 0 | 0 | 0 | 0 | 0 | 0 | 0 | 0 | 0 | 0 | 0 | 0 | 0 | 0 | 0 | 0 | 0 | 0 | 0 | 0 | 0 | 0 | 0 | 0 | 0 | 0 | 0 | 0 | 0 | 0 | 0 | 0 | 0 | 0 | 0 | 0 | 0 | 0 | 0 | 0 | 0 | 0 | 0 | 0 | 0 | 0 | 0 | 0 | 0 | 0 | 0 | 0 | 0 | 0 | 0 | 0 | 0 | 0 | 0 | 0 | 0 | 0 | 0 | 0 | 0 | 0 | 0 | 0 | 0 | 0 | 0 | 0 | 0 | 0 | 0 | 0 | 0 | 0 | 0 | 0 | 0 | 0 | 0 | 0 | 0 | 0 | 0 | 0 | 0 | 0 | 0 | 0 | 0 | 0 | 0 | 0 | 0 | 0 | 0 | 0 | 0 | 0 | 0 | 0 | 0 | 0 | 0 | 0 | 0 | 0 | 0 | 0 | 0 | 0 | 0 | 0 | 0 | 0 | 0 | 0 | 0 | 0 | 0 | 0 | 0 | 0 | 0 | 0 | 0 | 0 | 0 | 0 | 0 | 0 | 0 | 0 | 0 | 0 | 0 | 0 | 0 | 0 | 0 | 0 | 0 | 0 | 0 | 0 | 0 | 0 | 0 | 0 | 0 | 0 | 0 | 0 | 0 | 0 | 0 | 0 | 0 | 0 | 0 | 0 | 0 | 0 | 0 | 0 | 0 | 0 | 0 | 0 | 0 | 0 | 0 | 0 | 0 | 0 | 0 | 0 | 0 | 0 | 0 | 0 | 0 | 0 | 0 | 0 | 0 | 0 | 0 | 0 | 0 | 0 | 0 | 0 | 0 | 0 | 0 | 0 | 0 | 0 | 0 | 0 | 0 | 0 | 0 | 0 | 0 | 0 | 0 | 0 | 0 | 0 | 0 | 0 | 0 | 0 | 0 | 0 | 0 | 0 | 0 | 0 | 0 | 0 | 0 | 0 | 0 | 0 | 0 | 0 | 0 | 0 | 0 | 0 | 0 | 0 | 0 | 0 | 0 | 0 | 0 | 0 | 0 | 0 | 0 | 0 | 0 | 0 | 0 | 0 | 0 | 0 | 0 | 0 | 0 | 0 | 0 | 0 | 0 | 0 | 0 | 0 | 0 | 0 | 0 | 0 | 0 | 0 | 0 | 53.9197 | 54.2196 | 54.5223 | 54.8253 | 55.1263 | 55.4229 | 55.7128 | 55.9937 | 56.2632 | 56.5193 | 56.7625 | 56.9933 | 57.2122 | 57.4198 | 57.6166 | 57.803 | 57.9795 | 58.1467 | 58.3049 | 58.4546 | 41.708 | 41.94 | 42.1741 | 42.4085 | 42.6414 | 42.8708 | 43.095 | 43.3123 | 43.5208 | 43.7189 | 43.907 | 44.0855 | 44.2548 | 44.4154 | 44.5676 | 44.7118 | 44.8484 | 44.9777 | 45.1001 | 45.2159
WA_Industrial_Paper and Printing_Existing_Space Heating_Natural Gas_Space Heating - Heat Recovery Ventilator_A | WA | Industrial | Paper and Printing | Existing | Space Heating | Natural Gas | Space Heating - Heat Recovery Ventilator | A | IM421 | None | HRV installed | 15 | 0.013423 | 0 | 0 | 0.28 | 0 | 0 | 0 | 0.139 |  | sqft | 5% | 10% | Retrofit | RetroEven20 | 80.75% | TBD | 0.2% | 146.5581 |  | 97.2274 |  | 0.012431 | IL TRM - 4.4.27 - CI-HVC-ERVE-V04-200101 | IL TRM - 4.4.27 - CI-HVC-ERVE-V04-200101 | IL TRM - 4.4.27 - CI-HVC-ERVE-V04-200101 | None | None | None | None | None | None | None | None | None | None | None | None | None | None | None | None | None | None | None | None | None | None | HRV installed | HRV installed | HRV installed | HRV installed | HRV installed | HRV installed | HRV installed | HRV installed | HRV installed | HRV installed | HRV installed | HRV installed | HRV installed | HRV installed | HRV installed | HRV installed | HRV installed | HRV installed | HRV installed | HRV installed | HRV installed | HRV installed | 0.28 | 0.28 | 0.28 | 0.28 | 0.28 | 0.28 | 0.28 | 0.28 | 0.28 | 0.28 | 0.28 | 0.28 | 0.28 | 0.28 | 0.28 | 0.28 | 0.28 | 0.28 | 0.28 | 0.28 | 0.28 | 0.28 | 0 | 0 | 0.013244 | 0.013045 | 0.012783 | 0.012448 | 0.012046 | 0.011589 | 0.011099 | 0.010603 | 0.010122 | 0.0096741 | 0.0092691 | 0.0089093 | 0.0085944 | 0.0083191 | 0.0080776 | 0.0078682 | 0.007685 | 0.0075203 | 0.0073784 | 0.007244 | 0.014585 | 0.014119 | 0.013596 | 0.013012 | 0.012374 | 0.011699 | 0.011012 | 0.010338 | 0.009699 | 0.0091101 | 0.0085782 | 0.0081031 | 0.0076819 | 0.0073076 | 0.0069731 | 0.0066753 | 0.0064074 | 0.006162 | 0.0059415 | 0.0057327 | 0.014585 | 0.028485 | 0.041507 | 0.053434 | 0.064079 | 0.073347 | 0.081262 | 0.087964 | 0.093675 | 0.09864 | 0.10309 | 0.10719 | 0.11108 | 0.11483 | 0.11847 | 0.12208 | 0.12564 | 0.12911 | 0.13262 | 0.13593 | 1101.2662 | 1082.2788 | 1063.6189 | 1045.2806 | 1027.2585 | 1009.5472 | 992.1412 | 975.0353 | 958.2244 | 941.7032 | 925.467 | 909.5107 | 893.8294 | 878.4186 | 863.2734 | 848.3894 | 833.762 | 819.3868 | 805.2594 | 791.3757 | 1101.2662 | 2183.545 | 3247.1639 | 4292.4445 | 5319.7031 | 6329.2502 | 7321.3914 | 8296.4267 | 9254.6511 | 10196.3544 | 11121.8213 | 12031.332 | 12925.1614 | 13803.58 | 14666.8535 | 15515.2429 | 16349.0049 | 17168.3917 | 17973.6511 | 18765.0268 | 0.012431 | 0.012075 | 0.011677 | 0.011235 | 0.010753 | 0.010242 | 0.0097198 | 0.0092052 | 0.0087141 | 0.008258 | 0.0078421 | 0.0074669 | 0.0071296 | 0.0068259 | 0.006551 | 0.0063033 | 0.0060782 | 0.0058708 | 0.005683 | 0.0055048 | 0.012431 | 0.024361 | 0.035649 | 0.046137 | 0.055683 | 0.06421 | 0.071726 | 0.078325 | 0.084162 | 0.089414 | 0.094242 | 0.098775 | 0.1031 | 0.10726 | 0.1113 | 0.11527 | 0.11919 | 0.12301 | 0.12685 | 0.13053 | 936.0763 | 919.937 | 904.076 | 888.4885 | 873.1698 | 858.1151 | 843.32 | 828.78 | 814.4907 | 800.4478 | 786.6469 | 773.0841 | 759.755 | 746.6558 | 733.7824 | 721.131 | 708.6977 | 696.4788 | 684.4705 | 672.6693 | 936.0763 | 1856.0133 | 2760.0893 | 3648.5779 | 4521.7476 | 5379.8627 | 6223.1827 | 7051.9627 | 7866.4534 | 8666.9012 | 9453.5481 | 10226.6322 | 10986.3872 | 11733.043 | 12466.8254 | 13187.9564 | 13896.6542 | 14593.1329 | 15277.6035 | 15950.2728 | 0 | 0 | 0 | 0 | 0 | 0 | 0 | 0 | 0 | 0 | 0 | 0 | 0 | 0 | 0 | 0 | 0 | 0 | 0 | 0 | 0 | 0 | 0 | 0 | 0 | 0 | 0 | 0 | 0 | 0 | 0 | 0 | 0 | 0 | 0 | 0 | 0 | 0 | 0 | 0 | 0 | 0 | 0 | 0 | 0 | 0 | 0 | 0 | 0 | 0 | 0 | 0 | 0 | 0 | 0 | 0 | 0 | 0 | 0 | 0 | 0 | 0 | 0 | 0 | 0 | 0 | 0 | 0 | 0 | 0 | 0 | 0 | 0 | 0 | 0 | 0 | 0 | 0 | 0 | 0 | 0 | 0 | 0 | 0 | 0 | 0 | 0 | 0 | 0 | 0 | 0 | 0 | 0 | 0 | 0 | 0 | 0 | 0 | 0 | 0 | 0 | 0 | 0 | 0 | 0 | 0 | 0 | 0 | 0 | 0 | 0 | 0 | 0 | 0 | 0 | 0 | 0 | 0 | 0 | 0 | 0 | 0 | 0 | 0 | 0 | 0 | 0 | 0 | 0 | 0 | 0 | 0 | 0 | 0 | 0 | 0 | 0 | 0 | 0 | 0 | 0 | 0 | 0 | 0 | 0 | 0 | 0 | 0 | 0 | 0 | 0 | 0 | 0 | 0 | 0 | 0 | 0 | 0 | 0 | 0 | 0 | 0 | 0 | 0 | 0 | 0 | 0 | 0 | 0 | 0 | 0 | 0 | 0 | 0 | 0 | 0 | 0 | 0 | 0 | 0 | 0 | 0 | 0 | 0 | 0 | 0 | 0 | 0 | 0 | 0 | 0 | 0 | 0 | 0 | 0 | 0 | 0 | 0 | 0 | 0 | 0 | 0 | 0 | 0 | 0 | 0 | 0 | 0 | 0 | 0 | 0 | 0 | 0 | 0 | 0 | 0 | 0 | 0 | 0 | 0 | 0 | 0 | 0 | 0 | 0 | 0 | 0 | 0 | 0 | 0 | 0 | 0 | 0 | 0 | 0 | 0 | 0 | 0 | 0 | 0 | 2265.5724 | 2270.9724 | 2276.3774 | 2281.7467 | 2287.0415 | 2292.2243 | 2297.2592 | 2302.1118 | 2306.7494 | 2311.1404 | 2315.2957 | 2319.2256 | 2322.9403 | 2326.4493 | 2329.7615 | 2332.8859 | 2335.8307 | 2338.6037 | 2341.2126 | 2343.6645 | 1502.9917 | 1506.5741 | 1510.1598 | 1513.7219 | 1517.2344 | 1520.6727 | 1524.0129 | 1527.2322 | 1530.3087 | 1533.2217 | 1535.9784 | 1538.5855 | 1541.0499 | 1543.3777 | 1545.5751 | 1547.6478 | 1549.6014 | 1551.441 | 1553.1718 | 1554.7984
WA_Industrial_Paper and Printing_Existing_Space Heating_Natural Gas_Thermostat - Programmable_A | WA | Industrial | Paper and Printing | Existing | Space Heating | Natural Gas | Thermostat - Programmable | A | IM422 | Manual control | Programmable thermostat installed | 11 | 0.0064938 | 0 | 0 | 0.17 | 0.01 | 0 | 0 | 0.0859 |  | sqft | 25% | 40% | Retrofit | RetroEven20 | 80.75% | TBD | 0.2% | 175.7939 |  | 119.9801 |  | 0.018014 | IL TRM - 4.4.48 - CI-HVC-THST-V02-210101 | IL TRM - 4.4.48 - CI-HVC-THST-V02-210101 | BEST | Manual control | Manual control | Manual control | Manual control | Manual control | Manual control | Manual control | Manual control | Manual control | Manual control | Manual control | Manual control | Manual control | Manual control | Manual control | Manual control | Manual control | Manual control | Manual control | Manual control | Manual control | Manual control | Programmable thermostat installed | Programmable thermostat installed | Programmable thermostat installed | Programmable thermostat installed | Programmable thermostat installed | Programmable thermostat installed | Programmable thermostat installed | Programmable thermostat installed | Programmable thermostat installed | Programmable thermostat installed | Programmable thermostat installed | Programmable thermostat installed | Programmable thermostat installed | Programmable thermostat installed | Programmable thermostat installed | Programmable thermostat installed | Programmable thermostat installed | Programmable thermostat installed | Programmable thermostat installed | Programmable thermostat installed | Programmable thermostat installed | Programmable thermostat installed | 0.17 | 0.17 | 0.17 | 0.17 | 0.17 | 0.17 | 0.17 | 0.17 | 0.17 | 0.17 | 0.17 | 0.17 | 0.17 | 0.17 | 0.17 | 0.17 | 0.17 | 0.17 | 0.17 | 0.17 | 0.17 | 0.17 | 0 | 0 | 0.0063955 | 0.0062876 | 0.0061481 | 0.0059736 | 0.0057655 | 0.0055305 | 0.0052793 | 0.0050239 | 0.0047754 | 0.0045424 | 0.0043297 | 0.004139 | 0.0039704 | 0.0038221 | 0.0036917 | 0.0035784 | 0.0034794 | 0.0033911 | 0.0033147 | 0.0032428 | 0.021129 | 0.020415 | 0.019618 | 0.018732 | 0.017768 | 0.01675 | 0.015713 | 0.014695 | 0.013728 | 0.012833 | 0.012021 | 0.011293 | 0.010647 | 0.010072 | 0.0095608 | 0.0091077 | 0.008703 | 0.0083357 | 0.0080076 | 0.0076989 | 0.021129 | 0.041188 | 0.059892 | 0.076924 | 0.092012 | 0.10501 | 0.11596 | 0.12504 | 0.13259 | 0.13895 | 0.14446 | 0.14939 | 0.15396 | 0.15828 | 0.16244 | 0.16656 | 0.17065 | 0.17466 | 0.17873 | 0.18256 | 3303.7986 | 3246.8365 | 3190.8566 | 3135.8418 | 3081.7756 | 3028.6415 | 2976.4236 | 2925.1059 | 2874.6731 | 2825.1097 | 2776.401 | 2728.532 | 2681.4883 | 2635.2558 | 2589.8203 | 2545.1682 | 2501.286 | 2458.1604 | 2415.7783 | 2374.127 | 3303.7986 | 6550.6351 | 9741.4918 | 12877.3336 | 15959.1092 | 18987.7507 | 21964.1743 | 24889.2802 | 27763.9533 | 30589.0631 | 33365.464 | 36093.996 | 38775.4843 | 41410.7401 | 44000.5604 | 46545.7286 | 49047.0147 | 51505.1751 | 53920.9534 | 56295.0804 | 0.018014 | 0.017469 | 0.016864 | 0.016194 | 0.015465 | 0.014693 | 0.013905 | 0.013126 | 0.01238 | 0.011685 | 0.011048 | 0.01047 | 0.0099501 | 0.0094818 | 0.0090595 | 0.0086807 | 0.008339 | 0.0080267 | 0.0077455 | 0.0074802 | 0.018014 | 0.035244 | 0.051484 | 0.0665 | 0.080084 | 0.092118 | 0.10261 | 0.11169 | 0.11957 | 0.12652 | 0.13276 | 0.1385 | 0.14388 | 0.149 | 0.15392 | 0.15875 | 0.16352 | 0.16818 | 0.17288 | 0.17737 | 2808.2288 | 2759.8111 | 2712.2281 | 2665.4656 | 2619.5093 | 2574.3453 | 2529.96 | 2486.34 | 2443.4721 | 2401.3433 | 2359.9408 | 2319.2522 | 2279.2651 | 2239.9674 | 2201.3473 | 2163.393 | 2126.0931 | 2089.4363 | 2053.4116 | 2018.0079 | 2808.2288 | 5568.0399 | 8280.268 | 10945.7336 | 13565.2428 | 16139.5881 | 18669.5482 | 21155.8882 | 23599.3603 | 26000.7036 | 28360.6444 | 30679.8966 | 32959.1617 | 35199.1291 | 37400.4763 | 39563.8693 | 41689.9625 | 43779.3988 | 45832.8104 | 47850.8183 | 0 | 0 | 0 | 0 | 0 | 0 | 0 | 0 | 0 | 0 | 0 | 0 | 0 | 0 | 0 | 0 | 0 | 0 | 0 | 0 | 0 | 0 | 0 | 0 | 0 | 0 | 0 | 0 | 0 | 0 | 0 | 0 | 0 | 0 | 0 | 0 | 0 | 0 | 0 | 0 | 0 | 0 | 0 | 0 | 0 | 0 | 0 | 0 | 0 | 0 | 0 | 0 | 0 | 0 | 0 | 0 | 0 | 0 | 0 | 0 | 0 | 0 | 0 | 0 | 0 | 0 | 0 | 0 | 0 | 0 | 0 | 0 | 0 | 0 | 0 | 0 | 0 | 0 | 0 | 0 | 0 | 0 | 0 | 0 | 0 | 0 | 0 | 0 | 0 | 0 | 0 | 0 | 0 | 0 | 0 | 0 | 0 | 0 | 0 | 0 | 0 | 0 | 0 | 0 | 0 | 0 | 0 | 0 | 0 | 0 | 0 | 0 | 0 | 0 | 0 | 0 | 0 | 0 | 0 | 0 | 0 | 0 | 0 | 0 | 0 | 0 | 0 | 0 | 0 | 0 | 0 | 0 | 0 | 0 | 0 | 0 | 0 | 0 | 0 | 0 | 0 | 0 | 0 | 0 | 0 | 0 | 0 | 0 | 0 | 0 | 0 | 0 | 0 | 0 | 0 | 0 | 0 | 0 | 0 | 0 | 0 | 0 | 0 | 0 | 0 | 0 | 0 | 0 | 0 | 0 | 0 | 0 | 0 | 0 | 0 | 0 | 0 | 0 | 0 | 0 | 0 | 0 | 0 | 0 | 0 | 0 | 0 | 0 | 0 | 0 | 0 | 0 | 0 | 0 | 0 | 0 | 0 | 0 | 0 | 0 | 0 | 0 | 0 | 0 | 0 | 0 | 0 | 0 | 0 | 0 | 0 | 0 | 0 | 0 | 0 | 0 | 0 | 0 | 0 | 0 | 0 | 0 | 0 | 0 | 0 | 0 | 0 | 0 | 0 | 0 | 0 | 0 | 0 | 0 | 0 | 0 | 0 | 0 | 0 | 0 | 4378.759 | 4389.1957 | 4399.6422 | 4410.0198 | 4420.2532 | 4430.2701 | 4440.0012 | 4449.3802 | 4458.3434 | 4466.83 | 4474.8611 | 4482.4567 | 4489.6362 | 4496.4181 | 4502.8198 | 4508.8584 | 4514.5498 | 4519.9094 | 4524.9517 | 4529.6906 | 2417.4779 | 2423.2399 | 2429.0073 | 2434.7367 | 2440.3865 | 2445.9167 | 2451.2892 | 2456.4673 | 2461.4158 | 2466.1012 | 2470.5351 | 2474.7286 | 2478.6923 | 2482.4365 | 2485.9709 | 2489.3047 | 2492.4469 | 2495.4059 | 2498.1897 | 2500.806
WA_Industrial_Paper and Printing_Existing_Space Heating_Natural Gas_ENERGY STAR Connected Thermostat_A | WA | Industrial | Paper and Printing | Existing | Space Heating | Natural Gas | ENERGY STAR Connected Thermostat | A | IM423 | Manual control | Wi-Fi/interactive thermostat installed | 5 | 0.015698 | 0 | 0 | 0.39 | 0.01 | 0 | 0 | 0.1927 |  | sqft | 5% | 20% | Retrofit | RetroEven20 | 80.75% | TBD | 0.2% | 340.5517 |  | 258.8526 |  | 0.043604 | ComConnectedThermostats_v1_1 | ComConnectedThermostats_v1_1 | ComConnectedThermostats_v1_1 | Manual control | Manual control | Manual control | Manual control | Manual control | Manual control | Manual control | Manual control | Manual control | Manual control | Manual control | Manual control | Manual control | Manual control | Manual control | Manual control | Manual control | Manual control | Manual control | Manual control | Manual control | Manual control | Wi-Fi/interactive thermostat installed | Wi-Fi/interactive thermostat installed | Wi-Fi/interactive thermostat installed | Wi-Fi/interactive thermostat installed | Wi-Fi/interactive thermostat installed | Wi-Fi/interactive thermostat installed | Wi-Fi/interactive thermostat installed | Wi-Fi/interactive thermostat installed | Wi-Fi/interactive thermostat installed | Wi-Fi/interactive thermostat installed | Wi-Fi/interactive thermostat installed | Wi-Fi/interactive thermostat installed | Wi-Fi/interactive thermostat installed | Wi-Fi/interactive thermostat installed | Wi-Fi/interactive thermostat installed | Wi-Fi/interactive thermostat installed | Wi-Fi/interactive thermostat installed | Wi-Fi/interactive thermostat installed | Wi-Fi/interactive thermostat installed | Wi-Fi/interactive thermostat installed | Wi-Fi/interactive thermostat installed | Wi-Fi/interactive thermostat installed | 0.39 | 0.39 | 0.39 | 0.39 | 0.39 | 0.39 | 0.39 | 0.39 | 0.39 | 0.39 | 0.39 | 0.39 | 0.39 | 0.39 | 0.39 | 0.39 | 0.39 | 0.39 | 0.39 | 0.39 | 0.39 | 0.39 | 0 | 0 | 0.015484 | 0.015249 | 0.014937 | 0.014542 | 0.014067 | 0.013528 | 0.012952 | 0.012366 | 0.011799 | 0.01127 | 0.010791 | 0.010365 | 0.0099922 | 0.0096656 | 0.0093789 | 0.0091304 | 0.0089129 | 0.0087176 | 0.0085491 | 0.0083898 | 0.051157 | 0.04951 | 0.047663 | 0.045603 | 0.043352 | 0.040973 | 0.03855 | 0.036172 | 0.033918 | 0.031839 | 0.029961 | 0.028282 | 0.026794 | 0.025471 | 0.02429 | 0.023238 | 0.022294 | 0.021429 | 0.020653 | 0.019918 | 0.051157 | 0.099888 | 0.14551 | 0.18727 | 0.2245 | 0.25687 | 0.28447 | 0.30778 | 0.32758 | 0.34474 | 0.36006 | 0.37413 | 0.38745 | 0.40026 | 0.41268 | 0.42498 | 0.43715 | 0.449 | 0.46098 | 0.4723 | 3303.7986 | 3246.8365 | 3190.8566 | 3135.8418 | 3081.7756 | 3028.6415 | 2976.4236 | 2925.1059 | 2874.6731 | 2825.1097 | 2776.401 | 2728.532 | 2681.4883 | 2635.2558 | 2589.8203 | 2545.1682 | 2501.286 | 2458.1604 | 2415.7783 | 2374.127 | 3303.7986 | 6550.6351 | 9741.4918 | 12877.3336 | 15959.1092 | 18987.7507 | 21964.1743 | 24889.2802 | 27763.9533 | 30589.0631 | 33365.464 | 36093.996 | 38775.4843 | 41410.7401 | 44000.5604 | 46545.7286 | 49047.0147 | 51505.1751 | 53920.9534 | 56295.0804 | 0.043604 | 0.042344 | 0.040941 | 0.039381 | 0.03768 | 0.035878 | 0.034037 | 0.032221 | 0.030488 | 0.028878 | 0.027408 | 0.026082 | 0.024889 | 0.023815 | 0.022844 | 0.021969 | 0.021175 | 0.020443 | 0.019782 | 0.019154 | 0.043604 | 0.085431 | 0.12499 | 0.16172 | 0.19513 | 0.22493 | 0.25117 | 0.27417 | 0.29446 | 0.31268 | 0.32938 | 0.34502 | 0.35991 | 0.37424 | 0.38811 | 0.40176 | 0.41521 | 0.42834 | 0.44154 | 0.45419 | 2808.2288 | 2759.8111 | 2712.2281 | 2665.4656 | 2619.5093 | 2574.3453 | 2529.96 | 2486.34 | 2443.4721 | 2401.3433 | 2359.9408 | 2319.2522 | 2279.2651 | 2239.9674 | 2201.3473 | 2163.393 | 2126.0931 | 2089.4363 | 2053.4116 | 2018.0079 | 2808.2288 | 5568.0399 | 8280.268 | 10945.7336 | 13565.2428 | 16139.5881 | 18669.5482 | 21155.8882 | 23599.3603 | 26000.7036 | 28360.6444 | 30679.8966 | 32959.1617 | 35199.1291 | 37400.4763 | 39563.8693 | 41689.9625 | 43779.3988 | 45832.8104 | 47850.8183 | 0 | 0 | 0 | 0 | 0 | 0 | 0 | 0 | 0 | 0 | 0 | 0 | 0 | 0 | 0 | 0 | 0 | 0 | 0 | 0 | 0 | 0 | 0 | 0 | 0 | 0 | 0 | 0 | 0 | 0 | 0 | 0 | 0 | 0 | 0 | 0 | 0 | 0 | 0 | 0 | 0 | 0 | 0 | 0 | 0 | 0 | 0 | 0 | 0 | 0 | 0 | 0 | 0 | 0 | 0 | 0 | 0 | 0 | 0 | 0 | 0 | 0 | 0 | 0 | 0 | 0 | 0 | 0 | 0 | 0 | 0 | 0 | 0 | 0 | 0 | 0 | 0 | 0 | 0 | 0 | 0 | 0 | 0 | 0 | 0 | 0 | 0 | 0 | 0 | 0 | 0 | 0 | 0 | 0 | 0 | 0 | 0 | 0 | 0 | 0 | 0 | 0 | 0 | 0 | 0 | 0 | 0 | 0 | 0 | 0 | 0 | 0 | 0 | 0 | 0 | 0 | 0 | 0 | 0 | 0 | 0 | 0 | 0 | 0 | 0 | 0 | 0 | 0 | 0 | 0 | 0 | 0 | 0 | 0 | 0 | 0 | 0 | 0 | 0 | 0 | 0 | 0 | 0 | 0 | 0 | 0 | 0 | 0 | 0 | 0 | 0 | 0 | 0 | 0 | 0 | 0 | 0 | 0 | 0 | 0 | 0 | 0 | 0 | 0 | 0 | 0 | 0 | 0 | 0 | 0 | 0 | 0 | 0 | 0 | 0 | 0 | 0 | 0 | 0 | 0 | 0 | 0 | 0 | 0 | 0 | 0 | 0 | 0 | 0 | 0 | 0 | 0 | 0 | 0 | 0 | 0 | 0 | 0 | 0 | 0 | 0 | 0 | 0 | 0 | 0 | 0 | 0 | 0 | 0 | 0 | 0 | 0 | 0 | 0 | 0 | 0 | 0 | 0 | 0 | 0 | 0 | 0 | 0 | 0 | 0 | 0 | 0 | 0 | 0 | 0 | 0 | 0 | 0 | 0 | 0 | 0 | 0 | 0 | 0 | 0 | 6651.7848 | 6667.6392 | 6683.5085 | 6699.2731 | 6714.8187 | 6730.0354 | 6744.8181 | 6759.0657 | 6772.6817 | 6785.5737 | 6797.7737 | 6809.3123 | 6820.2187 | 6830.521 | 6840.246 | 6849.4192 | 6858.065 | 6866.2068 | 6873.8665 | 6881.0655 | 4586.0498 | 4596.9806 | 4607.9216 | 4618.7905 | 4629.5083 | 4639.9994 | 4650.1913 | 4660.0142 | 4669.4017 | 4678.2901 | 4686.7014 | 4694.6566 | 4702.176 | 4709.2789 | 4715.9837 | 4722.3081 | 4728.269 | 4733.8823 | 4739.1633 | 4744.1266
WA_Industrial_Paper and Printing_Existing_Space Heating_Natural Gas_Destratification Fans (HVLS)_A | WA | Industrial | Paper and Printing | Existing | Space Heating | Natural Gas | Destratification Fans (HVLS) | A | IM424 | None/Standard ventilation | Fans installed | 10 | 0.015698 | 0 | 0 | 0.6 | 0.01 | 0 | 0 | 0.2991 |  | sqft | 15% | 30% | Retrofit | RetroEven20 | 80.75% | TBD | 0.2% | 218.9363 |  | 150.6071 |  | 0.043576 | IL TRM - 4.4.34 - CI-HVC-DSFN-V05-210101 | IL TRM - 4.4.34 - CI-HVC-DSFN-V05-210101 | IL TRM - 4.4.34 - CI-HVC-DSFN-V05-210101 | None/Standard ventilation | None/Standard ventilation | None/Standard ventilation | None/Standard ventilation | None/Standard ventilation | None/Standard ventilation | None/Standard ventilation | None/Standard ventilation | None/Standard ventilation | None/Standard ventilation | None/Standard ventilation | None/Standard ventilation | None/Standard ventilation | None/Standard ventilation | None/Standard ventilation | None/Standard ventilation | None/Standard ventilation | None/Standard ventilation | None/Standard ventilation | None/Standard ventilation | None/Standard ventilation | None/Standard ventilation | Fans installed | Fans installed | Fans installed | Fans installed | Fans installed | Fans installed | Fans installed | Fans installed | Fans installed | Fans installed | Fans installed | Fans installed | Fans installed | Fans installed | Fans installed | Fans installed | Fans installed | Fans installed | Fans installed | Fans installed | Fans installed | Fans installed | 0.6 | 0.6 | 0.6 | 0.6 | 0.6 | 0.6 | 0.6 | 0.6 | 0.6 | 0.6 | 0.6 | 0.6 | 0.6 | 0.6 | 0.6 | 0.6 | 0.6 | 0.6 | 0.6 | 0.6 | 0.6 | 0.6 | 0 | 0 | 0.015473 | 0.015226 | 0.014903 | 0.014498 | 0.014013 | 0.013465 | 0.01288 | 0.012287 | 0.011713 | 0.011179 | 0.010694 | 0.010263 | 0.0098838 | 0.0095517 | 0.0092594 | 0.0090052 | 0.0087818 | 0.0085806 | 0.008406 | 0.0082406 | 0.051119 | 0.049435 | 0.047554 | 0.045462 | 0.043184 | 0.04078 | 0.038336 | 0.035941 | 0.033672 | 0.031581 | 0.029691 | 0.028002 | 0.026503 | 0.025171 | 0.02398 | 0.02292 | 0.021966 | 0.021092 | 0.020307 | 0.019564 | 0.051119 | 0.099737 | 0.14518 | 0.18669 | 0.22363 | 0.25567 | 0.2829 | 0.30582 | 0.32521 | 0.34194 | 0.35681 | 0.37042 | 0.38325 | 0.39554 | 0.40742 | 0.41915 | 0.43072 | 0.44194 | 0.45326 | 0.46391 | 3303.7986 | 3246.8365 | 3190.8566 | 3135.8418 | 3081.7756 | 3028.6415 | 2976.4236 | 2925.1059 | 2874.6731 | 2825.1097 | 2776.401 | 2728.532 | 2681.4883 | 2635.2558 | 2589.8203 | 2545.1682 | 2501.286 | 2458.1604 | 2415.7783 | 2374.127 | 3303.7986 | 6550.6351 | 9741.4918 | 12877.3336 | 15959.1092 | 18987.7507 | 21964.1743 | 24889.2802 | 27763.9533 | 30589.0631 | 33365.464 | 36093.996 | 38775.4843 | 41410.7401 | 44000.5604 | 46545.7286 | 49047.0147 | 51505.1751 | 53920.9534 | 56295.0804 | 0.043576 | 0.04229 | 0.040861 | 0.039278 | 0.037555 | 0.035734 | 0.033877 | 0.032047 | 0.030301 | 0.028678 | 0.027198 | 0.025862 | 0.02466 | 0.023577 | 0.022597 | 0.021713 | 0.02091 | 0.02017 | 0.0195 | 0.018865 | 0.043576 | 0.085321 | 0.12475 | 0.1613 | 0.19448 | 0.22403 | 0.24999 | 0.27268 | 0.29265 | 0.31052 | 0.32686 | 0.34211 | 0.35659 | 0.37049 | 0.38391 | 0.39708 | 0.41002 | 0.42262 | 0.43525 | 0.44732 | 2808.2288 | 2759.8111 | 2712.2281 | 2665.4656 | 2619.5093 | 2574.3453 | 2529.96 | 2486.34 | 2443.4721 | 2401.3433 | 2359.9408 | 2319.2522 | 2279.2651 | 2239.9674 | 2201.3473 | 2163.393 | 2126.0931 | 2089.4363 | 2053.4116 | 2018.0079 | 2808.2288 | 5568.0399 | 8280.268 | 10945.7336 | 13565.2428 | 16139.5881 | 18669.5482 | 21155.8882 | 23599.3603 | 26000.7036 | 28360.6444 | 30679.8966 | 32959.1617 | 35199.1291 | 37400.4763 | 39563.8693 | 41689.9625 | 43779.3988 | 45832.8104 | 47850.8183 | 0 | 0 | 0 | 0 | 0 | 0 | 0 | 0 | 0 | 0 | 0 | 0 | 0 | 0 | 0 | 0 | 0 | 0 | 0 | 0 | 0 | 0 | 0 | 0 | 0 | 0 | 0 | 0 | 0 | 0 | 0 | 0 | 0 | 0 | 0 | 0 | 0 | 0 | 0 | 0 | 0 | 0 | 0 | 0 | 0 | 0 | 0 | 0 | 0 | 0 | 0 | 0 | 0 | 0 | 0 | 0 | 0 | 0 | 0 | 0 | 0 | 0 | 0 | 0 | 0 | 0 | 0 | 0 | 0 | 0 | 0 | 0 | 0 | 0 | 0 | 0 | 0 | 0 | 0 | 0 | 0 | 0 | 0 | 0 | 0 | 0 | 0 | 0 | 0 | 0 | 0 | 0 | 0 | 0 | 0 | 0 | 0 | 0 | 0 | 0 | 0 | 0 | 0 | 0 | 0 | 0 | 0 | 0 | 0 | 0 | 0 | 0 | 0 | 0 | 0 | 0 | 0 | 0 | 0 | 0 | 0 | 0 | 0 | 0 | 0 | 0 | 0 | 0 | 0 | 0 | 0 | 0 | 0 | 0 | 0 | 0 | 0 | 0 | 0 | 0 | 0 | 0 | 0 | 0 | 0 | 0 | 0 | 0 | 0 | 0 | 0 | 0 | 0 | 0 | 0 | 0 | 0 | 0 | 0 | 0 | 0 | 0 | 0 | 0 | 0 | 0 | 0 | 0 | 0 | 0 | 0 | 0 | 0 | 0 | 0 | 0 | 0 | 0 | 0 | 0 | 0 | 0 | 0 | 0 | 0 | 0 | 0 | 0 | 0 | 0 | 0 | 0 | 0 | 0 | 0 | 0 | 0 | 0 | 0 | 0 | 0 | 0 | 0 | 0 | 0 | 0 | 0 | 0 | 0 | 0 | 0 | 0 | 0 | 0 | 0 | 0 | 0 | 0 | 0 | 0 | 0 | 0 | 0 | 0 | 0 | 0 | 0 | 0 | 0 | 0 | 0 | 0 | 0 | 0 | 0 | 0 | 0 | 0 | 0 | 0 | 6267.7416 | 6282.6807 | 6297.6338 | 6312.4882 | 6327.1363 | 6341.4745 | 6355.4036 | 6368.8286 | 6381.6585 | 6393.8062 | 6405.3019 | 6416.1742 | 6426.451 | 6436.1585 | 6445.322 | 6453.9656 | 6462.1122 | 6469.7839 | 6477.0015 | 6483.7847 | 3821.918 | 3831.0275 | 3840.1455 | 3849.2034 | 3858.1354 | 3866.8785 | 3875.3722 | 3883.5584 | 3891.3818 | 3898.7891 | 3905.7989 | 3912.4286 | 3918.6951 | 3924.6145 | 3930.2022 | 3935.4729 | 3940.4405 | 3945.1185 | 3949.5196 | 3953.6559
WA_Industrial_Paper and Printing_Existing_Space Heating_Natural Gas_Gas Boiler - Insulate Steam Lines/Condensate Tank_A | WA | Industrial | Paper and Printing | Existing | Space Heating | Natural Gas | Gas Boiler - Insulate Steam Lines/Condensate Tank | A | IM425 | No insulation | Lines and condenstate tank insulated | 20 | 1100.8468 | 0 | 0 | 6360.61 | 0 | 0 | 0 | 3180.3052 |  | employee | 30% | 35% | Retrofit | RetroEven20 | 80.75% | TBD | 0.2% | 347.4222 |  | 219.8717 |  | 0.0035216 | PGE Workpaper - SWWH017-01 | PGE Workpaper - SWWH017-01 | PGE Workpaper - SWWH017-01 | No insulation | No insulation | No insulation | No insulation | No insulation | No insulation | No insulation | No insulation | No insulation | No insulation | No insulation | No insulation | No insulation | No insulation | No insulation | No insulation | No insulation | No insulation | No insulation | No insulation | No insulation | No insulation | Lines and condenstate tank insulated | Lines and condenstate tank insulated | Lines and condenstate tank insulated | Lines and condenstate tank insulated | Lines and condenstate tank insulated | Lines and condenstate tank insulated | Lines and condenstate tank insulated | Lines and condenstate tank insulated | Lines and condenstate tank insulated | Lines and condenstate tank insulated | Lines and condenstate tank insulated | Lines and condenstate tank insulated | Lines and condenstate tank insulated | Lines and condenstate tank insulated | Lines and condenstate tank insulated | Lines and condenstate tank insulated | Lines and condenstate tank insulated | Lines and condenstate tank insulated | Lines and condenstate tank insulated | Lines and condenstate tank insulated | Lines and condenstate tank insulated | Lines and condenstate tank insulated | 6360.61 | 6360.61 | 6360.61 | 6360.61 | 6360.61 | 6360.61 | 6360.61 | 6360.61 | 6360.61 | 6360.61 | 6360.61 | 6360.61 | 6360.61 | 6360.61 | 6360.61 | 6360.61 | 6360.61 | 6360.61 | 6360.61 | 6360.61 | 6360.61 | 6360.61 | 0 | 0 | 1090.8458 | 1083.2828 | 1075.1713 | 1066.3579 | 1056.6793 | 1045.9681 | 1034.093 | 1020.9658 | 1006.632 | 991.2145 | 974.9669 | 958.1621 | 941.3542 | 924.8656 | 909.0477 | 894.6315 | 881.6611 | 870.0561 | 859.6085 | 850.0213 | 0.0041347 | 0.0040353 | 0.003936 | 0.0038364 | 0.0037361 | 0.0036344 | 0.0035312 | 0.0034263 | 0.0033199 | 0.0032127 | 0.0031056 | 0.0029994 | 0.002896 | 0.0027962 | 0.002701 | 0.0026123 | 0.0025301 | 0.0024537 | 0.0023825 | 0.0023153 | 0.0041347 | 0.0081413 | 0.012016 | 0.015754 | 0.019347 | 0.022786 | 0.026058 | 0.029154 | 0.032064 | 0.034786 | 0.037321 | 0.039678 | 0.041877 | 0.04394 | 0.04589 | 0.047774 | 0.049612 | 0.051412 | 0.053178 | 0.0549 | 0.0037904 | 0.003725 | 0.0036608 | 0.0035977 | 0.0035357 | 0.0034747 | 0.0034148 | 0.0033559 | 0.0032981 | 0.0032412 | 0.0031853 | 0.0031304 | 0.0030764 | 0.0030234 | 0.0029713 | 0.00292 | 0.0028697 | 0.0028202 | 0.0027716 | 0.0027238 | 0.0037904 | 0.0075154 | 0.011176 | 0.014774 | 0.01831 | 0.021784 | 0.025199 | 0.028555 | 0.031853 | 0.035094 | 0.03828 | 0.04141 | 0.044486 | 0.04751 | 0.050481 | 0.053401 | 0.056271 | 0.059091 | 0.061863 | 0.064586 | 0.0035216 | 0.0034442 | 0.0033673 | 0.0032903 | 0.0032129 | 0.0031346 | 0.0030551 | 0.0029743 | 0.0028923 | 0.0028096 | 0.0027266 | 0.002644 | 0.0025628 | 0.0024837 | 0.0024076 | 0.002336 | 0.0022691 | 0.0022068 | 0.0021483 | 0.0020931 | 0.0035216 | 0.0069489 | 0.01028 | 0.013512 | 0.016638 | 0.019652 | 0.022545 | 0.025308 | 0.027935 | 0.030421 | 0.032766 | 0.034976 | 0.037059 | 0.039029 | 0.040904 | 0.042721 | 0.044495 | 0.046237 | 0.047951 | 0.049632 | 0.0032218 | 0.0031663 | 0.0031117 | 0.003058 | 0.0030053 | 0.0029535 | 0.0029026 | 0.0028525 | 0.0028034 | 0.002755 | 0.0027075 | 0.0026608 | 0.002615 | 0.0025699 | 0.0025256 | 0.002482 | 0.0024392 | 0.0023972 | 0.0023558 | 0.0023152 | 0.0032218 | 0.0063881 | 0.0094998 | 0.012558 | 0.015563 | 0.018517 | 0.021419 | 0.024272 | 0.027075 | 0.02983 | 0.032538 | 0.035199 | 0.037813 | 0.040383 | 0.042909 | 0.045391 | 0.04783 | 0.050227 | 0.052583 | 0.054898 | 0.0035216 | 0.0034442 | 0.0033673 | 0.0032903 | 0.0032129 | 0.0031346 | 0.0030551 | 0.0029743 | 0.0028923 | 0.0028096 | 0.0027266 | 0.002644 | 0.0025628 | 0.0024837 | 0.0024076 | 0.002336 | 0.0022691 | 0.0022068 | 0.0021483 | 0.0020931 | 0.0035216 | 0.0069489 | 0.01028 | 0.013512 | 0.016638 | 0.019652 | 0.022545 | 0.025308 | 0.027935 | 0.030421 | 0.032766 | 0.034976 | 0.037059 | 0.039029 | 0.040904 | 0.042721 | 0.044495 | 0.046237 | 0.047951 | 0.049632 | 0.0032218 | 0.0031663 | 0.0031117 | 0.003058 | 0.0030053 | 0.0029535 | 0.0029026 | 0.0028525 | 0.0028034 | 0.002755 | 0.0027075 | 0.0026608 | 0.002615 | 0.0025699 | 0.0025256 | 0.002482 | 0.0024392 | 0.0023972 | 0.0023558 | 0.0023152 | 0.0032218 | 0.0063881 | 0.0094998 | 0.012558 | 0.015563 | 0.018517 | 0.021419 | 0.024272 | 0.027075 | 0.02983 | 0.032538 | 0.035199 | 0.037813 | 0.040383 | 0.042909 | 0.045391 | 0.04783 | 0.050227 | 0.052583 | 0.054898 | 0.0035216 | 0.0034442 | 0.0033673 | 0.0032903 | 0.0032129 | 0.0031346 | 0.0030551 | 0.0029743 | 0.0028923 | 0.0028096 | 0.0027266 | 0.002644 | 0.0025628 | 0.0024837 | 0.0024076 | 0.002336 | 0.0022691 | 0.0022068 | 0.0021483 | 0.0020931 | 0.0035216 | 0.0069489 | 0.01028 | 0.013512 | 0.016638 | 0.019652 | 0.022545 | 0.025308 | 0.027935 | 0.030421 | 0.032766 | 0.034976 | 0.037059 | 0.039029 | 0.040904 | 0.042721 | 0.044495 | 0.046237 | 0.047951 | 0.049632 | 0.0032218 | 0.0031663 | 0.0031117 | 0.003058 | 0.0030053 | 0.0029535 | 0.0029026 | 0.0028525 | 0.0028034 | 0.002755 | 0.0027075 | 0.0026608 | 0.002615 | 0.0025699 | 0.0025256 | 0.002482 | 0.0024392 | 0.0023972 | 0.0023558 | 0.0023152 | 0.0032218 | 0.0063881 | 0.0094998 | 0.012558 | 0.015563 | 0.018517 | 0.021419 | 0.024272 | 0.027075 | 0.02983 | 0.032538 | 0.035199 | 0.037813 | 0.040383 | 0.042909 | 0.045391 | 0.04783 | 0.050227 | 0.052583 | 0.054898 | 0.0035216 | 0.0034442 | 0.0033673 | 0.0032903 | 0.0032129 | 0.0031346 | 0.0030551 | 0.0029743 | 0.0028923 | 0.0028096 | 0.0027266 | 0.002644 | 0.0025628 | 0.0024837 | 0.0024076 | 0.002336 | 0.0022691 | 0.0022068 | 0.0021483 | 0.0020931 | 0.0035216 | 0.0069489 | 0.01028 | 0.013512 | 0.016638 | 0.019652 | 0.022545 | 0.025308 | 0.027935 | 0.030421 | 0.032766 | 0.034976 | 0.037059 | 0.039029 | 0.040904 | 0.042721 | 0.044495 | 0.046237 | 0.047951 | 0.049632 | 0.0032218 | 0.0031663 | 0.0031117 | 0.003058 | 0.0030053 | 0.0029535 | 0.0029026 | 0.0028525 | 0.0028034 | 0.002755 | 0.0027075 | 0.0026608 | 0.002615 | 0.0025699 | 0.0025256 | 0.002482 | 0.0024392 | 0.0023972 | 0.0023558 | 0.0023152 | 0.0032218 | 0.0063881 | 0.0094998 | 0.012558 | 0.015563 | 0.018517 | 0.021419 | 0.024272 | 0.027075 | 0.02983 | 0.032538 | 0.035199 | 0.037813 | 0.040383 | 0.042909 | 0.045391 | 0.04783 | 0.050227 | 0.052583 | 0.054898 | 343.0217 | 343.5775 | 344.1235 | 344.6585 | 345.1812 | 345.6903 | 346.1848 | 346.6637 | 347.126 | 347.571 | 347.9977 | 348.4055 | 348.7936 | 349.1615 | 349.5085 | 349.8341 | 350.1378 | 350.4192 | 350.6777 | 350.9131 | 217.0867 | 217.4384 | 217.784 | 218.1226 | 218.4534 | 218.7756 | 219.0885 | 219.3916 | 219.6842 | 219.9658 | 220.2359 | 220.4939 | 220.7396 | 220.9724 | 221.192 | 221.3981 | 221.5903 | 221.7683 | 221.9319 | 222.0809
WA_Industrial_Paper and Printing_Existing_Process_Natural Gas_Gas Boiler - Insulate Steam Lines/Condensate Tank_A | WA | Industrial | Paper and Printing | Existing | Process | Natural Gas | Gas Boiler - Insulate Steam Lines/Condensate Tank | A | IM426 | No insulation | Lines and condenstate tank insulated | 20 | 604.3224 | 0 | 0 | 6360.61 | 0 | 0 | 0 | 3180.3052 |  | sqft | 30% | 35% | Retrofit | RetroEven20 | 80.75% | TBD | 0.2% | 347.4222 |  | 219.8717 |  | 0.077371 | PGE Workpaper - SWWH017-01 | PGE Workpaper - SWWH017-01 | PGE Workpaper - SWWH017-01 | No insulation | No insulation | No insulation | No insulation | No insulation | No insulation | No insulation | No insulation | No insulation | No insulation | No insulation | No insulation | No insulation | No insulation | No insulation | No insulation | No insulation | No insulation | No insulation | No insulation | No insulation | No insulation | Lines and condenstate tank insulated | Lines and condenstate tank insulated | Lines and condenstate tank insulated | Lines and condenstate tank insulated | Lines and condenstate tank insulated | Lines and condenstate tank insulated | Lines and condenstate tank insulated | Lines and condenstate tank insulated | Lines and condenstate tank insulated | Lines and condenstate tank insulated | Lines and condenstate tank insulated | Lines and condenstate tank insulated | Lines and condenstate tank insulated | Lines and condenstate tank insulated | Lines and condenstate tank insulated | Lines and condenstate tank insulated | Lines and condenstate tank insulated | Lines and condenstate tank insulated | Lines and condenstate tank insulated | Lines and condenstate tank insulated | Lines and condenstate tank insulated | Lines and condenstate tank insulated | 6360.61 | 6360.61 | 6360.61 | 6360.61 | 6360.61 | 6360.61 | 6360.61 | 6360.61 | 6360.61 | 6360.61 | 6360.61 | 6360.61 | 6360.61 | 6360.61 | 6360.61 | 6360.61 | 6360.61 | 6360.61 | 6360.61 | 6360.61 | 6360.61 | 6360.61 | 0 | 0 | 601.3875 | 598.4239 | 595.4138 | 592.3459 | 589.2109 | 586.1597 | 583.3362 | 580.7043 | 578.2434 | 575.9405 | 573.7827 | 571.7568 | 569.8325 | 567.98 | 566.1697 | 564.3801 | 562.7202 | 561.0372 | 559.3294 | 557.5959 | 0.090958 | 0.08895 | 0.086976 | 0.085036 | 0.083128 | 0.081272 | 0.079486 | 0.077763 | 0.076098 | 0.074488 | 0.07293 | 0.071419 | 0.069952 | 0.068522 | 0.067126 | 0.06576 | 0.064436 | 0.063136 | 0.061859 | 0.060604 | 0.090958 | 0.17946 | 0.26553 | 0.3492 | 0.43048 | 0.50952 | 0.58655 | 0.66167 | 0.73497 | 0.80653 | 0.87643 | 0.94476 | 1.0115 | 1.0768 | 1.1405 | 1.2026 | 1.2635 | 1.3229 | 1.3807 | 1.437 | 0.15125 | 0.14864 | 0.14608 | 0.14356 | 0.14108 | 0.13865 | 0.13626 | 0.13391 | 0.1316 | 0.12933 | 0.1271 | 0.12491 | 0.12276 | 0.12064 | 0.11856 | 0.11652 | 0.11451 | 0.11253 | 0.11059 | 0.10869 | 0.15125 | 0.29989 | 0.44596 | 0.58952 | 0.73061 | 0.86926 | 1.0055 | 1.1394 | 1.271 | 1.4004 | 1.5275 | 1.6524 | 1.7751 | 1.8958 | 2.0143 | 2.1309 | 2.2454 | 2.3579 | 2.4685 | 2.5772 | 0.077371 | 0.075719 | 0.074095 | 0.072499 | 0.070929 | 0.069399 | 0.067924 | 0.066497 | 0.065116 | 0.063777 | 0.062478 | 0.061217 | 0.05999 | 0.058793 | 0.057623 | 0.056478 | 0.055365 | 0.054273 | 0.053199 | 0.052145 | 0.077371 | 0.15277 | 0.22621 | 0.29772 | 0.36731 | 0.43509 | 0.50124 | 0.56581 | 0.62889 | 0.69055 | 0.75083 | 0.8098 | 0.86747 | 0.92388 | 0.979 | 1.0329 | 1.0856 | 1.1372 | 1.1874 | 1.2365 | 0.12856 | 0.12634 | 0.12417 | 0.12202 | 0.11992 | 0.11785 | 0.11582 | 0.11382 | 0.11186 | 0.10993 | 0.10804 | 0.10618 | 0.10434 | 0.10255 | 0.10078 | 0.09904 | 0.097332 | 0.095654 | 0.094005 | 0.092384 | 0.12856 | 0.2549 | 0.37907 | 0.50109 | 0.62102 | 0.73887 | 0.85469 | 0.96851 | 1.0804 | 1.1903 | 1.2983 | 1.4045 | 1.5089 | 1.6114 | 1.7122 | 1.8112 | 1.9086 | 2.0042 | 2.0982 | 2.1906 | 0.077551 | 0.076075 | 0.074624 | 0.073197 | 0.071792 | 0.070407 | 0.069045 | 0.067707 | 0.066393 | 0.065107 | 0.063849 | 0.06262 | 0.061417 | 0.060238 | 0.059082 | 0.057947 | 0.056832 | 0.055736 | 0.05466 | 0.053602 | 0.077551 | 0.15348 | 0.22782 | 0.30058 | 0.37178 | 0.44141 | 0.50951 | 0.5761 | 0.64124 | 0.70495 | 0.76731 | 0.82836 | 0.88811 | 0.94659 | 1.0038 | 1.0597 | 1.1144 | 1.1678 | 1.22 | 1.271 | 0.12856 | 0.12634 | 0.12417 | 0.12202 | 0.11992 | 0.11785 | 0.11582 | 0.11382 | 0.11186 | 0.10993 | 0.10804 | 0.10618 | 0.10434 | 0.10255 | 0.10078 | 0.09904 | 0.097332 | 0.095654 | 0.094005 | 0.092384 | 0.12856 | 0.2549 | 0.37907 | 0.50109 | 0.62102 | 0.73887 | 0.85469 | 0.96851 | 1.0804 | 1.1903 | 1.2983 | 1.4045 | 1.5089 | 1.6114 | 1.7122 | 1.8112 | 1.9086 | 2.0042 | 2.0982 | 2.1906 | 0.077371 | 0.075719 | 0.074095 | 0.072499 | 0.070929 | 0.069399 | 0.067924 | 0.066497 | 0.065116 | 0.063777 | 0.062478 | 0.061217 | 0.05999 | 0.058793 | 0.057623 | 0.056478 | 0.055365 | 0.054273 | 0.053199 | 0.052145 | 0.077371 | 0.15277 | 0.22621 | 0.29772 | 0.36731 | 0.43509 | 0.50124 | 0.56581 | 0.62889 | 0.69055 | 0.75083 | 0.8098 | 0.86747 | 0.92388 | 0.979 | 1.0329 | 1.0856 | 1.1372 | 1.1874 | 1.2365 | 0.12856 | 0.12634 | 0.12417 | 0.12202 | 0.11992 | 0.11785 | 0.11582 | 0.11382 | 0.11186 | 0.10993 | 0.10804 | 0.10618 | 0.10434 | 0.10255 | 0.10078 | 0.09904 | 0.097332 | 0.095654 | 0.094005 | 0.092384 | 0.12856 | 0.2549 | 0.37907 | 0.50109 | 0.62102 | 0.73887 | 0.85469 | 0.96851 | 1.0804 | 1.1903 | 1.2983 | 1.4045 | 1.5089 | 1.6114 | 1.7122 | 1.8112 | 1.9086 | 2.0042 | 2.0982 | 2.1906 | 0.077371 | 0.075719 | 0.074095 | 0.072499 | 0.070929 | 0.069399 | 0.067924 | 0.066497 | 0.065116 | 0.063777 | 0.062478 | 0.061217 | 0.05999 | 0.058793 | 0.057623 | 0.056478 | 0.055365 | 0.054273 | 0.053199 | 0.052145 | 0.077371 | 0.15277 | 0.22621 | 0.29772 | 0.36731 | 0.43509 | 0.50124 | 0.56581 | 0.62889 | 0.69055 | 0.75083 | 0.8098 | 0.86747 | 0.92388 | 0.979 | 1.0329 | 1.0856 | 1.1372 | 1.1874 | 1.2365 | 0.12856 | 0.12634 | 0.12417 | 0.12202 | 0.11992 | 0.11785 | 0.11582 | 0.11382 | 0.11186 | 0.10993 | 0.10804 | 0.10618 | 0.10434 | 0.10255 | 0.10078 | 0.09904 | 0.097332 | 0.095654 | 0.094005 | 0.092384 | 0.12856 | 0.2549 | 0.37907 | 0.50109 | 0.62102 | 0.73887 | 0.85469 | 0.96851 | 1.0804 | 1.1903 | 1.2983 | 1.4045 | 1.5089 | 1.6114 | 1.7122 | 1.8112 | 1.9086 | 2.0042 | 2.0982 | 2.1906 | 343.0217 | 343.5775 | 344.1235 | 344.6585 | 345.1812 | 345.6903 | 346.1848 | 346.6637 | 347.126 | 347.571 | 347.9977 | 348.4055 | 348.7936 | 349.1615 | 349.5085 | 349.8341 | 350.1378 | 350.4192 | 350.6777 | 350.9131 | 217.0867 | 217.4384 | 217.784 | 218.1226 | 218.4534 | 218.7756 | 219.0885 | 219.3916 | 219.6842 | 219.9658 | 220.2359 | 220.4939 | 220.7396 | 220.9724 | 221.192 | 221.3981 | 221.5903 | 221.7683 | 221.9319 | 222.0809
WA_Industrial_Paper and Printing_Existing_Space Heating_Natural Gas_Gas Boiler - Insulate Hot Water Lines_A | WA | Industrial | Paper and Printing | Existing | Space Heating | Natural Gas | Gas Boiler - Insulate Hot Water Lines | A | IM427 | No insulation | Insulated water lines | 20 | 1244.3031 | 0 | 0 | 4515.97 | 0 | 0 | 0 | 2257.9859 |  | employee | 40% | 50% | Retrofit | RetroEven20 | 80.75% | TBD | 0.2% | 218.2922 |  | 138.1497 |  | 0.0079695 | PGE Workpaper - SWWH017-01 | PGE Workpaper - SWWH017-01 | PGE Workpaper - SWWH017-01 | No insulation | No insulation | No insulation | No insulation | No insulation | No insulation | No insulation | No insulation | No insulation | No insulation | No insulation | No insulation | No insulation | No insulation | No insulation | No insulation | No insulation | No insulation | No insulation | No insulation | No insulation | No insulation | Insulated water lines | Insulated water lines | Insulated water lines | Insulated water lines | Insulated water lines | Insulated water lines | Insulated water lines | Insulated water lines | Insulated water lines | Insulated water lines | Insulated water lines | Insulated water lines | Insulated water lines | Insulated water lines | Insulated water lines | Insulated water lines | Insulated water lines | Insulated water lines | Insulated water lines | Insulated water lines | Insulated water lines | Insulated water lines | 4515.97 | 4515.97 | 4515.97 | 4515.97 | 4515.97 | 4515.97 | 4515.97 | 4515.97 | 4515.97 | 4515.97 | 4515.97 | 4515.97 | 4515.97 | 4515.97 | 4515.97 | 4515.97 | 4515.97 | 4515.97 | 4515.97 | 4515.97 | 4515.97 | 4515.97 | 0 | 0 | 1234.5512 | 1227.7524 | 1220.6325 | 1213.1402 | 1205.2273 | 1196.8434 | 1187.9626 | 1178.5682 | 1168.7281 | 1158.5047 | 1147.9997 | 1137.2244 | 1126.4385 | 1115.5998 | 1104.746 | 1094.5777 | 1085.053 | 1076.0974 | 1067.6793 | 1059.7856 | 0.0093589 | 0.0091469 | 0.008937 | 0.008729 | 0.0085226 | 0.0083174 | 0.0081133 | 0.0079104 | 0.0077091 | 0.0075099 | 0.0073135 | 0.0071199 | 0.0069308 | 0.0067458 | 0.006565 | 0.0063924 | 0.0062275 | 0.0060696 | 0.0059183 | 0.0057733 | 0.0093589 | 0.018454 | 0.027284 | 0.035846 | 0.044134 | 0.052145 | 0.059871 | 0.067308 | 0.074455 | 0.081314 | 0.08789 | 0.094185 | 0.10022 | 0.106 | 0.11154 | 0.1169 | 0.12211 | 0.12718 | 0.1321 | 0.1369 | 0.0075808 | 0.0074501 | 0.0073216 | 0.0071954 | 0.0070713 | 0.0069494 | 0.0068296 | 0.0067118 | 0.0065961 | 0.0064824 | 0.0063706 | 0.0062608 | 0.0061528 | 0.0060468 | 0.0059425 | 0.0058401 | 0.0057394 | 0.0056404 | 0.0055432 | 0.0054476 | 0.0075808 | 0.015031 | 0.022352 | 0.029548 | 0.036619 | 0.043569 | 0.050398 | 0.05711 | 0.063706 | 0.070189 | 0.076559 | 0.08282 | 0.088973 | 0.09502 | 0.10096 | 0.1068 | 0.11254 | 0.11818 | 0.12373 | 0.12917 | 0.0079695 | 0.007804 | 0.0076406 | 0.0074791 | 0.0073191 | 0.0071602 | 0.0070023 | 0.0068451 | 0.0066891 | 0.0065344 | 0.0063813 | 0.0062299 | 0.0060803 | 0.0059327 | 0.0057873 | 0.0056473 | 0.0055128 | 0.0053837 | 0.0052599 | 0.0051412 | 0.0079695 | 0.015745 | 0.023326 | 0.030713 | 0.037902 | 0.04489 | 0.051673 | 0.058244 | 0.064604 | 0.070751 | 0.076687 | 0.082411 | 0.087924 | 0.093227 | 0.098325 | 0.10328 | 0.1081 | 0.1128 | 0.1174 | 0.12191 | 0.0064437 | 0.0063326 | 0.0062234 | 0.0061161 | 0.0060106 | 0.005907 | 0.0058052 | 0.0057051 | 0.0056067 | 0.00551 | 0.005415 | 0.0053217 | 0.0052299 | 0.0051398 | 0.0050511 | 0.004964 | 0.0048785 | 0.0047943 | 0.0047117 | 0.0046305 | 0.0064437 | 0.012776 | 0.019 | 0.025116 | 0.031126 | 0.037033 | 0.042838 | 0.048544 | 0.05415 | 0.05966 | 0.065075 | 0.070397 | 0.075627 | 0.080767 | 0.085818 | 0.090782 | 0.09566 | 0.10045 | 0.10517 | 0.1098 | 0.0079695 | 0.007804 | 0.0076406 | 0.0074791 | 0.0073191 | 0.0071602 | 0.0070023 | 0.0068451 | 0.0066891 | 0.0065344 | 0.0063813 | 0.0062299 | 0.0060803 | 0.0059327 | 0.0057873 | 0.0056473 | 0.0055128 | 0.0053837 | 0.0052599 | 0.0051412 | 0.0079695 | 0.015745 | 0.023326 | 0.030713 | 0.037902 | 0.04489 | 0.051673 | 0.058244 | 0.064604 | 0.070751 | 0.076687 | 0.082411 | 0.087924 | 0.093227 | 0.098325 | 0.10328 | 0.1081 | 0.1128 | 0.1174 | 0.12191 | 0.0064437 | 0.0063326 | 0.0062234 | 0.0061161 | 0.0060106 | 0.005907 | 0.0058052 | 0.0057051 | 0.0056067 | 0.00551 | 0.005415 | 0.0053217 | 0.0052299 | 0.0051398 | 0.0050511 | 0.004964 | 0.0048785 | 0.0047943 | 0.0047117 | 0.0046305 | 0.0064437 | 0.012776 | 0.019 | 0.025116 | 0.031126 | 0.037033 | 0.042838 | 0.048544 | 0.05415 | 0.05966 | 0.065075 | 0.070397 | 0.075627 | 0.080767 | 0.085818 | 0.090782 | 0.09566 | 0.10045 | 0.10517 | 0.1098 | 0.0079695 | 0.007804 | 0.0076406 | 0.0074791 | 0.0073191 | 0.0071602 | 0.0070023 | 0.0068451 | 0.0066891 | 0.0065344 | 0.0063813 | 0.0062299 | 0.0060803 | 0.0059327 | 0.0057873 | 0.0056473 | 0.0055128 | 0.0053837 | 0.0052599 | 0.0051412 | 0.0079695 | 0.015745 | 0.023326 | 0.030713 | 0.037902 | 0.04489 | 0.051673 | 0.058244 | 0.064604 | 0.070751 | 0.076687 | 0.082411 | 0.087924 | 0.093227 | 0.098325 | 0.10328 | 0.1081 | 0.1128 | 0.1174 | 0.12191 | 0.0064437 | 0.0063326 | 0.0062234 | 0.0061161 | 0.0060106 | 0.005907 | 0.0058052 | 0.0057051 | 0.0056067 | 0.00551 | 0.005415 | 0.0053217 | 0.0052299 | 0.0051398 | 0.0050511 | 0.004964 | 0.0048785 | 0.0047943 | 0.0047117 | 0.0046305 | 0.0064437 | 0.012776 | 0.019 | 0.025116 | 0.031126 | 0.037033 | 0.042838 | 0.048544 | 0.05415 | 0.05966 | 0.065075 | 0.070397 | 0.075627 | 0.080767 | 0.085818 | 0.090782 | 0.09566 | 0.10045 | 0.10517 | 0.1098 | 0.0079695 | 0.007804 | 0.0076406 | 0.0074791 | 0.0073191 | 0.0071602 | 0.0070023 | 0.0068451 | 0.0066891 | 0.0065344 | 0.0063813 | 0.0062299 | 0.0060803 | 0.0059327 | 0.0057873 | 0.0056473 | 0.0055128 | 0.0053837 | 0.0052599 | 0.0051412 | 0.0079695 | 0.015745 | 0.023326 | 0.030713 | 0.037902 | 0.04489 | 0.051673 | 0.058244 | 0.064604 | 0.070751 | 0.076687 | 0.082411 | 0.087924 | 0.093227 | 0.098325 | 0.10328 | 0.1081 | 0.1128 | 0.1174 | 0.12191 | 0.0064437 | 0.0063326 | 0.0062234 | 0.0061161 | 0.0060106 | 0.005907 | 0.0058052 | 0.0057051 | 0.0056067 | 0.00551 | 0.005415 | 0.0053217 | 0.0052299 | 0.0051398 | 0.0050511 | 0.004964 | 0.0048785 | 0.0047943 | 0.0047117 | 0.0046305 | 0.0064437 | 0.012776 | 0.019 | 0.025116 | 0.031126 | 0.037033 | 0.042838 | 0.048544 | 0.05415 | 0.05966 | 0.065075 | 0.070397 | 0.075627 | 0.080767 | 0.085818 | 0.090782 | 0.09566 | 0.10045 | 0.10517 | 0.1098 | 215.4639 | 215.813 | 216.156 | 216.4921 | 216.8204 | 217.1401 | 217.4508 | 217.7516 | 218.042 | 218.3215 | 218.5895 | 218.8457 | 219.0895 | 219.3206 | 219.5385 | 219.743 | 219.9338 | 220.1105 | 220.2729 | 220.4208 | 136.3597 | 136.5807 | 136.7978 | 137.0104 | 137.2182 | 137.4206 | 137.6172 | 137.8075 | 137.9913 | 138.1682 | 138.3379 | 138.5 | 138.6543 | 138.8005 | 138.9384 | 139.0679 | 139.1886 | 139.3004 | 139.4032 | 139.4968
WA_Industrial_Paper and Printing_Existing_Process_Natural Gas_Gas Boiler - Insulate Hot Water Lines_A | WA | Industrial | Paper and Printing | Existing | Process | Natural Gas | Gas Boiler - Insulate Hot Water Lines | A | IM428 | No insulation | Insulated water lines | 20 | 683.0744 | 0 | 0 | 4515.97 | 0 | 0 | 0 | 2257.9859 |  | sqft | 40% | 50% | Retrofit | RetroEven20 | 80.75% | TBD | 0.2% | 218.2922 |  | 138.1497 |  | 0.17555 | PGE Workpaper - SWWH017-01 | PGE Workpaper - SWWH017-01 | PGE Workpaper - SWWH017-01 | No insulation | No insulation | No insulation | No insulation | No insulation | No insulation | No insulation | No insulation | No insulation | No insulation | No insulation | No insulation | No insulation | No insulation | No insulation | No insulation | No insulation | No insulation | No insulation | No insulation | No insulation | No insulation | Insulated water lines | Insulated water lines | Insulated water lines | Insulated water lines | Insulated water lines | Insulated water lines | Insulated water lines | Insulated water lines | Insulated water lines | Insulated water lines | Insulated water lines | Insulated water lines | Insulated water lines | Insulated water lines | Insulated water lines | Insulated water lines | Insulated water lines | Insulated water lines | Insulated water lines | Insulated water lines | Insulated water lines | Insulated water lines | 4515.97 | 4515.97 | 4515.97 | 4515.97 | 4515.97 | 4515.97 | 4515.97 | 4515.97 | 4515.97 | 4515.97 | 4515.97 | 4515.97 | 4515.97 | 4515.97 | 4515.97 | 4515.97 | 4515.97 | 4515.97 | 4515.97 | 4515.97 | 4515.97 | 4515.97 | 0 | 0 | 682.7188 | 682.3727 | 682.0163 | 681.6368 | 681.2237 | 680.7633 | 680.2698 | 679.7658 | 679.2794 | 678.8376 | 678.4591 | 678.156 | 677.9146 | 677.7175 | 677.5434 | 677.3783 | 677.2163 | 677.0537 | 676.8894 | 676.7231 | 0.20652 | 0.20286 | 0.19925 | 0.19571 | 0.19222 | 0.18878 | 0.18539 | 0.18206 | 0.17879 | 0.17559 | 0.17247 | 0.16942 | 0.16644 | 0.16352 | 0.16066 | 0.15785 | 0.15509 | 0.15238 | 0.14972 | 0.1471 | 0.20652 | 0.40927 | 0.60831 | 0.80368 | 0.99541 | 1.1835 | 1.368 | 1.5491 | 1.7268 | 1.9012 | 2.0726 | 2.2411 | 2.4068 | 2.5696 | 2.7296 | 2.8868 | 3.0412 | 3.1929 | 3.3418 | 3.4881 | 0.3025 | 0.29728 | 0.29215 | 0.28712 | 0.28217 | 0.2773 | 0.27252 | 0.26782 | 0.2632 | 0.25867 | 0.25421 | 0.24982 | 0.24552 | 0.24128 | 0.23712 | 0.23304 | 0.22902 | 0.22507 | 0.22119 | 0.21737 | 0.3025 | 0.59977 | 0.89193 | 1.179 | 1.4612 | 1.7385 | 2.011 | 2.2789 | 2.5421 | 2.8007 | 3.0549 | 3.3048 | 3.5503 | 3.7916 | 4.0287 | 4.2617 | 4.4907 | 4.7158 | 4.937 | 5.1544 | 0.17555 | 0.17245 | 0.16941 | 0.16641 | 0.16345 | 0.16054 | 0.15768 | 0.15486 | 0.1521 | 0.14939 | 0.14675 | 0.14416 | 0.14163 | 0.13916 | 0.13673 | 0.13434 | 0.132 | 0.1297 | 0.12744 | 0.12521 | 0.17555 | 0.34793 | 0.51718 | 0.68335 | 0.84645 | 1.0065 | 1.1636 | 1.3177 | 1.469 | 1.6176 | 1.7635 | 1.907 | 2.0481 | 2.1868 | 2.323 | 2.4569 | 2.5884 | 2.7175 | 2.8444 | 2.969 | 0.25712 | 0.25269 | 0.24833 | 0.24405 | 0.23984 | 0.23571 | 0.23164 | 0.22765 | 0.22372 | 0.21987 | 0.21608 | 0.21235 | 0.20869 | 0.20509 | 0.20155 | 0.19808 | 0.19466 | 0.19131 | 0.18801 | 0.18477 | 0.25712 | 0.50981 | 0.75814 | 1.0022 | 1.242 | 1.4777 | 1.7094 | 1.937 | 2.1608 | 2.3806 | 2.5967 | 2.809 | 3.0177 | 3.2228 | 3.4244 | 3.6225 | 3.8171 | 4.0084 | 4.1964 | 4.3812 | 0.17555 | 0.17245 | 0.16941 | 0.16641 | 0.16345 | 0.16054 | 0.15768 | 0.15486 | 0.1521 | 0.14939 | 0.14675 | 0.14416 | 0.14163 | 0.13916 | 0.13673 | 0.13434 | 0.132 | 0.1297 | 0.12744 | 0.12521 | 0.17555 | 0.34793 | 0.51718 | 0.68335 | 0.84645 | 1.0065 | 1.1636 | 1.3177 | 1.469 | 1.6176 | 1.7635 | 1.907 | 2.0481 | 2.1868 | 2.323 | 2.4569 | 2.5884 | 2.7175 | 2.8444 | 2.969 | 0.25712 | 0.25269 | 0.24833 | 0.24405 | 0.23984 | 0.23571 | 0.23164 | 0.22765 | 0.22372 | 0.21987 | 0.21608 | 0.21235 | 0.20869 | 0.20509 | 0.20155 | 0.19808 | 0.19466 | 0.19131 | 0.18801 | 0.18477 | 0.25712 | 0.50981 | 0.75814 | 1.0022 | 1.242 | 1.4777 | 1.7094 | 1.937 | 2.1608 | 2.3806 | 2.5967 | 2.809 | 3.0177 | 3.2228 | 3.4244 | 3.6225 | 3.8171 | 4.0084 | 4.1964 | 4.3812 | 0.17555 | 0.17245 | 0.16941 | 0.16641 | 0.16345 | 0.16054 | 0.15768 | 0.15486 | 0.1521 | 0.14939 | 0.14675 | 0.14416 | 0.14163 | 0.13916 | 0.13673 | 0.13434 | 0.132 | 0.1297 | 0.12744 | 0.12521 | 0.17555 | 0.34793 | 0.51718 | 0.68335 | 0.84645 | 1.0065 | 1.1636 | 1.3177 | 1.469 | 1.6176 | 1.7635 | 1.907 | 2.0481 | 2.1868 | 2.323 | 2.4569 | 2.5884 | 2.7175 | 2.8444 | 2.969 | 0.25712 | 0.25269 | 0.24833 | 0.24405 | 0.23984 | 0.23571 | 0.23164 | 0.22765 | 0.22372 | 0.21987 | 0.21608 | 0.21235 | 0.20869 | 0.20509 | 0.20155 | 0.19808 | 0.19466 | 0.19131 | 0.18801 | 0.18477 | 0.25712 | 0.50981 | 0.75814 | 1.0022 | 1.242 | 1.4777 | 1.7094 | 1.937 | 2.1608 | 2.3806 | 2.5967 | 2.809 | 3.0177 | 3.2228 | 3.4244 | 3.6225 | 3.8171 | 4.0084 | 4.1964 | 4.3812 | 0.17555 | 0.17245 | 0.16941 | 0.16641 | 0.16345 | 0.16054 | 0.15768 | 0.15486 | 0.1521 | 0.14939 | 0.14675 | 0.14416 | 0.14163 | 0.13916 | 0.13673 | 0.13434 | 0.132 | 0.1297 | 0.12744 | 0.12521 | 0.17555 | 0.34793 | 0.51718 | 0.68335 | 0.84645 | 1.0065 | 1.1636 | 1.3177 | 1.469 | 1.6176 | 1.7635 | 1.907 | 2.0481 | 2.1868 | 2.323 | 2.4569 | 2.5884 | 2.7175 | 2.8444 | 2.969 | 0.25712 | 0.25269 | 0.24833 | 0.24405 | 0.23984 | 0.23571 | 0.23164 | 0.22765 | 0.22372 | 0.21987 | 0.21608 | 0.21235 | 0.20869 | 0.20509 | 0.20155 | 0.19808 | 0.19466 | 0.19131 | 0.18801 | 0.18477 | 0.25712 | 0.50981 | 0.75814 | 1.0022 | 1.242 | 1.4777 | 1.7094 | 1.937 | 2.1608 | 2.3806 | 2.5967 | 2.809 | 3.0177 | 3.2228 | 3.4244 | 3.6225 | 3.8171 | 4.0084 | 4.1964 | 4.3812 | 215.4639 | 215.813 | 216.156 | 216.4921 | 216.8204 | 217.1401 | 217.4508 | 217.7516 | 218.042 | 218.3215 | 218.5895 | 218.8457 | 219.0895 | 219.3206 | 219.5385 | 219.743 | 219.9338 | 220.1105 | 220.2729 | 220.4208 | 136.3597 | 136.5807 | 136.7978 | 137.0104 | 137.2182 | 137.4206 | 137.6172 | 137.8075 | 137.9913 | 138.1682 | 138.3379 | 138.5 | 138.6543 | 138.8005 | 138.9384 | 139.0679 | 139.1886 | 139.3004 | 139.4032 | 139.4968
WA_Industrial_Paper and Printing_Existing_Process_Natural Gas_Process - Insulate Heated Process Fluids_A | WA | Industrial | Paper and Printing | Existing | Process | Natural Gas | Process - Insulate Heated Process Fluids | A | IM429 | No insulation | Insulated process fluid lines | 20 | 559.2448 | 0 | 0 | 6360.61 | 0 | 0 | 0 | 3180.3052 |  | employee | 5% | 10% | Retrofit | Retro12Med | 75.44% | TBD | 0.2% | 1039.1235 |  | 657.6258 |  | 0.15659 | PGE Workpaper - SWWH017-01 | PGE Workpaper - SWWH017-01 | PGE Workpaper - SWWH017-01 | No insulation | No insulation | No insulation | No insulation | No insulation | No insulation | No insulation | No insulation | No insulation | No insulation | No insulation | No insulation | No insulation | No insulation | No insulation | No insulation | No insulation | No insulation | No insulation | No insulation | No insulation | No insulation | Insulated process fluid lines | Insulated process fluid lines | Insulated process fluid lines | Insulated process fluid lines | Insulated process fluid lines | Insulated process fluid lines | Insulated process fluid lines | Insulated process fluid lines | Insulated process fluid lines | Insulated process fluid lines | Insulated process fluid lines | Insulated process fluid lines | Insulated process fluid lines | Insulated process fluid lines | Insulated process fluid lines | Insulated process fluid lines | Insulated process fluid lines | Insulated process fluid lines | Insulated process fluid lines | Insulated process fluid lines | Insulated process fluid lines | Insulated process fluid lines | 6360.61 | 6360.61 | 6360.61 | 6360.61 | 6360.61 | 6360.61 | 6360.61 | 6360.61 | 6360.61 | 6360.61 | 6360.61 | 6360.61 | 6360.61 | 6360.61 | 6360.61 | 6360.61 | 6360.61 | 6360.61 | 6360.61 | 6360.61 | 6360.61 | 6360.61 | 0 | 0 | 556.3699 | 553.4673 | 550.5205 | 547.519 | 544.4543 | 541.466 | 538.6867 | 536.083 | 533.6356 | 531.3324 | 529.1614 | 527.1101 | 525.1506 | 523.2552 | 521.3966 | 519.555 | 517.8306 | 516.0826 | 514.3095 | 512.5106 | 0.18408 | 0.17996 | 0.17591 | 0.17194 | 0.16803 | 0.1478 | 0.11561 | 0.090452 | 0.070789 | 0.055415 | 0.043389 | 0.033981 | 0.026617 | 0.020851 | 0.016335 | 0.012797 | 8.5496e-05 | 2.9907e-05 | 9.9853e-06 | 3.1887e-06 | 0.18408 | 0.36308 | 0.53706 | 0.70607 | 0.87014 | 1.0132 | 1.1236 | 1.2086 | 1.2739 | 1.3238 | 1.3618 | 1.3905 | 1.4119 | 1.4277 | 1.4389 | 1.4467 | 1.4419 | 1.4371 | 1.4322 | 1.4272 | 0.33085 | 0.32515 | 0.31954 | 0.31403 | 0.30862 | 0.27297 | 0.21461 | 0.16873 | 0.13265 | 0.10429 | 0.081997 | 0.064466 | 0.050684 | 0.039848 | 0.031329 | 0.024631 | 0.00016511 | 5.7949e-05 | 1.9415e-05 | 6.2218e-06 | 0.33085 | 0.656 | 0.97554 | 1.2896 | 1.5982 | 1.8712 | 2.0858 | 2.2545 | 2.3872 | 2.4914 | 2.5734 | 2.6379 | 2.6886 | 2.7284 | 2.7598 | 2.7844 | 2.7846 | 2.7846 | 2.7846 | 2.7847 | 0.15659 | 0.1532 | 0.14988 | 0.14661 | 0.1434 | 0.12625 | 0.098823 | 0.077376 | 0.060598 | 0.047468 | 0.03719 | 0.029143 | 0.02284 | 0.017902 | 0.014032 | 0.010999 | 7.3523e-05 | 2.5732e-05 | 8.5958e-06 | 2.7465e-06 | 0.15659 | 0.3091 | 0.45758 | 0.60207 | 0.74261 | 0.8654 | 0.96045 | 1.0339 | 1.0905 | 1.134 | 1.1672 | 1.1925 | 1.2116 | 1.2258 | 1.2361 | 1.2434 | 1.24 | 1.2365 | 1.2329 | 1.2292 | 0.28122 | 0.27638 | 0.27161 | 0.26693 | 0.26233 | 0.23202 | 0.18242 | 0.14342 | 0.11276 | 0.08865 | 0.069697 | 0.054796 | 0.043081 | 0.033871 | 0.026629 | 0.020936 | 0.00014034 | 4.9257e-05 | 1.6503e-05 | 5.2885e-06 | 0.28122 | 0.5576 | 0.82921 | 1.0961 | 1.3585 | 1.5905 | 1.7729 | 1.9163 | 2.0291 | 2.1177 | 2.1874 | 2.2422 | 2.2853 | 2.3192 | 2.3458 | 2.3667 | 2.3669 | 2.3669 | 2.3669 | 2.367 | 0 | 0 | 0 | 0 | 0 | 0 | 0 | 0 | 0 | 0 | 0 | 0 | 0 | 0 | 0 | 0 | 0 | 0 | 0 | 0 | 0 | 0 | 0 | 0 | 0 | 0 | 0 | 0 | 0 | 0 | 0 | 0 | 0 | 0 | 0 | 0 | 0 | 0 | 0 | 0 | 0 | 0 | 0 | 0 | 0 | 0 | 0 | 0 | 0 | 0 | 0 | 0 | 0 | 0 | 0 | 0 | 0 | 0 | 0 | 0 | 0 | 0 | 0 | 0 | 0 | 0 | 0 | 0 | 0 | 0 | 0 | 0 | 0 | 0 | 0 | 0 | 0 | 0 | 0 | 0 | 0 | 0 | 0 | 0 | 0 | 0 | 0 | 0 | 0 | 0 | 0 | 0 | 0 | 0 | 0 | 0 | 0 | 0 | 0 | 0 | 0 | 0 | 0 | 0 | 0 | 0 | 0 | 0 | 0 | 0 | 0 | 0 | 0 | 0 | 0 | 0 | 0 | 0 | 0 | 0 | 0 | 0 | 0 | 0 | 0 | 0 | 0 | 0 | 0 | 0 | 0 | 0 | 0 | 0 | 0 | 0 | 0 | 0 | 0 | 0 | 0 | 0 | 0 | 0 | 0 | 0 | 0 | 0 | 0 | 0 | 0 | 0 | 0 | 0 | 0 | 0 | 0 | 0 | 0 | 0 | 0 | 0 | 0 | 0 | 0 | 0 | 0 | 0 | 0 | 0 | 0 | 0 | 0 | 0 | 0 | 0 | 0 | 0 | 0 | 0 | 0 | 0 | 0 | 0 | 0 | 0 | 0 | 0 | 0 | 0 | 0 | 0 | 0 | 0 | 0 | 0 | 0 | 0 | 0 | 0 | 0 | 0 | 0 | 0 | 0 | 0 | 0 | 0 | 0 | 0 | 0 | 0 | 0 | 0 | 0 | 0 | 0 | 0 | 0 | 0 | 0 | 0 | 0 | 0 | 0 | 0 | 0 | 0 | 0 | 0 | 0 | 0 | 0 | 0 | 0 | 0 | 0 | 0 | 0 | 0 | 1042.4329 | 1042.4329 | 1042.4329 | 1042.4329 | 1042.4329 | 1042.4329 | 1042.4329 | 1042.4329 | 1042.4329 | 1042.4329 | 1042.4329 | 1042.4329 | 1042.4329 | 1042.4329 | 1042.4329 | 1042.4329 | 1042.4329 | 1042.4329 | 1042.4329 | 1042.4329 | 659.7202 | 659.7202 | 659.7202 | 659.7202 | 659.7202 | 659.7202 | 659.7202 | 659.7202 | 659.7202 | 659.7202 | 659.7202 | 659.7202 | 659.7202 | 659.7202 | 659.7202 | 659.7202 | 659.7202 | 659.7202 | 659.7202 | 659.7202
WA_Industrial_Paper and Printing_Existing_Process_Natural Gas_Process Heat Recovery_A | WA | Industrial | Paper and Printing | Existing | Process | Natural Gas | Process Heat Recovery | A | IM430 | No HR system | HR system installed | 15 | 73.39 | 0 | 0 | 400.74 | 0 | 0 | 0 | 200.3716 |  | hp air | 5% | 50% | Retrofit | Retro12Med | 75.44% | TBD | 0.2% | 578.1633 |  | 383.5563 |  | 0.74166 | MN TRM v3.1 - Exhaust Energy Recovery | WI TRM - Compressed Air and Vacuum Pump Heat Recovery, 2257, 4494, 3928, 4629 | WI TRM - Compressed Air and Vacuum Pump Heat Recovery, 2257, 4494, 3928, 4629 | No HR system | No HR system | No HR system | No HR system | No HR system | No HR system | No HR system | No HR system | No HR system | No HR system | No HR system | No HR system | No HR system | No HR system | No HR system | No HR system | No HR system | No HR system | No HR system | No HR system | No HR system | No HR system | HR system installed | HR system installed | HR system installed | HR system installed | HR system installed | HR system installed | HR system installed | HR system installed | HR system installed | HR system installed | HR system installed | HR system installed | HR system installed | HR system installed | HR system installed | HR system installed | HR system installed | HR system installed | HR system installed | HR system installed | HR system installed | HR system installed | 400.74 | 400.74 | 400.74 | 400.74 | 400.74 | 400.74 | 400.74 | 400.74 | 400.74 | 400.74 | 400.74 | 400.74 | 400.74 | 400.74 | 400.74 | 400.74 | 400.74 | 400.74 | 400.74 | 400.74 | 400.74 | 400.74 | 0 | 0 | 73.2335 | 73.0762 | 72.9159 | 72.7513 | 72.5811 | 72.4039 | 72.2212 | 72.0355 | 71.8496 | 71.6664 | 71.4878 | 71.315 | 71.1464 | 70.9802 | 70.8141 | 70.6465 | 70.4769 | 70.3048 | 70.13 | 69.9524 | 0.87226 | 0.85538 | 0.83879 | 0.82247 | 0.8064 | 0.7115 | 0.55798 | 0.43756 | 0.34312 | 0.26908 | 0.21102 | 0.16551 | 0.12982 | 0.10182 | 0.079867 | 0.062643 | 0.0004189 | 0.00014667 | 4.9016e-05 | 1.5668e-05 | 0.87226 | 1.7258 | 2.5608 | 3.3775 | 4.176 | 4.8773 | 5.4229 | 5.8465 | 6.1746 | 6.4279 | 6.6229 | 6.7724 | 6.8862 | 6.972 | 7.0355 | 7.0815 | 7.0649 | 7.0478 | 7.0303 | 7.0126 | 11.9107 | 11.7053 | 11.5035 | 11.3052 | 11.1103 | 9.8268 | 7.7259 | 6.0742 | 4.7756 | 3.7546 | 2.9519 | 2.3208 | 1.8246 | 1.4345 | 1.1278 | 0.88671 | 0.0059438 | 0.0020862 | 0.00069894 | 0.00022398 | 11.9107 | 23.6161 | 35.1196 | 46.4248 | 57.5351 | 67.3619 | 75.0878 | 81.162 | 85.9376 | 89.6922 | 92.644 | 94.9648 | 96.7895 | 98.224 | 99.3518 | 100.2385 | 100.2445 | 100.2466 | 100.2473 | 100.2475 | 0.74166 | 0.72754 | 0.71367 | 0.70002 | 0.68658 | 0.60601 | 0.47543 | 0.37297 | 0.29259 | 0.22954 | 0.18008 | 0.14129 | 0.11086 | 0.086986 | 0.068253 | 0.053554 | 0.00035825 | 0.00012548 | 4.1951e-05 | 1.3415e-05 | 0.74166 | 1.4678 | 2.1788 | 2.8746 | 3.5555 | 4.1541 | 4.6206 | 4.9835 | 5.2652 | 5.4833 | 5.6518 | 5.7815 | 5.8807 | 5.9561 | 6.0125 | 6.054 | 6.042 | 6.0296 | 6.0169 | 6.004 | 10.1241 | 9.9495 | 9.778 | 9.6094 | 9.4437 | 8.3528 | 6.567 | 5.1631 | 4.0592 | 3.1914 | 2.5091 | 1.9727 | 1.5509 | 1.2193 | 0.95866 | 0.75371 | 0.0050522 | 0.0017733 | 0.0005941 | 0.00019039 | 10.1241 | 20.0736 | 29.8516 | 39.4611 | 48.9048 | 57.2576 | 63.8247 | 68.9877 | 73.047 | 76.2383 | 78.7474 | 80.7201 | 82.271 | 83.4904 | 84.449 | 85.2028 | 85.2078 | 85.2096 | 85.2102 | 85.2104 | 0 | 0 | 0 | 0 | 0 | 0 | 0 | 0 | 0 | 0 | 0 | 0 | 0 | 0 | 0 | 0 | 0 | 0 | 0 | 0 | 0 | 0 | 0 | 0 | 0 | 0 | 0 | 0 | 0 | 0 | 0 | 0 | 0 | 0 | 0 | 0 | 0 | 0 | 0 | 0 | 0 | 0 | 0 | 0 | 0 | 0 | 0 | 0 | 0 | 0 | 0 | 0 | 0 | 0 | 0 | 0 | 0 | 0 | 0 | 0 | 0 | 0 | 0 | 0 | 0 | 0 | 0 | 0 | 0 | 0 | 0 | 0 | 0 | 0 | 0 | 0 | 0 | 0 | 0 | 0 | 0.74166 | 0.72754 | 0.71367 | 0.70002 | 0.68658 | 0.60601 | 0.47543 | 0.37297 | 0.29259 | 0.22954 | 0.18008 | 0.14129 | 0.11086 | 0.086986 | 0.068253 | 0.053554 | 0.00035825 | 0.00012548 | 4.1951e-05 | 1.3415e-05 | 0.74166 | 1.4678 | 2.1788 | 2.8746 | 3.5555 | 4.1541 | 4.6206 | 4.9835 | 5.2652 | 5.4833 | 5.6518 | 5.7815 | 5.8807 | 5.9561 | 6.0125 | 6.054 | 6.042 | 6.0296 | 6.0169 | 6.004 | 10.1241 | 9.9495 | 9.778 | 9.6094 | 9.4437 | 8.3528 | 6.567 | 5.1631 | 4.0592 | 3.1914 | 2.5091 | 1.9727 | 1.5509 | 1.2193 | 0.95866 | 0.75371 | 0.0050522 | 0.0017733 | 0.0005941 | 0.00019039 | 10.1241 | 20.0736 | 29.8516 | 39.4611 | 48.9048 | 57.2576 | 63.8247 | 68.9877 | 73.047 | 76.2383 | 78.7474 | 80.7201 | 82.271 | 83.4904 | 84.449 | 85.2028 | 85.2078 | 85.2096 | 85.2102 | 85.2104 | 0.74166 | 0.72754 | 0.71367 | 0.70002 | 0.68658 | 0.60601 | 0.47543 | 0.37297 | 0.29259 | 0.22954 | 0.18008 | 0.14129 | 0.11086 | 0.086986 | 0.068253 | 0.053554 | 0.00035825 | 0.00012548 | 4.1951e-05 | 1.3415e-05 | 0.74166 | 1.4678 | 2.1788 | 2.8746 | 3.5555 | 4.1541 | 4.6206 | 4.9835 | 5.2652 | 5.4833 | 5.6518 | 5.7815 | 5.8807 | 5.9561 | 6.0125 | 6.054 | 6.042 | 6.0296 | 6.0169 | 6.004 | 10.1241 | 9.9495 | 9.778 | 9.6094 | 9.4437 | 8.3528 | 6.567 | 5.1631 | 4.0592 | 3.1914 | 2.5091 | 1.9727 | 1.5509 | 1.2193 | 0.95866 | 0.75371 | 0.0050522 | 0.0017733 | 0.0005941 | 0.00019039 | 10.1241 | 20.0736 | 29.8516 | 39.4611 | 48.9048 | 57.2576 | 63.8247 | 68.9877 | 73.047 | 76.2383 | 78.7474 | 80.7201 | 82.271 | 83.4904 | 84.449 | 85.2028 | 85.2078 | 85.2096 | 85.2102 | 85.2104 | 590.2923 | 590.2923 | 590.2923 | 590.2923 | 590.2923 | 590.2923 | 590.2923 | 590.2923 | 590.2923 | 590.2923 | 590.2923 | 590.2923 | 590.2923 | 590.2923 | 590.2923 | 590.2923 | 590.2923 | 590.2923 | 590.2923 | 590.2923 | 391.6027 | 391.6027 | 391.6027 | 391.6027 | 391.6027 | 391.6027 | 391.6027 | 391.6027 | 391.6027 | 391.6027 | 391.6027 | 391.6027 | 391.6027 | 391.6027 | 391.6027 | 391.6027 | 391.6027 | 391.6027 | 391.6027 | 391.6027
WA_Industrial_Paper and Printing_Existing_Space Heating_Natural Gas_Building Automation System_A | WA | Industrial | Paper and Printing | Existing | Space Heating | Natural Gas | Building Automation System | A | IM431 | No control system | Automation system installed and programmed | 15 | 0.015698 | 0 | 0 | 0.1 | 0.03 | 0 | 0 | 0.05225 |  | sqft | 5% | 65% | Retrofit | Retro1Slow | 84.81% | TBD | 0.2% | 154.5381 |  | 90.7043 |  | 0.0089847 | COM_EMS-All-XCELCO-2017-18-3 | BEHAV_EIS-All-CPUC-2018_PG-10 | COM_EMS-All-XCELCO-2017-18-3 | No control system | No control system | No control system | No control system | No control system | No control system | No control system | No control system | No control system | No control system | No control system | No control system | No control system | No control system | No control system | No control system | No control system | No control system | No control system | No control system | No control system | No control system | Automation system installed and programmed | Automation system installed and programmed | Automation system installed and programmed | Automation system installed and programmed | Automation system installed and programmed | Automation system installed and programmed | Automation system installed and programmed | Automation system installed and programmed | Automation system installed and programmed | Automation system installed and programmed | Automation system installed and programmed | Automation system installed and programmed | Automation system installed and programmed | Automation system installed and programmed | Automation system installed and programmed | Automation system installed and programmed | Automation system installed and programmed | Automation system installed and programmed | Automation system installed and programmed | Automation system installed and programmed | Automation system installed and programmed | Automation system installed and programmed | 0.1 | 0.1 | 0.1 | 0.1 | 0.1 | 0.1 | 0.1 | 0.1 | 0.1 | 0.1 | 0.1 | 0.1 | 0.1 | 0.1 | 0.1 | 0.1 | 0.1 | 0.1 | 0.1 | 0.1 | 0.1 | 0.1 | 0 | 0 | 0.015564 | 0.015463 | 0.015358 | 0.015246 | 0.01513 | 0.015007 | 0.014877 | 0.014742 | 0.014601 | 0.014456 | 0.014308 | 0.014156 | 0.014005 | 0.013853 | 0.0137 | 0.013556 | 0.013419 | 0.01329 | 0.013166 | 0.013048 | 0.010549 | 0.020589 | 0.035681 | 0.056626 | 0.083822 | 0.11702 | 0.15509 | 0.19579 | 0.23571 | 0.27045 | 0.29514 | 0.30529 | 0.29805 | 0.27312 | 0.23339 | 0.18769 | 0.13963 | 0.094083 | 0.058523 | 0.037174 | 0.010549 | 0.03107 | 0.066538 | 0.12268 | 0.20556 | 0.32092 | 0.47324 | 0.66472 | 0.89409 | 1.1556 | 1.4389 | 1.729 | 2.0085 | 2.2598 | 2.4683 | 2.63 | 2.7432 | 2.8107 | 2.8431 | 2.8549 | 677.7801 | 1331.4787 | 2323.3404 | 3714.0724 | 5540.2459 | 7798.0088 | 10424.5467 | 13280.978 | 16143.0691 | 18708.2975 | 20627.6062 | 21565.5463 | 21282.2076 | 19716.172 | 17036.0469 | 13845.7152 | 10405.3499 | 7079.502 | 4445.0321 | 2848.9524 | 677.7801 | 2009.2588 | 4332.5992 | 8046.6717 | 13586.9176 | 21384.9264 | 31809.4731 | 45090.4511 | 61233.5202 | 79941.8177 | 100569.4239 | 122134.9702 | 143417.1778 | 163133.3498 | 180169.3967 | 194015.1119 | 204420.4618 | 211499.9638 | 215944.9959 | 218793.9483 | 0.0089847 | 0.017572 | 0.03052 | 0.048551 | 0.072047 | 0.10085 | 0.13402 | 0.16966 | 0.20485 | 0.23574 | 0.25803 | 0.26772 | 0.26211 | 0.24083 | 0.20633 | 0.16632 | 0.12402 | 0.083746 | 0.052208 | 0.033237 | 0.0089847 | 0.026517 | 0.056915 | 0.10519 | 0.17669 | 0.27656 | 0.40894 | 0.57603 | 0.77704 | 1.0074 | 1.258 | 1.5162 | 1.7663 | 1.9927 | 2.1822 | 2.3306 | 2.4364 | 2.5019 | 2.5363 | 2.5525 | 576.1131 | 1131.7569 | 1974.8393 | 3156.9616 | 4709.209 | 6628.3075 | 8860.8647 | 11288.8313 | 13721.6087 | 15902.0529 | 17533.4652 | 18330.7144 | 18089.8764 | 16758.7462 | 14480.6398 | 11768.858 | 8844.5474 | 6017.5767 | 3778.2773 | 2421.6095 | 576.1131 | 1707.87 | 3682.7094 | 6839.6709 | 11548.88 | 18177.1875 | 27038.0521 | 38326.8834 | 52048.4922 | 67950.545 | 85484.0103 | 103814.7247 | 121904.6011 | 138663.3473 | 153143.9872 | 164912.8451 | 173757.3925 | 179774.9692 | 183553.2465 | 185974.8561 | 0.0089847 | 0.017572 | 0.03052 | 0.048551 | 0.072047 | 0.10085 | 0.13402 | 0.16966 | 0.20485 | 0.23574 | 0.25803 | 0.26772 | 0.26211 | 0.24083 | 0.20633 | 0.16632 | 0.12402 | 0.083746 | 0.052208 | 0.033237 | 0.0089847 | 0.026517 | 0.056915 | 0.10519 | 0.17669 | 0.27656 | 0.40894 | 0.57603 | 0.77704 | 1.0074 | 1.258 | 1.5162 | 1.7663 | 1.9927 | 2.1822 | 2.3306 | 2.4364 | 2.5019 | 2.5363 | 2.5525 | 576.1131 | 1131.7569 | 1974.8393 | 3156.9616 | 4709.209 | 6628.3075 | 8860.8647 | 11288.8313 | 13721.6087 | 15902.0529 | 17533.4652 | 18330.7144 | 18089.8764 | 16758.7462 | 14480.6398 | 11768.858 | 8844.5474 | 6017.5767 | 3778.2773 | 2421.6095 | 576.1131 | 1707.87 | 3682.7094 | 6839.6709 | 11548.88 | 18177.1875 | 27038.0521 | 38326.8834 | 52048.4922 | 67950.545 | 85484.0103 | 103814.7247 | 121904.6011 | 138663.3473 | 153143.9872 | 164912.8451 | 173757.3925 | 179774.9692 | 183553.2465 | 185974.8561 | 0.0089847 | 0.017572 | 0.03052 | 0.048551 | 0.072047 | 0.10085 | 0.13402 | 0.16966 | 0.20485 | 0.23574 | 0.25803 | 0.26772 | 0.26211 | 0.24083 | 0.20633 | 0.16632 | 0.12402 | 0.083746 | 0.052208 | 0.033237 | 0.0089847 | 0.026517 | 0.056915 | 0.10519 | 0.17669 | 0.27656 | 0.40894 | 0.57603 | 0.77704 | 1.0074 | 1.258 | 1.5162 | 1.7663 | 1.9927 | 2.1822 | 2.3306 | 2.4364 | 2.5019 | 2.5363 | 2.5525 | 576.1131 | 1131.7569 | 1974.8393 | 3156.9616 | 4709.209 | 6628.3075 | 8860.8647 | 11288.8313 | 13721.6087 | 15902.0529 | 17533.4652 | 18330.7144 | 18089.8764 | 16758.7462 | 14480.6398 | 11768.858 | 8844.5474 | 6017.5767 | 3778.2773 | 2421.6095 | 576.1131 | 1707.87 | 3682.7094 | 6839.6709 | 11548.88 | 18177.1875 | 27038.0521 | 38326.8834 | 52048.4922 | 67950.545 | 85484.0103 | 103814.7247 | 121904.6011 | 138663.3473 | 153143.9872 | 164912.8451 | 173757.3925 | 179774.9692 | 183553.2465 | 185974.8561 | 0.0089847 | 0.017572 | 0.03052 | 0.048551 | 0.072047 | 0.10085 | 0.13402 | 0.16966 | 0.20485 | 0.23574 | 0.25803 | 0.26772 | 0.26211 | 0.24083 | 0.20633 | 0.16632 | 0.12402 | 0.083746 | 0.052208 | 0.033237 | 0.0089847 | 0.026517 | 0.056915 | 0.10519 | 0.17669 | 0.27656 | 0.40894 | 0.57603 | 0.77704 | 1.0074 | 1.258 | 1.5162 | 1.7663 | 1.9927 | 2.1822 | 2.3306 | 2.4364 | 2.5019 | 2.5363 | 2.5525 | 576.1131 | 1131.7569 | 1974.8393 | 3156.9616 | 4709.209 | 6628.3075 | 8860.8647 | 11288.8313 | 13721.6087 | 15902.0529 | 17533.4652 | 18330.7144 | 18089.8764 | 16758.7462 | 14480.6398 | 11768.858 | 8844.5474 | 6017.5767 | 3778.2773 | 2421.6095 | 576.1131 | 1707.87 | 3682.7094 | 6839.6709 | 11548.88 | 18177.1875 | 27038.0521 | 38326.8834 | 52048.4922 | 67950.545 | 85484.0103 | 103814.7247 | 121904.6011 | 138663.3473 | 153143.9872 | 164912.8451 | 173757.3925 | 179774.9692 | 183553.2465 | 185974.8561 | 2871.0518 | 2877.8949 | 2884.7444 | 2891.5488 | 2898.2586 | 2904.8265 | 2911.207 | 2917.3565 | 2923.2335 | 2928.798 | 2934.0638 | 2939.044 | 2943.7515 | 2948.1982 | 2952.3957 | 2956.355 | 2960.0868 | 2963.6009 | 2966.907 | 2970.0142 | 459.0069 | 460.1009 | 461.196 | 462.2838 | 463.3566 | 464.4066 | 465.4267 | 466.4098 | 467.3494 | 468.239 | 469.0809 | 469.8771 | 470.6297 | 471.3406 | 472.0117 | 472.6447 | 473.2413 | 473.8031 | 474.3317 | 474.8284
WA_Industrial_Paper and Printing_Existing_Space Heating_Natural Gas_Steam System Efficiency Improvements_A | WA | Industrial | Paper and Printing | Existing | Space Heating | Natural Gas | Steam System Efficiency Improvements | A | IM432 | Average system efficiency | Optimized system | 5 | 0.14024 | 0 | 0 | 0.12 | 0 | 0 | 0 | 0.0594 |  | sqft | 30% | 60% | Retrofit | Retro1Slow | 84.81% | TBD | 0.2% | 52858 |  | 40886.7761 |  | 0.00056615 | AEG Research | DOE - Improving Steam System Performance: A Sourcebook for Industry, Second Edition. October 2012. | DOE - Improving Steam System Performance: A Sourcebook for Industry, Second Edition. October 2012. | Average system efficiency | Average system efficiency | Average system efficiency | Average system efficiency | Average system efficiency | Average system efficiency | Average system efficiency | Average system efficiency | Average system efficiency | Average system efficiency | Average system efficiency | Average system efficiency | Average system efficiency | Average system efficiency | Average system efficiency | Average system efficiency | Average system efficiency | Average system efficiency | Average system efficiency | Average system efficiency | Average system efficiency | Average system efficiency | Optimized system | Optimized system | Optimized system | Optimized system | Optimized system | Optimized system | Optimized system | Optimized system | Optimized system | Optimized system | Optimized system | Optimized system | Optimized system | Optimized system | Optimized system | Optimized system | Optimized system | Optimized system | Optimized system | Optimized system | Optimized system | Optimized system | 0.12 | 0.12 | 0.12 | 0.12 | 0.12 | 0.12 | 0.12 | 0.12 | 0.12 | 0.12 | 0.12 | 0.12 | 0.12 | 0.12 | 0.12 | 0.12 | 0.12 | 0.12 | 0.12 | 0.12 | 0.12 | 0.12 | 0 | 0 | 0.13828 | 0.13616 | 0.13337 | 0.12985 | 0.12561 | 0.12082 | 0.11568 | 0.11048 | 0.10543 | 0.10073 | 0.096479 | 0.092698 | 0.089385 | 0.086486 | 0.083941 | 0.081733 | 0.079799 | 0.07806 | 0.076561 | 0.075144 | 0.00066422 | 0.0012848 | 0.0021961 | 0.0034179 | 0.0049322 | 0.0066769 | 0.0085467 | 0.010398 | 0.012062 | 0.013356 | 0.014104 | 0.014168 | 0.013482 | 0.012085 | 0.010135 | 0.0080201 | 0.0058847 | 0.0039165 | 0.0024119 | 0.0015172 | 0.00066422 | 0.0019389 | 0.0040953 | 0.007405 | 0.012096 | 0.018311 | 0.026079 | 0.035304 | 0.045755 | 0.057071 | 0.068765 | 0.080238 | 0.090852 | 0.09999 | 0.10718 | 0.11238 | 0.11561 | 0.11701 | 0.11717 | 0.11652 | 4.8035 | 9.4364 | 16.4658 | 26.3221 | 39.2644 | 55.2654 | 73.88 | 94.1239 | 114.4079 | 132.588 | 146.1904 | 152.8377 | 150.8296 | 139.7309 | 120.7365 | 98.1263 | 73.744 | 50.1733 | 31.5025 | 20.1909 | 4.8035 | 14.2399 | 30.7057 | 57.0277 | 96.2921 | 151.5576 | 225.4376 | 319.5615 | 433.9694 | 566.5574 | 712.7478 | 865.5855 | 1016.4151 | 1156.146 | 1276.8826 | 1375.0088 | 1448.7528 | 1498.9261 | 1530.4286 | 1550.6195 | 0.00056615 | 0.0010989 | 0.0018863 | 0.0029515 | 0.0042866 | 0.0058463 | 0.0075455 | 0.0092615 | 0.010841 | 0.012111 | 0.012899 | 0.013061 | 0.012518 | 0.011294 | 0.0095264 | 0.0075776 | 0.0055859 | 0.003734 | 0.0023086 | 0.001458 | 0.00056615 | 0.0016583 | 0.0035177 | 0.0063945 | 0.010513 | 0.016033 | 0.023024 | 0.031444 | 0.041121 | 0.051751 | 0.062889 | 0.073969 | 0.084359 | 0.093446 | 0.10075 | 0.10618 | 0.10974 | 0.11155 | 0.11215 | 0.11197 | 4.083 | 8.0209 | 13.9959 | 22.3738 | 33.3747 | 46.9756 | 62.798 | 80.0053 | 97.2467 | 112.6998 | 124.2618 | 129.912 | 128.2052 | 118.7713 | 102.6261 | 83.4073 | 62.6824 | 42.6473 | 26.7771 | 17.1622 | 4.083 | 12.1039 | 26.0998 | 48.4736 | 81.8483 | 128.824 | 191.622 | 271.6273 | 368.874 | 481.5738 | 605.8356 | 735.7477 | 863.9528 | 982.7241 | 1085.3502 | 1168.7575 | 1231.4399 | 1274.0872 | 1300.8643 | 1318.0266 | 0.00056635 | 0.0010997 | 0.0018884 | 0.0029558 | 0.0042946 | 0.0058596 | 0.0075656 | 0.0092899 | 0.010878 | 0.012158 | 0.012954 | 0.013121 | 0.012581 | 0.011354 | 0.0095807 | 0.0076234 | 0.0056215 | 0.0037591 | 0.0023249 | 0.0014688 | 0.00056635 | 0.0016594 | 0.0035215 | 0.0064039 | 0.010532 | 0.016069 | 0.023086 | 0.03154 | 0.041263 | 0.05195 | 0.063155 | 0.07431 | 0.084779 | 0.093945 | 0.10132 | 0.10682 | 0.11044 | 0.1123 | 0.11295 | 0.1128 | 4.083 | 8.0209 | 13.9959 | 22.3738 | 33.3747 | 46.9756 | 62.798 | 80.0053 | 97.2467 | 112.6998 | 124.2618 | 129.912 | 128.2052 | 118.7713 | 102.6261 | 83.4073 | 62.6824 | 42.6473 | 26.7771 | 17.1622 | 4.083 | 12.1039 | 26.0998 | 48.4736 | 81.8483 | 128.824 | 191.622 | 271.6273 | 368.874 | 481.5738 | 605.8356 | 735.7477 | 863.9528 | 982.7241 | 1085.3502 | 1168.7575 | 1231.4399 | 1274.0872 | 1300.8643 | 1318.0266 | 0.00056845 | 0.0011111 | 0.0019284 | 0.0030645 | 0.004541 | 0.0063438 | 0.0084088 | 0.01061 | 0.012759 | 0.014612 | 0.015907 | 0.016407 | 0.015966 | 0.014585 | 0.012428 | 0.0099713 | 0.007406 | 0.0049857 | 0.0031006 | 0.00197 | 0.00056845 | 0.0016767 | 0.0035961 | 0.0066393 | 0.011136 | 0.017397 | 0.025658 | 0.036023 | 0.048397 | 0.06244 | 0.077553 | 0.092918 | 0.10759 | 0.12067 | 0.13144 | 0.13972 | 0.1455 | 0.14895 | 0.15063 | 0.15129 | 4.083 | 8.0209 | 13.9959 | 22.3738 | 33.3747 | 46.9756 | 62.798 | 80.0053 | 97.2467 | 112.6998 | 124.2618 | 129.912 | 128.2052 | 118.7713 | 102.6261 | 83.4073 | 62.6824 | 42.6473 | 26.7771 | 17.1622 | 4.083 | 12.1039 | 26.0998 | 48.4736 | 81.8483 | 128.824 | 191.622 | 271.6273 | 368.874 | 481.5738 | 605.8356 | 735.7477 | 863.9528 | 982.7241 | 1085.3502 | 1168.7575 | 1231.4399 | 1274.0872 | 1300.8643 | 1318.0266 | 0.00056845 | 0.0011111 | 0.0019284 | 0.0030645 | 0.004541 | 0.0063438 | 0.0084088 | 0.01061 | 0.012759 | 0.014612 | 0.015907 | 0.016407 | 0.015966 | 0.014585 | 0.012428 | 0.0099713 | 0.007406 | 0.0049857 | 0.0031006 | 0.00197 | 0.00056845 | 0.0016767 | 0.0035961 | 0.0066393 | 0.011136 | 0.017397 | 0.025658 | 0.036023 | 0.048397 | 0.06244 | 0.077553 | 0.092918 | 0.10759 | 0.12067 | 0.13144 | 0.13972 | 0.1455 | 0.14895 | 0.15063 | 0.15129 | 4.083 | 8.0209 | 13.9959 | 22.3738 | 33.3747 | 46.9756 | 62.798 | 80.0053 | 97.2467 | 112.6998 | 124.2618 | 129.912 | 128.2052 | 118.7713 | 102.6261 | 83.4073 | 62.6824 | 42.6473 | 26.7771 | 17.1622 | 4.083 | 12.1039 | 26.0998 | 48.4736 | 81.8483 | 128.824 | 191.622 | 271.6273 | 368.874 | 481.5738 | 605.8356 | 735.7477 | 863.9528 | 982.7241 | 1085.3502 | 1168.7575 | 1231.4399 | 1274.0872 | 1300.8643 | 1318.0266 | 536929.5972 | 537799.5648 | 538654.324 | 539491.7354 | 540309.818 | 541106.7372 | 541880.7931 | 542630.4106 | 543354.1298 | 544050.5979 | 544718.5616 | 545356.8599 | 545964.4181 | 546540.2417 | 547083.4116 | 547593.0791 | 548068.4618 | 548508.8393 | 548913.5499 | 549281.9873 | 415326.35 | 415999.2883 | 416660.4626 | 417308.2179 | 417941.022 | 418557.4558 | 419156.2044 | 419736.0492 | 420295.8613 | 420834.594 | 421351.278 | 421845.0152 | 422314.9742 | 422760.3859 | 423180.5393 | 423574.7779 | 423942.4964 | 424283.1377 | 424596.1898 | 424881.1839
WA_Industrial_Paper and Printing_Existing_Process_Natural Gas_Steam System Efficiency Improvements_A | WA | Industrial | Paper and Printing | Existing | Process | Natural Gas | Steam System Efficiency Improvements | A | IM433 | Average system efficiency | Optimized system | 5 | 0.076988 | 0 | 0 | 489.44 | 0 | 0 | 0 | 244.719 |  | sqft | 30% | 60% | Retrofit | Retro1Slow | 84.81% | TBD | 0.2% | 52858 |  | 40886.7761 |  | 3.0288e-06 | AEG Research | DOE - Improving Steam System Performance: A Sourcebook for Industry, Second Edition. October 2012. | DOE - Improving Steam System Performance: A Sourcebook for Industry, Second Edition. October 2012. | Average system efficiency | Average system efficiency | Average system efficiency | Average system efficiency | Average system efficiency | Average system efficiency | Average system efficiency | Average system efficiency | Average system efficiency | Average system efficiency | Average system efficiency | Average system efficiency | Average system efficiency | Average system efficiency | Average system efficiency | Average system efficiency | Average system efficiency | Average system efficiency | Average system efficiency | Average system efficiency | Average system efficiency | Average system efficiency | Optimized system | Optimized system | Optimized system | Optimized system | Optimized system | Optimized system | Optimized system | Optimized system | Optimized system | Optimized system | Optimized system | Optimized system | Optimized system | Optimized system | Optimized system | Optimized system | Optimized system | Optimized system | Optimized system | Optimized system | Optimized system | Optimized system | 489.44 | 489.44 | 489.44 | 489.44 | 489.44 | 489.44 | 489.44 | 489.44 | 489.44 | 489.44 | 489.44 | 489.44 | 489.44 | 489.44 | 489.44 | 489.44 | 489.44 | 489.44 | 489.44 | 489.44 | 489.44 | 489.44 | 0 | 0 | 0.076483 | 0.075972 | 0.075452 | 0.07492 | 0.074376 | 0.073846 | 0.073359 | 0.072907 | 0.072485 | 0.072092 | 0.071725 | 0.071383 | 0.071061 | 0.070755 | 0.07046 | 0.070172 | 0.069911 | 0.069648 | 0.069383 | 0.069114 | 3.5597e-06 | 6.9463e-06 | 1.2038e-05 | 1.9108e-05 | 2.8296e-05 | 3.9544e-05 | 5.2514e-05 | 6.6491e-05 | 8.0353e-05 | 9.2617e-05 | 0.0001016 | 0.00010571 | 0.00010385 | 9.5796e-05 | 8.2428e-05 | 6.6718e-05 | 4.9954e-05 | 3.3859e-05 | 2.1178e-05 | 1.3521e-05 | 3.5597e-06 | 1.0482e-05 | 2.2448e-05 | 4.1398e-05 | 6.9393e-05 | 0.00010844 | 0.00016024 | 0.00022575 | 0.00030479 | 0.00039576 | 0.00049534 | 0.00059869 | 0.00069984 | 0.00079262 | 0.00087174 | 0.00093489 | 0.00098137 | 0.0010115 | 0.0010289 | 0.0010384 | 0.046543 | 0.091432 | 0.15954 | 0.25504 | 0.38045 | 0.53549 | 0.71585 | 0.912 | 1.1085 | 1.2847 | 1.4165 | 1.4809 | 1.4614 | 1.3539 | 1.1699 | 0.95078 | 0.71453 | 0.48615 | 0.30524 | 0.19564 | 0.046543 | 0.13798 | 0.29752 | 0.55256 | 0.93301 | 1.4685 | 2.1844 | 3.0964 | 4.2049 | 5.4896 | 6.9061 | 8.387 | 9.8484 | 11.2023 | 12.3722 | 13.323 | 14.0375 | 14.5237 | 14.8289 | 15.0246 | 3.0288e-06 | 5.9161e-06 | 1.0263e-05 | 1.6308e-05 | 2.4177e-05 | 3.3824e-05 | 4.4963e-05 | 5.6984e-05 | 6.8924e-05 | 7.9508e-05 | 8.7286e-05 | 9.0886e-05 | 8.9348e-05 | 8.2471e-05 | 7.1008e-05 | 5.751e-05 | 4.3084e-05 | 2.9219e-05 | 1.8287e-05 | 1.1682e-05 | 3.0288e-06 | 8.9277e-06 | 1.9139e-05 | 3.5333e-05 | 5.9292e-05 | 9.2757e-05 | 0.0001372 | 0.00019347 | 0.00026144 | 0.00033974 | 0.00042556 | 0.00051473 | 0.0006021 | 0.00068237 | 0.00075096 | 0.00080587 | 0.00084641 | 0.00087293 | 0.0008884 | 0.00089717 | 0.039562 | 0.077718 | 0.13561 | 0.21679 | 0.32338 | 0.45516 | 0.60847 | 0.7752 | 0.94226 | 1.092 | 1.204 | 1.2588 | 1.2422 | 1.1508 | 0.99438 | 0.80817 | 0.60735 | 0.41323 | 0.25945 | 0.16629 | 0.039562 | 0.11728 | 0.25289 | 0.46968 | 0.79306 | 1.2482 | 1.8567 | 2.6319 | 3.5742 | 4.6662 | 5.8702 | 7.1289 | 8.3712 | 9.522 | 10.5164 | 11.3245 | 11.9319 | 12.3451 | 12.6046 | 12.7709 | 0 | 0 | 0 | 0 | 0 | 0 | 0 | 0 | 0 | 0 | 0 | 0 | 0 | 0 | 0 | 0 | 0 | 0 | 0 | 0 | 0 | 0 | 0 | 0 | 0 | 0 | 0 | 0 | 0 | 0 | 0 | 0 | 0 | 0 | 0 | 0 | 0 | 0 | 0 | 0 | 0 | 0 | 0 | 0 | 0 | 0 | 0 | 0 | 0 | 0 | 0 | 0 | 0 | 0 | 0 | 0 | 0 | 0 | 0 | 0 | 0 | 0 | 0 | 0 | 0 | 0 | 0 | 0 | 0 | 0 | 0 | 0 | 0 | 0 | 0 | 0 | 0 | 0 | 0 | 0 | 0 | 0 | 0 | 0 | 0 | 0 | 0 | 0 | 0 | 0 | 0 | 0 | 0 | 0 | 0 | 0 | 0 | 0 | 0 | 0 | 0 | 0 | 0 | 0 | 0 | 0 | 0 | 0 | 0 | 0 | 0 | 0 | 0 | 0 | 0 | 0 | 0 | 0 | 0 | 0 | 0 | 0 | 0 | 0 | 0 | 0 | 0 | 0 | 0 | 0 | 0 | 0 | 0 | 0 | 0 | 0 | 0 | 0 | 0 | 0 | 0 | 0 | 0 | 0 | 0 | 0 | 0 | 0 | 0 | 0 | 0 | 0 | 0 | 0 | 0 | 0 | 0 | 0 | 0 | 0 | 0 | 0 | 0 | 0 | 0 | 0 | 0 | 0 | 0 | 0 | 0 | 0 | 0 | 0 | 0 | 0 | 0 | 0 | 0 | 0 | 0 | 0 | 0 | 0 | 0 | 0 | 0 | 0 | 0 | 0 | 0 | 0 | 0 | 0 | 0 | 0 | 0 | 0 | 0 | 0 | 0 | 0 | 0 | 0 | 0 | 0 | 0 | 0 | 0 | 0 | 0 | 0 | 0 | 0 | 0 | 0 | 0 | 0 | 0 | 0 | 0 | 0 | 0 | 0 | 0 | 0 | 0 | 0 | 0 | 0 | 0 | 0 | 0 | 0 | 0 | 0 | 0 | 0 | 0 | 0 | 536929.5972 | 537799.5648 | 538654.324 | 539491.7354 | 540309.818 | 541106.7372 | 541880.7931 | 542630.4106 | 543354.1298 | 544050.5979 | 544718.5616 | 545356.8599 | 545964.4181 | 546540.2417 | 547083.4116 | 547593.0791 | 548068.4618 | 548508.8393 | 548913.5499 | 549281.9873 | 415326.35 | 415999.2883 | 416660.4626 | 417308.2179 | 417941.022 | 418557.4558 | 419156.2044 | 419736.0492 | 420295.8613 | 420834.594 | 421351.278 | 421845.0152 | 422314.9742 | 422760.3859 | 423180.5393 | 423574.7779 | 423942.4964 | 424283.1377 | 424596.1898 | 424881.1839
WA_Industrial_Paper and Printing_Existing_Space Heating_Natural Gas_Strategic Energy Management_A | WA | Industrial | Paper and Printing | Existing | Space Heating | Natural Gas | Strategic Energy Management | A | IM434 | No energy management system | Energy management system installed and programmed | 5 | 56.9867 | 0 | 0 | 185.13 | 0 | 4.41 | 0 | 92.5645 |  | employee | 5% | 50% | Retrofit | RetroEven20 | 80.75% | TBD | 0.2% | 301.3302 |  | 260.1248 |  | 0.056543 | BEHAV_SEM-All-CPUC-2018_PG-26 | BEHAV_SEM-All-CPUC-2018_PG-26 | AEG Research | No energy management system | No energy management system | No energy management system | No energy management system | No energy management system | No energy management system | No energy management system | No energy management system | No energy management system | No energy management system | No energy management system | No energy management system | No energy management system | No energy management system | No energy management system | No energy management system | No energy management system | No energy management system | No energy management system | No energy management system | No energy management system | No energy management system | Energy management system installed and programmed | Energy management system installed and programmed | Energy management system installed and programmed | Energy management system installed and programmed | Energy management system installed and programmed | Energy management system installed and programmed | Energy management system installed and programmed | Energy management system installed and programmed | Energy management system installed and programmed | Energy management system installed and programmed | Energy management system installed and programmed | Energy management system installed and programmed | Energy management system installed and programmed | Energy management system installed and programmed | Energy management system installed and programmed | Energy management system installed and programmed | Energy management system installed and programmed | Energy management system installed and programmed | Energy management system installed and programmed | Energy management system installed and programmed | Energy management system installed and programmed | Energy management system installed and programmed | 185.13 | 185.13 | 185.13 | 185.13 | 185.13 | 185.13 | 185.13 | 185.13 | 185.13 | 185.13 | 185.13 | 185.13 | 185.13 | 185.13 | 185.13 | 185.13 | 185.13 | 185.13 | 185.13 | 185.13 | 185.13 | 185.13 | 0 | 0 | 56.5574 | 56.2456 | 55.9166 | 55.5687 | 55.2004 | 54.81 | 54.397 | 53.961 | 53.5058 | 53.0346 | 52.5516 | 52.0569 | 51.5619 | 51.0643 | 50.5655 | 50.0972 | 49.6573 | 49.2421 | 48.8499 | 48.4799 | 0.066399 | 0.064894 | 0.063402 | 0.061921 | 0.06045 | 0.058988 | 0.057534 | 0.056089 | 0.054657 | 0.053242 | 0.051847 | 0.050473 | 0.049132 | 0.047818 | 0.046535 | 0.045309 | 0.044137 | 0.043013 | 0.041935 | 0.0409 | 0.066399 | 0.13093 | 0.19356 | 0.25428 | 0.31305 | 0.36982 | 0.42457 | 0.47725 | 0.52788 | 0.57648 | 0.62307 | 0.66768 | 0.71046 | 0.75143 | 0.79062 | 0.82861 | 0.86547 | 0.90125 | 0.936 | 0.96981 | 1.174 | 1.1538 | 1.1339 | 1.1143 | 1.0951 | 1.0762 | 1.0577 | 1.0394 | 1.0215 | 1.0039 | 0.98659 | 0.96958 | 0.95287 | 0.93644 | 0.92029 | 0.90442 | 0.88883 | 0.87351 | 0.85845 | 0.84365 | 1.174 | 2.3278 | 3.4616 | 4.576 | 5.6711 | 6.7473 | 7.805 | 8.8444 | 9.8659 | 10.8698 | 11.8564 | 12.826 | 13.7789 | 14.7153 | 15.6356 | 16.54 | 17.4288 | 18.3023 | 19.1608 | 20.0044 | 0.056543 | 0.055369 | 0.054208 | 0.053059 | 0.05192 | 0.050788 | 0.049663 | 0.048544 | 0.047435 | 0.046336 | 0.04525 | 0.044176 | 0.043115 | 0.042068 | 0.041037 | 0.040043 | 0.039087 | 0.038169 | 0.037287 | 0.03644 | 0.056543 | 0.11171 | 0.16549 | 0.21789 | 0.26887 | 0.31841 | 0.36648 | 0.41306 | 0.45813 | 0.5017 | 0.54379 | 0.58437 | 0.62346 | 0.66107 | 0.69721 | 0.7323 | 0.76645 | 0.79975 | 0.83226 | 0.86406 | 0.9979 | 0.9807 | 0.96379 | 0.94717 | 0.93084 | 0.91479 | 0.89902 | 0.88352 | 0.86829 | 0.85332 | 0.8386 | 0.82415 | 0.80994 | 0.79597 | 0.78225 | 0.76876 | 0.75551 | 0.74248 | 0.72968 | 0.7171 | 0.9979 | 1.9786 | 2.9424 | 3.8896 | 4.8204 | 5.7352 | 6.6342 | 7.5177 | 8.386 | 9.2393 | 10.0779 | 10.9021 | 11.712 | 12.508 | 13.2902 | 14.059 | 14.8145 | 15.557 | 16.2867 | 17.0038 | 0.056543 | 0.055369 | 0.054208 | 0.053059 | 0.05192 | 0.050788 | 0.049663 | 0.048544 | 0.047435 | 0.046336 | 0.04525 | 0.044176 | 0.043115 | 0.042068 | 0.041037 | 0.040043 | 0.039087 | 0.038169 | 0.037287 | 0.03644 | 0.056543 | 0.11171 | 0.16549 | 0.21789 | 0.26887 | 0.31841 | 0.36648 | 0.41306 | 0.45813 | 0.5017 | 0.54379 | 0.58437 | 0.62346 | 0.66107 | 0.69721 | 0.7323 | 0.76645 | 0.79975 | 0.83226 | 0.86406 | 0.9979 | 0.9807 | 0.96379 | 0.94717 | 0.93084 | 0.91479 | 0.89902 | 0.88352 | 0.86829 | 0.85332 | 0.8386 | 0.82415 | 0.80994 | 0.79597 | 0.78225 | 0.76876 | 0.75551 | 0.74248 | 0.72968 | 0.7171 | 0.9979 | 1.9786 | 2.9424 | 3.8896 | 4.8204 | 5.7352 | 6.6342 | 7.5177 | 8.386 | 9.2393 | 10.0779 | 10.9021 | 11.712 | 12.508 | 13.2902 | 14.059 | 14.8145 | 15.557 | 16.2867 | 17.0038 | 0.056543 | 0.055369 | 0.054208 | 0.053059 | 0.05192 | 0.050788 | 0.049663 | 0.048544 | 0.047435 | 0.046336 | 0.04525 | 0.044176 | 0.043115 | 0.042068 | 0.041037 | 0.040043 | 0.039087 | 0.038169 | 0.037287 | 0.03644 | 0.056543 | 0.11171 | 0.16549 | 0.21789 | 0.26887 | 0.31841 | 0.36648 | 0.41306 | 0.45813 | 0.5017 | 0.54379 | 0.58437 | 0.62346 | 0.66107 | 0.69721 | 0.7323 | 0.76645 | 0.79975 | 0.83226 | 0.86406 | 0.9979 | 0.9807 | 0.96379 | 0.94717 | 0.93084 | 0.91479 | 0.89902 | 0.88352 | 0.86829 | 0.85332 | 0.8386 | 0.82415 | 0.80994 | 0.79597 | 0.78225 | 0.76876 | 0.75551 | 0.74248 | 0.72968 | 0.7171 | 0.9979 | 1.9786 | 2.9424 | 3.8896 | 4.8204 | 5.7352 | 6.6342 | 7.5177 | 8.386 | 9.2393 | 10.0779 | 10.9021 | 11.712 | 12.508 | 13.2902 | 14.059 | 14.8145 | 15.557 | 16.2867 | 17.0038 | 0.056543 | 0.055369 | 0.054208 | 0.053059 | 0.05192 | 0.050788 | 0.049663 | 0.048544 | 0.047435 | 0.046336 | 0.04525 | 0.044176 | 0.043115 | 0.042068 | 0.041037 | 0.040043 | 0.039087 | 0.038169 | 0.037287 | 0.03644 | 0.056543 | 0.11171 | 0.16549 | 0.21789 | 0.26887 | 0.31841 | 0.36648 | 0.41306 | 0.45813 | 0.5017 | 0.54379 | 0.58437 | 0.62346 | 0.66107 | 0.69721 | 0.7323 | 0.76645 | 0.79975 | 0.83226 | 0.86406 | 0.9979 | 0.9807 | 0.96379 | 0.94717 | 0.93084 | 0.91479 | 0.89902 | 0.88352 | 0.86829 | 0.85332 | 0.8386 | 0.82415 | 0.80994 | 0.79597 | 0.78225 | 0.76876 | 0.75551 | 0.74248 | 0.72968 | 0.7171 | 0.9979 | 1.9786 | 2.9424 | 3.8896 | 4.8204 | 5.7352 | 6.6342 | 7.5177 | 8.386 | 9.2393 | 10.0779 | 10.9021 | 11.712 | 12.508 | 13.2902 | 14.059 | 14.8145 | 15.557 | 16.2867 | 17.0038 | 300.6433 | 300.9516 | 301.2594 | 301.5644 | 301.8643 | 302.1572 | 302.4409 | 302.7137 | 302.9738 | 303.2195 | 303.4515 | 303.6705 | 303.8771 | 304.0719 | 304.2555 | 304.4284 | 304.5911 | 304.7442 | 304.8879 | 305.0229 | 258.409 | 258.6741 | 258.9386 | 259.2008 | 259.4586 | 259.7102 | 259.9541 | 260.1886 | 260.4121 | 260.6233 | 260.8228 | 261.011 | 261.1886 | 261.356 | 261.5138 | 261.6624 | 261.8023 | 261.9338 | 262.0574 | 262.1734
WA_Industrial_Paper and Printing_Existing_Process_Natural Gas_Strategic Energy Management_A | WA | Industrial | Paper and Printing | Existing | Process | Natural Gas | Strategic Energy Management | A | IM435 | No energy management system | Energy management system installed and programmed | 5 | 56.8877 | 0 | 0 | 185.13 | 0 | 4.41 | 0 | 92.5645 |  | employee | 5% | 50% | Retrofit | RetroEven20 | 80.75% | TBD | 0.2% | 301.3302 |  | 260.1248 |  | 0.26303 | BEHAV_SEM-All-CPUC-2018_PG-26 | BEHAV_SEM-All-CPUC-2018_PG-26 | AEG Research | No energy management system | No energy management system | No energy management system | No energy management system | No energy management system | No energy management system | No energy management system | No energy management system | No energy management system | No energy management system | No energy management system | No energy management system | No energy management system | No energy management system | No energy management system | No energy management system | No energy management system | No energy management system | No energy management system | No energy management system | No energy management system | No energy management system | Energy management system installed and programmed | Energy management system installed and programmed | Energy management system installed and programmed | Energy management system installed and programmed | Energy management system installed and programmed | Energy management system installed and programmed | Energy management system installed and programmed | Energy management system installed and programmed | Energy management system installed and programmed | Energy management system installed and programmed | Energy management system installed and programmed | Energy management system installed and programmed | Energy management system installed and programmed | Energy management system installed and programmed | Energy management system installed and programmed | Energy management system installed and programmed | Energy management system installed and programmed | Energy management system installed and programmed | Energy management system installed and programmed | Energy management system installed and programmed | Energy management system installed and programmed | Energy management system installed and programmed | 185.13 | 185.13 | 185.13 | 185.13 | 185.13 | 185.13 | 185.13 | 185.13 | 185.13 | 185.13 | 185.13 | 185.13 | 185.13 | 185.13 | 185.13 | 185.13 | 185.13 | 185.13 | 185.13 | 185.13 | 185.13 | 185.13 | 0 | 0 | 56.8214 | 56.7553 | 56.6877 | 56.6175 | 56.544 | 56.4659 | 56.3843 | 56.3013 | 56.219 | 56.1398 | 56.0651 | 55.9959 | 55.9311 | 55.8692 | 55.8084 | 55.7475 | 55.6861 | 55.6238 | 55.5606 | 55.4963 | 0.30939 | 0.3037 | 0.29811 | 0.29261 | 0.28719 | 0.28185 | 0.27659 | 0.27142 | 0.26635 | 0.26139 | 0.25654 | 0.2518 | 0.24718 | 0.24265 | 0.2382 | 0.23384 | 0.22956 | 0.22535 | 0.22121 | 0.21714 | 0.30939 | 0.61273 | 0.91011 | 1.2016 | 1.4872 | 1.767 | 2.041 | 2.3094 | 2.5724 | 2.8302 | 3.083 | 3.331 | 3.5743 | 3.813 | 4.047 | 4.2764 | 4.5013 | 4.7216 | 4.9374 | 5.1489 | 5.4449 | 5.351 | 5.2588 | 5.1681 | 5.079 | 4.9914 | 4.9054 | 4.8208 | 4.7377 | 4.656 | 4.5757 | 4.4968 | 4.4193 | 4.3431 | 4.2682 | 4.1946 | 4.1223 | 4.0512 | 3.9814 | 3.9127 | 5.4449 | 10.7959 | 16.0547 | 21.2228 | 26.3018 | 31.2933 | 36.1986 | 41.0194 | 45.7571 | 50.4131 | 54.9888 | 59.4857 | 63.905 | 68.2481 | 72.5163 | 76.7109 | 80.8332 | 84.8845 | 88.8659 | 92.7786 | 0.26303 | 0.25823 | 0.25353 | 0.24889 | 0.24433 | 0.23984 | 0.23541 | 0.23106 | 0.2268 | 0.22262 | 0.21854 | 0.21454 | 0.21064 | 0.20681 | 0.20306 | 0.19937 | 0.19575 | 0.19219 | 0.1887 | 0.18526 | 0.26303 | 0.521 | 0.774 | 1.0221 | 1.2653 | 1.5036 | 1.7372 | 1.9661 | 2.1904 | 2.4104 | 2.6263 | 2.838 | 3.0459 | 3.2498 | 3.4499 | 3.6461 | 3.8384 | 4.027 | 4.2118 | 4.3929 | 4.6282 | 4.5484 | 4.47 | 4.3929 | 4.3172 | 4.2427 | 4.1696 | 4.0977 | 4.027 | 3.9576 | 3.8894 | 3.8223 | 3.7564 | 3.6916 | 3.628 | 3.5654 | 3.504 | 3.4436 | 3.3842 | 3.3258 | 4.6282 | 9.1766 | 13.6465 | 18.0394 | 22.3566 | 26.5993 | 30.7688 | 34.8665 | 38.8936 | 42.8512 | 46.7405 | 50.5628 | 54.3192 | 58.0109 | 61.6389 | 65.2043 | 68.7083 | 72.1518 | 75.536 | 78.8618 | 0.26303 | 0.25823 | 0.25353 | 0.24889 | 0.24433 | 0.23984 | 0.23541 | 0.23106 | 0.2268 | 0.22262 | 0.21854 | 0.21454 | 0.21064 | 0.20681 | 0.20306 | 0.19937 | 0.19575 | 0.19219 | 0.1887 | 0.18526 | 0.26303 | 0.521 | 0.774 | 1.0221 | 1.2653 | 1.5036 | 1.7372 | 1.9661 | 2.1904 | 2.4104 | 2.6263 | 2.838 | 3.0459 | 3.2498 | 3.4499 | 3.6461 | 3.8384 | 4.027 | 4.2118 | 4.3929 | 4.6282 | 4.5484 | 4.47 | 4.3929 | 4.3172 | 4.2427 | 4.1696 | 4.0977 | 4.027 | 3.9576 | 3.8894 | 3.8223 | 3.7564 | 3.6916 | 3.628 | 3.5654 | 3.504 | 3.4436 | 3.3842 | 3.3258 | 4.6282 | 9.1766 | 13.6465 | 18.0394 | 22.3566 | 26.5993 | 30.7688 | 34.8665 | 38.8936 | 42.8512 | 46.7405 | 50.5628 | 54.3192 | 58.0109 | 61.6389 | 65.2043 | 68.7083 | 72.1518 | 75.536 | 78.8618 | 0.26303 | 0.25823 | 0.25353 | 0.24889 | 0.24433 | 0.23984 | 0.23541 | 0.23106 | 0.2268 | 0.22262 | 0.21854 | 0.21454 | 0.21064 | 0.20681 | 0.20306 | 0.19937 | 0.19575 | 0.19219 | 0.1887 | 0.18526 | 0.26303 | 0.521 | 0.774 | 1.0221 | 1.2653 | 1.5036 | 1.7372 | 1.9661 | 2.1904 | 2.4104 | 2.6263 | 2.838 | 3.0459 | 3.2498 | 3.4499 | 3.6461 | 3.8384 | 4.027 | 4.2118 | 4.3929 | 4.6282 | 4.5484 | 4.47 | 4.3929 | 4.3172 | 4.2427 | 4.1696 | 4.0977 | 4.027 | 3.9576 | 3.8894 | 3.8223 | 3.7564 | 3.6916 | 3.628 | 3.5654 | 3.504 | 3.4436 | 3.3842 | 3.3258 | 4.6282 | 9.1766 | 13.6465 | 18.0394 | 22.3566 | 26.5993 | 30.7688 | 34.8665 | 38.8936 | 42.8512 | 46.7405 | 50.5628 | 54.3192 | 58.0109 | 61.6389 | 65.2043 | 68.7083 | 72.1518 | 75.536 | 78.8618 | 0.26303 | 0.25823 | 0.25353 | 0.24889 | 0.24433 | 0.23984 | 0.23541 | 0.23106 | 0.2268 | 0.22262 | 0.21854 | 0.21454 | 0.21064 | 0.20681 | 0.20306 | 0.19937 | 0.19575 | 0.19219 | 0.1887 | 0.18526 | 0.26303 | 0.521 | 0.774 | 1.0221 | 1.2653 | 1.5036 | 1.7372 | 1.9661 | 2.1904 | 2.4104 | 2.6263 | 2.838 | 3.0459 | 3.2498 | 3.4499 | 3.6461 | 3.8384 | 4.027 | 4.2118 | 4.3929 | 4.6282 | 4.5484 | 4.47 | 4.3929 | 4.3172 | 4.2427 | 4.1696 | 4.0977 | 4.027 | 3.9576 | 3.8894 | 3.8223 | 3.7564 | 3.6916 | 3.628 | 3.5654 | 3.504 | 3.4436 | 3.3842 | 3.3258 | 4.6282 | 9.1766 | 13.6465 | 18.0394 | 22.3566 | 26.5993 | 30.7688 | 34.8665 | 38.8936 | 42.8512 | 46.7405 | 50.5628 | 54.3192 | 58.0109 | 61.6389 | 65.2043 | 68.7083 | 72.1518 | 75.536 | 78.8618 | 300.6433 | 300.9516 | 301.2594 | 301.5644 | 301.8643 | 302.1572 | 302.4409 | 302.7137 | 302.9738 | 303.2195 | 303.4515 | 303.6705 | 303.8771 | 304.0719 | 304.2555 | 304.4284 | 304.5911 | 304.7442 | 304.8879 | 305.0229 | 258.409 | 258.6741 | 258.9386 | 259.2008 | 259.4586 | 259.7102 | 259.9541 | 260.1886 | 260.4121 | 260.6233 | 260.8228 | 261.011 | 261.1886 | 261.356 | 261.5138 | 261.6624 | 261.8023 | 261.9338 | 262.0574 | 262.1734
WA_Industrial_Paper and Printing_Existing_Miscellaneous_Natural Gas_Strategic Energy Management_A | WA | Industrial | Paper and Printing | Existing | Miscellaneous | Natural Gas | Strategic Energy Management | A | IM436 | No energy management system | Energy management system installed and programmed | 5 | 18.0192 | 0 | 0 | 185.13 | 0 | 4.41 | 0 | 92.5645 |  | employee | 5% | 50% | Retrofit | RetroEven20 | 80.75% | TBD | 0.2% | 301.3302 |  | 260.1248 |  | 0.020849 | BEHAV_SEM-All-CPUC-2018_PG-26 | BEHAV_SEM-All-CPUC-2018_PG-26 | AEG Research | No energy management system | No energy management system | No energy management system | No energy management system | No energy management system | No energy management system | No energy management system | No energy management system | No energy management system | No energy management system | No energy management system | No energy management system | No energy management system | No energy management system | No energy management system | No energy management system | No energy management system | No energy management system | No energy management system | No energy management system | No energy management system | No energy management system | Energy management system installed and programmed | Energy management system installed and programmed | Energy management system installed and programmed | Energy management system installed and programmed | Energy management system installed and programmed | Energy management system installed and programmed | Energy management system installed and programmed | Energy management system installed and programmed | Energy management system installed and programmed | Energy management system installed and programmed | Energy management system installed and programmed | Energy management system installed and programmed | Energy management system installed and programmed | Energy management system installed and programmed | Energy management system installed and programmed | Energy management system installed and programmed | Energy management system installed and programmed | Energy management system installed and programmed | Energy management system installed and programmed | Energy management system installed and programmed | Energy management system installed and programmed | Energy management system installed and programmed | 185.13 | 185.13 | 185.13 | 185.13 | 185.13 | 185.13 | 185.13 | 185.13 | 185.13 | 185.13 | 185.13 | 185.13 | 185.13 | 185.13 | 185.13 | 185.13 | 185.13 | 185.13 | 185.13 | 185.13 | 185.13 | 185.13 | 0 | 0 | 18.0192 | 18.0192 | 18.0192 | 18.0192 | 18.0192 | 18.0192 | 18.0192 | 18.0192 | 18.0192 | 18.0192 | 18.0192 | 18.0192 | 18.0192 | 18.0192 | 18.0192 | 18.0192 | 18.0192 | 18.0192 | 18.0192 | 18.0192 | 0.024528 | 0.024105 | 0.02369 | 0.023281 | 0.02288 | 0.022485 | 0.022098 | 0.021717 | 0.021342 | 0.020974 | 0.020613 | 0.020257 | 0.019908 | 0.019565 | 0.019227 | 0.018896 | 0.01857 | 0.01825 | 0.017935 | 0.017626 | 0.024528 | 0.048634 | 0.072323 | 0.095605 | 0.11848 | 0.14097 | 0.16307 | 0.18478 | 0.20613 | 0.2271 | 0.24771 | 0.26797 | 0.28788 | 0.30744 | 0.32667 | 0.34557 | 0.36414 | 0.38239 | 0.40032 | 0.41795 | 1.3612 | 1.3378 | 1.3147 | 1.292 | 1.2698 | 1.2479 | 1.2263 | 1.2052 | 1.1844 | 1.164 | 1.1439 | 1.1242 | 1.1048 | 1.0858 | 1.0671 | 1.0487 | 1.0306 | 1.0128 | 0.99535 | 0.97819 | 1.3612 | 2.699 | 4.0137 | 5.3057 | 6.5755 | 7.8233 | 9.0497 | 10.2549 | 11.4393 | 12.6033 | 13.7472 | 14.8714 | 15.9762 | 17.062 | 18.1291 | 19.1777 | 20.2083 | 21.2211 | 22.2165 | 23.1947 | 0.020849 | 0.02049 | 0.020136 | 0.019789 | 0.019448 | 0.019113 | 0.018783 | 0.018459 | 0.018141 | 0.017828 | 0.017521 | 0.017219 | 0.016922 | 0.01663 | 0.016343 | 0.016062 | 0.015785 | 0.015513 | 0.015245 | 0.014982 | 0.020849 | 0.041339 | 0.061475 | 0.081264 | 0.10071 | 0.11982 | 0.13861 | 0.15707 | 0.17521 | 0.19304 | 0.21056 | 0.22778 | 0.2447 | 0.26133 | 0.27767 | 0.29373 | 0.30952 | 0.32503 | 0.34027 | 0.35526 | 1.157 | 1.1371 | 1.1175 | 1.0982 | 1.0793 | 1.0607 | 1.0424 | 1.0244 | 1.0068 | 0.9894 | 0.97234 | 0.95558 | 0.9391 | 0.92291 | 0.907 | 0.89136 | 0.87599 | 0.86089 | 0.84604 | 0.83146 | 1.157 | 2.2941 | 3.4116 | 4.5099 | 5.5891 | 6.6498 | 7.6922 | 8.7166 | 9.7234 | 10.7128 | 11.6851 | 12.6407 | 13.5798 | 14.5027 | 15.4097 | 16.3011 | 17.1771 | 18.038 | 18.884 | 19.7155 | 0.020849 | 0.02049 | 0.020136 | 0.019789 | 0.019448 | 0.019113 | 0.018783 | 0.018459 | 0.018141 | 0.017828 | 0.017521 | 0.017219 | 0.016922 | 0.01663 | 0.016343 | 0.016062 | 0.015785 | 0.015513 | 0.015245 | 0.014982 | 0.020849 | 0.041339 | 0.061475 | 0.081264 | 0.10071 | 0.11982 | 0.13861 | 0.15707 | 0.17521 | 0.19304 | 0.21056 | 0.22778 | 0.2447 | 0.26133 | 0.27767 | 0.29373 | 0.30952 | 0.32503 | 0.34027 | 0.35526 | 1.157 | 1.1371 | 1.1175 | 1.0982 | 1.0793 | 1.0607 | 1.0424 | 1.0244 | 1.0068 | 0.9894 | 0.97234 | 0.95558 | 0.9391 | 0.92291 | 0.907 | 0.89136 | 0.87599 | 0.86089 | 0.84604 | 0.83146 | 1.157 | 2.2941 | 3.4116 | 4.5099 | 5.5891 | 6.6498 | 7.6922 | 8.7166 | 9.7234 | 10.7128 | 11.6851 | 12.6407 | 13.5798 | 14.5027 | 15.4097 | 16.3011 | 17.1771 | 18.038 | 18.884 | 19.7155 | 0.020849 | 0.02049 | 0.020136 | 0.019789 | 0.019448 | 0.019113 | 0.018783 | 0.018459 | 0.018141 | 0.017828 | 0.017521 | 0.017219 | 0.016922 | 0.01663 | 0.016343 | 0.016062 | 0.015785 | 0.015513 | 0.015245 | 0.014982 | 0.020849 | 0.041339 | 0.061475 | 0.081264 | 0.10071 | 0.11982 | 0.13861 | 0.15707 | 0.17521 | 0.19304 | 0.21056 | 0.22778 | 0.2447 | 0.26133 | 0.27767 | 0.29373 | 0.30952 | 0.32503 | 0.34027 | 0.35526 | 1.157 | 1.1371 | 1.1175 | 1.0982 | 1.0793 | 1.0607 | 1.0424 | 1.0244 | 1.0068 | 0.9894 | 0.97234 | 0.95558 | 0.9391 | 0.92291 | 0.907 | 0.89136 | 0.87599 | 0.86089 | 0.84604 | 0.83146 | 1.157 | 2.2941 | 3.4116 | 4.5099 | 5.5891 | 6.6498 | 7.6922 | 8.7166 | 9.7234 | 10.7128 | 11.6851 | 12.6407 | 13.5798 | 14.5027 | 15.4097 | 16.3011 | 17.1771 | 18.038 | 18.884 | 19.7155 | 0.020849 | 0.02049 | 0.020136 | 0.019789 | 0.019448 | 0.019113 | 0.018783 | 0.018459 | 0.018141 | 0.017828 | 0.017521 | 0.017219 | 0.016922 | 0.01663 | 0.016343 | 0.016062 | 0.015785 | 0.015513 | 0.015245 | 0.014982 | 0.020849 | 0.041339 | 0.061475 | 0.081264 | 0.10071 | 0.11982 | 0.13861 | 0.15707 | 0.17521 | 0.19304 | 0.21056 | 0.22778 | 0.2447 | 0.26133 | 0.27767 | 0.29373 | 0.30952 | 0.32503 | 0.34027 | 0.35526 | 1.157 | 1.1371 | 1.1175 | 1.0982 | 1.0793 | 1.0607 | 1.0424 | 1.0244 | 1.0068 | 0.9894 | 0.97234 | 0.95558 | 0.9391 | 0.92291 | 0.907 | 0.89136 | 0.87599 | 0.86089 | 0.84604 | 0.83146 | 1.157 | 2.2941 | 3.4116 | 4.5099 | 5.5891 | 6.6498 | 7.6922 | 8.7166 | 9.7234 | 10.7128 | 11.6851 | 12.6407 | 13.5798 | 14.5027 | 15.4097 | 16.3011 | 17.1771 | 18.038 | 18.884 | 19.7155 | 300.6433 | 300.9516 | 301.2594 | 301.5644 | 301.8643 | 302.1572 | 302.4409 | 302.7137 | 302.9738 | 303.2195 | 303.4515 | 303.6705 | 303.8771 | 304.0719 | 304.2555 | 304.4284 | 304.5911 | 304.7442 | 304.8879 | 305.0229 | 258.409 | 258.6741 | 258.9386 | 259.2008 | 259.4586 | 259.7102 | 259.9541 | 260.1886 | 260.4121 | 260.6233 | 260.8228 | 261.011 | 261.1886 | 261.356 | 261.5138 | 261.6624 | 261.8023 | 261.9338 | 262.0574 | 262.1734
WA_Industrial_Paper and Printing_Existing_Space Heating_Natural Gas_Commissioning_A | WA | Industrial | Paper and Printing | Existing | Space Heating | Natural Gas | Commissioning | A | IM437 | New construction code | Optimized HVAC design and controls | 10 | 68.5796 | 0 | 0 | 0.27 | 0 | 0 | 0 | 0.1336 |  | employee | 0% | 0% | Retrofit | Retro12Med | 75.44% | TBD | 0.2% | 0.98239 |  | 0.69924 |  | 0 | DL20_COM_CX-Refrig-2021PLN-V11-3 | 2018 AMIL BUS Retro-Commissioning Initiative | U.S. Department of Energy. Lawrence Berkeley National Labs and Building Commissioning Association. https://www.bcxa.org/wp-content/uploads/2020/09/1-s2.0- S0378778819319553-main.pdf | New construction code | New construction code | New construction code | New construction code | New construction code | New construction code | New construction code | New construction code | New construction code | New construction code | New construction code | New construction code | New construction code | New construction code | New construction code | New construction code | New construction code | New construction code | New construction code | New construction code | New construction code | New construction code | Optimized HVAC design and controls | Optimized HVAC design and controls | Optimized HVAC design and controls | Optimized HVAC design and controls | Optimized HVAC design and controls | Optimized HVAC design and controls | Optimized HVAC design and controls | Optimized HVAC design and controls | Optimized HVAC design and controls | Optimized HVAC design and controls | Optimized HVAC design and controls | Optimized HVAC design and controls | Optimized HVAC design and controls | Optimized HVAC design and controls | Optimized HVAC design and controls | Optimized HVAC design and controls | Optimized HVAC design and controls | Optimized HVAC design and controls | Optimized HVAC design and controls | Optimized HVAC design and controls | Optimized HVAC design and controls | Optimized HVAC design and controls | 0.27 | 0.27 | 0.27 | 0.27 | 0.27 | 0.27 | 0.27 | 0.27 | 0.27 | 0.27 | 0.27 | 0.27 | 0.27 | 0.27 | 0.27 | 0.27 | 0.27 | 0.27 | 0.27 | 0.27 | 0.27 | 0.27 | 0 | 0 | 68.1267 | 67.8159 | 67.4854 | 67.1335 | 66.7584 | 66.3586 | 65.9325 | 65.479 | 65.0011 | 64.5017 | 63.9852 | 63.4512 | 62.9142 | 62.372 | 61.8273 | 61.3194 | 60.846 | 60.4028 | 59.9879 | 59.6005 | 0 | 0 | 0 | 0 | 0 | 0 | 0 | 0 | 0 | 0 | 0 | 0 | 0 | 0 | 0 | 0 | 0 | 0 | 0 | 0 | 0 | 0 | 0 | 0 | 0 | 0 | 0 | 0 | 0 | 0 | 0 | 0 | 0 | 0 | 0 | 0 | 0 | 0 | 0 | 0 | 0 | 0 | 0 | 0 | 0 | 0 | 0 | 0 | 0 | 0 | 0 | 0 | 0 | 0 | 0 | 0 | 0 | 0 | 0 | 0 | 0 | 0 | 0 | 0 | 0 | 0 | 0 | 0 | 0 | 0 | 0 | 0 | 0 | 0 | 0 | 0 | 0 | 0 | 0 | 0 | 0 | 0 | 0 | 0 | 0 | 0 | 0 | 0 | 0 | 0 | 0 | 0 | 0 | 0 | 0 | 0 | 0 | 0 | 0 | 0 | 0 | 0 | 0 | 0 | 0 | 0 | 0 | 0 | 0 | 0 | 0 | 0 | 0 | 0 | 0 | 0 | 0 | 0 | 0 | 0 | 0 | 0 | 0 | 0 | 0 | 0 | 0 | 0 | 0 | 0 | 0 | 0 | 0 | 0 | 0 | 0 | 0 | 0 | 0 | 0 | 0 | 0 | 0 | 0 | 0 | 0 | 0 | 0 | 0 | 0 | 0 | 0 | 0 | 0 | 0 | 0 | 0 | 0 | 0 | 0 | 0 | 0 | 0 | 0 | 0 | 0 | 0 | 0 | 0 | 0 | 0 | 0 | 0 | 0 | 0 | 0 | 0 | 0 | 0 | 0 | 0 | 0 | 0 | 0 | 0 | 0 | 0 | 0 | 0 | 0 | 0 | 0 | 0 | 0 | 0 | 0 | 0 | 0 | 0 | 0 | 0 | 0 | 0 | 0 | 0 | 0 | 0 | 0 | 0 | 0 | 0 | 0 | 0 | 0 | 0 | 0 | 0 | 0 | 0 | 0 | 0 | 0 | 0 | 0 | 0 | 0 | 0 | 0 | 0 | 0 | 0 | 0 | 0 | 0 | 0 | 0 | 0 | 0 | 0 | 0 | 0 | 0 | 0 | 0 | 0 | 0 | 0 | 0 | 0 | 0 | 0 | 0 | 0 | 0 | 0 | 0 | 0 | 0 | 0 | 0 | 0 | 0 | 0 | 0 | 0 | 0 | 0 | 0 | 0 | 0 | 0 | 0 | 0 | 0 | 0 | 0 | 0 | 0 | 0 | 0 | 0 | 0 | 0 | 0 | 0 | 0 | 0 | 0 | 0 | 0 | 0 | 0 | 0 | 0 | 0 | 0 | 0 | 0 | 0 | 0 | 0 | 0 | 0 | 0 | 0 | 0 | 0 | 0 | 0 | 0 | 0 | 0 | 0 | 0 | 0 | 0 | 0 | 0 | 0 | 0 | 0 | 0 | 0 | 0 | 0 | 0 | 0 | 0 | 0 | 0 | 0 | 0 | 0 | 0 | 0 | 0 | 0 | 0 | 0 | 0 | 0 | 0 | 0 | 0 | 0 | 0 | 0 | 0 | 0 | 0 | 0 | 0 | 0 | 0 | 0 | 0 | 0 | 0 | 0 | 0 | 0 | 0 | 0 | 0 | 0 | 0 | 0 | 0 | 0 | 0 | 0 | 0 | 0 | 0 | 0 | 0 | 0 | 0 | 0 | 0 | 0 | 0 | 0 | 0 | 0 | 0 | 0 | 0 | 0 | 0 | 0 | 0 | 0 | 0 | 0 | 0 | 0 | 0 | 0 | 0 | 0.097864 | 0.097905 | 0.097946 | 0.097987 | 0.098027 | 0.098066 | 0.098104 | 0.09814 | 0.098174 | 0.098207 | 0.098237 | 0.098266 | 0.098294 | 0.098319 | 0.098344 | 0.098366 | 0.098388 | 0.098408 | 0.098427 | 0.098445 | 0.069657 | 0.069686 | 0.069716 | 0.069744 | 0.069773 | 0.069801 | 0.069827 | 0.069853 | 0.069878 | 0.069901 | 0.069923 | 0.069943 | 0.069963 | 0.069981 | 0.069998 | 0.070014 | 0.07003 | 0.070044 | 0.070057 | 0.07007
WA_Industrial_Paper and Printing_Existing_Process_Natural Gas_Commissioning_A | WA | Industrial | Paper and Printing | Existing | Process | Natural Gas | Commissioning | A | IM438 | New construction code | Optimized process design and controls | 10 | 317.5129 | 0 | 0 | 0.27 | 0 | 0 | 0 | 0.1336 |  | employee | 0% | 0% | Retrofit | Retro12Med | 75.44% | TBD | 0.2% | 0.98239 |  | 0.69924 |  | 0 | DL20_COM_CX-Refrig-2021PLN-V11-3 | 2018 AMIL BUS Retro-Commissioning Initiative | U.S. Department of Energy. Lawrence Berkeley National Labs and Building Commissioning Association. https://www.bcxa.org/wp-content/uploads/2020/09/1-s2.0- S0378778819319553-main.pdf | New construction code | New construction code | New construction code | New construction code | New construction code | New construction code | New construction code | New construction code | New construction code | New construction code | New construction code | New construction code | New construction code | New construction code | New construction code | New construction code | New construction code | New construction code | New construction code | New construction code | New construction code | New construction code | Optimized process design and controls | Optimized process design and controls | Optimized process design and controls | Optimized process design and controls | Optimized process design and controls | Optimized process design and controls | Optimized process design and controls | Optimized process design and controls | Optimized process design and controls | Optimized process design and controls | Optimized process design and controls | Optimized process design and controls | Optimized process design and controls | Optimized process design and controls | Optimized process design and controls | Optimized process design and controls | Optimized process design and controls | Optimized process design and controls | Optimized process design and controls | Optimized process design and controls | Optimized process design and controls | Optimized process design and controls | 0.27 | 0.27 | 0.27 | 0.27 | 0.27 | 0.27 | 0.27 | 0.27 | 0.27 | 0.27 | 0.27 | 0.27 | 0.27 | 0.27 | 0.27 | 0.27 | 0.27 | 0.27 | 0.27 | 0.27 | 0.27 | 0.27 | 0 | 0 | 317.5129 | 317.5129 | 317.5129 | 317.5129 | 317.5129 | 317.5129 | 317.5129 | 317.5129 | 317.5129 | 317.5129 | 317.5129 | 317.5129 | 317.5129 | 317.5129 | 317.5129 | 317.5129 | 317.5129 | 317.5129 | 317.5129 | 317.5129 | 0 | 0 | 0 | 0 | 0 | 0 | 0 | 0 | 0 | 0 | 0 | 0 | 0 | 0 | 0 | 0 | 0 | 0 | 0 | 0 | 0 | 0 | 0 | 0 | 0 | 0 | 0 | 0 | 0 | 0 | 0 | 0 | 0 | 0 | 0 | 0 | 0 | 0 | 0 | 0 | 0 | 0 | 0 | 0 | 0 | 0 | 0 | 0 | 0 | 0 | 0 | 0 | 0 | 0 | 0 | 0 | 0 | 0 | 0 | 0 | 0 | 0 | 0 | 0 | 0 | 0 | 0 | 0 | 0 | 0 | 0 | 0 | 0 | 0 | 0 | 0 | 0 | 0 | 0 | 0 | 0 | 0 | 0 | 0 | 0 | 0 | 0 | 0 | 0 | 0 | 0 | 0 | 0 | 0 | 0 | 0 | 0 | 0 | 0 | 0 | 0 | 0 | 0 | 0 | 0 | 0 | 0 | 0 | 0 | 0 | 0 | 0 | 0 | 0 | 0 | 0 | 0 | 0 | 0 | 0 | 0 | 0 | 0 | 0 | 0 | 0 | 0 | 0 | 0 | 0 | 0 | 0 | 0 | 0 | 0 | 0 | 0 | 0 | 0 | 0 | 0 | 0 | 0 | 0 | 0 | 0 | 0 | 0 | 0 | 0 | 0 | 0 | 0 | 0 | 0 | 0 | 0 | 0 | 0 | 0 | 0 | 0 | 0 | 0 | 0 | 0 | 0 | 0 | 0 | 0 | 0 | 0 | 0 | 0 | 0 | 0 | 0 | 0 | 0 | 0 | 0 | 0 | 0 | 0 | 0 | 0 | 0 | 0 | 0 | 0 | 0 | 0 | 0 | 0 | 0 | 0 | 0 | 0 | 0 | 0 | 0 | 0 | 0 | 0 | 0 | 0 | 0 | 0 | 0 | 0 | 0 | 0 | 0 | 0 | 0 | 0 | 0 | 0 | 0 | 0 | 0 | 0 | 0 | 0 | 0 | 0 | 0 | 0 | 0 | 0 | 0 | 0 | 0 | 0 | 0 | 0 | 0 | 0 | 0 | 0 | 0 | 0 | 0 | 0 | 0 | 0 | 0 | 0 | 0 | 0 | 0 | 0 | 0 | 0 | 0 | 0 | 0 | 0 | 0 | 0 | 0 | 0 | 0 | 0 | 0 | 0 | 0 | 0 | 0 | 0 | 0 | 0 | 0 | 0 | 0 | 0 | 0 | 0 | 0 | 0 | 0 | 0 | 0 | 0 | 0 | 0 | 0 | 0 | 0 | 0 | 0 | 0 | 0 | 0 | 0 | 0 | 0 | 0 | 0 | 0 | 0 | 0 | 0 | 0 | 0 | 0 | 0 | 0 | 0 | 0 | 0 | 0 | 0 | 0 | 0 | 0 | 0 | 0 | 0 | 0 | 0 | 0 | 0 | 0 | 0 | 0 | 0 | 0 | 0 | 0 | 0 | 0 | 0 | 0 | 0 | 0 | 0 | 0 | 0 | 0 | 0 | 0 | 0 | 0 | 0 | 0 | 0 | 0 | 0 | 0 | 0 | 0 | 0 | 0 | 0 | 0 | 0 | 0 | 0 | 0 | 0 | 0 | 0 | 0 | 0 | 0 | 0 | 0 | 0 | 0 | 0 | 0 | 0 | 0 | 0 | 0 | 0 | 0 | 0 | 0 | 0 | 0 | 0 | 0 | 0 | 0 | 0 | 0 | 0 | 0 | 0 | 0 | 0 | 0 | 0 | 0 | 0 | 0 | 0 | 0 | 0.097864 | 0.097905 | 0.097946 | 0.097987 | 0.098027 | 0.098066 | 0.098104 | 0.09814 | 0.098174 | 0.098207 | 0.098237 | 0.098266 | 0.098294 | 0.098319 | 0.098344 | 0.098366 | 0.098388 | 0.098408 | 0.098427 | 0.098445 | 0.069657 | 0.069686 | 0.069716 | 0.069744 | 0.069773 | 0.069801 | 0.069827 | 0.069853 | 0.069878 | 0.069901 | 0.069923 | 0.069943 | 0.069963 | 0.069981 | 0.069998 | 0.070014 | 0.07003 | 0.070044 | 0.070057 | 0.07007
WA_Industrial_Paper and Printing_Existing_Space Heating_Natural Gas_Retrocommissioning_A | WA | Industrial | Paper and Printing | Existing | Space Heating | Natural Gas | Retrocommissioning | A | IM439 | Vintage/existing building | Optimized HVAC flow and controls | 5 | 9.5252 | 0 | 0 | 6.47 | 0 | 0 | 0 | 3.2347 |  | employee | 15% | 50% | Retrofit | RetroEven20 | 80.75% | TBD | 0.2% | 187.5986 |  | 145.1115 |  | 0.0085295 | COM_RCX-Heating-7PLN-v5-18 | COM_RCX-All-XCELCO-2017-18-1 | COM_RCX-All-XCELCO-2017-18-1 | Vintage/existing building | Vintage/existing building | Vintage/existing building | Vintage/existing building | Vintage/existing building | Vintage/existing building | Vintage/existing building | Vintage/existing building | Vintage/existing building | Vintage/existing building | Vintage/existing building | Vintage/existing building | Vintage/existing building | Vintage/existing building | Vintage/existing building | Vintage/existing building | Vintage/existing building | Vintage/existing building | Vintage/existing building | Vintage/existing building | Vintage/existing building | Vintage/existing building | Optimized HVAC flow and controls | Optimized HVAC flow and controls | Optimized HVAC flow and controls | Optimized HVAC flow and controls | Optimized HVAC flow and controls | Optimized HVAC flow and controls | Optimized HVAC flow and controls | Optimized HVAC flow and controls | Optimized HVAC flow and controls | Optimized HVAC flow and controls | Optimized HVAC flow and controls | Optimized HVAC flow and controls | Optimized HVAC flow and controls | Optimized HVAC flow and controls | Optimized HVAC flow and controls | Optimized HVAC flow and controls | Optimized HVAC flow and controls | Optimized HVAC flow and controls | Optimized HVAC flow and controls | Optimized HVAC flow and controls | Optimized HVAC flow and controls | Optimized HVAC flow and controls | 6.47 | 6.47 | 6.47 | 6.47 | 6.47 | 6.47 | 6.47 | 6.47 | 6.47 | 6.47 | 6.47 | 6.47 | 6.47 | 6.47 | 6.47 | 6.47 | 6.47 | 6.47 | 6.47 | 6.47 | 6.47 | 6.47 | 0 | 0 | 9.4619 | 9.4184 | 9.3722 | 9.3232 | 9.2709 | 9.2152 | 9.1559 | 9.0928 | 9.0263 | 8.9569 | 8.8851 | 8.8109 | 8.7362 | 8.6609 | 8.5852 | 8.5146 | 8.4488 | 8.3872 | 8.3296 | 8.2757 | 0.010018 | 0.0097996 | 0.0095835 | 0.0093689 | 0.0091558 | 0.0089439 | 0.0087331 | 0.0085234 | 0.0083152 | 0.008109 | 0.0079053 | 0.0077041 | 0.0075071 | 0.007314 | 0.0071251 | 0.0069447 | 0.0067722 | 0.0066069 | 0.0064484 | 0.0062963 | 0.010018 | 0.019771 | 0.029258 | 0.038474 | 0.047414 | 0.056073 | 0.064445 | 0.072524 | 0.080309 | 0.0878 | 0.095002 | 0.10191 | 0.10856 | 0.11493 | 0.12105 | 0.127 | 0.13279 | 0.13843 | 0.14393 | 0.1493 | 1.0587 | 1.0405 | 1.0225 | 1.0049 | 0.98758 | 0.97056 | 0.95382 | 0.93738 | 0.92122 | 0.90533 | 0.88972 | 0.87438 | 0.85931 | 0.84449 | 0.82993 | 0.81562 | 0.80156 | 0.78774 | 0.77416 | 0.76081 | 1.0587 | 2.0992 | 3.1218 | 4.1267 | 5.1142 | 6.0848 | 7.0386 | 7.976 | 8.8972 | 9.8026 | 10.6923 | 11.5667 | 12.426 | 13.2705 | 14.1004 | 14.916 | 15.7176 | 16.5053 | 17.2795 | 18.0403 | 0.0085295 | 0.008359 | 0.0081904 | 0.0080236 | 0.0078581 | 0.0076938 | 0.0075305 | 0.0073679 | 0.0072064 | 0.0070462 | 0.0068875 | 0.0067301 | 0.0065744 | 0.0064204 | 0.0062685 | 0.0061221 | 0.0059814 | 0.0058463 | 0.0057165 | 0.0055919 | 0.0085295 | 0.016865 | 0.025005 | 0.032949 | 0.040694 | 0.048236 | 0.05557 | 0.062693 | 0.069601 | 0.076294 | 0.08277 | 0.089029 | 0.095069 | 0.10089 | 0.1065 | 0.11196 | 0.11729 | 0.1225 | 0.12759 | 0.1326 | 0.89992 | 0.88441 | 0.86916 | 0.85417 | 0.83945 | 0.82497 | 0.81075 | 0.79677 | 0.78303 | 0.76953 | 0.75627 | 0.74323 | 0.73041 | 0.71782 | 0.70544 | 0.69328 | 0.68133 | 0.66958 | 0.65803 | 0.64669 | 0.89992 | 1.7843 | 2.6535 | 3.5077 | 4.3471 | 5.1721 | 5.9828 | 6.7796 | 7.5626 | 8.3322 | 9.0884 | 9.8317 | 10.5621 | 11.2799 | 11.9853 | 12.6786 | 13.3599 | 14.0295 | 14.6876 | 15.3342 | 0.0085295 | 0.008359 | 0.0081904 | 0.0080236 | 0.0078581 | 0.0076938 | 0.0075305 | 0.0073679 | 0.0072064 | 0.0070462 | 0.0068875 | 0.0067301 | 0.0065744 | 0.0064204 | 0.0062685 | 0.0061221 | 0.0059814 | 0.0058463 | 0.0057165 | 0.0055919 | 0.0085295 | 0.016865 | 0.025005 | 0.032949 | 0.040694 | 0.048236 | 0.05557 | 0.062693 | 0.069601 | 0.076294 | 0.08277 | 0.089029 | 0.095069 | 0.10089 | 0.1065 | 0.11196 | 0.11729 | 0.1225 | 0.12759 | 0.1326 | 0.89992 | 0.88441 | 0.86916 | 0.85417 | 0.83945 | 0.82497 | 0.81075 | 0.79677 | 0.78303 | 0.76953 | 0.75627 | 0.74323 | 0.73041 | 0.71782 | 0.70544 | 0.69328 | 0.68133 | 0.66958 | 0.65803 | 0.64669 | 0.89992 | 1.7843 | 2.6535 | 3.5077 | 4.3471 | 5.1721 | 5.9828 | 6.7796 | 7.5626 | 8.3322 | 9.0884 | 9.8317 | 10.5621 | 11.2799 | 11.9853 | 12.6786 | 13.3599 | 14.0295 | 14.6876 | 15.3342 | 0.0085295 | 0.008359 | 0.0081904 | 0.0080236 | 0.0078581 | 0.0076938 | 0.0075305 | 0.0073679 | 0.0072064 | 0.0070462 | 0.0068875 | 0.0067301 | 0.0065744 | 0.0064204 | 0.0062685 | 0.0061221 | 0.0059814 | 0.0058463 | 0.0057165 | 0.0055919 | 0.0085295 | 0.016865 | 0.025005 | 0.032949 | 0.040694 | 0.048236 | 0.05557 | 0.062693 | 0.069601 | 0.076294 | 0.08277 | 0.089029 | 0.095069 | 0.10089 | 0.1065 | 0.11196 | 0.11729 | 0.1225 | 0.12759 | 0.1326 | 0.89992 | 0.88441 | 0.86916 | 0.85417 | 0.83945 | 0.82497 | 0.81075 | 0.79677 | 0.78303 | 0.76953 | 0.75627 | 0.74323 | 0.73041 | 0.71782 | 0.70544 | 0.69328 | 0.68133 | 0.66958 | 0.65803 | 0.64669 | 0.89992 | 1.7843 | 2.6535 | 3.5077 | 4.3471 | 5.1721 | 5.9828 | 6.7796 | 7.5626 | 8.3322 | 9.0884 | 9.8317 | 10.5621 | 11.2799 | 11.9853 | 12.6786 | 13.3599 | 14.0295 | 14.6876 | 15.3342 | 0.0085295 | 0.008359 | 0.0081904 | 0.0080236 | 0.0078581 | 0.0076938 | 0.0075305 | 0.0073679 | 0.0072064 | 0.0070462 | 0.0068875 | 0.0067301 | 0.0065744 | 0.0064204 | 0.0062685 | 0.0061221 | 0.0059814 | 0.0058463 | 0.0057165 | 0.0055919 | 0.0085295 | 0.016865 | 0.025005 | 0.032949 | 0.040694 | 0.048236 | 0.05557 | 0.062693 | 0.069601 | 0.076294 | 0.08277 | 0.089029 | 0.095069 | 0.10089 | 0.1065 | 0.11196 | 0.11729 | 0.1225 | 0.12759 | 0.1326 | 0.89992 | 0.88441 | 0.86916 | 0.85417 | 0.83945 | 0.82497 | 0.81075 | 0.79677 | 0.78303 | 0.76953 | 0.75627 | 0.74323 | 0.73041 | 0.71782 | 0.70544 | 0.69328 | 0.68133 | 0.66958 | 0.65803 | 0.64669 | 0.89992 | 1.7843 | 2.6535 | 3.5077 | 4.3471 | 5.1721 | 5.9828 | 6.7796 | 7.5626 | 8.3322 | 9.0884 | 9.8317 | 10.5621 | 11.2799 | 11.9853 | 12.6786 | 13.3599 | 14.0295 | 14.6876 | 15.3342 | 162.0955 | 162.4818 | 162.8685 | 163.2527 | 163.6315 | 164.0023 | 164.3626 | 164.7098 | 165.0416 | 165.3557 | 165.653 | 165.9342 | 166.2 | 166.451 | 166.688 | 166.9116 | 167.1223 | 167.3207 | 167.5073 | 167.6827 | 125.3843 | 125.6831 | 125.9822 | 126.2794 | 126.5724 | 126.8593 | 127.1379 | 127.4065 | 127.6631 | 127.9061 | 128.1361 | 128.3536 | 128.5592 | 128.7534 | 128.9367 | 129.1096 | 129.2726 | 129.4261 | 129.5704 | 129.7061
WA_Industrial_Paper and Printing_Existing_Process_Natural Gas_Retrocommissioning_A | WA | Industrial | Paper and Printing | Existing | Process | Natural Gas | Retrocommissioning | A | IM440 | Vintage/existing building | Optimized process design and controls | 5 | 0 | 0 | 0 | 6.47 | 0 | 0 | 0 | 3.2347 |  | employee | 15% | 50% | Retrofit | RetroEven20 | 80.75% | TBD | 0.2% | 187.5986 |  | 145.1115 |  | 0 | COM_RCX-Heating-7PLN-v5-18 | COM_RCX-All-XCELCO-2017-18-1 | n/a | Vintage/existing building | Vintage/existing building | Vintage/existing building | Vintage/existing building | Vintage/existing building | Vintage/existing building | Vintage/existing building | Vintage/existing building | Vintage/existing building | Vintage/existing building | Vintage/existing building | Vintage/existing building | Vintage/existing building | Vintage/existing building | Vintage/existing building | Vintage/existing building | Vintage/existing building | Vintage/existing building | Vintage/existing building | Vintage/existing building | Vintage/existing building | Vintage/existing building | Optimized process design and controls | Optimized process design and controls | Optimized process design and controls | Optimized process design and controls | Optimized process design and controls | Optimized process design and controls | Optimized process design and controls | Optimized process design and controls | Optimized process design and controls | Optimized process design and controls | Optimized process design and controls | Optimized process design and controls | Optimized process design and controls | Optimized process design and controls | Optimized process design and controls | Optimized process design and controls | Optimized process design and controls | Optimized process design and controls | Optimized process design and controls | Optimized process design and controls | Optimized process design and controls | Optimized process design and controls | 6.47 | 6.47 | 6.47 | 6.47 | 6.47 | 6.47 | 6.47 | 6.47 | 6.47 | 6.47 | 6.47 | 6.47 | 6.47 | 6.47 | 6.47 | 6.47 | 6.47 | 6.47 | 6.47 | 6.47 | 6.47 | 6.47 | 0 | 0 | 0 | 0 | 0 | 0 | 0 | 0 | 0 | 0 | 0 | 0 | 0 | 0 | 0 | 0 | 0 | 0 | 0 | 0 | 0 | 0 | 0 | 0 | 0 | 0 | 0 | 0 | 0 | 0 | 0 | 0 | 0 | 0 | 0 | 0 | 0 | 0 | 0 | 0 | 0 | 0 | 0 | 0 | 0 | 0 | 0 | 0 | 0 | 0 | 0 | 0 | 0 | 0 | 0 | 0 | 0 | 0 | 0 | 0 | 0 | 0 | 1.0587 | 1.0405 | 1.0225 | 1.0049 | 0.98758 | 0.97056 | 0.95382 | 0.93738 | 0.92122 | 0.90533 | 0.88972 | 0.87438 | 0.85931 | 0.84449 | 0.82993 | 0.81562 | 0.80156 | 0.78774 | 0.77416 | 0.76081 | 1.0587 | 2.0992 | 3.1218 | 4.1267 | 5.1142 | 6.0848 | 7.0386 | 7.976 | 8.8972 | 9.8026 | 10.6923 | 11.5667 | 12.426 | 13.2705 | 14.1004 | 14.916 | 15.7176 | 16.5053 | 17.2795 | 18.0403 | 0 | 0 | 0 | 0 | 0 | 0 | 0 | 0 | 0 | 0 | 0 | 0 | 0 | 0 | 0 | 0 | 0 | 0 | 0 | 0 | 0 | 0 | 0 | 0 | 0 | 0 | 0 | 0 | 0 | 0 | 0 | 0 | 0 | 0 | 0 | 0 | 0 | 0 | 0 | 0 | 0.89992 | 0.88441 | 0.86916 | 0.85417 | 0.83945 | 0.82497 | 0.81075 | 0.79677 | 0.78303 | 0.76953 | 0.75627 | 0.74323 | 0.73041 | 0.71782 | 0.70544 | 0.69328 | 0.68133 | 0.66958 | 0.65803 | 0.64669 | 0.89992 | 1.7843 | 2.6535 | 3.5077 | 4.3471 | 5.1721 | 5.9828 | 6.7796 | 7.5626 | 8.3322 | 9.0884 | 9.8317 | 10.5621 | 11.2799 | 11.9853 | 12.6786 | 13.3599 | 14.0295 | 14.6876 | 15.3342 | 0 | 0 | 0 | 0 | 0 | 0 | 0 | 0 | 0 | 0 | 0 | 0 | 0 | 0 | 0 | 0 | 0 | 0 | 0 | 0 | 0 | 0 | 0 | 0 | 0 | 0 | 0 | 0 | 0 | 0 | 0 | 0 | 0 | 0 | 0 | 0 | 0 | 0 | 0 | 0 | 0.89992 | 0.88441 | 0.86916 | 0.85417 | 0.83945 | 0.82497 | 0.81075 | 0.79677 | 0.78303 | 0.76953 | 0.75627 | 0.74323 | 0.73041 | 0.71782 | 0.70544 | 0.69328 | 0.68133 | 0.66958 | 0.65803 | 0.64669 | 0.89992 | 1.7843 | 2.6535 | 3.5077 | 4.3471 | 5.1721 | 5.9828 | 6.7796 | 7.5626 | 8.3322 | 9.0884 | 9.8317 | 10.5621 | 11.2799 | 11.9853 | 12.6786 | 13.3599 | 14.0295 | 14.6876 | 15.3342 | 0 | 0 | 0 | 0 | 0 | 0 | 0 | 0 | 0 | 0 | 0 | 0 | 0 | 0 | 0 | 0 | 0 | 0 | 0 | 0 | 0 | 0 | 0 | 0 | 0 | 0 | 0 | 0 | 0 | 0 | 0 | 0 | 0 | 0 | 0 | 0 | 0 | 0 | 0 | 0 | 0.89992 | 0.88441 | 0.86916 | 0.85417 | 0.83945 | 0.82497 | 0.81075 | 0.79677 | 0.78303 | 0.76953 | 0.75627 | 0.74323 | 0.73041 | 0.71782 | 0.70544 | 0.69328 | 0.68133 | 0.66958 | 0.65803 | 0.64669 | 0.89992 | 1.7843 | 2.6535 | 3.5077 | 4.3471 | 5.1721 | 5.9828 | 6.7796 | 7.5626 | 8.3322 | 9.0884 | 9.8317 | 10.5621 | 11.2799 | 11.9853 | 12.6786 | 13.3599 | 14.0295 | 14.6876 | 15.3342 | 0 | 0 | 0 | 0 | 0 | 0 | 0 | 0 | 0 | 0 | 0 | 0 | 0 | 0 | 0 | 0 | 0 | 0 | 0 | 0 | 0 | 0 | 0 | 0 | 0 | 0 | 0 | 0 | 0 | 0 | 0 | 0 | 0 | 0 | 0 | 0 | 0 | 0 | 0 | 0 | 0.89992 | 0.88441 | 0.86916 | 0.85417 | 0.83945 | 0.82497 | 0.81075 | 0.79677 | 0.78303 | 0.76953 | 0.75627 | 0.74323 | 0.73041 | 0.71782 | 0.70544 | 0.69328 | 0.68133 | 0.66958 | 0.65803 | 0.64669 | 0.89992 | 1.7843 | 2.6535 | 3.5077 | 4.3471 | 5.1721 | 5.9828 | 6.7796 | 7.5626 | 8.3322 | 9.0884 | 9.8317 | 10.5621 | 11.2799 | 11.9853 | 12.6786 | 13.3599 | 14.0295 | 14.6876 | 15.3342 | 162.0955 | 162.4818 | 162.8685 | 163.2527 | 163.6315 | 164.0023 | 164.3626 | 164.7098 | 165.0416 | 165.3557 | 165.653 | 165.9342 | 166.2 | 166.451 | 166.688 | 166.9116 | 167.1223 | 167.3207 | 167.5073 | 167.6827 | 125.3843 | 125.6831 | 125.9822 | 126.2794 | 126.5724 | 126.8593 | 127.1379 | 127.4065 | 127.6631 | 127.9061 | 128.1361 | 128.3536 | 128.5592 | 128.7534 | 128.9367 | 129.1096 | 129.2726 | 129.4261 | 129.5704 | 129.7061
WA_Industrial_Paper and Printing_New_Space Heating_Natural Gas_Insulation - Roof/Ceiling_A | WA | Industrial | Paper and Printing | New | Space Heating | Natural Gas | Insulation - Roof/Ceiling | A | IM441 | R-13 | R-38 | 45 | 0.078976 | 0 | 0 | 1.11 | 0 | 0 | 0 | 0.55475 |  | sqft | 0% | 0% | Retrofit | Retro3Slow | 81.94% | TBD | 0.2% | 116.4128 |  | 62.2694 |  | 0 | RTF Wkbk - ComWeatherizationSchool_v3_1 | RTF Wkbk - ComWeatherizationSchool_v3_1 | Building Energy Simulation Tool | R-13 | R-13 | R-13 | R-13 | R-13 | R-13 | R-13 | R-13 | R-13 | R-13 | R-13 | R-13 | R-13 | R-13 | R-13 | R-13 | R-13 | R-13 | R-13 | R-13 | R-13 | R-13 | R-38 | R-38 | R-38 | R-38 | R-38 | R-38 | R-38 | R-38 | R-38 | R-38 | R-38 | R-38 | R-38 | R-38 | R-38 | R-38 | R-38 | R-38 | R-38 | R-38 | R-38 | R-38 | 1.11 | 1.11 | 1.11 | 1.11 | 1.11 | 1.11 | 1.11 | 1.11 | 1.11 | 1.11 | 1.11 | 1.11 | 1.11 | 1.11 | 1.11 | 1.11 | 1.11 | 1.11 | 1.11 | 1.11 | 1.11 | 1.11 | 0 | 0 | 0.078561 | 0.073867 | 0.071969 | 0.070813 | 0.070239 | 0.069714 | 0.069246 | 0.068788 | 0.068359 | 0.067916 | 0.067315 | 0.066786 | 0.066206 | 0.066125 | 0.066017 | 0.065885 | 0.065891 | 0.065858 | 0.065931 | 0.065949 | 0 | 0 | 0 | 0 | 0 | 0 | 0 | 0 | 0 | 0 | 0 | 0 | 0 | 0 | 0 | 0 | 0 | 0 | 0 | 0 | 0 | 0 | 0 | 0 | 0 | 0 | 0 | 0 | 0 | 0 | 0 | 0 | 0 | 0 | 0 | 0 | 0 | 0 | 0 | 0 | 0 | 0 | 0 | 0 | 0 | 0 | 0 | 0 | 0 | 0 | 0 | 0 | 0 | 0 | 0 | 0 | 0 | 0 | 0 | 0 | 0 | 0 | 0 | 0 | 0 | 0 | 0 | 0 | 0 | 0 | 0 | 0 | 0 | 0 | 0 | 0 | 0 | 0 | 0 | 0 | 0 | 0 | 0 | 0 | 0 | 0 | 0 | 0 | 0 | 0 | 0 | 0 | 0 | 0 | 0 | 0 | 0 | 0 | 0 | 0 | 0 | 0 | 0 | 0 | 0 | 0 | 0 | 0 | 0 | 0 | 0 | 0 | 0 | 0 | 0 | 0 | 0 | 0 | 0 | 0 | 0 | 0 | 0 | 0 | 0 | 0 | 0 | 0 | 0 | 0 | 0 | 0 | 0 | 0 | 0 | 0 | 0 | 0 | 0 | 0 | 0 | 0 | 0 | 0 | 0 | 0 | 0 | 0 | 0 | 0 | 0 | 0 | 0 | 0 | 0 | 0 | 0 | 0 | 0 | 0 | 0 | 0 | 0 | 0 | 0 | 0 | 0 | 0 | 0 | 0 | 0 | 0 | 0 | 0 | 0 | 0 | 0 | 0 | 0 | 0 | 0 | 0 | 0 | 0 | 0 | 0 | 0 | 0 | 0 | 0 | 0 | 0 | 0 | 0 | 0 | 0 | 0 | 0 | 0 | 0 | 0 | 0 | 0 | 0 | 0 | 0 | 0 | 0 | 0 | 0 | 0 | 0 | 0 | 0 | 0 | 0 | 0 | 0 | 0 | 0 | 0 | 0 | 0 | 0 | 0 | 0 | 0 | 0 | 0 | 0 | 0 | 0 | 0 | 0 | 0 | 0 | 0 | 0 | 0 | 0 | 0 | 0 | 0 | 0 | 0 | 0 | 0 | 0 | 0 | 0 | 0 | 0 | 0 | 0 | 0 | 0 | 0 | 0 | 0 | 0 | 0 | 0 | 0 | 0 | 0 | 0 | 0 | 0 | 0 | 0 | 0 | 0 | 0 | 0 | 0 | 0 | 0 | 0 | 0 | 0 | 0 | 0 | 0 | 0 | 0 | 0 | 0 | 0 | 0 | 0 | 0 | 0 | 0 | 0 | 0 | 0 | 0 | 0 | 0 | 0 | 0 | 0 | 0 | 0 | 0 | 0 | 0 | 0 | 0 | 0 | 0 | 0 | 0 | 0 | 0 | 0 | 0 | 0 | 0 | 0 | 0 | 0 | 0 | 0 | 0 | 0 | 0 | 0 | 0 | 0 | 0 | 0 | 0 | 0 | 0 | 0 | 0 | 0 | 0 | 0 | 0 | 0 | 0 | 0 | 0 | 0 | 0 | 0 | 0 | 0 | 0 | 0 | 0 | 0 | 0 | 0 | 0 | 0 | 0 | 0 | 0 | 0 | 0 | 0 | 0 | 0 | 0 | 0 | 0 | 0 | 0 | 0 | 0 | 0 | 0 | 0 | 0 | 0 | 0 | 0 | 0 | 0 | 0 | 0 | 0 | 0 | 0 | 0 | 0 | 0 | 0 | 0 | 0 | 0 | 0 | 0 | 0 | 0 | 0 | 0 | 955.4003 | 955.4003 | 955.4003 | 955.4003 | 955.4003 | 955.4003 | 955.4003 | 955.4003 | 955.4003 | 955.4003 | 955.4003 | 955.4003 | 955.4003 | 955.4003 | 955.4003 | 955.4003 | 955.4003 | 955.4003 | 955.4003 | 955.4003 | 511.0451 | 511.0451 | 511.0451 | 511.0451 | 511.0451 | 511.0451 | 511.0451 | 511.0451 | 511.0451 | 511.0451 | 511.0451 | 511.0451 | 511.0451 | 511.0451 | 511.0451 | 511.0451 | 511.0451 | 511.0451 | 511.0451 | 511.0451
WA_Industrial_Paper and Printing_New_Space Heating_Natural Gas_Insulation - Wall Cavity_A | WA | Industrial | Paper and Printing | New | Space Heating | Natural Gas | Insulation - Wall Cavity | A | IM442 | R-11 or less | R-21 | 45 | 0.017277 | 0 | 0 | 0.24 | 0 | 0 | 0 | 0.1203 |  | sqft | 0% | 0% | Retrofit | Retro3Slow | 81.94% | TBD | 0.2% | 90.615 |  | 48.4701 |  | 0 | RTF Wkbk - ComWeatherizationSchool_v3_1 | N/A | Building Energy Simulation Tool | R-11 or less | R-11 or less | R-11 or less | R-11 or less | R-11 or less | R-11 or less | R-11 or less | R-11 or less | R-11 or less | R-11 or less | R-11 or less | R-11 or less | R-11 or less | R-11 or less | R-11 or less | R-11 or less | R-11 or less | R-11 or less | R-11 or less | R-11 or less | R-11 or less | R-11 or less | R-21 | R-21 | R-21 | R-21 | R-21 | R-21 | R-21 | R-21 | R-21 | R-21 | R-21 | R-21 | R-21 | R-21 | R-21 | R-21 | R-21 | R-21 | R-21 | R-21 | R-21 | R-21 | 0.24 | 0.24 | 0.24 | 0.24 | 0.24 | 0.24 | 0.24 | 0.24 | 0.24 | 0.24 | 0.24 | 0.24 | 0.24 | 0.24 | 0.24 | 0.24 | 0.24 | 0.24 | 0.24 | 0.24 | 0.24 | 0.24 | 0 | 0 | 0.017187 | 0.01616 | 0.015744 | 0.015492 | 0.015366 | 0.015251 | 0.015149 | 0.015048 | 0.014955 | 0.014858 | 0.014726 | 0.01461 | 0.014484 | 0.014466 | 0.014442 | 0.014413 | 0.014415 | 0.014408 | 0.014424 | 0.014428 | 0 | 0 | 0 | 0 | 0 | 0 | 0 | 0 | 0 | 0 | 0 | 0 | 0 | 0 | 0 | 0 | 0 | 0 | 0 | 0 | 0 | 0 | 0 | 0 | 0 | 0 | 0 | 0 | 0 | 0 | 0 | 0 | 0 | 0 | 0 | 0 | 0 | 0 | 0 | 0 | 0 | 0 | 0 | 0 | 0 | 0 | 0 | 0 | 0 | 0 | 0 | 0 | 0 | 0 | 0 | 0 | 0 | 0 | 0 | 0 | 0 | 0 | 0 | 0 | 0 | 0 | 0 | 0 | 0 | 0 | 0 | 0 | 0 | 0 | 0 | 0 | 0 | 0 | 0 | 0 | 0 | 0 | 0 | 0 | 0 | 0 | 0 | 0 | 0 | 0 | 0 | 0 | 0 | 0 | 0 | 0 | 0 | 0 | 0 | 0 | 0 | 0 | 0 | 0 | 0 | 0 | 0 | 0 | 0 | 0 | 0 | 0 | 0 | 0 | 0 | 0 | 0 | 0 | 0 | 0 | 0 | 0 | 0 | 0 | 0 | 0 | 0 | 0 | 0 | 0 | 0 | 0 | 0 | 0 | 0 | 0 | 0 | 0 | 0 | 0 | 0 | 0 | 0 | 0 | 0 | 0 | 0 | 0 | 0 | 0 | 0 | 0 | 0 | 0 | 0 | 0 | 0 | 0 | 0 | 0 | 0 | 0 | 0 | 0 | 0 | 0 | 0 | 0 | 0 | 0 | 0 | 0 | 0 | 0 | 0 | 0 | 0 | 0 | 0 | 0 | 0 | 0 | 0 | 0 | 0 | 0 | 0 | 0 | 0 | 0 | 0 | 0 | 0 | 0 | 0 | 0 | 0 | 0 | 0 | 0 | 0 | 0 | 0 | 0 | 0 | 0 | 0 | 0 | 0 | 0 | 0 | 0 | 0 | 0 | 0 | 0 | 0 | 0 | 0 | 0 | 0 | 0 | 0 | 0 | 0 | 0 | 0 | 0 | 0 | 0 | 0 | 0 | 0 | 0 | 0 | 0 | 0 | 0 | 0 | 0 | 0 | 0 | 0 | 0 | 0 | 0 | 0 | 0 | 0 | 0 | 0 | 0 | 0 | 0 | 0 | 0 | 0 | 0 | 0 | 0 | 0 | 0 | 0 | 0 | 0 | 0 | 0 | 0 | 0 | 0 | 0 | 0 | 0 | 0 | 0 | 0 | 0 | 0 | 0 | 0 | 0 | 0 | 0 | 0 | 0 | 0 | 0 | 0 | 0 | 0 | 0 | 0 | 0 | 0 | 0 | 0 | 0 | 0 | 0 | 0 | 0 | 0 | 0 | 0 | 0 | 0 | 0 | 0 | 0 | 0 | 0 | 0 | 0 | 0 | 0 | 0 | 0 | 0 | 0 | 0 | 0 | 0 | 0 | 0 | 0 | 0 | 0 | 0 | 0 | 0 | 0 | 0 | 0 | 0 | 0 | 0 | 0 | 0 | 0 | 0 | 0 | 0 | 0 | 0 | 0 | 0 | 0 | 0 | 0 | 0 | 0 | 0 | 0 | 0 | 0 | 0 | 0 | 0 | 0 | 0 | 0 | 0 | 0 | 0 | 0 | 0 | 0 | 0 | 0 | 0 | 0 | 0 | 0 | 0 | 0 | 0 | 0 | 0 | 0 | 0 | 0 | 0 | 0 | 0 | 0 | 0 | 0 | 0 | 0 | 0 | 0 | 0 | 0 | 0 | 0 | 0 | 0 | 0 | 0 | 0 | 944.2619 | 944.2619 | 944.2619 | 944.2619 | 944.2619 | 944.2619 | 944.2619 | 944.2619 | 944.2619 | 944.2619 | 944.2619 | 944.2619 | 944.2619 | 944.2619 | 944.2619 | 944.2619 | 944.2619 | 944.2619 | 944.2619 | 944.2619 | 505.0872 | 505.0872 | 505.0872 | 505.0872 | 505.0872 | 505.0872 | 505.0872 | 505.0872 | 505.0872 | 505.0872 | 505.0872 | 505.0872 | 505.0872 | 505.0872 | 505.0872 | 505.0872 | 505.0872 | 505.0872 | 505.0872 | 505.0872
WA_Industrial_Paper and Printing_New_Space Heating_Natural Gas_Insulation - Ducting_A | WA | Industrial | Paper and Printing | New | Space Heating | Natural Gas | Insulation - Ducting | A | IM443 | ~2°F thermal losses | 50% reduction in thermal losses | 20 | 0.0012737 | 0 | 0 | 1.52 | 0 | 0 | 0 | 0.76105 |  | sqft | 0% | 0% | Retrofit | Retro5Med | 81.71% | TBD | 0.2% | 182.7943 |  | 115.102 |  | 0 | MA TRM - 2019-2021 - COM-HVAC-DI | MEMD - MMD8.25.01.FESH23.v01 | Building Energy Simulation Tool | ~2°F thermal losses | ~2°F thermal losses | ~2°F thermal losses | ~2°F thermal losses | ~2°F thermal losses | ~2°F thermal losses | ~2°F thermal losses | ~2°F thermal losses | ~2°F thermal losses | ~2°F thermal losses | ~2°F thermal losses | ~2°F thermal losses | ~2°F thermal losses | ~2°F thermal losses | ~2°F thermal losses | ~2°F thermal losses | ~2°F thermal losses | ~2°F thermal losses | ~2°F thermal losses | ~2°F thermal losses | ~2°F thermal losses | ~2°F thermal losses | 50% reduction in thermal losses | 50% reduction in thermal losses | 50% reduction in thermal losses | 50% reduction in thermal losses | 50% reduction in thermal losses | 50% reduction in thermal losses | 50% reduction in thermal losses | 50% reduction in thermal losses | 50% reduction in thermal losses | 50% reduction in thermal losses | 50% reduction in thermal losses | 50% reduction in thermal losses | 50% reduction in thermal losses | 50% reduction in thermal losses | 50% reduction in thermal losses | 50% reduction in thermal losses | 50% reduction in thermal losses | 50% reduction in thermal losses | 50% reduction in thermal losses | 50% reduction in thermal losses | 50% reduction in thermal losses | 50% reduction in thermal losses | 1.52 | 1.52 | 1.52 | 1.52 | 1.52 | 1.52 | 1.52 | 1.52 | 1.52 | 1.52 | 1.52 | 1.52 | 1.52 | 1.52 | 1.52 | 1.52 | 1.52 | 1.52 | 1.52 | 1.52 | 1.52 | 1.52 | 0 | 0 | 0.0012666 | 0.0011907 | 0.0011599 | 0.0011411 | 0.0011315 | 0.0011227 | 0.0011149 | 0.0011071 | 0.0010998 | 0.0010923 | 0.0010822 | 0.0010734 | 0.0010637 | 0.0010622 | 0.0010603 | 0.0010582 | 0.0010583 | 0.0010578 | 0.001059 | 0.0010593 | 0 | 0 | 0 | 0 | 0 | 0 | 0 | 0 | 0 | 0 | 0 | 0 | 0 | 0 | 0 | 0 | 0 | 0 | 0 | 0 | 0 | 0 | 0 | 0 | 0 | 0 | 0 | 0 | 0 | 0 | 0 | 0 | 0 | 0 | 0 | 0 | 0 | 0 | 0 | 0 | 0 | 0 | 0 | 0 | 0 | 0 | 0 | 0 | 0 | 0 | 0 | 0 | 0 | 0 | 0 | 0 | 0 | 0 | 0 | 0 | 0 | 0 | 0 | 0 | 0 | 0 | 0 | 0 | 0 | 0 | 0 | 0 | 0 | 0 | 0 | 0 | 0 | 0 | 0 | 0 | 0 | 0 | 0 | 0 | 0 | 0 | 0 | 0 | 0 | 0 | 0 | 0 | 0 | 0 | 0 | 0 | 0 | 0 | 0 | 0 | 0 | 0 | 0 | 0 | 0 | 0 | 0 | 0 | 0 | 0 | 0 | 0 | 0 | 0 | 0 | 0 | 0 | 0 | 0 | 0 | 0 | 0 | 0 | 0 | 0 | 0 | 0 | 0 | 0 | 0 | 0 | 0 | 0 | 0 | 0 | 0 | 0 | 0 | 0 | 0 | 0 | 0 | 0 | 0 | 0 | 0 | 0 | 0 | 0 | 0 | 0 | 0 | 0 | 0 | 0 | 0 | 0 | 0 | 0 | 0 | 0 | 0 | 0 | 0 | 0 | 0 | 0 | 0 | 0 | 0 | 0 | 0 | 0 | 0 | 0 | 0 | 0 | 0 | 0 | 0 | 0 | 0 | 0 | 0 | 0 | 0 | 0 | 0 | 0 | 0 | 0 | 0 | 0 | 0 | 0 | 0 | 0 | 0 | 0 | 0 | 0 | 0 | 0 | 0 | 0 | 0 | 0 | 0 | 0 | 0 | 0 | 0 | 0 | 0 | 0 | 0 | 0 | 0 | 0 | 0 | 0 | 0 | 0 | 0 | 0 | 0 | 0 | 0 | 0 | 0 | 0 | 0 | 0 | 0 | 0 | 0 | 0 | 0 | 0 | 0 | 0 | 0 | 0 | 0 | 0 | 0 | 0 | 0 | 0 | 0 | 0 | 0 | 0 | 0 | 0 | 0 | 0 | 0 | 0 | 0 | 0 | 0 | 0 | 0 | 0 | 0 | 0 | 0 | 0 | 0 | 0 | 0 | 0 | 0 | 0 | 0 | 0 | 0 | 0 | 0 | 0 | 0 | 0 | 0 | 0 | 0 | 0 | 0 | 0 | 0 | 0 | 0 | 0 | 0 | 0 | 0 | 0 | 0 | 0 | 0 | 0 | 0 | 0 | 0 | 0 | 0 | 0 | 0 | 0 | 0 | 0 | 0 | 0 | 0 | 0 | 0 | 0 | 0 | 0 | 0 | 0 | 0 | 0 | 0 | 0 | 0 | 0 | 0 | 0 | 0 | 0 | 0 | 0 | 0 | 0 | 0 | 0 | 0 | 0 | 0 | 0 | 0 | 0 | 0 | 0 | 0 | 0 | 0 | 0 | 0 | 0 | 0 | 0 | 0 | 0 | 0 | 0 | 0 | 0 | 0 | 0 | 0 | 0 | 0 | 0 | 0 | 0 | 0 | 0 | 0 | 0 | 0 | 0 | 0 | 0 | 0 | 0 | 0 | 0 | 0 | 0 | 0 | 0 | 0 | 0 | 0 | 0 | 0 | 0 | 0 | 0 | 0 | 0 | 0 | 0 | 0 | 0 | 0 | 0 | 0 | 110751.8776 | 110751.8776 | 110751.8776 | 110751.8776 | 110751.8776 | 110751.8776 | 110751.8776 | 110751.8776 | 110751.8776 | 110751.8776 | 110751.8776 | 110751.8776 | 110751.8776 | 110751.8776 | 110751.8776 | 110751.8776 | 110751.8776 | 110751.8776 | 110751.8776 | 110751.8776 | 69223.2564 | 69223.2564 | 69223.2564 | 69223.2564 | 69223.2564 | 69223.2564 | 69223.2564 | 69223.2564 | 69223.2564 | 69223.2564 | 69223.2564 | 69223.2564 | 69223.2564 | 69223.2564 | 69223.2564 | 69223.2564 | 69223.2564 | 69223.2564 | 69223.2564 | 69223.2564
WA_Industrial_Paper and Printing_New_Space Heating_Natural Gas_HVAC - Duct Repair and Sealing_A | WA | Industrial | Paper and Printing | New | Space Heating | Natural Gas | HVAC - Duct Repair and Sealing | A | IM444 | Poorly sealed/leaky ducts | 30% reduced duct leaking | 20 | 0.0036023 | 0 | 0 | 0 | 0 | 0 | 0 | 0 |  | sqft | 0% | 0% | Retrofit | RetroEven20 | 80.75% | TBD | 0.2% | 112.0167 |  | 70.8916 |  | 0 | MA TRM - 2019-2021 - COM-HVAC-DS | N/A | Building Energy Simulation Tool | Poorly sealed/leaky ducts | Poorly sealed/leaky ducts | Poorly sealed/leaky ducts | Poorly sealed/leaky ducts | Poorly sealed/leaky ducts | Poorly sealed/leaky ducts | Poorly sealed/leaky ducts | Poorly sealed/leaky ducts | Poorly sealed/leaky ducts | Poorly sealed/leaky ducts | Poorly sealed/leaky ducts | Poorly sealed/leaky ducts | Poorly sealed/leaky ducts | Poorly sealed/leaky ducts | Poorly sealed/leaky ducts | Poorly sealed/leaky ducts | Poorly sealed/leaky ducts | Poorly sealed/leaky ducts | Poorly sealed/leaky ducts | Poorly sealed/leaky ducts | Poorly sealed/leaky ducts | Poorly sealed/leaky ducts | 30% reduced duct leaking | 30% reduced duct leaking | 30% reduced duct leaking | 30% reduced duct leaking | 30% reduced duct leaking | 30% reduced duct leaking | 30% reduced duct leaking | 30% reduced duct leaking | 30% reduced duct leaking | 30% reduced duct leaking | 30% reduced duct leaking | 30% reduced duct leaking | 30% reduced duct leaking | 30% reduced duct leaking | 30% reduced duct leaking | 30% reduced duct leaking | 30% reduced duct leaking | 30% reduced duct leaking | 30% reduced duct leaking | 30% reduced duct leaking | 30% reduced duct leaking | 30% reduced duct leaking | 0 | 0 | 0 | 0 | 0 | 0 | 0 | 0 | 0 | 0 | 0 | 0 | 0 | 0 | 0 | 0 | 0 | 0 | 0 | 0 | 0 | 0 | 0 | 0 | 0.0035824 | 0.0033677 | 0.0032806 | 0.0032273 | 0.0032003 | 0.0031755 | 0.0031532 | 0.0031313 | 0.0031105 | 0.0030893 | 0.0030608 | 0.0030358 | 0.0030085 | 0.0030042 | 0.0029989 | 0.002993 | 0.0029932 | 0.0029917 | 0.0029951 | 0.002996 | 0 | 0 | 0 | 0 | 0 | 0 | 0 | 0 | 0 | 0 | 0 | 0 | 0 | 0 | 0 | 0 | 0 | 0 | 0 | 0 | 0 | 0 | 0 | 0 | 0 | 0 | 0 | 0 | 0 | 0 | 0 | 0 | 0 | 0 | 0 | 0 | 0 | 0 | 0 | 0 | 0 | 0 | 0 | 0 | 0 | 0 | 0 | 0 | 0 | 0 | 0 | 0 | 0 | 0 | 0 | 0 | 0 | 0 | 0 | 0 | 0 | 0 | 0 | 0 | 0 | 0 | 0 | 0 | 0 | 0 | 0 | 0 | 0 | 0 | 0 | 0 | 0 | 0 | 0 | 0 | 0 | 0 | 0 | 0 | 0 | 0 | 0 | 0 | 0 | 0 | 0 | 0 | 0 | 0 | 0 | 0 | 0 | 0 | 0 | 0 | 0 | 0 | 0 | 0 | 0 | 0 | 0 | 0 | 0 | 0 | 0 | 0 | 0 | 0 | 0 | 0 | 0 | 0 | 0 | 0 | 0 | 0 | 0 | 0 | 0 | 0 | 0 | 0 | 0 | 0 | 0 | 0 | 0 | 0 | 0 | 0 | 0 | 0 | 0 | 0 | 0 | 0 | 0 | 0 | 0 | 0 | 0 | 0 | 0 | 0 | 0 | 0 | 0 | 0 | 0 | 0 | 0 | 0 | 0 | 0 | 0 | 0 | 0 | 0 | 0 | 0 | 0 | 0 | 0 | 0 | 0 | 0 | 0 | 0 | 0 | 0 | 0 | 0 | 0 | 0 | 0 | 0 | 0 | 0 | 0 | 0 | 0 | 0 | 0 | 0 | 0 | 0 | 0 | 0 | 0 | 0 | 0 | 0 | 0 | 0 | 0 | 0 | 0 | 0 | 0 | 0 | 0 | 0 | 0 | 0 | 0 | 0 | 0 | 0 | 0 | 0 | 0 | 0 | 0 | 0 | 0 | 0 | 0 | 0 | 0 | 0 | 0 | 0 | 0 | 0 | 0 | 0 | 0 | 0 | 0 | 0 | 0 | 0 | 0 | 0 | 0 | 0 | 0 | 0 | 0 | 0 | 0 | 0 | 0 | 0 | 0 | 0 | 0 | 0 | 0 | 0 | 0 | 0 | 0 | 0 | 0 | 0 | 0 | 0 | 0 | 0 | 0 | 0 | 0 | 0 | 0 | 0 | 0 | 0 | 0 | 0 | 0 | 0 | 0 | 0 | 0 | 0 | 0 | 0 | 0 | 0 | 0 | 0 | 0 | 0 | 0 | 0 | 0 | 0 | 0 | 0 | 0 | 0 | 0 | 0 | 0 | 0 | 0 | 0 | 0 | 0 | 0 | 0 | 0 | 0 | 0 | 0 | 0 | 0 | 0 | 0 | 0 | 0 | 0 | 0 | 0 | 0 | 0 | 0 | 0 | 0 | 0 | 0 | 0 | 0 | 0 | 0 | 0 | 0 | 0 | 0 | 0 | 0 | 0 | 0 | 0 | 0 | 0 | 0 | 0 | 0 | 0 | 0 | 0 | 0 | 0 | 0 | 0 | 0 | 0 | 0 | 0 | 0 | 0 | 0 | 0 | 0 | 0 | 0 | 0 | 0 | 0 | 0 | 0 | 0 | 0 | 0 | 0 | 0 | 0 | 0 | 0 | 0 | 0 | 0 | 0 | 0 | 0 | 0 | 0 | 0 | 0 | 0 | 0 | 0 | 0 | 0 | 0 | 0 | 0 | 0 | 0 | 0 | 0 | 0 | 0 | 0 | 0 | 0 | 0 | 0 | 0 | 0 | 0 | 0 | 0 | 0 | 0 | 0 | 0 | 0 | 0 | 0 | 0 | 0 | 0 | 0 | 0 | 0 | 0 | 0 | 0 | 0 | 0 | 0 | 0 | 0 | 0 | 0 | 0 | 0 | 0 | 0 | 0 | 0
WA_Industrial_Paper and Printing_New_Space Heating_Natural Gas_Windows - High Efficiency_A | WA | Industrial | Paper and Printing | New | Space Heating | Natural Gas | Windows - High Efficiency | A | IM445 | U-.5 or worse | U-.22 or better | 45 | 0.0073878 | 0 | 0 | 0 | 0 | 0 | 0 | 0 |  | sqft | 0% | 0% | Retrofit | Retro1Slow | 84.81% | TBD | 0.2% | 82.9217 |  | 44.355 |  | 0 | RTF Wkbk - ComWeatherizationSchool_v3_1 | N/A | Building Energy Simulation Tool | U-.5 or worse | U-.5 or worse | U-.5 or worse | U-.5 or worse | U-.5 or worse | U-.5 or worse | U-.5 or worse | U-.5 or worse | U-.5 or worse | U-.5 or worse | U-.5 or worse | U-.5 or worse | U-.5 or worse | U-.5 or worse | U-.5 or worse | U-.5 or worse | U-.5 or worse | U-.5 or worse | U-.5 or worse | U-.5 or worse | U-.5 or worse | U-.5 or worse | U-.22 or better | U-.22 or better | U-.22 or better | U-.22 or better | U-.22 or better | U-.22 or better | U-.22 or better | U-.22 or better | U-.22 or better | U-.22 or better | U-.22 or better | U-.22 or better | U-.22 or better | U-.22 or better | U-.22 or better | U-.22 or better | U-.22 or better | U-.22 or better | U-.22 or better | U-.22 or better | U-.22 or better | U-.22 or better | 0 | 0 | 0 | 0 | 0 | 0 | 0 | 0 | 0 | 0 | 0 | 0 | 0 | 0 | 0 | 0 | 0 | 0 | 0 | 0 | 0 | 0 | 0 | 0 | 0.007336 | 0.0068905 | 0.0067069 | 0.0065933 | 0.0065315 | 0.0064764 | 0.0064271 | 0.0063795 | 0.0063336 | 0.0062873 | 0.0062271 | 0.0061749 | 0.0061173 | 0.0061074 | 0.0060957 | 0.0060837 | 0.0060835 | 0.0060808 | 0.0060879 | 0.0060899 | 0 | 0 | 0 | 0 | 0 | 0 | 0 | 0 | 0 | 0 | 0 | 0 | 0 | 0 | 0 | 0 | 0 | 0 | 0 | 0 | 0 | 0 | 0 | 0 | 0 | 0 | 0 | 0 | 0 | 0 | 0 | 0 | 0 | 0 | 0 | 0 | 0 | 0 | 0 | 0 | 0 | 0 | 0 | 0 | 0 | 0 | 0 | 0 | 0 | 0 | 0 | 0 | 0 | 0 | 0 | 0 | 0 | 0 | 0 | 0 | 0 | 0 | 0 | 0 | 0 | 0 | 0 | 0 | 0 | 0 | 0 | 0 | 0 | 0 | 0 | 0 | 0 | 0 | 0 | 0 | 0 | 0 | 0 | 0 | 0 | 0 | 0 | 0 | 0 | 0 | 0 | 0 | 0 | 0 | 0 | 0 | 0 | 0 | 0 | 0 | 0 | 0 | 0 | 0 | 0 | 0 | 0 | 0 | 0 | 0 | 0 | 0 | 0 | 0 | 0 | 0 | 0 | 0 | 0 | 0 | 0 | 0 | 0 | 0 | 0 | 0 | 0 | 0 | 0 | 0 | 0 | 0 | 0 | 0 | 0 | 0 | 0 | 0 | 0 | 0 | 0 | 0 | 0 | 0 | 0 | 0 | 0 | 0 | 0 | 0 | 0 | 0 | 0 | 0 | 0 | 0 | 0 | 0 | 0 | 0 | 0 | 0 | 0 | 0 | 0 | 0 | 0 | 0 | 0 | 0 | 0 | 0 | 0 | 0 | 0 | 0 | 0 | 0 | 0 | 0 | 0 | 0 | 0 | 0 | 0 | 0 | 0 | 0 | 0 | 0 | 0 | 0 | 0 | 0 | 0 | 0 | 0 | 0 | 0 | 0 | 0 | 0 | 0 | 0 | 0 | 0 | 0 | 0 | 0 | 0 | 0 | 0 | 0 | 0 | 0 | 0 | 0 | 0 | 0 | 0 | 0 | 0 | 0 | 0 | 0 | 0 | 0 | 0 | 0 | 0 | 0 | 0 | 0 | 0 | 0 | 0 | 0 | 0 | 0 | 0 | 0 | 0 | 0 | 0 | 0 | 0 | 0 | 0 | 0 | 0 | 0 | 0 | 0 | 0 | 0 | 0 | 0 | 0 | 0 | 0 | 0 | 0 | 0 | 0 | 0 | 0 | 0 | 0 | 0 | 0 | 0 | 0 | 0 | 0 | 0 | 0 | 0 | 0 | 0 | 0 | 0 | 0 | 0 | 0 | 0 | 0 | 0 | 0 | 0 | 0 | 0 | 0 | 0 | 0 | 0 | 0 | 0 | 0 | 0 | 0 | 0 | 0 | 0 | 0 | 0 | 0 | 0 | 0 | 0 | 0 | 0 | 0 | 0 | 0 | 0 | 0 | 0 | 0 | 0 | 0 | 0 | 0 | 0 | 0 | 0 | 0 | 0 | 0 | 0 | 0 | 0 | 0 | 0 | 0 | 0 | 0 | 0 | 0 | 0 | 0 | 0 | 0 | 0 | 0 | 0 | 0 | 0 | 0 | 0 | 0 | 0 | 0 | 0 | 0 | 0 | 0 | 0 | 0 | 0 | 0 | 0 | 0 | 0 | 0 | 0 | 0 | 0 | 0 | 0 | 0 | 0 | 0 | 0 | 0 | 0 | 0 | 0 | 0 | 0 | 0 | 0 | 0 | 0 | 0 | 0 | 0 | 0 | 0 | 0 | 0 | 0 | 0 | 0 | 0 | 0 | 0 | 0 | 0 | 0 | 0 | 0 | 0 | 0 | 0 | 0 | 0 | 0 | 0 | 0 | 0 | 0 | 0 | 0 | 0 | 0 | 0 | 0 | 0 | 0 | 0 | 0 | 0 | 0 | 0 | 0 | 0 | 0 | 0 | 0 | 0 | 0 | 0 | 0 | 0 | 0 | 0 | 0 | 0 | 0 | 0
WA_Industrial_Paper and Printing_New_Space Heating_Natural Gas_Gas Boiler - Maintenance_A | WA | Industrial | Paper and Printing | New | Space Heating | Natural Gas | Gas Boiler - Maintenance | A | IM446 | Degrade performance | General cleaning and maintenance | 3 | 96.5603 | 0 | 0 | 0.46 | 0 | 0 | 0 | 0.23215 |  | sqft | 5% | 10% | Retrofit | Retro20Fast | 65.82% | TBD | 0.2% | 6.9449 |  | 5.577 |  | 7.6105e-05 | IL TRM - 4.3.10 - CI-HWE-DBTU-V01-180101 | IL TRM - 4.3.10 - CI-HWE-DBTU-V01-180101 | IL TRM - 4.3.10 - CI-HWE-DBTU-V01-180101 | Degrade performance | Degrade performance | Degrade performance | Degrade performance | Degrade performance | Degrade performance | Degrade performance | Degrade performance | Degrade performance | Degrade performance | Degrade performance | Degrade performance | Degrade performance | Degrade performance | Degrade performance | Degrade performance | Degrade performance | Degrade performance | Degrade performance | Degrade performance | Degrade performance | Degrade performance | General cleaning and maintenance | General cleaning and maintenance | General cleaning and maintenance | General cleaning and maintenance | General cleaning and maintenance | General cleaning and maintenance | General cleaning and maintenance | General cleaning and maintenance | General cleaning and maintenance | General cleaning and maintenance | General cleaning and maintenance | General cleaning and maintenance | General cleaning and maintenance | General cleaning and maintenance | General cleaning and maintenance | General cleaning and maintenance | General cleaning and maintenance | General cleaning and maintenance | General cleaning and maintenance | General cleaning and maintenance | General cleaning and maintenance | General cleaning and maintenance | 0.46 | 0.46 | 0.46 | 0.46 | 0.46 | 0.46 | 0.46 | 0.46 | 0.46 | 0.46 | 0.46 | 0.46 | 0.46 | 0.46 | 0.46 | 0.46 | 0.46 | 0.46 | 0.46 | 0.46 | 0.46 | 0.46 | 0 | 0 | 96.2386 | 90.6032 | 88.3979 | 87.1135 | 86.613 | 86.1762 | 85.8461 | 85.5559 | 85.3799 | 85.2093 | 84.8655 | 84.5893 | 84.2959 | 84.5544 | 84.7087 | 84.7036 | 84.8632 | 84.8376 | 84.8778 | 84.7986 | 8.9268e-05 | 0.0001028 | 9.901e-05 | 0.00010143 | 0.0001017 | 0.0001009 | 9.9954e-05 | 0.00010046 | 9.9973e-05 | 0.00017825 | 0.00019594 | 0.00019379 | 0.00035268 | 0.00039045 | 0.00038813 | 0.00070877 | 0.00078376 | 0.00077744 | 0.0014406 | 0.0015697 | 8.9268e-05 | 0.00018684 | 0.0002813 | 0.00029784 | 0.00029956 | 0.00030244 | 0.00030128 | 0.00030026 | 0.00029964 | 0.00029904 | 0.00029784 | 0.00029687 | 0.00029584 | 0.00029674 | 0.00029728 | 0.00029727 | 0.00029783 | 0.00029774 | 0.00029788 | 0.0002976 | 0.00092757 | 0.0011346 | 0.00112 | 0.0011643 | 0.0011742 | 0.0011709 | 0.0011643 | 0.0011742 | 0.0011709 | 0.0020919 | 0.0023089 | 0.002291 | 0.0041838 | 0.0046178 | 0.0045819 | 0.0083677 | 0.0092355 | 0.0091638 | 0.016972 | 0.018511 | 0.00092757 | 0.0020622 | 0.0031823 | 0.003419 | 0.0034586 | 0.0035095 | 0.0035095 | 0.0035095 | 0.0035095 | 0.0035095 | 0.0035095 | 0.0035095 | 0.0035095 | 0.0035095 | 0.0035095 | 0.0035095 | 0.0035095 | 0.0035095 | 0.0035095 | 0.0035095 | 7.6105e-05 | 9.2074e-05 | 9.0211e-05 | 9.3141e-05 | 9.357e-05 | 9.2892e-05 | 9.1995e-05 | 9.2392e-05 | 9.1869e-05 | 0.00016364 | 0.0001798 | 0.00017768 | 0.00032322 | 0.00035556 | 0.0003517 | 0.00063966 | 0.0007046 | 0.00069719 | 0.0012884 | 0.0014032 | 7.6105e-05 | 0.00016735 | 0.00025631 | 0.0002735 | 0.0002756 | 0.00027842 | 0.00027729 | 0.00027613 | 0.00027535 | 0.00027452 | 0.0002733 | 0.00027219 | 0.00027113 | 0.00027023 | 0.00026939 | 0.00026828 | 0.00026775 | 0.00026701 | 0.00026641 | 0.00026603 | 0.00078843 | 0.00096444 | 0.00095204 | 0.00098969 | 0.00099811 | 0.00099528 | 0.00098969 | 0.00099811 | 0.00099528 | 0.0017781 | 0.0019625 | 0.0019473 | 0.0035563 | 0.0039251 | 0.0038946 | 0.0071125 | 0.0078502 | 0.0077893 | 0.014426 | 0.015734 | 0.00078843 | 0.0017529 | 0.0027049 | 0.0029062 | 0.0029398 | 0.0029831 | 0.0029831 | 0.0029831 | 0.0029831 | 0.0029831 | 0.0029831 | 0.0029831 | 0.0029831 | 0.0029831 | 0.0029831 | 0.0029831 | 0.0029831 | 0.0029831 | 0.0029831 | 0.0029831 | 7.6105e-05 | 9.2074e-05 | 9.0211e-05 | 9.3141e-05 | 9.357e-05 | 9.2892e-05 | 9.1995e-05 | 9.2392e-05 | 9.1869e-05 | 0.00016364 | 0.0001798 | 0.00017768 | 0.00032322 | 0.00035556 | 0.0003517 | 0.00063966 | 0.0007046 | 0.00069719 | 0.0012884 | 0.0014032 | 7.6105e-05 | 0.00016735 | 0.00025631 | 0.0002735 | 0.0002756 | 0.00027842 | 0.00027729 | 0.00027613 | 0.00027535 | 0.00027452 | 0.0002733 | 0.00027219 | 0.00027113 | 0.00027023 | 0.00026939 | 0.00026828 | 0.00026775 | 0.00026701 | 0.00026641 | 0.00026603 | 0.00078843 | 0.00096444 | 0.00095204 | 0.00098969 | 0.00099811 | 0.00099528 | 0.00098969 | 0.00099811 | 0.00099528 | 0.0017781 | 0.0019625 | 0.0019473 | 0.0035563 | 0.0039251 | 0.0038946 | 0.0071125 | 0.0078502 | 0.0077893 | 0.014426 | 0.015734 | 0.00078843 | 0.0017529 | 0.0027049 | 0.0029062 | 0.0029398 | 0.0029831 | 0.0029831 | 0.0029831 | 0.0029831 | 0.0029831 | 0.0029831 | 0.0029831 | 0.0029831 | 0.0029831 | 0.0029831 | 0.0029831 | 0.0029831 | 0.0029831 | 0.0029831 | 0.0029831 | 7.6105e-05 | 9.2074e-05 | 9.0211e-05 | 9.3141e-05 | 9.357e-05 | 9.2892e-05 | 9.1995e-05 | 9.2392e-05 | 9.1869e-05 | 0.00016364 | 0.0001798 | 0.00017768 | 0.00032322 | 0.00035556 | 0.0003517 | 0.00063966 | 0.0007046 | 0.00069719 | 0.0012884 | 0.0014032 | 7.6105e-05 | 0.00016735 | 0.00025631 | 0.0002735 | 0.0002756 | 0.00027842 | 0.00027729 | 0.00027613 | 0.00027535 | 0.00027452 | 0.0002733 | 0.00027219 | 0.00027113 | 0.00027023 | 0.00026939 | 0.00026828 | 0.00026775 | 0.00026701 | 0.00026641 | 0.00026603 | 0.00078843 | 0.00096444 | 0.00095204 | 0.00098969 | 0.00099811 | 0.00099528 | 0.00098969 | 0.00099811 | 0.00099528 | 0.0017781 | 0.0019625 | 0.0019473 | 0.0035563 | 0.0039251 | 0.0038946 | 0.0071125 | 0.0078502 | 0.0077893 | 0.014426 | 0.015734 | 0.00078843 | 0.0017529 | 0.0027049 | 0.0029062 | 0.0029398 | 0.0029831 | 0.0029831 | 0.0029831 | 0.0029831 | 0.0029831 | 0.0029831 | 0.0029831 | 0.0029831 | 0.0029831 | 0.0029831 | 0.0029831 | 0.0029831 | 0.0029831 | 0.0029831 | 0.0029831 | 7.6105e-05 | 9.2074e-05 | 9.0211e-05 | 9.3141e-05 | 9.357e-05 | 9.2892e-05 | 9.1995e-05 | 9.2392e-05 | 9.1869e-05 | 0.00016364 | 0.0001798 | 0.00017768 | 0.00032322 | 0.00035556 | 0.0003517 | 0.00063966 | 0.0007046 | 0.00069719 | 0.0012884 | 0.0014032 | 7.6105e-05 | 0.00016735 | 0.00025631 | 0.0002735 | 0.0002756 | 0.00027842 | 0.00027729 | 0.00027613 | 0.00027535 | 0.00027452 | 0.0002733 | 0.00027219 | 0.00027113 | 0.00027023 | 0.00026939 | 0.00026828 | 0.00026775 | 0.00026701 | 0.00026641 | 0.00026603 | 0.00078843 | 0.00096444 | 0.00095204 | 0.00098969 | 0.00099811 | 0.00099528 | 0.00098969 | 0.00099811 | 0.00099528 | 0.0017781 | 0.0019625 | 0.0019473 | 0.0035563 | 0.0039251 | 0.0038946 | 0.0071125 | 0.0078502 | 0.0077893 | 0.014426 | 0.015734 | 0.00078843 | 0.0017529 | 0.0027049 | 0.0029062 | 0.0029398 | 0.0029831 | 0.0029831 | 0.0029831 | 0.0029831 | 0.0029831 | 0.0029831 | 0.0029831 | 0.0029831 | 0.0029831 | 0.0029831 | 0.0029831 | 0.0029831 | 0.0029831 | 0.0029831 | 0.0029831 | 1.1142 | 1.1142 | 1.1142 | 1.1142 | 1.1142 | 1.1142 | 1.1142 | 1.1142 | 1.1142 | 1.1142 | 1.1142 | 1.1142 | 1.1142 | 1.1142 | 1.1142 | 1.1142 | 1.1142 | 1.1142 | 1.1142 | 1.1142 | 0.89476 | 0.89476 | 0.89476 | 0.89476 | 0.89476 | 0.89476 | 0.89476 | 0.89476 | 0.89476 | 0.89476 | 0.89476 | 0.89476 | 0.89476 | 0.89476 | 0.89476 | 0.89476 | 0.89476 | 0.89476 | 0.89476 | 0.89476
WA_Industrial_Paper and Printing_New_Process_Natural Gas_Gas Boiler - Maintenance_A | WA | Industrial | Paper and Printing | New | Process | Natural Gas | Gas Boiler - Maintenance | A | IM447 | Degrade performance | General cleaning and maintenance | 3 | 55.8015 | 0 | 0 | 0.46 | 0 | 0 | 0 | 0.23215 |  | sqft | 5% | 10% | Retrofit | Retro20Fast | 65.82% | TBD | 0.2% | 6.9449 |  | 5.577 |  | 0.0017556 | IL TRM - 4.3.10 - CI-HWE-DBTU-V01-180101 | IL TRM - 4.3.10 - CI-HWE-DBTU-V01-180101 | IL TRM - 4.3.10 - CI-HWE-DBTU-V01-180101 | Degrade performance | Degrade performance | Degrade performance | Degrade performance | Degrade performance | Degrade performance | Degrade performance | Degrade performance | Degrade performance | Degrade performance | Degrade performance | Degrade performance | Degrade performance | Degrade performance | Degrade performance | Degrade performance | Degrade performance | Degrade performance | Degrade performance | Degrade performance | Degrade performance | Degrade performance | General cleaning and maintenance | General cleaning and maintenance | General cleaning and maintenance | General cleaning and maintenance | General cleaning and maintenance | General cleaning and maintenance | General cleaning and maintenance | General cleaning and maintenance | General cleaning and maintenance | General cleaning and maintenance | General cleaning and maintenance | General cleaning and maintenance | General cleaning and maintenance | General cleaning and maintenance | General cleaning and maintenance | General cleaning and maintenance | General cleaning and maintenance | General cleaning and maintenance | General cleaning and maintenance | General cleaning and maintenance | General cleaning and maintenance | General cleaning and maintenance | 0.46 | 0.46 | 0.46 | 0.46 | 0.46 | 0.46 | 0.46 | 0.46 | 0.46 | 0.46 | 0.46 | 0.46 | 0.46 | 0.46 | 0.46 | 0.46 | 0.46 | 0.46 | 0.46 | 0.46 | 0.46 | 0.46 | 0 | 0 | 55.8015 | 55.8015 | 55.8015 | 55.8015 | 55.8015 | 55.8015 | 55.8015 | 55.8015 | 55.8015 | 55.8015 | 55.8015 | 55.8015 | 55.8015 | 55.8015 | 55.8015 | 55.8015 | 55.8015 | 55.8015 | 55.8015 | 55.8015 | 0.0020654 | 0.0025264 | 0.0024939 | 0.0025926 | 0.0026146 | 0.0026072 | 0.0025926 | 0.0026146 | 0.0026072 | 0.0046579 | 0.0051411 | 0.0051011 | 0.0093159 | 0.010282 | 0.010202 | 0.018632 | 0.020564 | 0.020405 | 0.037791 | 0.041217 | 0.0020654 | 0.0045918 | 0.0070857 | 0.007613 | 0.0077011 | 0.0078144 | 0.0078144 | 0.0078144 | 0.0078144 | 0.0078144 | 0.0078144 | 0.0078144 | 0.0078144 | 0.0078144 | 0.0078144 | 0.0078144 | 0.0078144 | 0.0078144 | 0.0078144 | 0.0078144 | 0.037013 | 0.045275 | 0.044693 | 0.046461 | 0.046856 | 0.046723 | 0.046461 | 0.046856 | 0.046723 | 0.083473 | 0.092131 | 0.091416 | 0.16695 | 0.18426 | 0.18283 | 0.33389 | 0.36852 | 0.36566 | 0.67724 | 0.73863 | 0.037013 | 0.082288 | 0.12698 | 0.13643 | 0.13801 | 0.14004 | 0.14004 | 0.14004 | 0.14004 | 0.14004 | 0.14004 | 0.14004 | 0.14004 | 0.14004 | 0.14004 | 0.14004 | 0.14004 | 0.14004 | 0.14004 | 0.14004 | 0.0017556 | 0.0021475 | 0.0021198 | 0.0022037 | 0.0022224 | 0.0022161 | 0.0022037 | 0.0022224 | 0.0022161 | 0.0039593 | 0.0043699 | 0.004336 | 0.0079185 | 0.0087398 | 0.0086719 | 0.015837 | 0.01748 | 0.017344 | 0.032122 | 0.035034 | 0.0017556 | 0.003903 | 0.0060229 | 0.006471 | 0.006546 | 0.0066422 | 0.0066422 | 0.0066422 | 0.0066422 | 0.0066422 | 0.0066422 | 0.0066422 | 0.0066422 | 0.0066422 | 0.0066422 | 0.0066422 | 0.0066422 | 0.0066422 | 0.0066422 | 0.0066422 | 0.031461 | 0.038484 | 0.037989 | 0.039492 | 0.039827 | 0.039714 | 0.039492 | 0.039827 | 0.039714 | 0.070952 | 0.078311 | 0.077704 | 0.1419 | 0.15662 | 0.15541 | 0.28381 | 0.31325 | 0.31081 | 0.57565 | 0.62783 | 0.031461 | 0.069945 | 0.10793 | 0.11596 | 0.11731 | 0.11903 | 0.11903 | 0.11903 | 0.11903 | 0.11903 | 0.11903 | 0.11903 | 0.11903 | 0.11903 | 0.11903 | 0.11903 | 0.11903 | 0.11903 | 0.11903 | 0.11903 | 0.0017556 | 0.0021475 | 0.0021198 | 0.0022037 | 0.0022224 | 0.0022161 | 0.0022037 | 0.0022224 | 0.0022161 | 0.0039593 | 0.0043699 | 0.004336 | 0.0079185 | 0.0087398 | 0.0086719 | 0.015837 | 0.01748 | 0.017344 | 0.032122 | 0.035034 | 0.0017556 | 0.003903 | 0.0060229 | 0.006471 | 0.006546 | 0.0066422 | 0.0066422 | 0.0066422 | 0.0066422 | 0.0066422 | 0.0066422 | 0.0066422 | 0.0066422 | 0.0066422 | 0.0066422 | 0.0066422 | 0.0066422 | 0.0066422 | 0.0066422 | 0.0066422 | 0.031461 | 0.038484 | 0.037989 | 0.039492 | 0.039827 | 0.039714 | 0.039492 | 0.039827 | 0.039714 | 0.070952 | 0.078311 | 0.077704 | 0.1419 | 0.15662 | 0.15541 | 0.28381 | 0.31325 | 0.31081 | 0.57565 | 0.62783 | 0.031461 | 0.069945 | 0.10793 | 0.11596 | 0.11731 | 0.11903 | 0.11903 | 0.11903 | 0.11903 | 0.11903 | 0.11903 | 0.11903 | 0.11903 | 0.11903 | 0.11903 | 0.11903 | 0.11903 | 0.11903 | 0.11903 | 0.11903 | 0.0017556 | 0.0021475 | 0.0021198 | 0.0022037 | 0.0022224 | 0.0022161 | 0.0022037 | 0.0022224 | 0.0022161 | 0.0039593 | 0.0043699 | 0.004336 | 0.0079185 | 0.0087398 | 0.0086719 | 0.015837 | 0.01748 | 0.017344 | 0.032122 | 0.035034 | 0.0017556 | 0.003903 | 0.0060229 | 0.006471 | 0.006546 | 0.0066422 | 0.0066422 | 0.0066422 | 0.0066422 | 0.0066422 | 0.0066422 | 0.0066422 | 0.0066422 | 0.0066422 | 0.0066422 | 0.0066422 | 0.0066422 | 0.0066422 | 0.0066422 | 0.0066422 | 0.031461 | 0.038484 | 0.037989 | 0.039492 | 0.039827 | 0.039714 | 0.039492 | 0.039827 | 0.039714 | 0.070952 | 0.078311 | 0.077704 | 0.1419 | 0.15662 | 0.15541 | 0.28381 | 0.31325 | 0.31081 | 0.57565 | 0.62783 | 0.031461 | 0.069945 | 0.10793 | 0.11596 | 0.11731 | 0.11903 | 0.11903 | 0.11903 | 0.11903 | 0.11903 | 0.11903 | 0.11903 | 0.11903 | 0.11903 | 0.11903 | 0.11903 | 0.11903 | 0.11903 | 0.11903 | 0.11903 | 0.0017556 | 0.0021475 | 0.0021198 | 0.0022037 | 0.0022224 | 0.0022161 | 0.0022037 | 0.0022224 | 0.0022161 | 0.0039593 | 0.0043699 | 0.004336 | 0.0079185 | 0.0087398 | 0.0086719 | 0.015837 | 0.01748 | 0.017344 | 0.032122 | 0.035034 | 0.0017556 | 0.003903 | 0.0060229 | 0.006471 | 0.006546 | 0.0066422 | 0.0066422 | 0.0066422 | 0.0066422 | 0.0066422 | 0.0066422 | 0.0066422 | 0.0066422 | 0.0066422 | 0.0066422 | 0.0066422 | 0.0066422 | 0.0066422 | 0.0066422 | 0.0066422 | 0.031461 | 0.038484 | 0.037989 | 0.039492 | 0.039827 | 0.039714 | 0.039492 | 0.039827 | 0.039714 | 0.070952 | 0.078311 | 0.077704 | 0.1419 | 0.15662 | 0.15541 | 0.28381 | 0.31325 | 0.31081 | 0.57565 | 0.62783 | 0.031461 | 0.069945 | 0.10793 | 0.11596 | 0.11731 | 0.11903 | 0.11903 | 0.11903 | 0.11903 | 0.11903 | 0.11903 | 0.11903 | 0.11903 | 0.11903 | 0.11903 | 0.11903 | 0.11903 | 0.11903 | 0.11903 | 0.11903 | 1.1142 | 1.1142 | 1.1142 | 1.1142 | 1.1142 | 1.1142 | 1.1142 | 1.1142 | 1.1142 | 1.1142 | 1.1142 | 1.1142 | 1.1142 | 1.1142 | 1.1142 | 1.1142 | 1.1142 | 1.1142 | 1.1142 | 1.1142 | 0.89476 | 0.89476 | 0.89476 | 0.89476 | 0.89476 | 0.89476 | 0.89476 | 0.89476 | 0.89476 | 0.89476 | 0.89476 | 0.89476 | 0.89476 | 0.89476 | 0.89476 | 0.89476 | 0.89476 | 0.89476 | 0.89476 | 0.89476
WA_Industrial_Paper and Printing_New_Space Heating_Natural Gas_Gas Furnace - Maintenance_A | WA | Industrial | Paper and Printing | New | Space Heating | Natural Gas | Gas Furnace - Maintenance | A | IM448 | Degrade performance | General cleaning and maintenance | 3 | 0.0083129 | 0 | 0 | 0.1 | 0 | 0 | 0 | 0.05095 |  | sqft | 5% | 10% | Retrofit | Retro20Fast | 65.82% | TBD | 0.2% | 468.3953 |  | 376.1383 |  | 9.9186e-08 | IL TRM - 4.4.31 - CI-HVC-FTUN-V03-200101 | MN TRM 3.1 - Forced-Air Heating Maintenance v2.0 | MN TRM v3.1 - Forced-Air Heating Maintenance | Degrade performance | Degrade performance | Degrade performance | Degrade performance | Degrade performance | Degrade performance | Degrade performance | Degrade performance | Degrade performance | Degrade performance | Degrade performance | Degrade performance | Degrade performance | Degrade performance | Degrade performance | Degrade performance | Degrade performance | Degrade performance | Degrade performance | Degrade performance | Degrade performance | Degrade performance | General cleaning and maintenance | General cleaning and maintenance | General cleaning and maintenance | General cleaning and maintenance | General cleaning and maintenance | General cleaning and maintenance | General cleaning and maintenance | General cleaning and maintenance | General cleaning and maintenance | General cleaning and maintenance | General cleaning and maintenance | General cleaning and maintenance | General cleaning and maintenance | General cleaning and maintenance | General cleaning and maintenance | General cleaning and maintenance | General cleaning and maintenance | General cleaning and maintenance | General cleaning and maintenance | General cleaning and maintenance | General cleaning and maintenance | General cleaning and maintenance | 0.1 | 0.1 | 0.1 | 0.1 | 0.1 | 0.1 | 0.1 | 0.1 | 0.1 | 0.1 | 0.1 | 0.1 | 0.1 | 0.1 | 0.1 | 0.1 | 0.1 | 0.1 | 0.1 | 0.1 | 0.1 | 0.1 | 0 | 0 | 0.0082688 | 0.0077745 | 0.0075745 | 0.0074527 | 0.007392 | 0.0073366 | 0.0072873 | 0.007239 | 0.0071938 | 0.0071473 | 0.007084 | 0.0070283 | 0.0069673 | 0.0069588 | 0.0069475 | 0.0069337 | 0.0069344 | 0.006931 | 0.0069387 | 0.0069407 | 1.1631e-07 | 1.3377e-07 | 1.2865e-07 | 1.3159e-07 | 1.3162e-07 | 1.3027e-07 | 1.2866e-07 | 1.289e-07 | 1.2773e-07 | 2.2672e-07 | 2.4802e-07 | 2.4416e-07 | 4.4203e-07 | 4.8728e-07 | 4.8271e-07 | 8.7979e-07 | 9.7114e-07 | 9.6313e-07 | 1.7858e-06 | 1.9482e-06 | 1.1631e-07 | 2.4312e-07 | 3.6551e-07 | 3.8639e-07 | 3.8769e-07 | 3.9044e-07 | 3.8781e-07 | 3.8525e-07 | 3.8284e-07 | 3.8036e-07 | 3.7699e-07 | 3.7403e-07 | 3.7079e-07 | 3.7033e-07 | 3.6973e-07 | 3.69e-07 | 3.6903e-07 | 3.6885e-07 | 3.6926e-07 | 3.6937e-07 | 0.014066 | 0.017206 | 0.016984 | 0.017656 | 0.017806 | 0.017756 | 0.017656 | 0.017806 | 0.017756 | 0.031722 | 0.035012 | 0.03474 | 0.063443 | 0.070024 | 0.06948 | 0.12689 | 0.14005 | 0.13896 | 0.25736 | 0.2807 | 0.014066 | 0.031271 | 0.048256 | 0.051846 | 0.052447 | 0.053218 | 0.053218 | 0.053218 | 0.053218 | 0.053218 | 0.053218 | 0.053218 | 0.053218 | 0.053218 | 0.053218 | 0.053218 | 0.053218 | 0.053218 | 0.053218 | 0.053218 | 9.9186e-08 | 1.1987e-07 | 1.173e-07 | 1.2095e-07 | 1.2125e-07 | 1.2012e-07 | 1.1867e-07 | 1.1885e-07 | 1.1776e-07 | 2.0895e-07 | 2.2865e-07 | 2.2507e-07 | 4.0762e-07 | 4.4678e-07 | 4.4064e-07 | 8.0011e-07 | 8.8001e-07 | 8.7062e-07 | 1.6097e-06 | 1.755e-06 | 9.9186e-08 | 2.1786e-07 | 3.3327e-07 | 3.5515e-07 | 3.5714e-07 | 3.6004e-07 | 3.5769e-07 | 3.5522e-07 | 3.5295e-07 | 3.5055e-07 | 3.4755e-07 | 3.4478e-07 | 3.4192e-07 | 3.3956e-07 | 3.3751e-07 | 3.3558e-07 | 3.344e-07 | 3.3343e-07 | 3.3286e-07 | 3.3273e-07 | 0.011956 | 0.014625 | 0.014437 | 0.015008 | 0.015135 | 0.015092 | 0.015008 | 0.015135 | 0.015092 | 0.026963 | 0.02976 | 0.029529 | 0.053927 | 0.05952 | 0.059058 | 0.10785 | 0.11904 | 0.11812 | 0.21876 | 0.23859 | 0.011956 | 0.026581 | 0.041017 | 0.044069 | 0.04458 | 0.045235 | 0.045235 | 0.045235 | 0.045235 | 0.045235 | 0.045235 | 0.045235 | 0.045235 | 0.045235 | 0.045235 | 0.045235 | 0.045235 | 0.045235 | 0.045235 | 0.045235 | 0 | 0 | 0 | 0 | 0 | 0 | 0 | 0 | 0 | 0 | 0 | 0 | 0 | 0 | 0 | 0 | 0 | 0 | 0 | 0 | 0 | 0 | 0 | 0 | 0 | 0 | 0 | 0 | 0 | 0 | 0 | 0 | 0 | 0 | 0 | 0 | 0 | 0 | 0 | 0 | 0 | 0 | 0 | 0 | 0 | 0 | 0 | 0 | 0 | 0 | 0 | 0 | 0 | 0 | 0 | 0 | 0 | 0 | 0 | 0 | 0 | 0 | 0 | 0 | 0 | 0 | 0 | 0 | 0 | 0 | 0 | 0 | 0 | 0 | 0 | 0 | 0 | 0 | 0 | 0 | 0 | 0 | 0 | 0 | 0 | 0 | 0 | 0 | 0 | 0 | 0 | 0 | 0 | 0 | 0 | 0 | 0 | 0 | 0 | 0 | 0 | 0 | 0 | 0 | 0 | 0 | 0 | 0 | 0 | 0 | 0 | 0 | 0 | 0 | 0 | 0 | 0 | 0 | 0 | 0 | 0 | 0 | 0 | 0 | 0 | 0 | 0 | 0 | 0 | 0 | 0 | 0 | 0 | 0 | 0 | 0 | 0 | 0 | 0 | 0 | 0 | 0 | 0 | 0 | 0 | 0 | 0 | 0 | 0 | 0 | 0 | 0 | 0 | 0 | 0 | 0 | 0 | 0 | 0 | 0 | 0 | 0 | 0 | 0 | 0 | 0 | 0 | 0 | 0 | 0 | 0 | 0 | 0 | 0 | 0 | 0 | 0 | 0 | 0 | 0 | 0 | 0 | 0 | 0 | 0 | 0 | 0 | 0 | 0 | 0 | 0 | 0 | 0 | 0 | 0 | 0 | 0 | 0 | 0 | 0 | 0 | 0 | 0 | 0 | 0 | 0 | 0 | 0 | 0 | 0 | 0 | 0 | 0 | 0 | 0 | 0 | 0 | 0 | 0 | 0 | 0 | 0 | 0 | 0 | 0 | 0 | 0 | 0 | 0 | 0 | 0 | 0 | 0 | 0 | 0 | 0 | 0 | 0 | 0 | 0 | 4439.5494 | 4439.5494 | 4439.5494 | 4439.5494 | 4439.5494 | 4439.5494 | 4439.5494 | 4439.5494 | 4439.5494 | 4439.5494 | 4439.5494 | 4439.5494 | 4439.5494 | 4439.5494 | 4439.5494 | 4439.5494 | 4439.5494 | 4439.5494 | 4439.5494 | 4439.5494 | 3565.1177 | 3565.1177 | 3565.1177 | 3565.1177 | 3565.1177 | 3565.1177 | 3565.1177 | 3565.1177 | 3565.1177 | 3565.1177 | 3565.1177 | 3565.1177 | 3565.1177 | 3565.1177 | 3565.1177 | 3565.1177 | 3565.1177 | 3565.1177 | 3565.1177 | 3565.1177
WA_Industrial_Paper and Printing_New_Space Heating_Natural Gas_Gas Boiler - Hot Water Reset_A | WA | Industrial | Paper and Printing | New | Space Heating | Natural Gas | Gas Boiler - Hot Water Reset | A | IM449 | No control | Reset control installed | 16 | 351.1284 | 0 | 0 | 902.76 | 0 | 0 | 0 | 451.3779 |  | sqft | 20% | 45% | Retrofit | Retro5Med | 81.71% | TBD | 0.2% | 207.0313 |  | 135.9444 |  | 0.00026888 | IL TRM - 4.4.4 - CI-HVC-BLRC-V04-210101 | IL TRM - 4.4.4 - CI-HVC-BLRC-V04-210101 | IL TRM - 4.4.4 - CI-HVC-BLRC-V04-210101 | No control | No control | No control | No control | No control | No control | No control | No control | No control | No control | No control | No control | No control | No control | No control | No control | No control | No control | No control | No control | No control | No control | Reset control installed | Reset control installed | Reset control installed | Reset control installed | Reset control installed | Reset control installed | Reset control installed | Reset control installed | Reset control installed | Reset control installed | Reset control installed | Reset control installed | Reset control installed | Reset control installed | Reset control installed | Reset control installed | Reset control installed | Reset control installed | Reset control installed | Reset control installed | Reset control installed | Reset control installed | 902.76 | 902.76 | 902.76 | 902.76 | 902.76 | 902.76 | 902.76 | 902.76 | 902.76 | 902.76 | 902.76 | 902.76 | 902.76 | 902.76 | 902.76 | 902.76 | 902.76 | 902.76 | 902.76 | 902.76 | 902.76 | 902.76 | 0 | 0 | 349.7868 | 329.2142 | 321.121 | 316.3877 | 314.4737 | 312.8053 | 311.5261 | 310.4016 | 309.6746 | 308.9774 | 307.6532 | 306.585 | 305.4315 | 306.2902 | 306.7718 | 306.7017 | 307.2113 | 307.0711 | 307.1758 | 306.8521 | 0.00031536 | 0.00063601 | 0.0010825 | 0.0016526 | 0.0021567 | 0.0028901 | 0.0035697 | 0.0041055 | 0.0041904 | 0.0039198 | 0.0032682 | 0.0023451 | 0.001431 | 0.0007346 | 0.00032978 | 0.00012772 | 0.00027697 | 0.00059323 | 0.0010355 | 0.0016028 | 0.00031536 | 0.00093282 | 0.0019924 | 0.0036157 | 0.0057505 | 0.0086101 | 0.012145 | 0.016206 | 0.020359 | 0.024233 | 0.027397 | 0.029647 | 0.030966 | 0.031788 | 0.032168 | 0.032288 | 0.032342 | 0.032327 | 0.032338 | 0.032304 | 0.00090157 | 0.0019319 | 0.0033711 | 0.0052235 | 0.0068581 | 0.0092394 | 0.011459 | 0.013226 | 0.013531 | 0.012686 | 0.010623 | 0.0076489 | 0.0046851 | 0.0023984 | 0.001075 | 0.00041643 | 0.00090157 | 0.0019319 | 0.0033711 | 0.0052235 | 0.00090157 | 0.0028335 | 0.0062045 | 0.011428 | 0.018286 | 0.027525 | 0.038984 | 0.052211 | 0.065742 | 0.078429 | 0.089052 | 0.096701 | 0.10139 | 0.10378 | 0.10486 | 0.10528 | 0.10528 | 0.10528 | 0.10528 | 0.10528 | 0.00026888 | 0.00056971 | 0.00098647 | 0.0015179 | 0.0019846 | 0.0026613 | 0.0032865 | 0.003777 | 0.0038522 | 0.0036 | 0.0030003 | 0.0021512 | 0.0013121 | 0.00066935 | 0.00029901 | 0.00011534 | 0.00024917 | 0.00053237 | 0.00092678 | 0.0014339 | 0.00026888 | 0.00083558 | 0.0018156 | 0.0033208 | 0.0052918 | 0.0079285 | 0.011181 | 0.014909 | 0.018716 | 0.022255 | 0.025152 | 0.027196 | 0.028395 | 0.028964 | 0.029167 | 0.029158 | 0.029095 | 0.02901 | 0.028942 | 0.028898 | 0.00076634 | 0.0016421 | 0.0028654 | 0.00444 | 0.0058293 | 0.0078535 | 0.00974 | 0.011242 | 0.011502 | 0.010784 | 0.0090295 | 0.0065016 | 0.0039823 | 0.0020386 | 0.00091375 | 0.00035397 | 0.00076634 | 0.0016421 | 0.0028654 | 0.00444 | 0.00076634 | 0.0024085 | 0.0052739 | 0.0097138 | 0.015543 | 0.023397 | 0.033137 | 0.044379 | 0.055881 | 0.066664 | 0.075694 | 0.082196 | 0.086178 | 0.088216 | 0.08913 | 0.089484 | 0.089484 | 0.089484 | 0.089484 | 0.089484 | 0.00026888 | 0.00056971 | 0.00098647 | 0.0015179 | 0.0019846 | 0.0026613 | 0.0032865 | 0.003777 | 0.0038522 | 0.0036 | 0.0030003 | 0.0021512 | 0.0013121 | 0.00066935 | 0.00029901 | 0.00011534 | 0.00024917 | 0.00053237 | 0.00092678 | 0.0014339 | 0.00026888 | 0.00083558 | 0.0018156 | 0.0033208 | 0.0052918 | 0.0079285 | 0.011181 | 0.014909 | 0.018716 | 0.022255 | 0.025152 | 0.027196 | 0.028395 | 0.028964 | 0.029167 | 0.029158 | 0.029095 | 0.02901 | 0.028942 | 0.028898 | 0.00076634 | 0.0016421 | 0.0028654 | 0.00444 | 0.0058293 | 0.0078535 | 0.00974 | 0.011242 | 0.011502 | 0.010784 | 0.0090295 | 0.0065016 | 0.0039823 | 0.0020386 | 0.00091375 | 0.00035397 | 0.00076634 | 0.0016421 | 0.0028654 | 0.00444 | 0.00076634 | 0.0024085 | 0.0052739 | 0.0097138 | 0.015543 | 0.023397 | 0.033137 | 0.044379 | 0.055881 | 0.066664 | 0.075694 | 0.082196 | 0.086178 | 0.088216 | 0.08913 | 0.089484 | 0.089484 | 0.089484 | 0.089484 | 0.089484 | 0.00026888 | 0.00056971 | 0.00098647 | 0.0015179 | 0.0019846 | 0.0026613 | 0.0032865 | 0.003777 | 0.0038522 | 0.0036 | 0.0030003 | 0.0021512 | 0.0013121 | 0.00066935 | 0.00029901 | 0.00011534 | 0.00024917 | 0.00053237 | 0.00092678 | 0.0014339 | 0.00026888 | 0.00083558 | 0.0018156 | 0.0033208 | 0.0052918 | 0.0079285 | 0.011181 | 0.014909 | 0.018716 | 0.022255 | 0.025152 | 0.027196 | 0.028395 | 0.028964 | 0.029167 | 0.029158 | 0.029095 | 0.02901 | 0.028942 | 0.028898 | 0.00076634 | 0.0016421 | 0.0028654 | 0.00444 | 0.0058293 | 0.0078535 | 0.00974 | 0.011242 | 0.011502 | 0.010784 | 0.0090295 | 0.0065016 | 0.0039823 | 0.0020386 | 0.00091375 | 0.00035397 | 0.00076634 | 0.0016421 | 0.0028654 | 0.00444 | 0.00076634 | 0.0024085 | 0.0052739 | 0.0097138 | 0.015543 | 0.023397 | 0.033137 | 0.044379 | 0.055881 | 0.066664 | 0.075694 | 0.082196 | 0.086178 | 0.088216 | 0.08913 | 0.089484 | 0.089484 | 0.089484 | 0.089484 | 0.089484 | 0.00026888 | 0.00056971 | 0.00098647 | 0.0015179 | 0.0019846 | 0.0026613 | 0.0032865 | 0.003777 | 0.0038522 | 0.0036 | 0.0030003 | 0.0021512 | 0.0013121 | 0.00066935 | 0.00029901 | 0.00011534 | 0.00024917 | 0.00053237 | 0.00092678 | 0.0014339 | 0.00026888 | 0.00083558 | 0.0018156 | 0.0033208 | 0.0052918 | 0.0079285 | 0.011181 | 0.014909 | 0.018716 | 0.022255 | 0.025152 | 0.027196 | 0.028395 | 0.028964 | 0.029167 | 0.029158 | 0.029095 | 0.02901 | 0.028942 | 0.028898 | 0.00076634 | 0.0016421 | 0.0028654 | 0.00444 | 0.0058293 | 0.0078535 | 0.00974 | 0.011242 | 0.011502 | 0.010784 | 0.0090295 | 0.0065016 | 0.0039823 | 0.0020386 | 0.00091375 | 0.00035397 | 0.00076634 | 0.0016421 | 0.0028654 | 0.00444 | 0.00076634 | 0.0024085 | 0.0052739 | 0.0097138 | 0.015543 | 0.023397 | 0.033137 | 0.044379 | 0.055881 | 0.066664 | 0.075694 | 0.082196 | 0.086178 | 0.088216 | 0.08913 | 0.089484 | 0.089484 | 0.089484 | 0.089484 | 0.089484 | 207.3831 | 207.3831 | 207.3831 | 207.3831 | 207.3831 | 207.3831 | 207.3831 | 207.3831 | 207.3831 | 207.3831 | 207.3831 | 207.3831 | 207.3831 | 207.3831 | 207.3831 | 207.3831 | 207.3831 | 207.3831 | 207.3831 | 207.3831 | 136.1754 | 136.1754 | 136.1754 | 136.1754 | 136.1754 | 136.1754 | 136.1754 | 136.1754 | 136.1754 | 136.1754 | 136.1754 | 136.1754 | 136.1754 | 136.1754 | 136.1754 | 136.1754 | 136.1754 | 136.1754 | 136.1754 | 136.1754
WA_Industrial_Paper and Printing_New_Process_Natural Gas_Gas Boiler - Hot Water Reset_A | WA | Industrial | Paper and Printing | New | Process | Natural Gas | Gas Boiler - Hot Water Reset | A | IM450 | No control | Reset control installed | 16 | 101.4573 | 0 | 0 | 902.76 | 0 | 0 | 0 | 451.3779 |  | sqft | 20% | 45% | Retrofit | Retro5Med | 81.71% | TBD | 0.2% | 207.0313 |  | 135.9444 |  | 0.0031022 | IL TRM - 4.4.4 - CI-HVC-BLRC-V04-210101 | IL TRM - 4.4.4 - CI-HVC-BLRC-V04-210101 | XCEL CO 2019-2020 DSM Plan | No control | No control | No control | No control | No control | No control | No control | No control | No control | No control | No control | No control | No control | No control | No control | No control | No control | No control | No control | No control | No control | No control | Reset control installed | Reset control installed | Reset control installed | Reset control installed | Reset control installed | Reset control installed | Reset control installed | Reset control installed | Reset control installed | Reset control installed | Reset control installed | Reset control installed | Reset control installed | Reset control installed | Reset control installed | Reset control installed | Reset control installed | Reset control installed | Reset control installed | Reset control installed | Reset control installed | Reset control installed | 902.76 | 902.76 | 902.76 | 902.76 | 902.76 | 902.76 | 902.76 | 902.76 | 902.76 | 902.76 | 902.76 | 902.76 | 902.76 | 902.76 | 902.76 | 902.76 | 902.76 | 902.76 | 902.76 | 902.76 | 902.76 | 902.76 | 0 | 0 | 101.4455 | 101.4422 | 101.441 | 101.4442 | 101.4458 | 101.4471 | 101.4483 | 101.4493 | 101.45 | 101.4506 | 101.4511 | 101.4516 | 101.4519 | 101.4522 | 101.4525 | 101.4528 | 101.453 | 101.4532 | 101.4533 | 101.4535 | 0.0036495 | 0.00782 | 0.013645 | 0.021144 | 0.027761 | 0.037401 | 0.046386 | 0.053542 | 0.054777 | 0.051357 | 0.043004 | 0.030965 | 0.018966 | 0.0097093 | 0.0043519 | 0.0016858 | 0.0036498 | 0.0078209 | 0.013647 | 0.021146 | 0.0036495 | 0.011469 | 0.025115 | 0.04626 | 0.074022 | 0.11142 | 0.15781 | 0.21136 | 0.26613 | 0.31749 | 0.3605 | 0.39146 | 0.41043 | 0.42014 | 0.4245 | 0.42618 | 0.42618 | 0.42618 | 0.42618 | 0.42619 | 0.035975 | 0.077089 | 0.13452 | 0.20843 | 0.27366 | 0.36868 | 0.45724 | 0.52777 | 0.53995 | 0.50623 | 0.42389 | 0.30522 | 0.18695 | 0.095703 | 0.042896 | 0.016617 | 0.035975 | 0.077089 | 0.13452 | 0.20843 | 0.035975 | 0.11306 | 0.24758 | 0.45601 | 0.72967 | 1.0983 | 1.5556 | 2.0834 | 2.6233 | 3.1295 | 3.5534 | 3.8586 | 4.0456 | 4.1413 | 4.1842 | 4.2008 | 4.2008 | 4.2008 | 4.2008 | 4.2008 | 0.0031022 | 0.0066472 | 0.011599 | 0.017973 | 0.023597 | 0.031792 | 0.039429 | 0.045511 | 0.046561 | 0.043654 | 0.036553 | 0.02632 | 0.016121 | 0.0082529 | 0.0036991 | 0.001433 | 0.0031024 | 0.0066478 | 0.0116 | 0.017974 | 0.0031022 | 0.0097493 | 0.021348 | 0.039321 | 0.062919 | 0.094712 | 0.13414 | 0.17965 | 0.22622 | 0.26987 | 0.30643 | 0.33275 | 0.34887 | 0.35712 | 0.36082 | 0.36226 | 0.36226 | 0.36226 | 0.36226 | 0.36226 | 0.030579 | 0.065525 | 0.11434 | 0.17717 | 0.23261 | 0.31338 | 0.38866 | 0.44861 | 0.45895 | 0.43029 | 0.3603 | 0.25943 | 0.15891 | 0.081347 | 0.036461 | 0.014124 | 0.030579 | 0.065525 | 0.11434 | 0.17717 | 0.030579 | 0.096104 | 0.21044 | 0.38761 | 0.62022 | 0.93359 | 1.3222 | 1.7709 | 2.2298 | 2.6601 | 3.0204 | 3.2798 | 3.4387 | 3.5201 | 3.5566 | 3.5707 | 3.5707 | 3.5707 | 3.5707 | 3.5707 | 0.0031022 | 0.0066472 | 0.011599 | 0.017973 | 0.023597 | 0.031792 | 0.039429 | 0.045511 | 0.046561 | 0.043654 | 0.036553 | 0.02632 | 0.016121 | 0.0082529 | 0.0036991 | 0.001433 | 0.0031024 | 0.0066478 | 0.0116 | 0.017974 | 0.0031022 | 0.0097493 | 0.021348 | 0.039321 | 0.062919 | 0.094712 | 0.13414 | 0.17965 | 0.22622 | 0.26987 | 0.30643 | 0.33275 | 0.34887 | 0.35712 | 0.36082 | 0.36226 | 0.36226 | 0.36226 | 0.36226 | 0.36226 | 0.030579 | 0.065525 | 0.11434 | 0.17717 | 0.23261 | 0.31338 | 0.38866 | 0.44861 | 0.45895 | 0.43029 | 0.3603 | 0.25943 | 0.15891 | 0.081347 | 0.036461 | 0.014124 | 0.030579 | 0.065525 | 0.11434 | 0.17717 | 0.030579 | 0.096104 | 0.21044 | 0.38761 | 0.62022 | 0.93359 | 1.3222 | 1.7709 | 2.2298 | 2.6601 | 3.0204 | 3.2798 | 3.4387 | 3.5201 | 3.5566 | 3.5707 | 3.5707 | 3.5707 | 3.5707 | 3.5707 | 0.0031022 | 0.0066472 | 0.011599 | 0.017973 | 0.023597 | 0.031792 | 0.039429 | 0.045511 | 0.046561 | 0.043654 | 0.036553 | 0.02632 | 0.016121 | 0.0082529 | 0.0036991 | 0.001433 | 0.0031024 | 0.0066478 | 0.0116 | 0.017974 | 0.0031022 | 0.0097493 | 0.021348 | 0.039321 | 0.062919 | 0.094712 | 0.13414 | 0.17965 | 0.22622 | 0.26987 | 0.30643 | 0.33275 | 0.34887 | 0.35712 | 0.36082 | 0.36226 | 0.36226 | 0.36226 | 0.36226 | 0.36226 | 0.030579 | 0.065525 | 0.11434 | 0.17717 | 0.23261 | 0.31338 | 0.38866 | 0.44861 | 0.45895 | 0.43029 | 0.3603 | 0.25943 | 0.15891 | 0.081347 | 0.036461 | 0.014124 | 0.030579 | 0.065525 | 0.11434 | 0.17717 | 0.030579 | 0.096104 | 0.21044 | 0.38761 | 0.62022 | 0.93359 | 1.3222 | 1.7709 | 2.2298 | 2.6601 | 3.0204 | 3.2798 | 3.4387 | 3.5201 | 3.5566 | 3.5707 | 3.5707 | 3.5707 | 3.5707 | 3.5707 | 0.0031022 | 0.0066472 | 0.011599 | 0.017973 | 0.023597 | 0.031792 | 0.039429 | 0.045511 | 0.046561 | 0.043654 | 0.036553 | 0.02632 | 0.016121 | 0.0082529 | 0.0036991 | 0.001433 | 0.0031024 | 0.0066478 | 0.0116 | 0.017974 | 0.0031022 | 0.0097493 | 0.021348 | 0.039321 | 0.062919 | 0.094712 | 0.13414 | 0.17965 | 0.22622 | 0.26987 | 0.30643 | 0.33275 | 0.34887 | 0.35712 | 0.36082 | 0.36226 | 0.36226 | 0.36226 | 0.36226 | 0.36226 | 0.030579 | 0.065525 | 0.11434 | 0.17717 | 0.23261 | 0.31338 | 0.38866 | 0.44861 | 0.45895 | 0.43029 | 0.3603 | 0.25943 | 0.15891 | 0.081347 | 0.036461 | 0.014124 | 0.030579 | 0.065525 | 0.11434 | 0.17717 | 0.030579 | 0.096104 | 0.21044 | 0.38761 | 0.62022 | 0.93359 | 1.3222 | 1.7709 | 2.2298 | 2.6601 | 3.0204 | 3.2798 | 3.4387 | 3.5201 | 3.5566 | 3.5707 | 3.5707 | 3.5707 | 3.5707 | 3.5707 | 207.3831 | 207.3831 | 207.3831 | 207.3831 | 207.3831 | 207.3831 | 207.3831 | 207.3831 | 207.3831 | 207.3831 | 207.3831 | 207.3831 | 207.3831 | 207.3831 | 207.3831 | 207.3831 | 207.3831 | 207.3831 | 207.3831 | 207.3831 | 136.1754 | 136.1754 | 136.1754 | 136.1754 | 136.1754 | 136.1754 | 136.1754 | 136.1754 | 136.1754 | 136.1754 | 136.1754 | 136.1754 | 136.1754 | 136.1754 | 136.1754 | 136.1754 | 136.1754 | 136.1754 | 136.1754 | 136.1754
WA_Industrial_Paper and Printing_New_Space Heating_Natural Gas_Steam Trap Maintenance_A | WA | Industrial | Paper and Printing | New | Space Heating | Natural Gas | Steam Trap Maintenance | A | IM451 | Degrade performance | Cleaning and maintenance | 6 | 124.0463 | 0 | 0 | 107.68 | 0 | 0 | 0 | 53.8392 |  | sqft | 0% | 0% | Retrofit | RetroEven20 | 80.75% | TBD | 0.2% | 114.365 |  | 86.6657 |  | 0 | IL TRM - 4.4.16 - CI-HVC-STRE-V07-210101 | IL TRM - 4.4.16 - CI-HVC-STRE-V07-210101 | IL TRM - 4.4.16 - CI-HVC-STRE-V07-210101 | Degrade performance | Degrade performance | Degrade performance | Degrade performance | Degrade performance | Degrade performance | Degrade performance | Degrade performance | Degrade performance | Degrade performance | Degrade performance | Degrade performance | Degrade performance | Degrade performance | Degrade performance | Degrade performance | Degrade performance | Degrade performance | Degrade performance | Degrade performance | Degrade performance | Degrade performance | Cleaning and maintenance | Cleaning and maintenance | Cleaning and maintenance | Cleaning and maintenance | Cleaning and maintenance | Cleaning and maintenance | Cleaning and maintenance | Cleaning and maintenance | Cleaning and maintenance | Cleaning and maintenance | Cleaning and maintenance | Cleaning and maintenance | Cleaning and maintenance | Cleaning and maintenance | Cleaning and maintenance | Cleaning and maintenance | Cleaning and maintenance | Cleaning and maintenance | Cleaning and maintenance | Cleaning and maintenance | Cleaning and maintenance | Cleaning and maintenance | 107.68 | 107.68 | 107.68 | 107.68 | 107.68 | 107.68 | 107.68 | 107.68 | 107.68 | 107.68 | 107.68 | 107.68 | 107.68 | 107.68 | 107.68 | 107.68 | 107.68 | 107.68 | 107.68 | 107.68 | 107.68 | 107.68 | 0 | 0 | 123.6299 | 116.3898 | 113.5566 | 111.9074 | 111.2648 | 110.704 | 110.2801 | 109.9076 | 109.6817 | 109.4626 | 109.0211 | 108.6664 | 108.2896 | 108.6217 | 108.82 | 108.8136 | 109.0186 | 108.9858 | 109.0374 | 108.9357 | 0 | 0 | 0 | 0 | 0 | 0 | 0 | 0 | 0 | 0 | 0 | 0 | 0 | 0 | 0 | 0 | 0 | 0 | 0 | 0 | 0 | 0 | 0 | 0 | 0 | 0 | 0 | 0 | 0 | 0 | 0 | 0 | 0 | 0 | 0 | 0 | 0 | 0 | 0 | 0 | 0 | 0 | 0 | 0 | 0 | 0 | 0 | 0 | 0 | 0 | 0 | 0 | 0 | 0 | 0 | 0 | 0 | 0 | 0 | 0 | 0 | 0 | 0 | 0 | 0 | 0 | 0 | 0 | 0 | 0 | 0 | 0 | 0 | 0 | 0 | 0 | 0 | 0 | 0 | 0 | 0 | 0 | 0 | 0 | 0 | 0 | 0 | 0 | 0 | 0 | 0 | 0 | 0 | 0 | 0 | 0 | 0 | 0 | 0 | 0 | 0 | 0 | 0 | 0 | 0 | 0 | 0 | 0 | 0 | 0 | 0 | 0 | 0 | 0 | 0 | 0 | 0 | 0 | 0 | 0 | 0 | 0 | 0 | 0 | 0 | 0 | 0 | 0 | 0 | 0 | 0 | 0 | 0 | 0 | 0 | 0 | 0 | 0 | 0 | 0 | 0 | 0 | 0 | 0 | 0 | 0 | 0 | 0 | 0 | 0 | 0 | 0 | 0 | 0 | 0 | 0 | 0 | 0 | 0 | 0 | 0 | 0 | 0 | 0 | 0 | 0 | 0 | 0 | 0 | 0 | 0 | 0 | 0 | 0 | 0 | 0 | 0 | 0 | 0 | 0 | 0 | 0 | 0 | 0 | 0 | 0 | 0 | 0 | 0 | 0 | 0 | 0 | 0 | 0 | 0 | 0 | 0 | 0 | 0 | 0 | 0 | 0 | 0 | 0 | 0 | 0 | 0 | 0 | 0 | 0 | 0 | 0 | 0 | 0 | 0 | 0 | 0 | 0 | 0 | 0 | 0 | 0 | 0 | 0 | 0 | 0 | 0 | 0 | 0 | 0 | 0 | 0 | 0 | 0 | 0 | 0 | 0 | 0 | 0 | 0 | 0 | 0 | 0 | 0 | 0 | 0 | 0 | 0 | 0 | 0 | 0 | 0 | 0 | 0 | 0 | 0 | 0 | 0 | 0 | 0 | 0 | 0 | 0 | 0 | 0 | 0 | 0 | 0 | 0 | 0 | 0 | 0 | 0 | 0 | 0 | 0 | 0 | 0 | 0 | 0 | 0 | 0 | 0 | 0 | 0 | 0 | 0 | 0 | 0 | 0 | 0 | 0 | 0 | 0 | 0 | 0 | 0 | 0 | 0 | 0 | 0 | 0 | 0 | 0 | 0 | 0 | 0 | 0 | 0 | 0 | 0 | 0 | 0 | 0 | 0 | 0 | 0 | 0 | 0 | 0 | 0 | 0 | 0 | 0 | 0 | 0 | 0 | 0 | 0 | 0 | 0 | 0 | 0 | 0 | 0 | 0 | 0 | 0 | 0 | 0 | 0 | 0 | 0 | 0 | 0 | 0 | 0 | 0 | 0 | 0 | 0 | 0 | 0 | 0 | 0 | 0 | 0 | 0 | 0 | 0 | 0 | 0 | 0 | 0 | 0 | 0 | 0 | 0 | 0 | 0 | 0 | 0 | 0 | 0 | 0 | 0 | 0 | 0 | 0 | 0 | 0 | 0 | 0 | 0 | 0 | 0 | 0 | 0 | 0 | 0 | 0 | 0 | 0 | 0 | 0 | 0 | 0 | 0 | 0 | 0 | 112.9669 | 112.9669 | 112.9669 | 112.9669 | 112.9669 | 112.9669 | 112.9669 | 112.9669 | 112.9669 | 112.9669 | 112.9669 | 112.9669 | 112.9669 | 112.9669 | 112.9669 | 112.9669 | 112.9669 | 112.9669 | 112.9669 | 112.9669 | 85.6062 | 85.6062 | 85.6062 | 85.6062 | 85.6062 | 85.6062 | 85.6062 | 85.6062 | 85.6062 | 85.6062 | 85.6062 | 85.6062 | 85.6062 | 85.6062 | 85.6062 | 85.6062 | 85.6062 | 85.6062 | 85.6062 | 85.6062
WA_Industrial_Paper and Printing_New_Process_Natural Gas_Steam Trap Maintenance_A | WA | Industrial | Paper and Printing | New | Process | Natural Gas | Steam Trap Maintenance | A | IM452 | Degrade performance | Cleaning and maintenance | 6 | 71.6855 | 0 | 0 | 107.68 | 0 | 0 | 0 | 53.8392 |  | sqft | 0% | 0% | Retrofit | RetroEven20 | 80.75% | TBD | 0.2% | 114.365 |  | 86.6657 |  | 0 | IL TRM - 4.4.16 - CI-HVC-STRE-V07-210101 | IL TRM - 4.4.16 - CI-HVC-STRE-V07-210101 | IL TRM - 4.4.16 - CI-HVC-STRE-V07-210101 | Degrade performance | Degrade performance | Degrade performance | Degrade performance | Degrade performance | Degrade performance | Degrade performance | Degrade performance | Degrade performance | Degrade performance | Degrade performance | Degrade performance | Degrade performance | Degrade performance | Degrade performance | Degrade performance | Degrade performance | Degrade performance | Degrade performance | Degrade performance | Degrade performance | Degrade performance | Cleaning and maintenance | Cleaning and maintenance | Cleaning and maintenance | Cleaning and maintenance | Cleaning and maintenance | Cleaning and maintenance | Cleaning and maintenance | Cleaning and maintenance | Cleaning and maintenance | Cleaning and maintenance | Cleaning and maintenance | Cleaning and maintenance | Cleaning and maintenance | Cleaning and maintenance | Cleaning and maintenance | Cleaning and maintenance | Cleaning and maintenance | Cleaning and maintenance | Cleaning and maintenance | Cleaning and maintenance | Cleaning and maintenance | Cleaning and maintenance | 107.68 | 107.68 | 107.68 | 107.68 | 107.68 | 107.68 | 107.68 | 107.68 | 107.68 | 107.68 | 107.68 | 107.68 | 107.68 | 107.68 | 107.68 | 107.68 | 107.68 | 107.68 | 107.68 | 107.68 | 107.68 | 107.68 | 0 | 0 | 71.6771 | 71.6748 | 71.6739 | 71.6762 | 71.6773 | 71.6783 | 71.6791 | 71.6798 | 71.6803 | 71.6807 | 71.6811 | 71.6814 | 71.6816 | 71.6819 | 71.6821 | 71.6823 | 71.6824 | 71.6825 | 71.6827 | 71.6828 | 0 | 0 | 0 | 0 | 0 | 0 | 0 | 0 | 0 | 0 | 0 | 0 | 0 | 0 | 0 | 0 | 0 | 0 | 0 | 0 | 0 | 0 | 0 | 0 | 0 | 0 | 0 | 0 | 0 | 0 | 0 | 0 | 0 | 0 | 0 | 0 | 0 | 0 | 0 | 0 | 0 | 0 | 0 | 0 | 0 | 0 | 0 | 0 | 0 | 0 | 0 | 0 | 0 | 0 | 0 | 0 | 0 | 0 | 0 | 0 | 0 | 0 | 0 | 0 | 0 | 0 | 0 | 0 | 0 | 0 | 0 | 0 | 0 | 0 | 0 | 0 | 0 | 0 | 0 | 0 | 0 | 0 | 0 | 0 | 0 | 0 | 0 | 0 | 0 | 0 | 0 | 0 | 0 | 0 | 0 | 0 | 0 | 0 | 0 | 0 | 0 | 0 | 0 | 0 | 0 | 0 | 0 | 0 | 0 | 0 | 0 | 0 | 0 | 0 | 0 | 0 | 0 | 0 | 0 | 0 | 0 | 0 | 0 | 0 | 0 | 0 | 0 | 0 | 0 | 0 | 0 | 0 | 0 | 0 | 0 | 0 | 0 | 0 | 0 | 0 | 0 | 0 | 0 | 0 | 0 | 0 | 0 | 0 | 0 | 0 | 0 | 0 | 0 | 0 | 0 | 0 | 0 | 0 | 0 | 0 | 0 | 0 | 0 | 0 | 0 | 0 | 0 | 0 | 0 | 0 | 0 | 0 | 0 | 0 | 0 | 0 | 0 | 0 | 0 | 0 | 0 | 0 | 0 | 0 | 0 | 0 | 0 | 0 | 0 | 0 | 0 | 0 | 0 | 0 | 0 | 0 | 0 | 0 | 0 | 0 | 0 | 0 | 0 | 0 | 0 | 0 | 0 | 0 | 0 | 0 | 0 | 0 | 0 | 0 | 0 | 0 | 0 | 0 | 0 | 0 | 0 | 0 | 0 | 0 | 0 | 0 | 0 | 0 | 0 | 0 | 0 | 0 | 0 | 0 | 0 | 0 | 0 | 0 | 0 | 0 | 0 | 0 | 0 | 0 | 0 | 0 | 0 | 0 | 0 | 0 | 0 | 0 | 0 | 0 | 0 | 0 | 0 | 0 | 0 | 0 | 0 | 0 | 0 | 0 | 0 | 0 | 0 | 0 | 0 | 0 | 0 | 0 | 0 | 0 | 0 | 0 | 0 | 0 | 0 | 0 | 0 | 0 | 0 | 0 | 0 | 0 | 0 | 0 | 0 | 0 | 0 | 0 | 0 | 0 | 0 | 0 | 0 | 0 | 0 | 0 | 0 | 0 | 0 | 0 | 0 | 0 | 0 | 0 | 0 | 0 | 0 | 0 | 0 | 0 | 0 | 0 | 0 | 0 | 0 | 0 | 0 | 0 | 0 | 0 | 0 | 0 | 0 | 0 | 0 | 0 | 0 | 0 | 0 | 0 | 0 | 0 | 0 | 0 | 0 | 0 | 0 | 0 | 0 | 0 | 0 | 0 | 0 | 0 | 0 | 0 | 0 | 0 | 0 | 0 | 0 | 0 | 0 | 0 | 0 | 0 | 0 | 0 | 0 | 0 | 0 | 0 | 0 | 0 | 0 | 0 | 0 | 0 | 0 | 0 | 0 | 0 | 0 | 0 | 0 | 0 | 0 | 0 | 0 | 0 | 0 | 0 | 0 | 0 | 0 | 0 | 0 | 0 | 0 | 0 | 0 | 0 | 0 | 0 | 0 | 0 | 112.9669 | 112.9669 | 112.9669 | 112.9669 | 112.9669 | 112.9669 | 112.9669 | 112.9669 | 112.9669 | 112.9669 | 112.9669 | 112.9669 | 112.9669 | 112.9669 | 112.9669 | 112.9669 | 112.9669 | 112.9669 | 112.9669 | 112.9669 | 85.6062 | 85.6062 | 85.6062 | 85.6062 | 85.6062 | 85.6062 | 85.6062 | 85.6062 | 85.6062 | 85.6062 | 85.6062 | 85.6062 | 85.6062 | 85.6062 | 85.6062 | 85.6062 | 85.6062 | 85.6062 | 85.6062 | 85.6062
WA_Industrial_Paper and Printing_New_Space Heating_Natural Gas_Gas Boiler - High Turndown_A | WA | Industrial | Paper and Printing | New | Space Heating | Natural Gas | Gas Boiler - High Turndown | A | IM453 | No control | Turndown control installed | 15 | 131.6731 | 0 | 0 | 1540.41 | 0 | 0 | 0 | 770.2046 |  | sqft | 35% | 50% | Retrofit | Retro12Med | 75.44% | TBD | 0.2% | 795.1294 |  | 527.4927 |  | 0.00015369 | MN TRM 3.1 - Boiler Modifications, Space Heating Only v4.0 | MN TRM 3.1 - Boiler Modifications, Space Heating Only v4.0 | MN TRM 3.1 - Boiler Modifications, Space Heating Only v4.0 | No control | No control | No control | No control | No control | No control | No control | No control | No control | No control | No control | No control | No control | No control | No control | No control | No control | No control | No control | No control | No control | No control | Turndown control installed | Turndown control installed | Turndown control installed | Turndown control installed | Turndown control installed | Turndown control installed | Turndown control installed | Turndown control installed | Turndown control installed | Turndown control installed | Turndown control installed | Turndown control installed | Turndown control installed | Turndown control installed | Turndown control installed | Turndown control installed | Turndown control installed | Turndown control installed | Turndown control installed | Turndown control installed | Turndown control installed | Turndown control installed | 1540.41 | 1540.41 | 1540.41 | 1540.41 | 1540.41 | 1540.41 | 1540.41 | 1540.41 | 1540.41 | 1540.41 | 1540.41 | 1540.41 | 1540.41 | 1540.41 | 1540.41 | 1540.41 | 1540.41 | 1540.41 | 1540.41 | 1540.41 | 1540.41 | 1540.41 | 0 | 0 | 130.9819 | 123.1554 | 119.9902 | 118.0633 | 117.1057 | 116.2306 | 115.4509 | 114.6867 | 113.9711 | 113.2339 | 112.2312 | 111.3488 | 110.3823 | 110.2471 | 110.067 | 109.8472 | 109.8569 | 109.8023 | 109.9242 | 109.9544 | 0.00018022 | 0.00029573 | 0.00041086 | 0.00053961 | 0.00061609 | 0.00063418 | 0.00056972 | 0.00051157 | 0.00044152 | 0.00038276 | 0.0003284 | 0.00028359 | 0.00023724 | 0.00020155 | 0.00017054 | 0.00015114 | 0.0002638 | 0.00037597 | 0.00050241 | 0.00057846 | 0.00018022 | 0.00046519 | 0.00086409 | 0.0013898 | 0.0019946 | 0.0026139 | 0.0031661 | 0.0036567 | 0.0040754 | 0.0044318 | 0.004721 | 0.0049674 | 0.0051616 | 0.0053568 | 0.0055186 | 0.0055075 | 0.005508 | 0.0055053 | 0.0055114 | 0.0055129 | 0.0013759 | 0.0024013 | 0.0034241 | 0.0045705 | 0.0052609 | 0.0054562 | 0.0049348 | 0.0044605 | 0.003874 | 0.0033803 | 0.0029261 | 0.0025468 | 0.0021493 | 0.0018281 | 0.0015494 | 0.0013759 | 0.0024013 | 0.0034241 | 0.0045705 | 0.0052609 | 0.0013759 | 0.0037772 | 0.0072013 | 0.011772 | 0.017033 | 0.022489 | 0.027424 | 0.031884 | 0.035758 | 0.039139 | 0.042065 | 0.044611 | 0.046761 | 0.048589 | 0.050138 | 0.050138 | 0.050138 | 0.050138 | 0.050138 | 0.050138 | 0.00015369 | 0.000265 | 0.00037461 | 0.00049597 | 0.00056754 | 0.00058478 | 0.00052545 | 0.00047168 | 0.00040703 | 0.00035275 | 0.00030274 | 0.0002614 | 0.00021876 | 0.00018479 | 0.00015567 | 0.00013745 | 0.00023904 | 0.00033985 | 0.00045287 | 0.00052107 | 0.00015369 | 0.00041684 | 0.00078784 | 0.0012774 | 0.0018375 | 0.0024103 | 0.00292 | 0.0033716 | 0.0037571 | 0.0040843 | 0.0043521 | 0.0045788 | 0.0047596 | 0.0049114 | 0.0050375 | 0.0050086 | 0.0049911 | 0.0049764 | 0.004968 | 0.004966 | 0.0011696 | 0.0020411 | 0.0029105 | 0.0038849 | 0.0044718 | 0.0046378 | 0.0041945 | 0.0037915 | 0.0032929 | 0.0028732 | 0.0024872 | 0.0021648 | 0.0018269 | 0.0015539 | 0.001317 | 0.0011696 | 0.0020411 | 0.0029105 | 0.0038849 | 0.0044718 | 0.0011696 | 0.0032106 | 0.0061211 | 0.010006 | 0.014478 | 0.019116 | 0.02331 | 0.027102 | 0.030395 | 0.033268 | 0.035755 | 0.03792 | 0.039747 | 0.041301 | 0.042618 | 0.042618 | 0.042618 | 0.042618 | 0.042618 | 0.042618 | 0 | 0 | 0 | 0 | 0 | 0 | 0 | 0 | 0 | 0 | 0 | 0 | 0 | 0 | 0 | 0 | 0 | 0 | 0 | 0 | 0 | 0 | 0 | 0 | 0 | 0 | 0 | 0 | 0 | 0 | 0 | 0 | 0 | 0 | 0 | 0 | 0 | 0 | 0 | 0 | 0 | 0 | 0 | 0 | 0 | 0 | 0 | 0 | 0 | 0 | 0 | 0 | 0 | 0 | 0 | 0 | 0 | 0 | 0 | 0 | 0 | 0 | 0 | 0 | 0 | 0 | 0 | 0 | 0 | 0 | 0 | 0 | 0 | 0 | 0 | 0 | 0 | 0 | 0 | 0 | 0.00015369 | 0.000265 | 0.00037461 | 0.00049597 | 0.00056754 | 0.00058478 | 0.00052545 | 0.00047168 | 0.00040703 | 0.00035275 | 0.00030274 | 0.0002614 | 0.00021876 | 0.00018479 | 0.00015567 | 0.00013745 | 0.00023904 | 0.00033985 | 0.00045287 | 0.00052107 | 0.00015369 | 0.00041684 | 0.00078784 | 0.0012774 | 0.0018375 | 0.0024103 | 0.00292 | 0.0033716 | 0.0037571 | 0.0040843 | 0.0043521 | 0.0045788 | 0.0047596 | 0.0049114 | 0.0050375 | 0.0050086 | 0.0049911 | 0.0049764 | 0.004968 | 0.004966 | 0.0011696 | 0.0020411 | 0.0029105 | 0.0038849 | 0.0044718 | 0.0046378 | 0.0041945 | 0.0037915 | 0.0032929 | 0.0028732 | 0.0024872 | 0.0021648 | 0.0018269 | 0.0015539 | 0.001317 | 0.0011696 | 0.0020411 | 0.0029105 | 0.0038849 | 0.0044718 | 0.0011696 | 0.0032106 | 0.0061211 | 0.010006 | 0.014478 | 0.019116 | 0.02331 | 0.027102 | 0.030395 | 0.033268 | 0.035755 | 0.03792 | 0.039747 | 0.041301 | 0.042618 | 0.042618 | 0.042618 | 0.042618 | 0.042618 | 0.042618 | 0 | 0 | 0 | 0 | 0 | 0 | 0 | 0 | 0 | 0 | 0 | 0 | 0 | 0 | 0 | 0 | 0 | 0 | 0 | 0 | 0 | 0 | 0 | 0 | 0 | 0 | 0 | 0 | 0 | 0 | 0 | 0 | 0 | 0 | 0 | 0 | 0 | 0 | 0 | 0 | 0 | 0 | 0 | 0 | 0 | 0 | 0 | 0 | 0 | 0 | 0 | 0 | 0 | 0 | 0 | 0 | 0 | 0 | 0 | 0 | 0 | 0 | 0 | 0 | 0 | 0 | 0 | 0 | 0 | 0 | 0 | 0 | 0 | 0 | 0 | 0 | 0 | 0 | 0 | 0 | 801.4989 | 801.4989 | 801.4989 | 801.4989 | 801.4989 | 801.4989 | 801.4989 | 801.4989 | 801.4989 | 801.4989 | 801.4989 | 801.4989 | 801.4989 | 801.4989 | 801.4989 | 801.4989 | 801.4989 | 801.4989 | 801.4989 | 801.4989 | 531.7182 | 531.7182 | 531.7182 | 531.7182 | 531.7182 | 531.7182 | 531.7182 | 531.7182 | 531.7182 | 531.7182 | 531.7182 | 531.7182 | 531.7182 | 531.7182 | 531.7182 | 531.7182 | 531.7182 | 531.7182 | 531.7182 | 531.7182
WA_Industrial_Paper and Printing_New_Process_Natural Gas_Gas Boiler - High Turndown_A | WA | Industrial | Paper and Printing | New | Process | Natural Gas | Gas Boiler - High Turndown | A | IM454 | No control | Turndown control installed | 15 | 76.093 | 0 | 0 | 1540.41 | 0 | 0 | 0 | 770.2046 |  | sqft | 35% | 50% | Retrofit | Retro12Med | 75.44% | TBD | 0.2% | 795.1294 |  | 527.4927 |  | 0.0035336 | MN TRM 3.1 - Boiler Modifications, Space Heating Only v4.0 | MN TRM 3.1 - Boiler Modifications, Space Heating Only v4.0 | MN TRM 3.1 - Boiler Modifications, Space Heating Only v4.0 | No control | No control | No control | No control | No control | No control | No control | No control | No control | No control | No control | No control | No control | No control | No control | No control | No control | No control | No control | No control | No control | No control | Turndown control installed | Turndown control installed | Turndown control installed | Turndown control installed | Turndown control installed | Turndown control installed | Turndown control installed | Turndown control installed | Turndown control installed | Turndown control installed | Turndown control installed | Turndown control installed | Turndown control installed | Turndown control installed | Turndown control installed | Turndown control installed | Turndown control installed | Turndown control installed | Turndown control installed | Turndown control installed | Turndown control installed | Turndown control installed | 1540.41 | 1540.41 | 1540.41 | 1540.41 | 1540.41 | 1540.41 | 1540.41 | 1540.41 | 1540.41 | 1540.41 | 1540.41 | 1540.41 | 1540.41 | 1540.41 | 1540.41 | 1540.41 | 1540.41 | 1540.41 | 1540.41 | 1540.41 | 1540.41 | 1540.41 | 0 | 0 | 75.6518 | 75.3989 | 75.1633 | 74.954 | 74.6591 | 74.4455 | 74.2915 | 74.2025 | 74.0996 | 74.0478 | 74.017 | 74.0262 | 73.9998 | 74.0071 | 74.02 | 74.0832 | 74.1102 | 74.1543 | 74.1908 | 74.2223 | 0.0041536 | 0.0072246 | 0.01027 | 0.01367 | 0.015673 | 0.016208 | 0.014629 | 0.013207 | 0.011454 | 0.0099878 | 0.0086423 | 0.007523 | 0.0063464 | 0.0053986 | 0.0045764 | 0.0040675 | 0.0071011 | 0.010132 | 0.013531 | 0.015581 | 0.0041536 | 0.011364 | 0.021598 | 0.035208 | 0.050743 | 0.066806 | 0.081296 | 0.094406 | 0.10573 | 0.11564 | 0.12424 | 0.13178 | 0.13808 | 0.14349 | 0.14809 | 0.14822 | 0.14827 | 0.14836 | 0.14843 | 0.14849 | 0.054904 | 0.095818 | 0.13663 | 0.18238 | 0.20993 | 0.21772 | 0.19691 | 0.17799 | 0.15458 | 0.13488 | 0.11676 | 0.10163 | 0.085762 | 0.072948 | 0.061826 | 0.054904 | 0.095818 | 0.13663 | 0.18238 | 0.20993 | 0.054904 | 0.15072 | 0.28735 | 0.46973 | 0.67966 | 0.89738 | 1.0943 | 1.2723 | 1.4269 | 1.5617 | 1.6785 | 1.7801 | 1.8659 | 1.9388 | 2.0007 | 2.0007 | 2.0007 | 2.0007 | 2.0007 | 2.0007 | 0.0035336 | 0.0061493 | 0.0087454 | 0.011646 | 0.01336 | 0.013822 | 0.012479 | 0.011269 | 0.0097753 | 0.0085245 | 0.0073766 | 0.0064211 | 0.0054171 | 0.0046081 | 0.0039061 | 0.0034713 | 0.0060599 | 0.0086455 | 0.011545 | 0.013294 | 0.0035336 | 0.0096729 | 0.018393 | 0.029995 | 0.043255 | 0.056972 | 0.069351 | 0.080549 | 0.09023 | 0.098701 | 0.10604 | 0.11247 | 0.11786 | 0.12248 | 0.1264 | 0.12649 | 0.12653 | 0.12659 | 0.12665 | 0.12669 | 0.046669 | 0.081445 | 0.11614 | 0.15502 | 0.17844 | 0.18506 | 0.16737 | 0.15129 | 0.13139 | 0.11465 | 0.099246 | 0.086382 | 0.072898 | 0.062006 | 0.052552 | 0.046669 | 0.081445 | 0.11614 | 0.15502 | 0.17844 | 0.046669 | 0.12811 | 0.24425 | 0.39927 | 0.57771 | 0.76277 | 0.93014 | 1.0814 | 1.2128 | 1.3275 | 1.4267 | 1.5131 | 1.586 | 1.648 | 1.7006 | 1.7006 | 1.7006 | 1.7006 | 1.7006 | 1.7006 | 0 | 0 | 0 | 0 | 0 | 0 | 0 | 0 | 0 | 0 | 0 | 0 | 0 | 0 | 0 | 0 | 0 | 0 | 0 | 0 | 0 | 0 | 0 | 0 | 0 | 0 | 0 | 0 | 0 | 0 | 0 | 0 | 0 | 0 | 0 | 0 | 0 | 0 | 0 | 0 | 0 | 0 | 0 | 0 | 0 | 0 | 0 | 0 | 0 | 0 | 0 | 0 | 0 | 0 | 0 | 0 | 0 | 0 | 0 | 0 | 0 | 0 | 0 | 0 | 0 | 0 | 0 | 0 | 0 | 0 | 0 | 0 | 0 | 0 | 0 | 0 | 0 | 0 | 0 | 0 | 0.0035436 | 0.0061767 | 0.0087973 | 0.011731 | 0.013483 | 0.013968 | 0.012621 | 0.0114 | 0.0098934 | 0.0086278 | 0.0074654 | 0.0064964 | 0.0054803 | 0.0046606 | 0.0039494 | 0.0035076 | 0.0061208 | 0.0087284 | 0.011651 | 0.013411 | 0.0035436 | 0.0097159 | 0.018502 | 0.030213 | 0.043652 | 0.057572 | 0.070139 | 0.081491 | 0.09132 | 0.099898 | 0.10732 | 0.11379 | 0.11923 | 0.12387 | 0.1278 | 0.12781 | 0.1278 | 0.12781 | 0.12781 | 0.12781 | 0.046669 | 0.081445 | 0.11614 | 0.15502 | 0.17844 | 0.18506 | 0.16737 | 0.15129 | 0.13139 | 0.11465 | 0.099246 | 0.086382 | 0.072898 | 0.062006 | 0.052552 | 0.046669 | 0.081445 | 0.11614 | 0.15502 | 0.17844 | 0.046669 | 0.12811 | 0.24425 | 0.39927 | 0.57771 | 0.76277 | 0.93014 | 1.0814 | 1.2128 | 1.3275 | 1.4267 | 1.5131 | 1.586 | 1.648 | 1.7006 | 1.7006 | 1.7006 | 1.7006 | 1.7006 | 1.7006 | 0 | 0 | 0 | 0 | 0 | 0 | 0 | 0 | 0 | 0 | 0 | 0 | 0 | 0 | 0 | 0 | 0 | 0 | 0 | 0 | 0 | 0 | 0 | 0 | 0 | 0 | 0 | 0 | 0 | 0 | 0 | 0 | 0 | 0 | 0 | 0 | 0 | 0 | 0 | 0 | 0 | 0 | 0 | 0 | 0 | 0 | 0 | 0 | 0 | 0 | 0 | 0 | 0 | 0 | 0 | 0 | 0 | 0 | 0 | 0 | 0 | 0 | 0 | 0 | 0 | 0 | 0 | 0 | 0 | 0 | 0 | 0 | 0 | 0 | 0 | 0 | 0 | 0 | 0 | 0 | 801.4989 | 801.4989 | 801.4989 | 801.4989 | 801.4989 | 801.4989 | 801.4989 | 801.4989 | 801.4989 | 801.4989 | 801.4989 | 801.4989 | 801.4989 | 801.4989 | 801.4989 | 801.4989 | 801.4989 | 801.4989 | 801.4989 | 801.4989 | 531.7182 | 531.7182 | 531.7182 | 531.7182 | 531.7182 | 531.7182 | 531.7182 | 531.7182 | 531.7182 | 531.7182 | 531.7182 | 531.7182 | 531.7182 | 531.7182 | 531.7182 | 531.7182 | 531.7182 | 531.7182 | 531.7182 | 531.7182
WA_Industrial_Paper and Printing_New_Space Heating_Natural Gas_Gas Boiler - Burner Control Optimization_A | WA | Industrial | Paper and Printing | New | Space Heating | Natural Gas | Gas Boiler - Burner Control Optimization | A | IM455 | Average performance | Optimized burner controls | 18 | 38.1852 | 0 | 0 | 517.53 | 0 | 0 | 0 | 258.7644 |  | sqft | 5% | 85% | Retrofit | Retro3Slow | 84.16% | TBD | 0.2% | 811.1486 |  | 522.4896 |  | 1.2023e-05 | IL TRM - 4.4.22 - CI-HVC-O2TC-V01-140601 | GBLR_O2TRM-Heating-MEMD-2018-1 | IL TRM - 4.4.22 - CI-HVC-O2TC-V01-140601 | Average performance | Average performance | Average performance | Average performance | Average performance | Average performance | Average performance | Average performance | Average performance | Average performance | Average performance | Average performance | Average performance | Average performance | Average performance | Average performance | Average performance | Average performance | Average performance | Average performance | Average performance | Average performance | Optimized burner controls | Optimized burner controls | Optimized burner controls | Optimized burner controls | Optimized burner controls | Optimized burner controls | Optimized burner controls | Optimized burner controls | Optimized burner controls | Optimized burner controls | Optimized burner controls | Optimized burner controls | Optimized burner controls | Optimized burner controls | Optimized burner controls | Optimized burner controls | Optimized burner controls | Optimized burner controls | Optimized burner controls | Optimized burner controls | Optimized burner controls | Optimized burner controls | 517.53 | 517.53 | 517.53 | 517.53 | 517.53 | 517.53 | 517.53 | 517.53 | 517.53 | 517.53 | 517.53 | 517.53 | 517.53 | 517.53 | 517.53 | 517.53 | 517.53 | 517.53 | 517.53 | 517.53 | 517.53 | 517.53 | 0 | 0 | 37.9828 | 35.7123 | 34.7935 | 34.2339 | 33.9552 | 33.7006 | 33.4741 | 33.2523 | 33.0446 | 32.8308 | 32.5401 | 32.2845 | 32.0043 | 31.9652 | 31.9132 | 31.8498 | 31.8529 | 31.8373 | 31.8729 | 31.8819 | 1.4098e-05 | 3.6363e-05 | 0.00010103 | 0.00023221 | 0.0004124 | 0.00066033 | 0.00094374 | 0.0012358 | 0.0014358 | 0.0015559 | 0.0015574 | 0.001471 | 0.0012668 | 0.0010463 | 0.00081542 | 0.00060686 | 0.00042099 | 0.00028061 | 0.00017861 | 0.00012611 | 1.4098e-05 | 4.9618e-05 | 0.00014938 | 0.00037919 | 0.0007885 | 0.0014429 | 0.002377 | 0.003597 | 0.0050103 | 0.0065338 | 0.0080333 | 0.0094412 | 0.010626 | 0.011659 | 0.012456 | 0.013038 | 0.01346 | 0.013734 | 0.013916 | 0.014014 | 0.00037117 | 0.0010182 | 0.0029038 | 0.0067831 | 0.012145 | 0.019594 | 0.028193 | 0.037164 | 0.04345 | 0.047391 | 0.047861 | 0.045562 | 0.039581 | 0.032732 | 0.025551 | 0.019054 | 0.013217 | 0.0088139 | 0.0056038 | 0.0039554 | 0.00037117 | 0.0013894 | 0.0042932 | 0.011076 | 0.023222 | 0.042816 | 0.071009 | 0.10817 | 0.15162 | 0.19901 | 0.24687 | 0.29244 | 0.33202 | 0.36475 | 0.3903 | 0.40935 | 0.42257 | 0.43138 | 0.43662 | 0.43955 | 1.2023e-05 | 3.2584e-05 | 9.2121e-05 | 0.00021344 | 0.00037991 | 0.00060891 | 0.00087043 | 0.0011395 | 0.0013237 | 0.0014339 | 0.0014358 | 0.0013559 | 0.0011681 | 0.00095932 | 0.00074436 | 0.0005519 | 0.00038149 | 0.00025366 | 0.000161 | 0.0001136 | 1.2023e-05 | 4.4462e-05 | 0.0001362 | 0.00034853 | 0.00072638 | 0.0013306 | 0.0021923 | 0.0033166 | 0.0046191 | 0.0060217 | 0.0074059 | 0.0087029 | 0.0097987 | 0.01069 | 0.01137 | 0.011857 | 0.012197 | 0.012415 | 0.012544 | 0.012624 | 0.00031549 | 0.00086548 | 0.0024683 | 0.0057656 | 0.010324 | 0.016655 | 0.023964 | 0.03159 | 0.036932 | 0.040282 | 0.040682 | 0.038728 | 0.033644 | 0.027822 | 0.021719 | 0.016196 | 0.011234 | 0.0074918 | 0.0047632 | 0.0033621 | 0.00031549 | 0.001181 | 0.0036492 | 0.0094149 | 0.019738 | 0.036393 | 0.060358 | 0.091947 | 0.12888 | 0.16916 | 0.20984 | 0.24857 | 0.28221 | 0.31004 | 0.33176 | 0.34795 | 0.35919 | 0.36668 | 0.37112 | 0.37362 | 0 | 0 | 0 | 0 | 0 | 0 | 0 | 0 | 0 | 0 | 0 | 0 | 0 | 0 | 0 | 0 | 0 | 0 | 0 | 0 | 0 | 0 | 0 | 0 | 0 | 0 | 0 | 0 | 0 | 0 | 0 | 0 | 0 | 0 | 0 | 0 | 0 | 0 | 0 | 0 | 0 | 0 | 0 | 0 | 0 | 0 | 0 | 0 | 0 | 0 | 0 | 0 | 0 | 0 | 0 | 0 | 0 | 0 | 0 | 0 | 0 | 0 | 0 | 0 | 0 | 0 | 0 | 0 | 0 | 0 | 0 | 0 | 0 | 0 | 0 | 0 | 0 | 0 | 0 | 0 | 1.2023e-05 | 3.2584e-05 | 9.2121e-05 | 0.00021344 | 0.00037991 | 0.00060891 | 0.00087043 | 0.0011395 | 0.0013237 | 0.0014339 | 0.0014358 | 0.0013559 | 0.0011681 | 0.00095932 | 0.00074436 | 0.0005519 | 0.00038149 | 0.00025366 | 0.000161 | 0.0001136 | 1.2023e-05 | 4.4462e-05 | 0.0001362 | 0.00034853 | 0.00072638 | 0.0013306 | 0.0021923 | 0.0033166 | 0.0046191 | 0.0060217 | 0.0074059 | 0.0087029 | 0.0097987 | 0.01069 | 0.01137 | 0.011857 | 0.012197 | 0.012415 | 0.012544 | 0.012624 | 0.00031549 | 0.00086548 | 0.0024683 | 0.0057656 | 0.010324 | 0.016655 | 0.023964 | 0.03159 | 0.036932 | 0.040282 | 0.040682 | 0.038728 | 0.033644 | 0.027822 | 0.021719 | 0.016196 | 0.011234 | 0.0074918 | 0.0047632 | 0.0033621 | 0.00031549 | 0.001181 | 0.0036492 | 0.0094149 | 0.019738 | 0.036393 | 0.060358 | 0.091947 | 0.12888 | 0.16916 | 0.20984 | 0.24857 | 0.28221 | 0.31004 | 0.33176 | 0.34795 | 0.35919 | 0.36668 | 0.37112 | 0.37362 | 0 | 0 | 0 | 0 | 0 | 0 | 0 | 0 | 0 | 0 | 0 | 0 | 0 | 0 | 0 | 0 | 0 | 0 | 0 | 0 | 0 | 0 | 0 | 0 | 0 | 0 | 0 | 0 | 0 | 0 | 0 | 0 | 0 | 0 | 0 | 0 | 0 | 0 | 0 | 0 | 0 | 0 | 0 | 0 | 0 | 0 | 0 | 0 | 0 | 0 | 0 | 0 | 0 | 0 | 0 | 0 | 0 | 0 | 0 | 0 | 0 | 0 | 0 | 0 | 0 | 0 | 0 | 0 | 0 | 0 | 0 | 0 | 0 | 0 | 0 | 0 | 0 | 0 | 0 | 0 | 834.0895 | 834.0895 | 834.0895 | 834.0895 | 834.0895 | 834.0895 | 834.0895 | 834.0895 | 834.0895 | 834.0895 | 834.0895 | 834.0895 | 834.0895 | 834.0895 | 834.0895 | 834.0895 | 834.0895 | 834.0895 | 834.0895 | 834.0895 | 537.2666 | 537.2666 | 537.2666 | 537.2666 | 537.2666 | 537.2666 | 537.2666 | 537.2666 | 537.2666 | 537.2666 | 537.2666 | 537.2666 | 537.2666 | 537.2666 | 537.2666 | 537.2666 | 537.2666 | 537.2666 | 537.2666 | 537.2666
WA_Industrial_Paper and Printing_New_Process_Natural Gas_Gas Boiler - Burner Control Optimization_A | WA | Industrial | Paper and Printing | New | Process | Natural Gas | Gas Boiler - Burner Control Optimization | A | IM456 | Average performance | Optimized burner controls | 18 | 22.067 | 0 | 0 | 517.53 | 0 | 0 | 0 | 258.7644 |  | sqft | 5% | 85% | Retrofit | Retro3Slow | 84.16% | TBD | 0.2% | 811.1486 |  | 522.4896 |  | 0.00027638 | IL TRM - 4.4.22 - CI-HVC-O2TC-V01-140601 | GBLR_O2TRM-Heating-MEMD-2018-1 | IL TRM - 4.4.22 - CI-HVC-O2TC-V01-140601 | Average performance | Average performance | Average performance | Average performance | Average performance | Average performance | Average performance | Average performance | Average performance | Average performance | Average performance | Average performance | Average performance | Average performance | Average performance | Average performance | Average performance | Average performance | Average performance | Average performance | Average performance | Average performance | Optimized burner controls | Optimized burner controls | Optimized burner controls | Optimized burner controls | Optimized burner controls | Optimized burner controls | Optimized burner controls | Optimized burner controls | Optimized burner controls | Optimized burner controls | Optimized burner controls | Optimized burner controls | Optimized burner controls | Optimized burner controls | Optimized burner controls | Optimized burner controls | Optimized burner controls | Optimized burner controls | Optimized burner controls | Optimized burner controls | Optimized burner controls | Optimized burner controls | 517.53 | 517.53 | 517.53 | 517.53 | 517.53 | 517.53 | 517.53 | 517.53 | 517.53 | 517.53 | 517.53 | 517.53 | 517.53 | 517.53 | 517.53 | 517.53 | 517.53 | 517.53 | 517.53 | 517.53 | 517.53 | 517.53 | 0 | 0 | 21.9338 | 21.8576 | 21.7865 | 21.7234 | 21.6346 | 21.5703 | 21.5242 | 21.4978 | 21.4673 | 21.4522 | 21.4435 | 21.4467 | 21.4391 | 21.4417 | 21.446 | 21.4655 | 21.4741 | 21.4877 | 21.499 | 21.5088 | 0.00032485 | 0.00088806 | 0.0025244 | 0.0058798 | 0.010485 | 0.016865 | 0.024215 | 0.03188 | 0.037219 | 0.040567 | 0.040952 | 0.038991 | 0.033861 | 0.028005 | 0.021866 | 0.01632 | 0.011325 | 0.0075572 | 0.0048073 | 0.0033948 | 0.00032485 | 0.0012118 | 0.0037323 | 0.0096013 | 0.020047 | 0.036852 | 0.060988 | 0.092794 | 0.12988 | 0.17036 | 0.21124 | 0.25026 | 0.28404 | 0.31207 | 0.334 | 0.35063 | 0.36209 | 0.36988 | 0.37456 | 0.37725 | 0.014811 | 0.04063 | 0.11587 | 0.27067 | 0.48464 | 0.78186 | 1.125 | 1.483 | 1.7338 | 1.891 | 1.9098 | 1.8181 | 1.5794 | 1.3061 | 1.0196 | 0.7603 | 0.52739 | 0.3517 | 0.22361 | 0.15783 | 0.014811 | 0.05544 | 0.17131 | 0.44198 | 0.92662 | 1.7085 | 2.8335 | 4.3164 | 6.0502 | 7.9412 | 9.851 | 11.6691 | 13.2485 | 14.5545 | 15.5741 | 16.3344 | 16.8618 | 17.2135 | 17.4223 | 17.5395 | 0.00027638 | 0.00075594 | 0.0021499 | 0.0050096 | 0.0089387 | 0.014384 | 0.02066 | 0.027205 | 0.031768 | 0.034629 | 0.03496 | 0.033285 | 0.028907 | 0.023907 | 0.018666 | 0.01393 | 0.0096659 | 0.0064494 | 0.0041023 | 0.0028967 | 0.00027638 | 0.0010315 | 0.0031785 | 0.0081804 | 0.017091 | 0.031432 | 0.052034 | 0.079185 | 0.11086 | 0.14542 | 0.18033 | 0.21364 | 0.24248 | 0.26641 | 0.28512 | 0.29927 | 0.30904 | 0.31566 | 0.31963 | 0.3219 | 0.012589 | 0.034535 | 0.098491 | 0.23007 | 0.41194 | 0.66458 | 0.95624 | 1.2605 | 1.4737 | 1.6074 | 1.6233 | 1.5454 | 1.3425 | 1.1102 | 0.86663 | 0.64625 | 0.44828 | 0.29895 | 0.19007 | 0.13416 | 0.012589 | 0.047124 | 0.14561 | 0.37568 | 0.78762 | 1.4522 | 2.4084 | 3.669 | 5.1427 | 6.75 | 8.3733 | 9.9187 | 11.2612 | 12.3714 | 13.238 | 13.8843 | 14.3325 | 14.6315 | 14.809 | 14.9086 | 0 | 0 | 0 | 0 | 0 | 0 | 0 | 0 | 0 | 0 | 0 | 0 | 0 | 0 | 0 | 0 | 0 | 0 | 0 | 0 | 0 | 0 | 0 | 0 | 0 | 0 | 0 | 0 | 0 | 0 | 0 | 0 | 0 | 0 | 0 | 0 | 0 | 0 | 0 | 0 | 0 | 0 | 0 | 0 | 0 | 0 | 0 | 0 | 0 | 0 | 0 | 0 | 0 | 0 | 0 | 0 | 0 | 0 | 0 | 0 | 0 | 0 | 0 | 0 | 0 | 0 | 0 | 0 | 0 | 0 | 0 | 0 | 0 | 0 | 0 | 0 | 0 | 0 | 0 | 0 | 0.00027716 | 0.00075929 | 0.0021627 | 0.0050461 | 0.0090208 | 0.014536 | 0.020894 | 0.027523 | 0.032152 | 0.035048 | 0.035381 | 0.033676 | 0.029244 | 0.02418 | 0.018873 | 0.014076 | 0.009763 | 0.0065112 | 0.0041399 | 0.0029222 | 0.00027716 | 0.0010361 | 0.0031974 | 0.00824 | 0.017247 | 0.031763 | 0.052626 | 0.080111 | 0.1122 | 0.14718 | 0.1825 | 0.21615 | 0.24531 | 0.26945 | 0.28829 | 0.3024 | 0.31215 | 0.31868 | 0.32256 | 0.32473 | 0.012589 | 0.034535 | 0.098491 | 0.23007 | 0.41194 | 0.66458 | 0.95624 | 1.2605 | 1.4737 | 1.6074 | 1.6233 | 1.5454 | 1.3425 | 1.1102 | 0.86663 | 0.64625 | 0.44828 | 0.29895 | 0.19007 | 0.13416 | 0.012589 | 0.047124 | 0.14561 | 0.37568 | 0.78762 | 1.4522 | 2.4084 | 3.669 | 5.1427 | 6.75 | 8.3733 | 9.9187 | 11.2612 | 12.3714 | 13.238 | 13.8843 | 14.3325 | 14.6315 | 14.809 | 14.9086 | 0 | 0 | 0 | 0 | 0 | 0 | 0 | 0 | 0 | 0 | 0 | 0 | 0 | 0 | 0 | 0 | 0 | 0 | 0 | 0 | 0 | 0 | 0 | 0 | 0 | 0 | 0 | 0 | 0 | 0 | 0 | 0 | 0 | 0 | 0 | 0 | 0 | 0 | 0 | 0 | 0 | 0 | 0 | 0 | 0 | 0 | 0 | 0 | 0 | 0 | 0 | 0 | 0 | 0 | 0 | 0 | 0 | 0 | 0 | 0 | 0 | 0 | 0 | 0 | 0 | 0 | 0 | 0 | 0 | 0 | 0 | 0 | 0 | 0 | 0 | 0 | 0 | 0 | 0 | 0 | 834.0895 | 834.0895 | 834.0895 | 834.0895 | 834.0895 | 834.0895 | 834.0895 | 834.0895 | 834.0895 | 834.0895 | 834.0895 | 834.0895 | 834.0895 | 834.0895 | 834.0895 | 834.0895 | 834.0895 | 834.0895 | 834.0895 | 834.0895 | 537.2666 | 537.2666 | 537.2666 | 537.2666 | 537.2666 | 537.2666 | 537.2666 | 537.2666 | 537.2666 | 537.2666 | 537.2666 | 537.2666 | 537.2666 | 537.2666 | 537.2666 | 537.2666 | 537.2666 | 537.2666 | 537.2666 | 537.2666
WA_Industrial_Paper and Printing_New_Space Heating_Natural Gas_HVAC - Demand Controlled Ventilation_A | WA | Industrial | Paper and Printing | New | Space Heating | Natural Gas | HVAC - Demand Controlled Ventilation | A | IM457 | Constant ventilation | DCV enabled | 15 | 0.067787 | 0 | 0 | 0.17 | 0.02 | 0 | 0 | 0.08455 |  | sqft | 55% | 75% | Retrofit | RetroEven20 | 80.75% | TBD | 0.2% | 147.6935 |  | 90.8304 |  | 0.0014335 | VENT_DCV-Heating-7PLN-v5-8 | VENT_DCV-Heating-7PLN-v5-8 | VENT_DCV-Heating-7PLN-v5-8 | Constant ventilation | Constant ventilation | Constant ventilation | Constant ventilation | Constant ventilation | Constant ventilation | Constant ventilation | Constant ventilation | Constant ventilation | Constant ventilation | Constant ventilation | Constant ventilation | Constant ventilation | Constant ventilation | Constant ventilation | Constant ventilation | Constant ventilation | Constant ventilation | Constant ventilation | Constant ventilation | Constant ventilation | Constant ventilation | DCV enabled | DCV enabled | DCV enabled | DCV enabled | DCV enabled | DCV enabled | DCV enabled | DCV enabled | DCV enabled | DCV enabled | DCV enabled | DCV enabled | DCV enabled | DCV enabled | DCV enabled | DCV enabled | DCV enabled | DCV enabled | DCV enabled | DCV enabled | DCV enabled | DCV enabled | 0.17 | 0.17 | 0.17 | 0.17 | 0.17 | 0.17 | 0.17 | 0.17 | 0.17 | 0.17 | 0.17 | 0.17 | 0.17 | 0.17 | 0.17 | 0.17 | 0.17 | 0.17 | 0.17 | 0.17 | 0.17 | 0.17 | 0 | 0 | 0.067559 | 0.063603 | 0.062055 | 0.061154 | 0.060802 | 0.060496 | 0.060264 | 0.060061 | 0.059937 | 0.059818 | 0.059576 | 0.059382 | 0.059177 | 0.059358 | 0.059466 | 0.059463 | 0.059575 | 0.059557 | 0.059585 | 0.05953 | 0.0016814 | 0.0027625 | 0.0038433 | 0.0050555 | 0.0057858 | 0.0066336 | 0.0074709 | 0.0084127 | 0.0091142 | 0.009921 | 0.010692 | 0.011595 | 0.012188 | 0.012999 | 0.013796 | 0.014696 | 0.01532 | 0.01605 | 0.016772 | 0.017468 | 0.0016814 | 0.0043454 | 0.0080829 | 0.013021 | 0.018732 | 0.025271 | 0.032645 | 0.040948 | 0.049978 | 0.059799 | 0.070249 | 0.081615 | 0.093521 | 0.10681 | 0.1208 | 0.13401 | 0.14699 | 0.15931 | 0.17123 | 0.18287 | 24.8873 | 43.4331 | 61.9333 | 82.6692 | 95.1572 | 109.6541 | 123.9682 | 140.0695 | 152.0616 | 165.8542 | 179.4638 | 195.2514 | 205.9665 | 218.9892 | 232.002 | 247.1507 | 257.1569 | 269.4868 | 281.481 | 293.4397 | 24.8873 | 68.3205 | 130.2538 | 212.923 | 308.0802 | 417.7343 | 541.7025 | 681.772 | 833.8336 | 999.6878 | 1179.1516 | 1374.403 | 1580.3695 | 1799.3587 | 2031.3607 | 2253.6241 | 2467.3479 | 2674.9014 | 2873.7131 | 3071.9957 | 0.0014335 | 0.0024742 | 0.0035017 | 0.0046424 | 0.005323 | 0.0061069 | 0.0068759 | 0.0077368 | 0.0083754 | 0.0091076 | 0.009811 | 0.010631 | 0.01117 | 0.011837 | 0.012502 | 0.013263 | 0.013773 | 0.014393 | 0.015 | 0.015615 | 0.0014335 | 0.003892 | 0.0073646 | 0.011957 | 0.017234 | 0.023264 | 0.030046 | 0.037658 | 0.045927 | 0.054896 | 0.064462 | 0.074831 | 0.085709 | 0.097263 | 0.10946 | 0.12094 | 0.13215 | 0.14287 | 0.15314 | 0.16347 | 21.1542 | 36.9181 | 52.6433 | 70.2688 | 80.8836 | 93.206 | 105.373 | 119.0591 | 129.2524 | 140.9761 | 152.5443 | 165.9637 | 175.0715 | 186.1408 | 197.2017 | 210.0781 | 218.5833 | 229.0638 | 239.2588 | 249.4238 | 21.1542 | 58.0724 | 110.7157 | 180.9846 | 261.8682 | 355.0741 | 460.4471 | 579.5062 | 708.7586 | 849.7346 | 1002.2789 | 1168.2426 | 1343.3141 | 1529.4549 | 1726.6566 | 1915.5805 | 2097.2457 | 2273.6661 | 2442.6562 | 2611.1963 | 0.0014335 | 0.0024742 | 0.0035017 | 0.0046424 | 0.005323 | 0.0061069 | 0.0068759 | 0.0077368 | 0.0083754 | 0.0091076 | 0.009811 | 0.010631 | 0.01117 | 0.011837 | 0.012502 | 0.013263 | 0.013773 | 0.014393 | 0.015 | 0.015615 | 0.0014335 | 0.003892 | 0.0073646 | 0.011957 | 0.017234 | 0.023264 | 0.030046 | 0.037658 | 0.045927 | 0.054896 | 0.064462 | 0.074831 | 0.085709 | 0.097263 | 0.10946 | 0.12094 | 0.13215 | 0.14287 | 0.15314 | 0.16347 | 21.1542 | 36.9181 | 52.6433 | 70.2688 | 80.8836 | 93.206 | 105.373 | 119.0591 | 129.2524 | 140.9761 | 152.5443 | 165.9637 | 175.0715 | 186.1408 | 197.2017 | 210.0781 | 218.5833 | 229.0638 | 239.2588 | 249.4238 | 21.1542 | 58.0724 | 110.7157 | 180.9846 | 261.8682 | 355.0741 | 460.4471 | 579.5062 | 708.7586 | 849.7346 | 1002.2789 | 1168.2426 | 1343.3141 | 1529.4549 | 1726.6566 | 1915.5805 | 2097.2457 | 2273.6661 | 2442.6562 | 2611.1963 | 0.0014335 | 0.0024742 | 0.0035017 | 0.0046424 | 0.005323 | 0.0061069 | 0.0068759 | 0.0077368 | 0.0083754 | 0.0091076 | 0.009811 | 0.010631 | 0.01117 | 0.011837 | 0.012502 | 0.013263 | 0.013773 | 0.014393 | 0.015 | 0.015615 | 0.0014335 | 0.003892 | 0.0073646 | 0.011957 | 0.017234 | 0.023264 | 0.030046 | 0.037658 | 0.045927 | 0.054896 | 0.064462 | 0.074831 | 0.085709 | 0.097263 | 0.10946 | 0.12094 | 0.13215 | 0.14287 | 0.15314 | 0.16347 | 21.1542 | 36.9181 | 52.6433 | 70.2688 | 80.8836 | 93.206 | 105.373 | 119.0591 | 129.2524 | 140.9761 | 152.5443 | 165.9637 | 175.0715 | 186.1408 | 197.2017 | 210.0781 | 218.5833 | 229.0638 | 239.2588 | 249.4238 | 21.1542 | 58.0724 | 110.7157 | 180.9846 | 261.8682 | 355.0741 | 460.4471 | 579.5062 | 708.7586 | 849.7346 | 1002.2789 | 1168.2426 | 1343.3141 | 1529.4549 | 1726.6566 | 1915.5805 | 2097.2457 | 2273.6661 | 2442.6562 | 2611.1963 | 0.0014335 | 0.0024742 | 0.0035017 | 0.0046424 | 0.005323 | 0.0061069 | 0.0068759 | 0.0077368 | 0.0083754 | 0.0091076 | 0.009811 | 0.010631 | 0.01117 | 0.011837 | 0.012502 | 0.013263 | 0.013773 | 0.014393 | 0.015 | 0.015615 | 0.0014335 | 0.003892 | 0.0073646 | 0.011957 | 0.017234 | 0.023264 | 0.030046 | 0.037658 | 0.045927 | 0.054896 | 0.064462 | 0.074831 | 0.085709 | 0.097263 | 0.10946 | 0.12094 | 0.13215 | 0.14287 | 0.15314 | 0.16347 | 21.1542 | 36.9181 | 52.6433 | 70.2688 | 80.8836 | 93.206 | 105.373 | 119.0591 | 129.2524 | 140.9761 | 152.5443 | 165.9637 | 175.0715 | 186.1408 | 197.2017 | 210.0781 | 218.5833 | 229.0638 | 239.2588 | 249.4238 | 21.1542 | 58.0724 | 110.7157 | 180.9846 | 261.8682 | 355.0741 | 460.4471 | 579.5062 | 708.7586 | 849.7346 | 1002.2789 | 1168.2426 | 1343.3141 | 1529.4549 | 1726.6566 | 1915.5805 | 2097.2457 | 2273.6661 | 2442.6562 | 2611.1963 | 582.9502 | 582.9502 | 582.9502 | 582.9502 | 582.9502 | 582.9502 | 582.9502 | 582.9502 | 582.9502 | 582.9502 | 582.9502 | 582.9502 | 582.9502 | 582.9502 | 582.9502 | 582.9502 | 582.9502 | 582.9502 | 582.9502 | 582.9502 | 179.855 | 179.855 | 179.855 | 179.855 | 179.855 | 179.855 | 179.855 | 179.855 | 179.855 | 179.855 | 179.855 | 179.855 | 179.855 | 179.855 | 179.855 | 179.855 | 179.855 | 179.855 | 179.855 | 179.855
WA_Industrial_Paper and Printing_New_Space Heating_Natural Gas_Gas Boiler - Stack Economizer_A | WA | Industrial | Paper and Printing | New | Space Heating | Natural Gas | Gas Boiler - Stack Economizer | A | IM458 | None | Economizer installed | 15 | 96.1214 | 0 | 0 | 1007.07 | 0 | 0 | 0 | 503.5342 |  | sqft | 15% | 55% | Retrofit | Retro12Med | 75.44% | TBD | 0.2% | 637.5775 |  | 422.972 |  | 0.00029921 | IL TRM - 4.4.28 - CI-HVC-BECO-V02-210101 | XCEL CO 2019-2020 DSM Plan | IL TRM - 4.4.28 - CI-HVC-BECO-V02-210101 | None | None | None | None | None | None | None | None | None | None | None | None | None | None | None | None | None | None | None | None | None | None | Economizer installed | Economizer installed | Economizer installed | Economizer installed | Economizer installed | Economizer installed | Economizer installed | Economizer installed | Economizer installed | Economizer installed | Economizer installed | Economizer installed | Economizer installed | Economizer installed | Economizer installed | Economizer installed | Economizer installed | Economizer installed | Economizer installed | Economizer installed | Economizer installed | Economizer installed | 1007.07 | 1007.07 | 1007.07 | 1007.07 | 1007.07 | 1007.07 | 1007.07 | 1007.07 | 1007.07 | 1007.07 | 1007.07 | 1007.07 | 1007.07 | 1007.07 | 1007.07 | 1007.07 | 1007.07 | 1007.07 | 1007.07 | 1007.07 | 1007.07 | 1007.07 | 0 | 0 | 95.6261 | 89.9172 | 87.6108 | 86.2078 | 85.5142 | 84.879 | 84.3121 | 83.7549 | 83.2334 | 82.6951 | 81.9626 | 81.3174 | 80.6113 | 80.5119 | 80.3795 | 80.2171 | 80.2231 | 80.182 | 80.2698 | 80.2909 | 0.00035087 | 0.00057578 | 0.00079997 | 0.0010507 | 0.0011997 | 0.001235 | 0.0011095 | 0.00099625 | 0.00085985 | 0.00074542 | 0.00063955 | 0.00055227 | 0.00046202 | 0.0003925 | 0.00033211 | 0.00029433 | 0.0005137 | 0.00073214 | 0.00097833 | 0.0011264 | 0.00035087 | 0.0009057 | 0.0016824 | 0.0027062 | 0.0038841 | 0.0050902 | 0.0061657 | 0.0071212 | 0.0079367 | 0.0086308 | 0.0091939 | 0.0096738 | 0.010052 | 0.010432 | 0.010747 | 0.010725 | 0.010726 | 0.01072 | 0.010732 | 0.010735 | 0.0036692 | 0.0064034 | 0.0091309 | 0.012188 | 0.014029 | 0.01455 | 0.013159 | 0.011895 | 0.010331 | 0.009014 | 0.007803 | 0.0067915 | 0.0057314 | 0.004875 | 0.0041318 | 0.0036692 | 0.0064034 | 0.0091309 | 0.012188 | 0.014029 | 0.0036692 | 0.010073 | 0.019204 | 0.031392 | 0.045421 | 0.059971 | 0.07313 | 0.085025 | 0.095355 | 0.10437 | 0.11217 | 0.11896 | 0.1247 | 0.12957 | 0.1337 | 0.1337 | 0.1337 | 0.1337 | 0.1337 | 0.1337 | 0.00029921 | 0.00051593 | 0.00072936 | 0.0009657 | 0.0011051 | 0.0011387 | 0.0010232 | 0.00091851 | 0.00079264 | 0.00068693 | 0.00058955 | 0.00050904 | 0.00042601 | 0.00035984 | 0.00030314 | 0.00026765 | 0.00046546 | 0.00066177 | 0.00088183 | 0.0010146 | 0.00029921 | 0.00081156 | 0.0015339 | 0.0024873 | 0.0035779 | 0.0046935 | 0.0056862 | 0.0065656 | 0.0073164 | 0.0079536 | 0.0084751 | 0.0089165 | 0.0092684 | 0.0095641 | 0.0098094 | 0.009753 | 0.0097188 | 0.0096901 | 0.0096736 | 0.0096696 | 0.0031188 | 0.0054429 | 0.0077613 | 0.01036 | 0.011925 | 0.012367 | 0.011185 | 0.010111 | 0.008781 | 0.0076619 | 0.0066325 | 0.0057728 | 0.0048717 | 0.0041438 | 0.003512 | 0.0031188 | 0.0054429 | 0.0077613 | 0.01036 | 0.011925 | 0.0031188 | 0.0085617 | 0.016323 | 0.026683 | 0.038608 | 0.050975 | 0.06216 | 0.072271 | 0.081052 | 0.088714 | 0.095346 | 0.10112 | 0.10599 | 0.11013 | 0.11365 | 0.11365 | 0.11365 | 0.11365 | 0.11365 | 0.11365 | 0 | 0 | 0 | 0 | 0 | 0 | 0 | 0 | 0 | 0 | 0 | 0 | 0 | 0 | 0 | 0 | 0 | 0 | 0 | 0 | 0 | 0 | 0 | 0 | 0 | 0 | 0 | 0 | 0 | 0 | 0 | 0 | 0 | 0 | 0 | 0 | 0 | 0 | 0 | 0 | 0 | 0 | 0 | 0 | 0 | 0 | 0 | 0 | 0 | 0 | 0 | 0 | 0 | 0 | 0 | 0 | 0 | 0 | 0 | 0 | 0 | 0 | 0 | 0 | 0 | 0 | 0 | 0 | 0 | 0 | 0 | 0 | 0 | 0 | 0 | 0 | 0 | 0 | 0 | 0 | 0.00029921 | 0.00051593 | 0.00072936 | 0.0009657 | 0.0011051 | 0.0011387 | 0.0010232 | 0.00091851 | 0.00079264 | 0.00068693 | 0.00058955 | 0.00050904 | 0.00042601 | 0.00035984 | 0.00030314 | 0.00026765 | 0.00046546 | 0.00066177 | 0.00088183 | 0.0010146 | 0.00029921 | 0.00081156 | 0.0015339 | 0.0024873 | 0.0035779 | 0.0046935 | 0.0056862 | 0.0065656 | 0.0073164 | 0.0079536 | 0.0084751 | 0.0089165 | 0.0092684 | 0.0095641 | 0.0098094 | 0.009753 | 0.0097188 | 0.0096901 | 0.0096736 | 0.0096696 | 0.0031188 | 0.0054429 | 0.0077613 | 0.01036 | 0.011925 | 0.012367 | 0.011185 | 0.010111 | 0.008781 | 0.0076619 | 0.0066325 | 0.0057728 | 0.0048717 | 0.0041438 | 0.003512 | 0.0031188 | 0.0054429 | 0.0077613 | 0.01036 | 0.011925 | 0.0031188 | 0.0085617 | 0.016323 | 0.026683 | 0.038608 | 0.050975 | 0.06216 | 0.072271 | 0.081052 | 0.088714 | 0.095346 | 0.10112 | 0.10599 | 0.11013 | 0.11365 | 0.11365 | 0.11365 | 0.11365 | 0.11365 | 0.11365 | 0.00029921 | 0.00051593 | 0.00072936 | 0.0009657 | 0.0011051 | 0.0011387 | 0.0010232 | 0.00091851 | 0.00079264 | 0.00068693 | 0.00058955 | 0.00050904 | 0.00042601 | 0.00035984 | 0.00030314 | 0.00026765 | 0.00046546 | 0.00066177 | 0.00088183 | 0.0010146 | 0.00029921 | 0.00081156 | 0.0015339 | 0.0024873 | 0.0035779 | 0.0046935 | 0.0056862 | 0.0065656 | 0.0073164 | 0.0079536 | 0.0084751 | 0.0089165 | 0.0092684 | 0.0095641 | 0.0098094 | 0.009753 | 0.0097188 | 0.0096901 | 0.0096736 | 0.0096696 | 0.0031188 | 0.0054429 | 0.0077613 | 0.01036 | 0.011925 | 0.012367 | 0.011185 | 0.010111 | 0.008781 | 0.0076619 | 0.0066325 | 0.0057728 | 0.0048717 | 0.0041438 | 0.003512 | 0.0031188 | 0.0054429 | 0.0077613 | 0.01036 | 0.011925 | 0.0031188 | 0.0085617 | 0.016323 | 0.026683 | 0.038608 | 0.050975 | 0.06216 | 0.072271 | 0.081052 | 0.088714 | 0.095346 | 0.10112 | 0.10599 | 0.11013 | 0.11365 | 0.11365 | 0.11365 | 0.11365 | 0.11365 | 0.11365 | 643.5406 | 643.5406 | 643.5406 | 643.5406 | 643.5406 | 643.5406 | 643.5406 | 643.5406 | 643.5406 | 643.5406 | 643.5406 | 643.5406 | 643.5406 | 643.5406 | 643.5406 | 643.5406 | 643.5406 | 643.5406 | 643.5406 | 643.5406 | 426.928 | 426.928 | 426.928 | 426.928 | 426.928 | 426.928 | 426.928 | 426.928 | 426.928 | 426.928 | 426.928 | 426.928 | 426.928 | 426.928 | 426.928 | 426.928 | 426.928 | 426.928 | 426.928 | 426.928
WA_Industrial_Paper and Printing_New_Process_Natural Gas_Gas Boiler - Stack Economizer_A | WA | Industrial | Paper and Printing | New | Process | Natural Gas | Gas Boiler - Stack Economizer | A | IM459 | None | Economizer installed | 15 | 73.0493 | 0 | 0 | 1007.07 | 0 | 0 | 0 | 503.5342 |  | sqft | 15% | 55% | Retrofit | Retro12Med | 75.44% | TBD | 0.2% | 637.5775 |  | 422.972 |  | 0.0090508 | IL TRM - 4.4.28 - CI-HVC-BECO-V02-210101 | XCEL CO 2019-2020 DSM Plan | IL TRM - 4.4.29 - CI-HVC-PECO-V01-150601 | None | None | None | None | None | None | None | None | None | None | None | None | None | None | None | None | None | None | None | None | None | None | Economizer installed | Economizer installed | Economizer installed | Economizer installed | Economizer installed | Economizer installed | Economizer installed | Economizer installed | Economizer installed | Economizer installed | Economizer installed | Economizer installed | Economizer installed | Economizer installed | Economizer installed | Economizer installed | Economizer installed | Economizer installed | Economizer installed | Economizer installed | Economizer installed | Economizer installed | 1007.07 | 1007.07 | 1007.07 | 1007.07 | 1007.07 | 1007.07 | 1007.07 | 1007.07 | 1007.07 | 1007.07 | 1007.07 | 1007.07 | 1007.07 | 1007.07 | 1007.07 | 1007.07 | 1007.07 | 1007.07 | 1007.07 | 1007.07 | 1007.07 | 1007.07 | 0 | 0 | 72.6696 | 72.4517 | 72.2485 | 72.0679 | 71.8131 | 71.6281 | 71.4926 | 71.412 | 71.3188 | 71.2696 | 71.2387 | 71.243 | 71.2164 | 71.2194 | 71.2273 | 71.2778 | 71.2976 | 71.3331 | 71.3621 | 71.3866 | 0.01064 | 0.018513 | 0.026324 | 0.035049 | 0.040201 | 0.041586 | 0.03754 | 0.033895 | 0.029399 | 0.025635 | 0.022181 | 0.019307 | 0.016287 | 0.013854 | 0.011743 | 0.010436 | 0.018218 | 0.02599 | 0.034706 | 0.039963 | 0.01064 | 0.02912 | 0.055362 | 0.090273 | 0.13016 | 0.17141 | 0.20862 | 0.24228 | 0.27136 | 0.29681 | 0.31886 | 0.33819 | 0.35435 | 0.36822 | 0.38 | 0.38027 | 0.38038 | 0.38057 | 0.38072 | 0.38085 | 0.14641 | 0.25552 | 0.36435 | 0.48634 | 0.55981 | 0.58058 | 0.5251 | 0.47464 | 0.41222 | 0.35969 | 0.31136 | 0.271 | 0.2287 | 0.19453 | 0.16487 | 0.14641 | 0.25552 | 0.36435 | 0.48634 | 0.55981 | 0.14641 | 0.40193 | 0.76628 | 1.2526 | 1.8124 | 2.393 | 2.9181 | 3.3927 | 3.805 | 4.1646 | 4.476 | 4.747 | 4.9757 | 5.1702 | 5.3351 | 5.3351 | 5.3351 | 5.3351 | 5.3351 | 5.3351 | 0.0090508 | 0.015755 | 0.022412 | 0.029853 | 0.034259 | 0.035453 | 0.032013 | 0.028909 | 0.025079 | 0.021871 | 0.018925 | 0.016473 | 0.013897 | 0.011821 | 0.01002 | 0.0089033 | 0.015542 | 0.022171 | 0.029604 | 0.034086 | 0.0090508 | 0.024783 | 0.047136 | 0.076889 | 0.11092 | 0.14613 | 0.1779 | 0.20664 | 0.23149 | 0.25323 | 0.27206 | 0.28855 | 0.30235 | 0.31418 | 0.32423 | 0.32443 | 0.32451 | 0.32464 | 0.32475 | 0.32485 | 0.12445 | 0.21719 | 0.3097 | 0.41339 | 0.47583 | 0.49349 | 0.44633 | 0.40344 | 0.35039 | 0.30573 | 0.26466 | 0.23035 | 0.19439 | 0.16535 | 0.14014 | 0.12445 | 0.21719 | 0.3097 | 0.41339 | 0.47583 | 0.12445 | 0.34164 | 0.65134 | 1.0647 | 1.5406 | 2.0341 | 2.4804 | 2.8838 | 3.2342 | 3.5399 | 3.8046 | 4.035 | 4.2293 | 4.3947 | 4.5348 | 4.5348 | 4.5348 | 4.5348 | 4.5348 | 4.5348 | 0 | 0 | 0 | 0 | 0 | 0 | 0 | 0 | 0 | 0 | 0 | 0 | 0 | 0 | 0 | 0 | 0 | 0 | 0 | 0 | 0 | 0 | 0 | 0 | 0 | 0 | 0 | 0 | 0 | 0 | 0 | 0 | 0 | 0 | 0 | 0 | 0 | 0 | 0 | 0 | 0 | 0 | 0 | 0 | 0 | 0 | 0 | 0 | 0 | 0 | 0 | 0 | 0 | 0 | 0 | 0 | 0 | 0 | 0 | 0 | 0 | 0 | 0 | 0 | 0 | 0 | 0 | 0 | 0 | 0 | 0 | 0 | 0 | 0 | 0 | 0 | 0 | 0 | 0 | 0 | 0.0090763 | 0.015825 | 0.022546 | 0.03007 | 0.034573 | 0.035826 | 0.032377 | 0.029247 | 0.025382 | 0.022136 | 0.019153 | 0.016666 | 0.014059 | 0.011956 | 0.010131 | 0.0089964 | 0.015698 | 0.022383 | 0.029876 | 0.034386 | 0.0090763 | 0.024893 | 0.047416 | 0.077449 | 0.11193 | 0.14766 | 0.17993 | 0.20906 | 0.23429 | 0.2563 | 0.27534 | 0.29193 | 0.30588 | 0.31776 | 0.32783 | 0.32782 | 0.32777 | 0.32775 | 0.32773 | 0.32771 | 0.12445 | 0.21719 | 0.3097 | 0.41339 | 0.47583 | 0.49349 | 0.44633 | 0.40344 | 0.35039 | 0.30573 | 0.26466 | 0.23035 | 0.19439 | 0.16535 | 0.14014 | 0.12445 | 0.21719 | 0.3097 | 0.41339 | 0.47583 | 0.12445 | 0.34164 | 0.65134 | 1.0647 | 1.5406 | 2.0341 | 2.4804 | 2.8838 | 3.2342 | 3.5399 | 3.8046 | 4.035 | 4.2293 | 4.3947 | 4.5348 | 4.5348 | 4.5348 | 4.5348 | 4.5348 | 4.5348 | 0.0090763 | 0.015825 | 0.022546 | 0.03007 | 0.034573 | 0.035826 | 0.032377 | 0.029247 | 0.025382 | 0.022136 | 0.019153 | 0.016666 | 0.014059 | 0.011956 | 0.010131 | 0.0089964 | 0.015698 | 0.022383 | 0.029876 | 0.034386 | 0.0090763 | 0.024893 | 0.047416 | 0.077449 | 0.11193 | 0.14766 | 0.17993 | 0.20906 | 0.23429 | 0.2563 | 0.27534 | 0.29193 | 0.30588 | 0.31776 | 0.32783 | 0.32782 | 0.32777 | 0.32775 | 0.32773 | 0.32771 | 0.12445 | 0.21719 | 0.3097 | 0.41339 | 0.47583 | 0.49349 | 0.44633 | 0.40344 | 0.35039 | 0.30573 | 0.26466 | 0.23035 | 0.19439 | 0.16535 | 0.14014 | 0.12445 | 0.21719 | 0.3097 | 0.41339 | 0.47583 | 0.12445 | 0.34164 | 0.65134 | 1.0647 | 1.5406 | 2.0341 | 2.4804 | 2.8838 | 3.2342 | 3.5399 | 3.8046 | 4.035 | 4.2293 | 4.3947 | 4.5348 | 4.5348 | 4.5348 | 4.5348 | 4.5348 | 4.5348 | 643.5406 | 643.5406 | 643.5406 | 643.5406 | 643.5406 | 643.5406 | 643.5406 | 643.5406 | 643.5406 | 643.5406 | 643.5406 | 643.5406 | 643.5406 | 643.5406 | 643.5406 | 643.5406 | 643.5406 | 643.5406 | 643.5406 | 643.5406 | 426.928 | 426.928 | 426.928 | 426.928 | 426.928 | 426.928 | 426.928 | 426.928 | 426.928 | 426.928 | 426.928 | 426.928 | 426.928 | 426.928 | 426.928 | 426.928 | 426.928 | 426.928 | 426.928 | 426.928
WA_Industrial_Paper and Printing_New_Space Heating_Natural Gas_Gas Furnace Tube Inserts_A | WA | Industrial | Paper and Printing | New | Space Heating | Natural Gas | Gas Furnace Tube Inserts | A | IM460 | None | Tube inserts installed | 5 | 0.077933 | 0 | 0 | 0.02 | 0 | 0 | 0 | 0.0086 |  | sqft | 0% | 0% | Retrofit | Retro3Slow | 84.16% | TBD | 0.2% | 282.1807 |  | 218.2727 |  | 0 | WI TRM - Radiant Tube Inserts, 2507 | WI TRM - Radiant Tube Inserts, 2507 | WI TRM - Radiant Tube Inserts, 2507 | None | None | None | None | None | None | None | None | None | None | None | None | None | None | None | None | None | None | None | None | None | None | Tube inserts installed | Tube inserts installed | Tube inserts installed | Tube inserts installed | Tube inserts installed | Tube inserts installed | Tube inserts installed | Tube inserts installed | Tube inserts installed | Tube inserts installed | Tube inserts installed | Tube inserts installed | Tube inserts installed | Tube inserts installed | Tube inserts installed | Tube inserts installed | Tube inserts installed | Tube inserts installed | Tube inserts installed | Tube inserts installed | Tube inserts installed | Tube inserts installed | 0.02 | 0.02 | 0.02 | 0.02 | 0.02 | 0.02 | 0.02 | 0.02 | 0.02 | 0.02 | 0.02 | 0.02 | 0.02 | 0.02 | 0.02 | 0.02 | 0.02 | 0.02 | 0.02 | 0.02 | 0.02 | 0.02 | 0 | 0 | 0.077672 | 0.073123 | 0.071343 | 0.070307 | 0.069903 | 0.069551 | 0.069285 | 0.069051 | 0.068909 | 0.068771 | 0.068494 | 0.068271 | 0.068034 | 0.068243 | 0.068367 | 0.068363 | 0.068492 | 0.068472 | 0.068504 | 0.06844 | 0 | 0 | 0 | 0 | 0 | 0 | 0 | 0 | 0 | 0 | 0 | 0 | 0 | 0 | 0 | 0 | 0 | 0 | 0 | 0 | 0 | 0 | 0 | 0 | 0 | 0 | 0 | 0 | 0 | 0 | 0 | 0 | 0 | 0 | 0 | 0 | 0 | 0 | 0 | 0 | 0 | 0 | 0 | 0 | 0 | 0 | 0 | 0 | 0 | 0 | 0 | 0 | 0 | 0 | 0 | 0 | 0 | 0 | 0 | 0 | 0 | 0 | 0 | 0 | 0 | 0 | 0 | 0 | 0 | 0 | 0 | 0 | 0 | 0 | 0 | 0 | 0 | 0 | 0 | 0 | 0 | 0 | 0 | 0 | 0 | 0 | 0 | 0 | 0 | 0 | 0 | 0 | 0 | 0 | 0 | 0 | 0 | 0 | 0 | 0 | 0 | 0 | 0 | 0 | 0 | 0 | 0 | 0 | 0 | 0 | 0 | 0 | 0 | 0 | 0 | 0 | 0 | 0 | 0 | 0 | 0 | 0 | 0 | 0 | 0 | 0 | 0 | 0 | 0 | 0 | 0 | 0 | 0 | 0 | 0 | 0 | 0 | 0 | 0 | 0 | 0 | 0 | 0 | 0 | 0 | 0 | 0 | 0 | 0 | 0 | 0 | 0 | 0 | 0 | 0 | 0 | 0 | 0 | 0 | 0 | 0 | 0 | 0 | 0 | 0 | 0 | 0 | 0 | 0 | 0 | 0 | 0 | 0 | 0 | 0 | 0 | 0 | 0 | 0 | 0 | 0 | 0 | 0 | 0 | 0 | 0 | 0 | 0 | 0 | 0 | 0 | 0 | 0 | 0 | 0 | 0 | 0 | 0 | 0 | 0 | 0 | 0 | 0 | 0 | 0 | 0 | 0 | 0 | 0 | 0 | 0 | 0 | 0 | 0 | 0 | 0 | 0 | 0 | 0 | 0 | 0 | 0 | 0 | 0 | 0 | 0 | 0 | 0 | 0 | 0 | 0 | 0 | 0 | 0 | 0 | 0 | 0 | 0 | 0 | 0 | 0 | 0 | 0 | 0 | 0 | 0 | 0 | 0 | 0 | 0 | 0 | 0 | 0 | 0 | 0 | 0 | 0 | 0 | 0 | 0 | 0 | 0 | 0 | 0 | 0 | 0 | 0 | 0 | 0 | 0 | 0 | 0 | 0 | 0 | 0 | 0 | 0 | 0 | 0 | 0 | 0 | 0 | 0 | 0 | 0 | 0 | 0 | 0 | 0 | 0 | 0 | 0 | 0 | 0 | 0 | 0 | 0 | 0 | 0 | 0 | 0 | 0 | 0 | 0 | 0 | 0 | 0 | 0 | 0 | 0 | 0 | 0 | 0 | 0 | 0 | 0 | 0 | 0 | 0 | 0 | 0 | 0 | 0 | 0 | 0 | 0 | 0 | 0 | 0 | 0 | 0 | 0 | 0 | 0 | 0 | 0 | 0 | 0 | 0 | 0 | 0 | 0 | 0 | 0 | 0 | 0 | 0 | 0 | 0 | 0 | 0 | 0 | 0 | 0 | 0 | 0 | 0 | 0 | 0 | 0 | 0 | 0 | 0 | 0 | 0 | 0 | 0 | 0 | 0 | 0 | 0 | 0 | 0 | 0 | 0 | 0 | 0 | 0 | 0 | 0 | 0 | 0 | 0 | 0 | 0 | 0 | 0 | 0 | 0 | 0 | 0 | 0 | 0 | 0 | 0 | 0 | 0 | 0 | 0 | 0 | 60.9549 | 60.9549 | 60.9549 | 60.9549 | 60.9549 | 60.9549 | 60.9549 | 60.9549 | 60.9549 | 60.9549 | 60.9549 | 60.9549 | 60.9549 | 60.9549 | 60.9549 | 60.9549 | 60.9549 | 60.9549 | 60.9549 | 60.9549 | 47.1499 | 47.1499 | 47.1499 | 47.1499 | 47.1499 | 47.1499 | 47.1499 | 47.1499 | 47.1499 | 47.1499 | 47.1499 | 47.1499 | 47.1499 | 47.1499 | 47.1499 | 47.1499 | 47.1499 | 47.1499 | 47.1499 | 47.1499
WA_Industrial_Paper and Printing_New_Space Heating_Natural Gas_Space Heating - Heat Recovery Ventilator_A | WA | Industrial | Paper and Printing | New | Space Heating | Natural Gas | Space Heating - Heat Recovery Ventilator | A | IM461 | None | HRV installed | 15 | 0.012707 | 0 | 0 | 0.28 | 0 | 0 | 0 | 0.139 |  | sqft | 5% | 10% | Retrofit | RetroEven20 | 80.75% | TBD | 0.2% | 146.5862 |  | 97.246 |  | 0.00065665 | IL TRM - 4.4.27 - CI-HVC-ERVE-V04-200101 | IL TRM - 4.4.27 - CI-HVC-ERVE-V04-200101 | IL TRM - 4.4.27 - CI-HVC-ERVE-V04-200101 | None | None | None | None | None | None | None | None | None | None | None | None | None | None | None | None | None | None | None | None | None | None | HRV installed | HRV installed | HRV installed | HRV installed | HRV installed | HRV installed | HRV installed | HRV installed | HRV installed | HRV installed | HRV installed | HRV installed | HRV installed | HRV installed | HRV installed | HRV installed | HRV installed | HRV installed | HRV installed | HRV installed | HRV installed | HRV installed | 0.28 | 0.28 | 0.28 | 0.28 | 0.28 | 0.28 | 0.28 | 0.28 | 0.28 | 0.28 | 0.28 | 0.28 | 0.28 | 0.28 | 0.28 | 0.28 | 0.28 | 0.28 | 0.28 | 0.28 | 0.28 | 0.28 | 0 | 0 | 0.01264 | 0.011884 | 0.011578 | 0.011392 | 0.011299 | 0.011214 | 0.011138 | 0.011063 | 0.010994 | 0.010922 | 0.010825 | 0.010739 | 0.010646 | 0.010633 | 0.010615 | 0.010594 | 0.010595 | 0.01059 | 0.010602 | 0.010605 | 0.00076999 | 0.0012634 | 0.0017552 | 0.0023052 | 0.0026317 | 0.0030098 | 0.0033797 | 0.0037931 | 0.0040919 | 0.004434 | 0.0047551 | 0.0051326 | 0.0053671 | 0.0056994 | 0.0060282 | 0.0064092 | 0.0066693 | 0.0069857 | 0.0073049 | 0.0076175 | 0.00076999 | 0.0019874 | 0.0036915 | 0.0059372 | 0.0085204 | 0.011466 | 0.014768 | 0.018463 | 0.022438 | 0.026726 | 0.031243 | 0.036129 | 0.041182 | 0.04683 | 0.052782 | 0.058441 | 0.06399 | 0.06934 | 0.074578 | 0.079747 | 60.9174 | 106.3124 | 151.5959 | 202.3516 | 232.9188 | 268.4032 | 303.4404 | 342.8518 | 372.2052 | 405.9657 | 439.2784 | 477.922 | 504.1496 | 536.0256 | 567.8775 | 604.9574 | 629.4497 | 659.6301 | 688.9885 | 718.2602 | 60.9174 | 167.2298 | 318.8257 | 521.1773 | 754.0961 | 1022.4992 | 1325.9396 | 1668.7914 | 2040.9966 | 2446.9623 | 2886.2407 | 3364.1628 | 3868.3124 | 4404.3381 | 4972.2155 | 5516.2555 | 6039.3929 | 6547.4271 | 7034.0639 | 7519.4053 | 0.00065665 | 0.0011322 | 0.0016004 | 0.0021188 | 0.0024244 | 0.0027755 | 0.0031172 | 0.0034976 | 0.0037726 | 0.0040866 | 0.004384 | 0.0047315 | 0.0049496 | 0.0052261 | 0.0055032 | 0.0058291 | 0.0060439 | 0.0063152 | 0.0065852 | 0.0068623 | 0.00065665 | 0.0017809 | 0.0033658 | 0.0054572 | 0.0078493 | 0.010573 | 0.013621 | 0.017024 | 0.020687 | 0.024632 | 0.028805 | 0.033306 | 0.037978 | 0.042941 | 0.048185 | 0.053152 | 0.057989 | 0.062684 | 0.06723 | 0.071841 | 51.7798 | 90.3655 | 128.8565 | 171.9989 | 197.981 | 228.1427 | 257.9243 | 291.424 | 316.3744 | 345.0708 | 373.3866 | 406.2337 | 428.5272 | 455.6218 | 482.6959 | 514.2138 | 535.0323 | 560.6856 | 585.6402 | 610.5211 | 51.7798 | 142.1453 | 271.0018 | 443.0007 | 640.9817 | 869.1244 | 1127.0487 | 1418.4727 | 1734.8472 | 2079.918 | 2453.3046 | 2859.5384 | 3288.0655 | 3743.6873 | 4226.3832 | 4688.8172 | 5133.4839 | 5565.313 | 5978.9544 | 6391.4945 | 0 | 0 | 0 | 0 | 0 | 0 | 0 | 0 | 0 | 0 | 0 | 0 | 0 | 0 | 0 | 0 | 0 | 0 | 0 | 0 | 0 | 0 | 0 | 0 | 0 | 0 | 0 | 0 | 0 | 0 | 0 | 0 | 0 | 0 | 0 | 0 | 0 | 0 | 0 | 0 | 0 | 0 | 0 | 0 | 0 | 0 | 0 | 0 | 0 | 0 | 0 | 0 | 0 | 0 | 0 | 0 | 0 | 0 | 0 | 0 | 0 | 0 | 0 | 0 | 0 | 0 | 0 | 0 | 0 | 0 | 0 | 0 | 0 | 0 | 0 | 0 | 0 | 0 | 0 | 0 | 0 | 0 | 0 | 0 | 0 | 0 | 0 | 0 | 0 | 0 | 0 | 0 | 0 | 0 | 0 | 0 | 0 | 0 | 0 | 0 | 0 | 0 | 0 | 0 | 0 | 0 | 0 | 0 | 0 | 0 | 0 | 0 | 0 | 0 | 0 | 0 | 0 | 0 | 0 | 0 | 0 | 0 | 0 | 0 | 0 | 0 | 0 | 0 | 0 | 0 | 0 | 0 | 0 | 0 | 0 | 0 | 0 | 0 | 0 | 0 | 0 | 0 | 0 | 0 | 0 | 0 | 0 | 0 | 0 | 0 | 0 | 0 | 0 | 0 | 0 | 0 | 0 | 0 | 0 | 0 | 0 | 0 | 0 | 0 | 0 | 0 | 0 | 0 | 0 | 0 | 0 | 0 | 0 | 0 | 0 | 0 | 0 | 0 | 0 | 0 | 0 | 0 | 0 | 0 | 0 | 0 | 0 | 0 | 0 | 0 | 0 | 0 | 0 | 0 | 0 | 0 | 0 | 0 | 0 | 0 | 0 | 0 | 0 | 0 | 0 | 0 | 0 | 0 | 0 | 0 | 0 | 0 | 0 | 0 | 0 | 0 | 0 | 0 | 0 | 0 | 0 | 0 | 0 | 0 | 0 | 0 | 0 | 0 | 0 | 0 | 0 | 0 | 0 | 0 | 0 | 0 | 0 | 0 | 0 | 0 | 2382.0251 | 2382.0251 | 2382.0251 | 2382.0251 | 2382.0251 | 2382.0251 | 2382.0251 | 2382.0251 | 2382.0251 | 2382.0251 | 2382.0251 | 2382.0251 | 2382.0251 | 2382.0251 | 2382.0251 | 2382.0251 | 2382.0251 | 2382.0251 | 2382.0251 | 2382.0251 | 1580.247 | 1580.247 | 1580.247 | 1580.247 | 1580.247 | 1580.247 | 1580.247 | 1580.247 | 1580.247 | 1580.247 | 1580.247 | 1580.247 | 1580.247 | 1580.247 | 1580.247 | 1580.247 | 1580.247 | 1580.247 | 1580.247 | 1580.247
WA_Industrial_Paper and Printing_New_Space Heating_Natural Gas_Thermostat - Programmable_A | WA | Industrial | Paper and Printing | New | Space Heating | Natural Gas | Thermostat - Programmable | A | IM462 | Manual control | Programmable thermostat installed | 11 | 0.0061474 | 0 | 0 | 0.17 | 0.01 | 0 | 0 | 0.0859 |  | sqft | 25% | 40% | Retrofit | RetroEven20 | 80.75% | TBD | 0.2% | 175.7871 |  | 119.9913 |  | 0.0009516 | IL TRM - 4.4.48 - CI-HVC-THST-V02-210101 | IL TRM - 4.4.48 - CI-HVC-THST-V02-210101 | BEST | Manual control | Manual control | Manual control | Manual control | Manual control | Manual control | Manual control | Manual control | Manual control | Manual control | Manual control | Manual control | Manual control | Manual control | Manual control | Manual control | Manual control | Manual control | Manual control | Manual control | Manual control | Manual control | Programmable thermostat installed | Programmable thermostat installed | Programmable thermostat installed | Programmable thermostat installed | Programmable thermostat installed | Programmable thermostat installed | Programmable thermostat installed | Programmable thermostat installed | Programmable thermostat installed | Programmable thermostat installed | Programmable thermostat installed | Programmable thermostat installed | Programmable thermostat installed | Programmable thermostat installed | Programmable thermostat installed | Programmable thermostat installed | Programmable thermostat installed | Programmable thermostat installed | Programmable thermostat installed | Programmable thermostat installed | Programmable thermostat installed | Programmable thermostat installed | 0.17 | 0.17 | 0.17 | 0.17 | 0.17 | 0.17 | 0.17 | 0.17 | 0.17 | 0.17 | 0.17 | 0.17 | 0.17 | 0.17 | 0.17 | 0.17 | 0.17 | 0.17 | 0.17 | 0.17 | 0.17 | 0.17 | 0 | 0 | 0.0061043 | 0.0057336 | 0.0055808 | 0.0054863 | 0.0054349 | 0.005389 | 0.005348 | 0.0053084 | 0.0052702 | 0.0052317 | 0.0051816 | 0.0051382 | 0.0050902 | 0.005082 | 0.0050722 | 0.0050623 | 0.0050621 | 0.0050599 | 0.0050658 | 0.0050674 | 0.0011156 | 0.0018287 | 0.0025381 | 0.0033305 | 0.0037977 | 0.0043393 | 0.0048684 | 0.00546 | 0.0058848 | 0.0063717 | 0.0068285 | 0.007367 | 0.0076987 | 0.0081722 | 0.0086412 | 0.0091874 | 0.009559 | 0.010013 | 0.010471 | 0.010919 | 0.0011156 | 0.0028765 | 0.0053379 | 0.008578 | 0.012295 | 0.016531 | 0.021273 | 0.026576 | 0.03227 | 0.038405 | 0.044866 | 0.050918 | 0.056518 | 0.062287 | 0.06773 | 0.073247 | 0.078727 | 0.0841 | 0.089458 | 0.094748 | 182.7522 | 318.9372 | 454.7877 | 607.0548 | 698.7563 | 805.2095 | 910.3211 | 1028.5554 | 1116.6157 | 1217.8971 | 1317.8352 | 1433.7661 | 1512.4489 | 1608.0769 | 1703.6325 | 1814.8721 | 1888.3492 | 1978.8903 | 2066.9655 | 2154.7805 | 182.7522 | 501.6894 | 956.477 | 1563.5319 | 2262.2882 | 3067.4977 | 3977.8188 | 5006.3743 | 6122.9899 | 7340.887 | 8658.7222 | 9909.7361 | 11103.2479 | 12256.5371 | 13353.1148 | 14469.2306 | 15552.3702 | 16620.9394 | 17659.3495 | 18697.5143 | 0.0009516 | 0.0016393 | 0.0023154 | 0.0030633 | 0.0035015 | 0.0040054 | 0.0044953 | 0.0050408 | 0.005433 | 0.0058813 | 0.0063055 | 0.0068026 | 0.0071123 | 0.0075071 | 0.0079033 | 0.0083714 | 0.0086789 | 0.0090688 | 0.0094568 | 0.009855 | 0.0009516 | 0.0025786 | 0.0048697 | 0.0078898 | 0.011336 | 0.015259 | 0.019643 | 0.024536 | 0.029792 | 0.035449 | 0.04143 | 0.047017 | 0.052213 | 0.057218 | 0.061947 | 0.066742 | 0.071479 | 0.07617 | 0.080795 | 0.085514 | 155.3394 | 271.0966 | 386.5695 | 515.9966 | 593.9429 | 684.4281 | 773.7729 | 874.2721 | 949.1233 | 1035.2125 | 1120.1599 | 1218.7012 | 1285.5816 | 1366.8654 | 1448.0876 | 1542.6413 | 1605.0968 | 1682.0567 | 1756.9206 | 1831.5634 | 155.3394 | 426.436 | 813.0055 | 1329.0021 | 1922.945 | 2607.3731 | 3381.146 | 4255.4181 | 5204.5415 | 6239.754 | 7359.9138 | 8423.2757 | 9437.7607 | 10418.0565 | 11350.1475 | 12298.846 | 13219.5147 | 14127.7985 | 15010.447 | 15892.8871 | 0 | 0 | 0 | 0 | 0 | 0 | 0 | 0 | 0 | 0 | 0 | 0 | 0 | 0 | 0 | 0 | 0 | 0 | 0 | 0 | 0 | 0 | 0 | 0 | 0 | 0 | 0 | 0 | 0 | 0 | 0 | 0 | 0 | 0 | 0 | 0 | 0 | 0 | 0 | 0 | 0 | 0 | 0 | 0 | 0 | 0 | 0 | 0 | 0 | 0 | 0 | 0 | 0 | 0 | 0 | 0 | 0 | 0 | 0 | 0 | 0 | 0 | 0 | 0 | 0 | 0 | 0 | 0 | 0 | 0 | 0 | 0 | 0 | 0 | 0 | 0 | 0 | 0 | 0 | 0 | 0 | 0 | 0 | 0 | 0 | 0 | 0 | 0 | 0 | 0 | 0 | 0 | 0 | 0 | 0 | 0 | 0 | 0 | 0 | 0 | 0 | 0 | 0 | 0 | 0 | 0 | 0 | 0 | 0 | 0 | 0 | 0 | 0 | 0 | 0 | 0 | 0 | 0 | 0 | 0 | 0 | 0 | 0 | 0 | 0 | 0 | 0 | 0 | 0 | 0 | 0 | 0 | 0 | 0 | 0 | 0 | 0 | 0 | 0 | 0 | 0 | 0 | 0 | 0 | 0 | 0 | 0 | 0 | 0 | 0 | 0 | 0 | 0 | 0 | 0 | 0 | 0 | 0 | 0 | 0 | 0 | 0 | 0 | 0 | 0 | 0 | 0 | 0 | 0 | 0 | 0 | 0 | 0 | 0 | 0 | 0 | 0 | 0 | 0 | 0 | 0 | 0 | 0 | 0 | 0 | 0 | 0 | 0 | 0 | 0 | 0 | 0 | 0 | 0 | 0 | 0 | 0 | 0 | 0 | 0 | 0 | 0 | 0 | 0 | 0 | 0 | 0 | 0 | 0 | 0 | 0 | 0 | 0 | 0 | 0 | 0 | 0 | 0 | 0 | 0 | 0 | 0 | 0 | 0 | 0 | 0 | 0 | 0 | 0 | 0 | 0 | 0 | 0 | 0 | 0 | 0 | 0 | 0 | 0 | 0 | 4596.6879 | 4596.6879 | 4596.6879 | 4596.6879 | 4596.6879 | 4596.6879 | 4596.6879 | 4596.6879 | 4596.6879 | 4596.6879 | 4596.6879 | 4596.6879 | 4596.6879 | 4596.6879 | 4596.6879 | 4596.6879 | 4596.6879 | 4596.6879 | 4596.6879 | 4596.6879 | 2541.7387 | 2541.7387 | 2541.7387 | 2541.7387 | 2541.7387 | 2541.7387 | 2541.7387 | 2541.7387 | 2541.7387 | 2541.7387 | 2541.7387 | 2541.7387 | 2541.7387 | 2541.7387 | 2541.7387 | 2541.7387 | 2541.7387 | 2541.7387 | 2541.7387 | 2541.7387
WA_Industrial_Paper and Printing_New_Space Heating_Natural Gas_ENERGY STAR Connected Thermostat_A | WA | Industrial | Paper and Printing | New | Space Heating | Natural Gas | ENERGY STAR Connected Thermostat | A | IM463 | Manual control | Wi-Fi/interactive thermostat installed | 5 | 0.01486 | 0 | 0 | 0.39 | 0.01 | 0 | 0 | 0.1927 |  | sqft | 5% | 20% | Retrofit | RetroEven20 | 80.75% | TBD | 0.2% | 340.6279 |  | 258.9105 |  | 0.0023033 | ComConnectedThermostats_v1_1 | ComConnectedThermostats_v1_1 | ComConnectedThermostats_v1_1 | Manual control | Manual control | Manual control | Manual control | Manual control | Manual control | Manual control | Manual control | Manual control | Manual control | Manual control | Manual control | Manual control | Manual control | Manual control | Manual control | Manual control | Manual control | Manual control | Manual control | Manual control | Manual control | Wi-Fi/interactive thermostat installed | Wi-Fi/interactive thermostat installed | Wi-Fi/interactive thermostat installed | Wi-Fi/interactive thermostat installed | Wi-Fi/interactive thermostat installed | Wi-Fi/interactive thermostat installed | Wi-Fi/interactive thermostat installed | Wi-Fi/interactive thermostat installed | Wi-Fi/interactive thermostat installed | Wi-Fi/interactive thermostat installed | Wi-Fi/interactive thermostat installed | Wi-Fi/interactive thermostat installed | Wi-Fi/interactive thermostat installed | Wi-Fi/interactive thermostat installed | Wi-Fi/interactive thermostat installed | Wi-Fi/interactive thermostat installed | Wi-Fi/interactive thermostat installed | Wi-Fi/interactive thermostat installed | Wi-Fi/interactive thermostat installed | Wi-Fi/interactive thermostat installed | Wi-Fi/interactive thermostat installed | Wi-Fi/interactive thermostat installed | 0.39 | 0.39 | 0.39 | 0.39 | 0.39 | 0.39 | 0.39 | 0.39 | 0.39 | 0.39 | 0.39 | 0.39 | 0.39 | 0.39 | 0.39 | 0.39 | 0.39 | 0.39 | 0.39 | 0.39 | 0.39 | 0.39 | 0 | 0 | 0.014778 | 0.013893 | 0.013533 | 0.013314 | 0.013202 | 0.0131 | 0.013008 | 0.012918 | 0.012832 | 0.012744 | 0.012627 | 0.012524 | 0.012411 | 0.012393 | 0.012371 | 0.012347 | 0.012348 | 0.012342 | 0.012356 | 0.012359 | 0.0027008 | 0.004431 | 0.0061549 | 0.0080821 | 0.009225 | 0.010548 | 0.011841 | 0.013286 | 0.014328 | 0.015521 | 0.01664 | 0.017956 | 0.018771 | 0.019929 | 0.021076 | 0.022408 | 0.023317 | 0.024423 | 0.02737 | 0.029692 | 0.0027008 | 0.0069699 | 0.012944 | 0.020816 | 0.029867 | 0.037789 | 0.045217 | 0.052315 | 0.058506 | 0.064722 | 0.070598 | 0.076577 | 0.081893 | 0.087867 | 0.093722 | 0.097419 | 0.099099 | 0.099195 | 0.099307 | 0.099336 | 182.7522 | 318.9372 | 454.7877 | 607.0548 | 698.7563 | 805.2095 | 910.3211 | 1028.5554 | 1116.6157 | 1217.8971 | 1317.8352 | 1433.7661 | 1512.4489 | 1608.0769 | 1703.6325 | 1814.8721 | 1888.3492 | 1978.8903 | 2215.1318 | 2402.3888 | 182.7522 | 501.6894 | 956.477 | 1563.5319 | 2262.2882 | 2884.7455 | 3476.1295 | 4049.8972 | 4559.4581 | 5078.5988 | 5591.2244 | 6114.6695 | 6598.563 | 7090.0242 | 7575.7596 | 7890.0444 | 8025.6903 | 8037.344 | 8037.344 | 8037.344 | 0.0023033 | 0.0039708 | 0.0056123 | 0.0074294 | 0.0084994 | 0.0097284 | 0.010924 | 0.012254 | 0.013214 | 0.01431 | 0.015347 | 0.01656 | 0.017319 | 0.018283 | 0.019251 | 0.020391 | 0.021141 | 0.02209 | 0.024686 | 0.026762 | 0.0023033 | 0.006246 | 0.011803 | 0.019135 | 0.027518 | 0.034853 | 0.041713 | 0.04825 | 0.053956 | 0.059672 | 0.065113 | 0.070623 | 0.075558 | 0.08061 | 0.085604 | 0.088648 | 0.089853 | 0.08972 | 0.08957 | 0.089535 | 155.3394 | 271.0966 | 386.5695 | 515.9966 | 593.9429 | 684.4281 | 773.7729 | 874.2721 | 949.1233 | 1035.2125 | 1120.1599 | 1218.7012 | 1285.5816 | 1366.8654 | 1448.0876 | 1542.6413 | 1605.0968 | 1682.0567 | 1882.862 | 2042.0305 | 155.3394 | 426.436 | 813.0055 | 1329.0021 | 1922.945 | 2452.0337 | 2954.7101 | 3442.4126 | 3875.5394 | 4316.809 | 4752.5408 | 5197.469 | 5608.7785 | 6026.5206 | 6439.3957 | 6706.5377 | 6821.8368 | 6831.7424 | 6831.7424 | 6831.7424 | 0 | 0 | 0 | 0 | 0 | 0 | 0 | 0 | 0 | 0 | 0 | 0 | 0 | 0 | 0 | 0 | 0 | 0 | 0 | 0 | 0 | 0 | 0 | 0 | 0 | 0 | 0 | 0 | 0 | 0 | 0 | 0 | 0 | 0 | 0 | 0 | 0 | 0 | 0 | 0 | 0 | 0 | 0 | 0 | 0 | 0 | 0 | 0 | 0 | 0 | 0 | 0 | 0 | 0 | 0 | 0 | 0 | 0 | 0 | 0 | 0 | 0 | 0 | 0 | 0 | 0 | 0 | 0 | 0 | 0 | 0 | 0 | 0 | 0 | 0 | 0 | 0 | 0 | 0 | 0 | 0 | 0 | 0 | 0 | 0 | 0 | 0 | 0 | 0 | 0 | 0 | 0 | 0 | 0 | 0 | 0 | 0 | 0 | 0 | 0 | 0 | 0 | 0 | 0 | 0 | 0 | 0 | 0 | 0 | 0 | 0 | 0 | 0 | 0 | 0 | 0 | 0 | 0 | 0 | 0 | 0 | 0 | 0 | 0 | 0 | 0 | 0 | 0 | 0 | 0 | 0 | 0 | 0 | 0 | 0 | 0 | 0 | 0 | 0 | 0 | 0 | 0 | 0 | 0 | 0 | 0 | 0 | 0 | 0 | 0 | 0 | 0 | 0 | 0 | 0 | 0 | 0 | 0 | 0 | 0 | 0 | 0 | 0 | 0 | 0 | 0 | 0 | 0 | 0 | 0 | 0 | 0 | 0 | 0 | 0 | 0 | 0 | 0 | 0 | 0 | 0 | 0 | 0 | 0 | 0 | 0 | 0 | 0 | 0 | 0 | 0 | 0 | 0 | 0 | 0 | 0 | 0 | 0 | 0 | 0 | 0 | 0 | 0 | 0 | 0 | 0 | 0 | 0 | 0 | 0 | 0 | 0 | 0 | 0 | 0 | 0 | 0 | 0 | 0 | 0 | 0 | 0 | 0 | 0 | 0 | 0 | 0 | 0 | 0 | 0 | 0 | 0 | 0 | 0 | 0 | 0 | 0 | 0 | 0 | 0 | 6993.6862 | 6993.6862 | 6993.6862 | 6993.6862 | 6993.6862 | 6993.6862 | 6993.6862 | 6993.6862 | 6993.6862 | 6993.6862 | 6993.6862 | 6993.6862 | 6993.6862 | 6993.6862 | 6993.6862 | 6993.6862 | 6993.6862 | 6993.6862 | 6993.6862 | 6993.6862 | 4821.7774 | 4821.7774 | 4821.7774 | 4821.7774 | 4821.7774 | 4821.7774 | 4821.7774 | 4821.7774 | 4821.7774 | 4821.7774 | 4821.7774 | 4821.7774 | 4821.7774 | 4821.7774 | 4821.7774 | 4821.7774 | 4821.7774 | 4821.7774 | 4821.7774 | 4821.7774
WA_Industrial_Paper and Printing_New_Space Heating_Natural Gas_Destratification Fans (HVLS)_A | WA | Industrial | Paper and Printing | New | Space Heating | Natural Gas | Destratification Fans (HVLS) | A | IM464 | None/Standard ventilation | Fans installed | 10 | 0.01486 | 0 | 0 | 0.6 | 0.01 | 0 | 0 | 0.2991 |  | sqft | 15% | 30% | Retrofit | RetroEven20 | 80.75% | TBD | 0.2% | 218.9297 |  | 150.6408 |  | 0.0023018 | IL TRM - 4.4.34 - CI-HVC-DSFN-V05-210101 | IL TRM - 4.4.34 - CI-HVC-DSFN-V05-210101 | IL TRM - 4.4.34 - CI-HVC-DSFN-V05-210101 | None/Standard ventilation | None/Standard ventilation | None/Standard ventilation | None/Standard ventilation | None/Standard ventilation | None/Standard ventilation | None/Standard ventilation | None/Standard ventilation | None/Standard ventilation | None/Standard ventilation | None/Standard ventilation | None/Standard ventilation | None/Standard ventilation | None/Standard ventilation | None/Standard ventilation | None/Standard ventilation | None/Standard ventilation | None/Standard ventilation | None/Standard ventilation | None/Standard ventilation | None/Standard ventilation | None/Standard ventilation | Fans installed | Fans installed | Fans installed | Fans installed | Fans installed | Fans installed | Fans installed | Fans installed | Fans installed | Fans installed | Fans installed | Fans installed | Fans installed | Fans installed | Fans installed | Fans installed | Fans installed | Fans installed | Fans installed | Fans installed | Fans installed | Fans installed | 0.6 | 0.6 | 0.6 | 0.6 | 0.6 | 0.6 | 0.6 | 0.6 | 0.6 | 0.6 | 0.6 | 0.6 | 0.6 | 0.6 | 0.6 | 0.6 | 0.6 | 0.6 | 0.6 | 0.6 | 0.6 | 0.6 | 0 | 0 | 0.014767 | 0.013877 | 0.013512 | 0.013288 | 0.01317 | 0.013064 | 0.012971 | 0.012879 | 0.012793 | 0.012704 | 0.012586 | 0.012483 | 0.01237 | 0.012352 | 0.01233 | 0.012307 | 0.012308 | 0.012304 | 0.01232 | 0.012325 | 0.0026987 | 0.0044257 | 0.0061451 | 0.0080665 | 0.0092026 | 0.01052 | 0.011807 | 0.013247 | 0.014284 | 0.015472 | 0.016587 | 0.017898 | 0.018709 | 0.019863 | 0.021006 | 0.022335 | 0.023243 | 0.024349 | 0.025464 | 0.026557 | 0.0026987 | 0.0069617 | 0.012924 | 0.020776 | 0.029794 | 0.040075 | 0.051594 | 0.064479 | 0.078329 | 0.093261 | 0.10668 | 0.11973 | 0.13172 | 0.14389 | 0.15603 | 0.16816 | 0.18022 | 0.19185 | 0.2038 | 0.21543 | 182.7522 | 318.9372 | 454.7877 | 607.0548 | 698.7563 | 805.2095 | 910.3211 | 1028.5554 | 1116.6157 | 1217.8971 | 1317.8352 | 1433.7661 | 1512.4489 | 1608.0769 | 1703.6325 | 1814.8721 | 1888.3492 | 1978.8903 | 2066.9655 | 2154.7805 | 182.7522 | 501.6894 | 956.477 | 1563.5319 | 2262.2882 | 3067.4977 | 3977.8188 | 5006.3743 | 6122.9899 | 7340.887 | 8475.97 | 9590.7989 | 10648.4602 | 11649.4823 | 12654.3584 | 13664.0211 | 14642.0491 | 15592.384 | 16542.7338 | 17479.6172 | 0.0023018 | 0.0039668 | 0.0056048 | 0.0074172 | 0.0084819 | 0.0097061 | 0.010897 | 0.012223 | 0.01318 | 0.014272 | 0.015305 | 0.016515 | 0.01727 | 0.018232 | 0.019196 | 0.020334 | 0.021084 | 0.022033 | 0.022978 | 0.023947 | 0.0023018 | 0.0062398 | 0.011788 | 0.019104 | 0.027461 | 0.036976 | 0.047617 | 0.059496 | 0.07227 | 0.086024 | 0.098441 | 0.11047 | 0.12159 | 0.13208 | 0.14259 | 0.15309 | 0.16348 | 0.17361 | 0.1839 | 0.19426 | 155.3394 | 271.0966 | 386.5695 | 515.9966 | 593.9429 | 684.4281 | 773.7729 | 874.2721 | 949.1233 | 1035.2125 | 1120.1599 | 1218.7012 | 1285.5816 | 1366.8654 | 1448.0876 | 1542.6413 | 1605.0968 | 1682.0567 | 1756.9206 | 1831.5634 | 155.3394 | 426.436 | 813.0055 | 1329.0021 | 1922.945 | 2607.3731 | 3381.146 | 4255.4181 | 5204.5415 | 6239.754 | 7204.5745 | 8152.1791 | 9051.1912 | 9902.0599 | 10756.2047 | 11614.4179 | 12445.7418 | 13253.5264 | 14061.3237 | 14857.6746 | 0 | 0 | 0 | 0 | 0 | 0 | 0 | 0 | 0 | 0 | 0 | 0 | 0 | 0 | 0 | 0 | 0 | 0 | 0 | 0 | 0 | 0 | 0 | 0 | 0 | 0 | 0 | 0 | 0 | 0 | 0 | 0 | 0 | 0 | 0 | 0 | 0 | 0 | 0 | 0 | 0 | 0 | 0 | 0 | 0 | 0 | 0 | 0 | 0 | 0 | 0 | 0 | 0 | 0 | 0 | 0 | 0 | 0 | 0 | 0 | 0 | 0 | 0 | 0 | 0 | 0 | 0 | 0 | 0 | 0 | 0 | 0 | 0 | 0 | 0 | 0 | 0 | 0 | 0 | 0 | 0 | 0 | 0 | 0 | 0 | 0 | 0 | 0 | 0 | 0 | 0 | 0 | 0 | 0 | 0 | 0 | 0 | 0 | 0 | 0 | 0 | 0 | 0 | 0 | 0 | 0 | 0 | 0 | 0 | 0 | 0 | 0 | 0 | 0 | 0 | 0 | 0 | 0 | 0 | 0 | 0 | 0 | 0 | 0 | 0 | 0 | 0 | 0 | 0 | 0 | 0 | 0 | 0 | 0 | 0 | 0 | 0 | 0 | 0 | 0 | 0 | 0 | 0 | 0 | 0 | 0 | 0 | 0 | 0 | 0 | 0 | 0 | 0 | 0 | 0 | 0 | 0 | 0 | 0 | 0 | 0 | 0 | 0 | 0 | 0 | 0 | 0 | 0 | 0 | 0 | 0 | 0 | 0 | 0 | 0 | 0 | 0 | 0 | 0 | 0 | 0 | 0 | 0 | 0 | 0 | 0 | 0 | 0 | 0 | 0 | 0 | 0 | 0 | 0 | 0 | 0 | 0 | 0 | 0 | 0 | 0 | 0 | 0 | 0 | 0 | 0 | 0 | 0 | 0 | 0 | 0 | 0 | 0 | 0 | 0 | 0 | 0 | 0 | 0 | 0 | 0 | 0 | 0 | 0 | 0 | 0 | 0 | 0 | 0 | 0 | 0 | 0 | 0 | 0 | 0 | 0 | 0 | 0 | 0 | 0 | 6582.7662 | 6582.7662 | 6582.7662 | 6582.7662 | 6582.7662 | 6582.7662 | 6582.7662 | 6582.7662 | 6582.7662 | 6582.7662 | 6582.7662 | 6582.7662 | 6582.7662 | 6582.7662 | 6582.7662 | 6582.7662 | 6582.7662 | 6582.7662 | 6582.7662 | 6582.7662 | 4018.3685 | 4018.3685 | 4018.3685 | 4018.3685 | 4018.3685 | 4018.3685 | 4018.3685 | 4018.3685 | 4018.3685 | 4018.3685 | 4018.3685 | 4018.3685 | 4018.3685 | 4018.3685 | 4018.3685 | 4018.3685 | 4018.3685 | 4018.3685 | 4018.3685 | 4018.3685
WA_Industrial_Paper and Printing_New_Space Heating_Natural Gas_Gas Boiler - Insulate Steam Lines/Condensate Tank_A | WA | Industrial | Paper and Printing | New | Space Heating | Natural Gas | Gas Boiler - Insulate Steam Lines/Condensate Tank | A | IM465 | No insulation | Lines and condenstate tank insulated | 20 | 1045.7342 | 0 | 0 | 6155.03 | 0 | 0 | 0 | 3077.5148 |  | sqft | 30% | 35% | Retrofit | RetroEven20 | 80.75% | TBD | 0.2% | 341.6094 |  | 216.1929 |  | 0.00018602 | PGE Workpaper - SWWH017-01 | PGE Workpaper - SWWH017-01 | PGE Workpaper - SWWH017-01 | No insulation | No insulation | No insulation | No insulation | No insulation | No insulation | No insulation | No insulation | No insulation | No insulation | No insulation | No insulation | No insulation | No insulation | No insulation | No insulation | No insulation | No insulation | No insulation | No insulation | No insulation | No insulation | Lines and condenstate tank insulated | Lines and condenstate tank insulated | Lines and condenstate tank insulated | Lines and condenstate tank insulated | Lines and condenstate tank insulated | Lines and condenstate tank insulated | Lines and condenstate tank insulated | Lines and condenstate tank insulated | Lines and condenstate tank insulated | Lines and condenstate tank insulated | Lines and condenstate tank insulated | Lines and condenstate tank insulated | Lines and condenstate tank insulated | Lines and condenstate tank insulated | Lines and condenstate tank insulated | Lines and condenstate tank insulated | Lines and condenstate tank insulated | Lines and condenstate tank insulated | Lines and condenstate tank insulated | Lines and condenstate tank insulated | Lines and condenstate tank insulated | Lines and condenstate tank insulated | 6155.03 | 6155.03 | 6155.03 | 6155.03 | 6155.03 | 6155.03 | 6155.03 | 6155.03 | 6155.03 | 6155.03 | 6155.03 | 6155.03 | 6155.03 | 6155.03 | 6155.03 | 6155.03 | 6155.03 | 6155.03 | 6155.03 | 6155.03 | 6155.03 | 6155.03 | 0 | 0 | 1040.4086 | 978.3303 | 953.266 | 938.0279 | 930.5173 | 923.6376 | 917.4995 | 911.4641 | 905.8223 | 899.9945 | 892.0515 | 885.0538 | 877.4032 | 876.3494 | 874.9372 | 873.1944 | 873.2931 | 872.8747 | 873.8605 | 874.1192 | 0.00021814 | 0.00035798 | 0.00049739 | 0.0006533 | 0.00074597 | 0.00085326 | 0.00095823 | 0.0010756 | 0.0011604 | 0.0012575 | 0.0013487 | 0.0014559 | 0.0015225 | 0.0016168 | 0.0017101 | 0.0018181 | 0.001892 | 0.0019817 | 0.0020723 | 0.0021609 | 0.00021814 | 0.00056311 | 0.0010461 | 0.0016826 | 0.0024151 | 0.0032505 | 0.0041872 | 0.0052352 | 0.0063632 | 0.0075798 | 0.0088616 | 0.010248 | 0.011682 | 0.013285 | 0.014973 | 0.016762 | 0.018656 | 0.020628 | 0.022724 | 0.024892 | 0.00020967 | 0.00036591 | 0.00052177 | 0.00069646 | 0.00080167 | 0.0009238 | 0.0010444 | 0.00118 | 0.0012811 | 0.0013973 | 0.0015119 | 0.0016449 | 0.0017352 | 0.0018449 | 0.0019545 | 0.0020822 | 0.0021665 | 0.0022703 | 0.0023714 | 0.0024721 | 0.00020967 | 0.00057558 | 0.0010973 | 0.0017938 | 0.0025955 | 0.0035193 | 0.0045637 | 0.0057437 | 0.0070248 | 0.0084221 | 0.009934 | 0.011579 | 0.013314 | 0.015159 | 0.017114 | 0.019196 | 0.021362 | 0.023633 | 0.026004 | 0.028476 | 0.00018602 | 0.00032077 | 0.00045348 | 0.00060043 | 0.00068713 | 0.00078673 | 0.00088368 | 0.0009916 | 0.0010697 | 0.0011588 | 0.0012432 | 0.0013418 | 0.0014037 | 0.0014822 | 0.0015608 | 0.0016532 | 0.0017141 | 0.0017911 | 0.0018677 | 0.0019463 | 0.00018602 | 0.00050457 | 0.00095372 | 0.0015465 | 0.0022247 | 0.0029971 | 0.0038614 | 0.0048265 | 0.0058656 | 0.0069847 | 0.0081683 | 0.0094451 | 0.010771 | 0.012179 | 0.013666 | 0.015241 | 0.016902 | 0.018644 | 0.02048 | 0.022419 | 0.00017822 | 0.00031102 | 0.0004435 | 0.00059199 | 0.00068142 | 0.00078523 | 0.00088774 | 0.001003 | 0.0010889 | 0.0011877 | 0.0012851 | 0.0013982 | 0.0014749 | 0.0015682 | 0.0016614 | 0.0017698 | 0.0018415 | 0.0019298 | 0.0020157 | 0.0021013 | 0.00017822 | 0.00048924 | 0.00093275 | 0.0015247 | 0.0022062 | 0.0029914 | 0.0038791 | 0.0048822 | 0.0059711 | 0.0071588 | 0.0084439 | 0.0098421 | 0.011317 | 0.012885 | 0.014547 | 0.016316 | 0.018158 | 0.020088 | 0.022103 | 0.024205 | 0.00018602 | 0.00032077 | 0.00045348 | 0.00060043 | 0.00068713 | 0.00078673 | 0.00088368 | 0.0009916 | 0.0010697 | 0.0011588 | 0.0012432 | 0.0013418 | 0.0014037 | 0.0014822 | 0.0015608 | 0.0016532 | 0.0017141 | 0.0017911 | 0.0018677 | 0.0019463 | 0.00018602 | 0.00050457 | 0.00095372 | 0.0015465 | 0.0022247 | 0.0029971 | 0.0038614 | 0.0048265 | 0.0058656 | 0.0069847 | 0.0081683 | 0.0094451 | 0.010771 | 0.012179 | 0.013666 | 0.015241 | 0.016902 | 0.018644 | 0.02048 | 0.022419 | 0.00017822 | 0.00031102 | 0.0004435 | 0.00059199 | 0.00068142 | 0.00078523 | 0.00088774 | 0.001003 | 0.0010889 | 0.0011877 | 0.0012851 | 0.0013982 | 0.0014749 | 0.0015682 | 0.0016614 | 0.0017698 | 0.0018415 | 0.0019298 | 0.0020157 | 0.0021013 | 0.00017822 | 0.00048924 | 0.00093275 | 0.0015247 | 0.0022062 | 0.0029914 | 0.0038791 | 0.0048822 | 0.0059711 | 0.0071588 | 0.0084439 | 0.0098421 | 0.011317 | 0.012885 | 0.014547 | 0.016316 | 0.018158 | 0.020088 | 0.022103 | 0.024205 | 0.00018602 | 0.00032077 | 0.00045348 | 0.00060043 | 0.00068713 | 0.00078673 | 0.00088368 | 0.0009916 | 0.0010697 | 0.0011588 | 0.0012432 | 0.0013418 | 0.0014037 | 0.0014822 | 0.0015608 | 0.0016532 | 0.0017141 | 0.0017911 | 0.0018677 | 0.0019463 | 0.00018602 | 0.00050457 | 0.00095372 | 0.0015465 | 0.0022247 | 0.0029971 | 0.0038614 | 0.0048265 | 0.0058656 | 0.0069847 | 0.0081683 | 0.0094451 | 0.010771 | 0.012179 | 0.013666 | 0.015241 | 0.016902 | 0.018644 | 0.02048 | 0.022419 | 0.00017822 | 0.00031102 | 0.0004435 | 0.00059199 | 0.00068142 | 0.00078523 | 0.00088774 | 0.001003 | 0.0010889 | 0.0011877 | 0.0012851 | 0.0013982 | 0.0014749 | 0.0015682 | 0.0016614 | 0.0017698 | 0.0018415 | 0.0019298 | 0.0020157 | 0.0021013 | 0.00017822 | 0.00048924 | 0.00093275 | 0.0015247 | 0.0022062 | 0.0029914 | 0.0038791 | 0.0048822 | 0.0059711 | 0.0071588 | 0.0084439 | 0.0098421 | 0.011317 | 0.012885 | 0.014547 | 0.016316 | 0.018158 | 0.020088 | 0.022103 | 0.024205 | 0.00018602 | 0.00032077 | 0.00045348 | 0.00060043 | 0.00068713 | 0.00078673 | 0.00088368 | 0.0009916 | 0.0010697 | 0.0011588 | 0.0012432 | 0.0013418 | 0.0014037 | 0.0014822 | 0.0015608 | 0.0016532 | 0.0017141 | 0.0017911 | 0.0018677 | 0.0019463 | 0.00018602 | 0.00050457 | 0.00095372 | 0.0015465 | 0.0022247 | 0.0029971 | 0.0038614 | 0.0048265 | 0.0058656 | 0.0069847 | 0.0081683 | 0.0094451 | 0.010771 | 0.012179 | 0.013666 | 0.015241 | 0.016902 | 0.018644 | 0.02048 | 0.022419 | 0.00017822 | 0.00031102 | 0.0004435 | 0.00059199 | 0.00068142 | 0.00078523 | 0.00088774 | 0.001003 | 0.0010889 | 0.0011877 | 0.0012851 | 0.0013982 | 0.0014749 | 0.0015682 | 0.0016614 | 0.0017698 | 0.0018415 | 0.0019298 | 0.0020157 | 0.0021013 | 0.00017822 | 0.00048924 | 0.00093275 | 0.0015247 | 0.0022062 | 0.0029914 | 0.0038791 | 0.0048822 | 0.0059711 | 0.0071588 | 0.0084439 | 0.0098421 | 0.011317 | 0.012885 | 0.014547 | 0.016316 | 0.018158 | 0.020088 | 0.022103 | 0.024205 | 341.887 | 341.887 | 341.887 | 341.887 | 341.887 | 341.887 | 341.887 | 341.887 | 341.887 | 341.887 | 341.887 | 341.887 | 341.887 | 341.887 | 341.887 | 341.887 | 341.887 | 341.887 | 341.887 | 341.887 | 216.3686 | 216.3686 | 216.3686 | 216.3686 | 216.3686 | 216.3686 | 216.3686 | 216.3686 | 216.3686 | 216.3686 | 216.3686 | 216.3686 | 216.3686 | 216.3686 | 216.3686 | 216.3686 | 216.3686 | 216.3686 | 216.3686 | 216.3686
WA_Industrial_Paper and Printing_New_Process_Natural Gas_Gas Boiler - Insulate Steam Lines/Condensate Tank_A | WA | Industrial | Paper and Printing | New | Process | Natural Gas | Gas Boiler - Insulate Steam Lines/Condensate Tank | A | IM466 | No insulation | Lines and condenstate tank insulated | 20 | 604.3224 | 0 | 0 | 6155.03 | 0 | 0 | 0 | 3077.5148 |  | sqft | 30% | 35% | Retrofit | RetroEven20 | 80.75% | TBD | 0.2% | 341.6094 |  | 216.1929 |  | 0.0042917 | PGE Workpaper - SWWH017-01 | PGE Workpaper - SWWH017-01 | PGE Workpaper - SWWH017-01 | No insulation | No insulation | No insulation | No insulation | No insulation | No insulation | No insulation | No insulation | No insulation | No insulation | No insulation | No insulation | No insulation | No insulation | No insulation | No insulation | No insulation | No insulation | No insulation | No insulation | No insulation | No insulation | Lines and condenstate tank insulated | Lines and condenstate tank insulated | Lines and condenstate tank insulated | Lines and condenstate tank insulated | Lines and condenstate tank insulated | Lines and condenstate tank insulated | Lines and condenstate tank insulated | Lines and condenstate tank insulated | Lines and condenstate tank insulated | Lines and condenstate tank insulated | Lines and condenstate tank insulated | Lines and condenstate tank insulated | Lines and condenstate tank insulated | Lines and condenstate tank insulated | Lines and condenstate tank insulated | Lines and condenstate tank insulated | Lines and condenstate tank insulated | Lines and condenstate tank insulated | Lines and condenstate tank insulated | Lines and condenstate tank insulated | Lines and condenstate tank insulated | Lines and condenstate tank insulated | 6155.03 | 6155.03 | 6155.03 | 6155.03 | 6155.03 | 6155.03 | 6155.03 | 6155.03 | 6155.03 | 6155.03 | 6155.03 | 6155.03 | 6155.03 | 6155.03 | 6155.03 | 6155.03 | 6155.03 | 6155.03 | 6155.03 | 6155.03 | 6155.03 | 6155.03 | 0 | 0 | 603.3481 | 602.783 | 602.2431 | 601.7639 | 601.0737 | 600.5682 | 600.1119 | 599.7529 | 599.3486 | 599.0578 | 598.8336 | 598.7362 | 598.5685 | 598.5008 | 598.451 | 598.5096 | 598.4996 | 598.5679 | 598.6186 | 598.6564 | 0.0050478 | 0.0088012 | 0.012539 | 0.016724 | 0.019228 | 0.022138 | 0.025009 | 0.028241 | 0.030638 | 0.033401 | 0.036128 | 0.0393 | 0.041445 | 0.04406 | 0.046674 | 0.049727 | 0.051739 | 0.054226 | 0.056645 | 0.059055 | 0.0050478 | 0.013844 | 0.026371 | 0.043073 | 0.062252 | 0.084338 | 0.10928 | 0.13746 | 0.168 | 0.20132 | 0.23737 | 0.27664 | 0.318 | 0.36203 | 0.40867 | 0.45844 | 0.51017 | 0.56446 | 0.62115 | 0.68024 | 0.0083664 | 0.014601 | 0.02082 | 0.027791 | 0.031989 | 0.036862 | 0.041674 | 0.047087 | 0.051119 | 0.055755 | 0.06033 | 0.065638 | 0.06924 | 0.073618 | 0.077992 | 0.083085 | 0.086448 | 0.090593 | 0.094625 | 0.098646 | 0.0083664 | 0.022967 | 0.043787 | 0.071578 | 0.10357 | 0.14043 | 0.1821 | 0.22919 | 0.28031 | 0.33607 | 0.3964 | 0.46203 | 0.53127 | 0.60489 | 0.68288 | 0.76597 | 0.85242 | 0.94301 | 1.0376 | 1.1363 | 0.0042917 | 0.0074839 | 0.010663 | 0.014224 | 0.016357 | 0.018835 | 0.02128 | 0.024032 | 0.026075 | 0.028428 | 0.030751 | 0.033451 | 0.035279 | 0.037506 | 0.039732 | 0.042329 | 0.044042 | 0.046159 | 0.048217 | 0.050268 | 0.0042917 | 0.011772 | 0.022427 | 0.036636 | 0.052957 | 0.071754 | 0.092988 | 0.11697 | 0.14298 | 0.17135 | 0.20205 | 0.23547 | 0.27069 | 0.30817 | 0.34788 | 0.39024 | 0.43428 | 0.48048 | 0.52873 | 0.57902 | 0.0071114 | 0.012411 | 0.017697 | 0.023622 | 0.027191 | 0.031333 | 0.035423 | 0.040024 | 0.043451 | 0.047392 | 0.051281 | 0.055792 | 0.058854 | 0.062575 | 0.066293 | 0.070622 | 0.073481 | 0.077004 | 0.080432 | 0.083849 | 0.0071114 | 0.019522 | 0.037219 | 0.060842 | 0.088032 | 0.11937 | 0.15479 | 0.19481 | 0.23826 | 0.28566 | 0.33694 | 0.39273 | 0.45158 | 0.51416 | 0.58045 | 0.65107 | 0.72455 | 0.80156 | 0.88199 | 0.96584 | 0.0042917 | 0.0074839 | 0.010663 | 0.014224 | 0.016357 | 0.018835 | 0.02128 | 0.024032 | 0.026075 | 0.028428 | 0.030751 | 0.033451 | 0.035279 | 0.037506 | 0.039732 | 0.042329 | 0.044042 | 0.046159 | 0.048217 | 0.050268 | 0.0042917 | 0.011772 | 0.022427 | 0.036636 | 0.052957 | 0.071754 | 0.092988 | 0.11697 | 0.14298 | 0.17135 | 0.20205 | 0.23547 | 0.27069 | 0.30817 | 0.34788 | 0.39024 | 0.43428 | 0.48048 | 0.52873 | 0.57902 | 0.0071114 | 0.012411 | 0.017697 | 0.023622 | 0.027191 | 0.031333 | 0.035423 | 0.040024 | 0.043451 | 0.047392 | 0.051281 | 0.055792 | 0.058854 | 0.062575 | 0.066293 | 0.070622 | 0.073481 | 0.077004 | 0.080432 | 0.083849 | 0.0071114 | 0.019522 | 0.037219 | 0.060842 | 0.088032 | 0.11937 | 0.15479 | 0.19481 | 0.23826 | 0.28566 | 0.33694 | 0.39273 | 0.45158 | 0.51416 | 0.58045 | 0.65107 | 0.72455 | 0.80156 | 0.88199 | 0.96584 | 0.0042917 | 0.0074839 | 0.010663 | 0.014224 | 0.016357 | 0.018835 | 0.02128 | 0.024032 | 0.026075 | 0.028428 | 0.030751 | 0.033451 | 0.035279 | 0.037506 | 0.039732 | 0.042329 | 0.044042 | 0.046159 | 0.048217 | 0.050268 | 0.0042917 | 0.011772 | 0.022427 | 0.036636 | 0.052957 | 0.071754 | 0.092988 | 0.11697 | 0.14298 | 0.17135 | 0.20205 | 0.23547 | 0.27069 | 0.30817 | 0.34788 | 0.39024 | 0.43428 | 0.48048 | 0.52873 | 0.57902 | 0.0071114 | 0.012411 | 0.017697 | 0.023622 | 0.027191 | 0.031333 | 0.035423 | 0.040024 | 0.043451 | 0.047392 | 0.051281 | 0.055792 | 0.058854 | 0.062575 | 0.066293 | 0.070622 | 0.073481 | 0.077004 | 0.080432 | 0.083849 | 0.0071114 | 0.019522 | 0.037219 | 0.060842 | 0.088032 | 0.11937 | 0.15479 | 0.19481 | 0.23826 | 0.28566 | 0.33694 | 0.39273 | 0.45158 | 0.51416 | 0.58045 | 0.65107 | 0.72455 | 0.80156 | 0.88199 | 0.96584 | 0.0042917 | 0.0074839 | 0.010663 | 0.014224 | 0.016357 | 0.018835 | 0.02128 | 0.024032 | 0.026075 | 0.028428 | 0.030751 | 0.033451 | 0.035279 | 0.037506 | 0.039732 | 0.042329 | 0.044042 | 0.046159 | 0.048217 | 0.050268 | 0.0042917 | 0.011772 | 0.022427 | 0.036636 | 0.052957 | 0.071754 | 0.092988 | 0.11697 | 0.14298 | 0.17135 | 0.20205 | 0.23547 | 0.27069 | 0.30817 | 0.34788 | 0.39024 | 0.43428 | 0.48048 | 0.52873 | 0.57902 | 0.0071114 | 0.012411 | 0.017697 | 0.023622 | 0.027191 | 0.031333 | 0.035423 | 0.040024 | 0.043451 | 0.047392 | 0.051281 | 0.055792 | 0.058854 | 0.062575 | 0.066293 | 0.070622 | 0.073481 | 0.077004 | 0.080432 | 0.083849 | 0.0071114 | 0.019522 | 0.037219 | 0.060842 | 0.088032 | 0.11937 | 0.15479 | 0.19481 | 0.23826 | 0.28566 | 0.33694 | 0.39273 | 0.45158 | 0.51416 | 0.58045 | 0.65107 | 0.72455 | 0.80156 | 0.88199 | 0.96584 | 341.887 | 341.887 | 341.887 | 341.887 | 341.887 | 341.887 | 341.887 | 341.887 | 341.887 | 341.887 | 341.887 | 341.887 | 341.887 | 341.887 | 341.887 | 341.887 | 341.887 | 341.887 | 341.887 | 341.887 | 216.3686 | 216.3686 | 216.3686 | 216.3686 | 216.3686 | 216.3686 | 216.3686 | 216.3686 | 216.3686 | 216.3686 | 216.3686 | 216.3686 | 216.3686 | 216.3686 | 216.3686 | 216.3686 | 216.3686 | 216.3686 | 216.3686 | 216.3686
WA_Industrial_Paper and Printing_New_Space Heating_Natural Gas_Gas Boiler - Insulate Hot Water Lines_A | WA | Industrial | Paper and Printing | New | Space Heating | Natural Gas | Gas Boiler - Insulate Hot Water Lines | A | IM467 | No insulation | Insulated water lines | 20 | 1182.0085 | 0 | 0 | 4370.01 | 0 | 0 | 0 | 2185.0057 |  | sqft | 45% | 50% | Retrofit | RetroEven20 | 80.75% | TBD | 0.2% | 214.6415 |  | 135.8393 |  | 0.00021048 | PGE Workpaper - SWWH017-01 | PGE Workpaper - SWWH017-01 | PGE Workpaper - SWWH017-01 | No insulation | No insulation | No insulation | No insulation | No insulation | No insulation | No insulation | No insulation | No insulation | No insulation | No insulation | No insulation | No insulation | No insulation | No insulation | No insulation | No insulation | No insulation | No insulation | No insulation | No insulation | No insulation | Insulated water lines | Insulated water lines | Insulated water lines | Insulated water lines | Insulated water lines | Insulated water lines | Insulated water lines | Insulated water lines | Insulated water lines | Insulated water lines | Insulated water lines | Insulated water lines | Insulated water lines | Insulated water lines | Insulated water lines | Insulated water lines | Insulated water lines | Insulated water lines | Insulated water lines | Insulated water lines | Insulated water lines | Insulated water lines | 4370.01 | 4370.01 | 4370.01 | 4370.01 | 4370.01 | 4370.01 | 4370.01 | 4370.01 | 4370.01 | 4370.01 | 4370.01 | 4370.01 | 4370.01 | 4370.01 | 4370.01 | 4370.01 | 4370.01 | 4370.01 | 4370.01 | 4370.01 | 4370.01 | 4370.01 | 0 | 0 | 1177.3896 | 1108.0641 | 1080.7329 | 1064.7053 | 1058.1264 | 1052.3633 | 1047.899 | 1043.9695 | 1041.3745 | 1038.9281 | 1034.4171 | 1030.828 | 1026.957 | 1029.8898 | 1031.5642 | 1031.3932 | 1033.1482 | 1032.7236 | 1033.117 | 1032.0662 | 0.00024686 | 0.00040545 | 0.00056389 | 0.00074153 | 0.00084827 | 0.00097218 | 0.0010944 | 0.0012319 | 0.0013341 | 0.0014517 | 0.001564 | 0.0016956 | 0.001782 | 0.0019001 | 0.0020162 | 0.0021475 | 0.0022383 | 0.0023446 | 0.0024499 | 0.0025514 | 0.00024686 | 0.00063778 | 0.0011859 | 0.0019099 | 0.0027464 | 0.0037036 | 0.0047823 | 0.0059963 | 0.0073154 | 0.0087499 | 0.010276 | 0.011936 | 0.013673 | 0.015612 | 0.017654 | 0.019798 | 0.02207 | 0.024406 | 0.026865 | 0.029389 | 0.00020967 | 0.00036591 | 0.00052177 | 0.00069646 | 0.00080167 | 0.0009238 | 0.0010444 | 0.00118 | 0.0012811 | 0.0013973 | 0.0015119 | 0.0016449 | 0.0017352 | 0.0018449 | 0.0019545 | 0.0020822 | 0.0021665 | 0.0022703 | 0.0023714 | 0.0024721 | 0.00020967 | 0.00057558 | 0.0010973 | 0.0017938 | 0.0025955 | 0.0035193 | 0.0045637 | 0.0057437 | 0.0070248 | 0.0084221 | 0.009934 | 0.011579 | 0.013314 | 0.015159 | 0.017114 | 0.019196 | 0.021362 | 0.023633 | 0.026004 | 0.028476 | 0.00021048 | 0.00036319 | 0.00051388 | 0.00068109 | 0.00078066 | 0.0008953 | 0.0010077 | 0.0011335 | 0.0012266 | 0.0013334 | 0.001436 | 0.0015557 | 0.0016343 | 0.0017316 | 0.0018284 | 0.0019397 | 0.0020139 | 0.0021044 | 0.002193 | 0.0022827 | 0.00021048 | 0.0005713 | 0.0010808 | 0.0017542 | 0.0025274 | 0.0034107 | 0.0044033 | 0.0055172 | 0.0067261 | 0.0080373 | 0.0094354 | 0.010951 | 0.01254 | 0.014228 | 0.016009 | 0.017882 | 0.019858 | 0.021905 | 0.024047 | 0.026294 | 0.00017822 | 0.00031102 | 0.0004435 | 0.00059199 | 0.00068142 | 0.00078523 | 0.00088774 | 0.001003 | 0.0010889 | 0.0011877 | 0.0012851 | 0.0013982 | 0.0014749 | 0.0015682 | 0.0016614 | 0.0017698 | 0.0018415 | 0.0019298 | 0.0020157 | 0.0021013 | 0.00017822 | 0.00048924 | 0.00093275 | 0.0015247 | 0.0022062 | 0.0029914 | 0.0038791 | 0.0048822 | 0.0059711 | 0.0071588 | 0.0084439 | 0.0098421 | 0.011317 | 0.012885 | 0.014547 | 0.016316 | 0.018158 | 0.020088 | 0.022103 | 0.024205 | 0.00021048 | 0.00036319 | 0.00051388 | 0.00068109 | 0.00078066 | 0.0008953 | 0.0010077 | 0.0011335 | 0.0012266 | 0.0013334 | 0.001436 | 0.0015557 | 0.0016343 | 0.0017316 | 0.0018284 | 0.0019397 | 0.0020139 | 0.0021044 | 0.002193 | 0.0022827 | 0.00021048 | 0.0005713 | 0.0010808 | 0.0017542 | 0.0025274 | 0.0034107 | 0.0044033 | 0.0055172 | 0.0067261 | 0.0080373 | 0.0094354 | 0.010951 | 0.01254 | 0.014228 | 0.016009 | 0.017882 | 0.019858 | 0.021905 | 0.024047 | 0.026294 | 0.00017822 | 0.00031102 | 0.0004435 | 0.00059199 | 0.00068142 | 0.00078523 | 0.00088774 | 0.001003 | 0.0010889 | 0.0011877 | 0.0012851 | 0.0013982 | 0.0014749 | 0.0015682 | 0.0016614 | 0.0017698 | 0.0018415 | 0.0019298 | 0.0020157 | 0.0021013 | 0.00017822 | 0.00048924 | 0.00093275 | 0.0015247 | 0.0022062 | 0.0029914 | 0.0038791 | 0.0048822 | 0.0059711 | 0.0071588 | 0.0084439 | 0.0098421 | 0.011317 | 0.012885 | 0.014547 | 0.016316 | 0.018158 | 0.020088 | 0.022103 | 0.024205 | 0.00021048 | 0.00036319 | 0.00051388 | 0.00068109 | 0.00078066 | 0.0008953 | 0.0010077 | 0.0011335 | 0.0012266 | 0.0013334 | 0.001436 | 0.0015557 | 0.0016343 | 0.0017316 | 0.0018284 | 0.0019397 | 0.0020139 | 0.0021044 | 0.002193 | 0.0022827 | 0.00021048 | 0.0005713 | 0.0010808 | 0.0017542 | 0.0025274 | 0.0034107 | 0.0044033 | 0.0055172 | 0.0067261 | 0.0080373 | 0.0094354 | 0.010951 | 0.01254 | 0.014228 | 0.016009 | 0.017882 | 0.019858 | 0.021905 | 0.024047 | 0.026294 | 0.00017822 | 0.00031102 | 0.0004435 | 0.00059199 | 0.00068142 | 0.00078523 | 0.00088774 | 0.001003 | 0.0010889 | 0.0011877 | 0.0012851 | 0.0013982 | 0.0014749 | 0.0015682 | 0.0016614 | 0.0017698 | 0.0018415 | 0.0019298 | 0.0020157 | 0.0021013 | 0.00017822 | 0.00048924 | 0.00093275 | 0.0015247 | 0.0022062 | 0.0029914 | 0.0038791 | 0.0048822 | 0.0059711 | 0.0071588 | 0.0084439 | 0.0098421 | 0.011317 | 0.012885 | 0.014547 | 0.016316 | 0.018158 | 0.020088 | 0.022103 | 0.024205 | 0.00021048 | 0.00036319 | 0.00051388 | 0.00068109 | 0.00078066 | 0.0008953 | 0.0010077 | 0.0011335 | 0.0012266 | 0.0013334 | 0.001436 | 0.0015557 | 0.0016343 | 0.0017316 | 0.0018284 | 0.0019397 | 0.0020139 | 0.0021044 | 0.002193 | 0.0022827 | 0.00021048 | 0.0005713 | 0.0010808 | 0.0017542 | 0.0025274 | 0.0034107 | 0.0044033 | 0.0055172 | 0.0067261 | 0.0080373 | 0.0094354 | 0.010951 | 0.01254 | 0.014228 | 0.016009 | 0.017882 | 0.019858 | 0.021905 | 0.024047 | 0.026294 | 0.00017822 | 0.00031102 | 0.0004435 | 0.00059199 | 0.00068142 | 0.00078523 | 0.00088774 | 0.001003 | 0.0010889 | 0.0011877 | 0.0012851 | 0.0013982 | 0.0014749 | 0.0015682 | 0.0016614 | 0.0017698 | 0.0018415 | 0.0019298 | 0.0020157 | 0.0021013 | 0.00017822 | 0.00048924 | 0.00093275 | 0.0015247 | 0.0022062 | 0.0029914 | 0.0038791 | 0.0048822 | 0.0059711 | 0.0071588 | 0.0084439 | 0.0098421 | 0.011317 | 0.012885 | 0.014547 | 0.016316 | 0.018158 | 0.020088 | 0.022103 | 0.024205 | 214.7512 | 214.7512 | 214.7512 | 214.7512 | 214.7512 | 214.7512 | 214.7512 | 214.7512 | 214.7512 | 214.7512 | 214.7512 | 214.7512 | 214.7512 | 214.7512 | 214.7512 | 214.7512 | 214.7512 | 214.7512 | 214.7512 | 214.7512 | 135.9087 | 135.9087 | 135.9087 | 135.9087 | 135.9087 | 135.9087 | 135.9087 | 135.9087 | 135.9087 | 135.9087 | 135.9087 | 135.9087 | 135.9087 | 135.9087 | 135.9087 | 135.9087 | 135.9087 | 135.9087 | 135.9087 | 135.9087
WA_Industrial_Paper and Printing_New_Process_Natural Gas_Gas Boiler - Insulate Hot Water Lines_A | WA | Industrial | Paper and Printing | New | Process | Natural Gas | Gas Boiler - Insulate Hot Water Lines | A | IM468 | No insulation | Insulated water lines | 20 | 683.0744 | 0 | 0 | 4370.01 | 0 | 0 | 0 | 2185.0057 |  | sqft | 45% | 50% | Retrofit | RetroEven20 | 80.75% | TBD | 0.2% | 214.6415 |  | 135.8393 |  | 0.0048563 | PGE Workpaper - SWWH017-01 | PGE Workpaper - SWWH017-01 | PGE Workpaper - SWWH017-01 | No insulation | No insulation | No insulation | No insulation | No insulation | No insulation | No insulation | No insulation | No insulation | No insulation | No insulation | No insulation | No insulation | No insulation | No insulation | No insulation | No insulation | No insulation | No insulation | No insulation | No insulation | No insulation | Insulated water lines | Insulated water lines | Insulated water lines | Insulated water lines | Insulated water lines | Insulated water lines | Insulated water lines | Insulated water lines | Insulated water lines | Insulated water lines | Insulated water lines | Insulated water lines | Insulated water lines | Insulated water lines | Insulated water lines | Insulated water lines | Insulated water lines | Insulated water lines | Insulated water lines | Insulated water lines | Insulated water lines | Insulated water lines | 4370.01 | 4370.01 | 4370.01 | 4370.01 | 4370.01 | 4370.01 | 4370.01 | 4370.01 | 4370.01 | 4370.01 | 4370.01 | 4370.01 | 4370.01 | 4370.01 | 4370.01 | 4370.01 | 4370.01 | 4370.01 | 4370.01 | 4370.01 | 4370.01 | 4370.01 | 0 | 0 | 682.8539 | 682.7194 | 682.5753 | 682.4488 | 682.25 | 682.0305 | 681.7919 | 681.5723 | 681.345 | 681.1915 | 681.1043 | 681.1114 | 681.1251 | 681.1984 | 681.2856 | 681.3887 | 681.4543 | 681.5284 | 681.5943 | 681.6546 | 0.005713 | 0.0099683 | 0.014211 | 0.018966 | 0.021824 | 0.025141 | 0.028413 | 0.032093 | 0.034829 | 0.03798 | 0.041091 | 0.044707 | 0.047161 | 0.050148 | 0.053135 | 0.056613 | 0.058911 | 0.061742 | 0.064496 | 0.067242 | 0.005713 | 0.01568 | 0.029888 | 0.048849 | 0.070659 | 0.095777 | 0.12416 | 0.15621 | 0.19099 | 0.22892 | 0.26999 | 0.3147 | 0.36186 | 0.41205 | 0.46524 | 0.52192 | 0.58088 | 0.64269 | 0.70725 | 0.77455 | 0.0083664 | 0.014601 | 0.02082 | 0.027791 | 0.031989 | 0.036862 | 0.041674 | 0.047087 | 0.051119 | 0.055755 | 0.06033 | 0.065638 | 0.06924 | 0.073618 | 0.077992 | 0.083085 | 0.086448 | 0.090593 | 0.094625 | 0.098646 | 0.0083664 | 0.022967 | 0.043787 | 0.071578 | 0.10357 | 0.14043 | 0.1821 | 0.22919 | 0.28031 | 0.33607 | 0.3964 | 0.46203 | 0.53127 | 0.60489 | 0.68288 | 0.76597 | 0.85242 | 0.94301 | 1.0376 | 1.1363 | 0.0048563 | 0.0084737 | 0.012081 | 0.016123 | 0.018554 | 0.021375 | 0.024158 | 0.027288 | 0.029616 | 0.032296 | 0.034943 | 0.038017 | 0.040104 | 0.042644 | 0.045182 | 0.048139 | 0.050092 | 0.052499 | 0.05484 | 0.057174 | 0.0048563 | 0.013329 | 0.025408 | 0.041527 | 0.060071 | 0.081429 | 0.10556 | 0.13282 | 0.1624 | 0.19467 | 0.22959 | 0.26761 | 0.30772 | 0.35039 | 0.39561 | 0.4438 | 0.49393 | 0.54647 | 0.60135 | 0.65857 | 0.0071114 | 0.012411 | 0.017697 | 0.023622 | 0.027191 | 0.031333 | 0.035423 | 0.040024 | 0.043451 | 0.047392 | 0.051281 | 0.055792 | 0.058854 | 0.062575 | 0.066293 | 0.070622 | 0.073481 | 0.077004 | 0.080432 | 0.083849 | 0.0071114 | 0.019522 | 0.037219 | 0.060842 | 0.088032 | 0.11937 | 0.15479 | 0.19481 | 0.23826 | 0.28566 | 0.33694 | 0.39273 | 0.45158 | 0.51416 | 0.58045 | 0.65107 | 0.72455 | 0.80156 | 0.88199 | 0.96584 | 0.0048563 | 0.0084737 | 0.012081 | 0.016123 | 0.018554 | 0.021375 | 0.024158 | 0.027288 | 0.029616 | 0.032296 | 0.034943 | 0.038017 | 0.040104 | 0.042644 | 0.045182 | 0.048139 | 0.050092 | 0.052499 | 0.05484 | 0.057174 | 0.0048563 | 0.013329 | 0.025408 | 0.041527 | 0.060071 | 0.081429 | 0.10556 | 0.13282 | 0.1624 | 0.19467 | 0.22959 | 0.26761 | 0.30772 | 0.35039 | 0.39561 | 0.4438 | 0.49393 | 0.54647 | 0.60135 | 0.65857 | 0.0071114 | 0.012411 | 0.017697 | 0.023622 | 0.027191 | 0.031333 | 0.035423 | 0.040024 | 0.043451 | 0.047392 | 0.051281 | 0.055792 | 0.058854 | 0.062575 | 0.066293 | 0.070622 | 0.073481 | 0.077004 | 0.080432 | 0.083849 | 0.0071114 | 0.019522 | 0.037219 | 0.060842 | 0.088032 | 0.11937 | 0.15479 | 0.19481 | 0.23826 | 0.28566 | 0.33694 | 0.39273 | 0.45158 | 0.51416 | 0.58045 | 0.65107 | 0.72455 | 0.80156 | 0.88199 | 0.96584 | 0.0048563 | 0.0084737 | 0.012081 | 0.016123 | 0.018554 | 0.021375 | 0.024158 | 0.027288 | 0.029616 | 0.032296 | 0.034943 | 0.038017 | 0.040104 | 0.042644 | 0.045182 | 0.048139 | 0.050092 | 0.052499 | 0.05484 | 0.057174 | 0.0048563 | 0.013329 | 0.025408 | 0.041527 | 0.060071 | 0.081429 | 0.10556 | 0.13282 | 0.1624 | 0.19467 | 0.22959 | 0.26761 | 0.30772 | 0.35039 | 0.39561 | 0.4438 | 0.49393 | 0.54647 | 0.60135 | 0.65857 | 0.0071114 | 0.012411 | 0.017697 | 0.023622 | 0.027191 | 0.031333 | 0.035423 | 0.040024 | 0.043451 | 0.047392 | 0.051281 | 0.055792 | 0.058854 | 0.062575 | 0.066293 | 0.070622 | 0.073481 | 0.077004 | 0.080432 | 0.083849 | 0.0071114 | 0.019522 | 0.037219 | 0.060842 | 0.088032 | 0.11937 | 0.15479 | 0.19481 | 0.23826 | 0.28566 | 0.33694 | 0.39273 | 0.45158 | 0.51416 | 0.58045 | 0.65107 | 0.72455 | 0.80156 | 0.88199 | 0.96584 | 0.0048563 | 0.0084737 | 0.012081 | 0.016123 | 0.018554 | 0.021375 | 0.024158 | 0.027288 | 0.029616 | 0.032296 | 0.034943 | 0.038017 | 0.040104 | 0.042644 | 0.045182 | 0.048139 | 0.050092 | 0.052499 | 0.05484 | 0.057174 | 0.0048563 | 0.013329 | 0.025408 | 0.041527 | 0.060071 | 0.081429 | 0.10556 | 0.13282 | 0.1624 | 0.19467 | 0.22959 | 0.26761 | 0.30772 | 0.35039 | 0.39561 | 0.4438 | 0.49393 | 0.54647 | 0.60135 | 0.65857 | 0.0071114 | 0.012411 | 0.017697 | 0.023622 | 0.027191 | 0.031333 | 0.035423 | 0.040024 | 0.043451 | 0.047392 | 0.051281 | 0.055792 | 0.058854 | 0.062575 | 0.066293 | 0.070622 | 0.073481 | 0.077004 | 0.080432 | 0.083849 | 0.0071114 | 0.019522 | 0.037219 | 0.060842 | 0.088032 | 0.11937 | 0.15479 | 0.19481 | 0.23826 | 0.28566 | 0.33694 | 0.39273 | 0.45158 | 0.51416 | 0.58045 | 0.65107 | 0.72455 | 0.80156 | 0.88199 | 0.96584 | 214.7512 | 214.7512 | 214.7512 | 214.7512 | 214.7512 | 214.7512 | 214.7512 | 214.7512 | 214.7512 | 214.7512 | 214.7512 | 214.7512 | 214.7512 | 214.7512 | 214.7512 | 214.7512 | 214.7512 | 214.7512 | 214.7512 | 214.7512 | 135.9087 | 135.9087 | 135.9087 | 135.9087 | 135.9087 | 135.9087 | 135.9087 | 135.9087 | 135.9087 | 135.9087 | 135.9087 | 135.9087 | 135.9087 | 135.9087 | 135.9087 | 135.9087 | 135.9087 | 135.9087 | 135.9087 | 135.9087
WA_Industrial_Paper and Printing_New_Process_Natural Gas_Process - Insulate Heated Process Fluids_A | WA | Industrial | Paper and Printing | New | Process | Natural Gas | Process - Insulate Heated Process Fluids | A | IM469 | No insulation | Insulated process fluid lines | 20 | 559.2448 | 0 | 0 | 6155.03 | 0 | 0 | 0 | 3077.5148 |  | employee | 5% | 10% | Retrofit | Retro12Med | 75.44% | TBD | 0.2% | 1005.5511 |  | 636.3789 |  | 0.0086655 | PGE Workpaper - SWWH017-01 | PGE Workpaper - SWWH017-01 | PGE Workpaper - SWWH017-01 | No insulation | No insulation | No insulation | No insulation | No insulation | No insulation | No insulation | No insulation | No insulation | No insulation | No insulation | No insulation | No insulation | No insulation | No insulation | No insulation | No insulation | No insulation | No insulation | No insulation | No insulation | No insulation | Insulated process fluid lines | Insulated process fluid lines | Insulated process fluid lines | Insulated process fluid lines | Insulated process fluid lines | Insulated process fluid lines | Insulated process fluid lines | Insulated process fluid lines | Insulated process fluid lines | Insulated process fluid lines | Insulated process fluid lines | Insulated process fluid lines | Insulated process fluid lines | Insulated process fluid lines | Insulated process fluid lines | Insulated process fluid lines | Insulated process fluid lines | Insulated process fluid lines | Insulated process fluid lines | Insulated process fluid lines | Insulated process fluid lines | Insulated process fluid lines | 6155.03 | 6155.03 | 6155.03 | 6155.03 | 6155.03 | 6155.03 | 6155.03 | 6155.03 | 6155.03 | 6155.03 | 6155.03 | 6155.03 | 6155.03 | 6155.03 | 6155.03 | 6155.03 | 6155.03 | 6155.03 | 6155.03 | 6155.03 | 6155.03 | 6155.03 | 0 | 0 | 556.6597 | 555.175 | 553.7876 | 552.5544 | 550.8118 | 549.5432 | 548.5961 | 548.0143 | 547.3426 | 546.9694 | 546.7233 | 546.7224 | 546.5098 | 546.5036 | 546.5311 | 546.8735 | 546.9793 | 547.1991 | 547.3744 | 547.5202 | 0.010188 | 0.017732 | 0.025222 | 0.033591 | 0.038543 | 0.039882 | 0.036008 | 0.032513 | 0.028203 | 0.024592 | 0.021279 | 0.01852 | 0.015623 | 0.013289 | 0.011263 | 0.009605 | 6.8179e-05 | 2.5527e-05 | 9.0927e-06 | 3.0918e-06 | 0.010188 | 0.027892 | 0.053044 | 0.086517 | 0.12479 | 0.16438 | 0.20011 | 0.23241 | 0.26033 | 0.28474 | 0.30589 | 0.32441 | 0.33991 | 0.35319 | 0.36447 | 0.37431 | 0.37445 | 0.37462 | 0.37475 | 0.37486 | 0.018301 | 0.031939 | 0.045544 | 0.060792 | 0.069976 | 0.072573 | 0.065637 | 0.05933 | 0.051527 | 0.044961 | 0.03892 | 0.033875 | 0.028587 | 0.024316 | 0.020609 | 0.017563 | 0.00012465 | 4.6651e-05 | 1.6612e-05 | 5.647e-06 | 0.018301 | 0.050241 | 0.095785 | 0.15658 | 0.22655 | 0.29913 | 0.36476 | 0.42409 | 0.47562 | 0.52058 | 0.5595 | 0.59338 | 0.62196 | 0.64628 | 0.66689 | 0.68445 | 0.68458 | 0.68462 | 0.68464 | 0.68464 | 0.0086655 | 0.015089 | 0.02147 | 0.028604 | 0.032837 | 0.033989 | 0.030696 | 0.027721 | 0.02405 | 0.020973 | 0.018149 | 0.015796 | 0.013326 | 0.011335 | 0.009607 | 0.0081918 | 5.8146e-05 | 2.1769e-05 | 7.7538e-06 | 2.6364e-06 | 0.0086655 | 0.023735 | 0.045154 | 0.073673 | 0.10631 | 0.14009 | 0.17058 | 0.19815 | 0.222 | 0.24284 | 0.2609 | 0.27669 | 0.28993 | 0.30126 | 0.31088 | 0.31923 | 0.31934 | 0.31948 | 0.31957 | 0.31964 | 0.015556 | 0.027148 | 0.038712 | 0.051674 | 0.059479 | 0.061687 | 0.055791 | 0.05043 | 0.043798 | 0.038217 | 0.033082 | 0.028794 | 0.024299 | 0.020669 | 0.017517 | 0.014929 | 0.00010595 | 3.9653e-05 | 1.412e-05 | 4.7999e-06 | 0.015556 | 0.042705 | 0.081417 | 0.13309 | 0.19257 | 0.25426 | 0.31005 | 0.36048 | 0.40428 | 0.44249 | 0.47558 | 0.50437 | 0.52867 | 0.54934 | 0.56685 | 0.58178 | 0.58189 | 0.58193 | 0.58194 | 0.58195 | 0 | 0 | 0 | 0 | 0 | 0 | 0 | 0 | 0 | 0 | 0 | 0 | 0 | 0 | 0 | 0 | 0 | 0 | 0 | 0 | 0 | 0 | 0 | 0 | 0 | 0 | 0 | 0 | 0 | 0 | 0 | 0 | 0 | 0 | 0 | 0 | 0 | 0 | 0 | 0 | 0 | 0 | 0 | 0 | 0 | 0 | 0 | 0 | 0 | 0 | 0 | 0 | 0 | 0 | 0 | 0 | 0 | 0 | 0 | 0 | 0 | 0 | 0 | 0 | 0 | 0 | 0 | 0 | 0 | 0 | 0 | 0 | 0 | 0 | 0 | 0 | 0 | 0 | 0 | 0 | 0 | 0 | 0 | 0 | 0 | 0 | 0 | 0 | 0 | 0 | 0 | 0 | 0 | 0 | 0 | 0 | 0 | 0 | 0 | 0 | 0 | 0 | 0 | 0 | 0 | 0 | 0 | 0 | 0 | 0 | 0 | 0 | 0 | 0 | 0 | 0 | 0 | 0 | 0 | 0 | 0 | 0 | 0 | 0 | 0 | 0 | 0 | 0 | 0 | 0 | 0 | 0 | 0 | 0 | 0 | 0 | 0 | 0 | 0 | 0 | 0 | 0 | 0 | 0 | 0 | 0 | 0 | 0 | 0 | 0 | 0 | 0 | 0 | 0 | 0 | 0 | 0 | 0 | 0 | 0 | 0 | 0 | 0 | 0 | 0 | 0 | 0 | 0 | 0 | 0 | 0 | 0 | 0 | 0 | 0 | 0 | 0 | 0 | 0 | 0 | 0 | 0 | 0 | 0 | 0 | 0 | 0 | 0 | 0 | 0 | 0 | 0 | 0 | 0 | 0 | 0 | 0 | 0 | 0 | 0 | 0 | 0 | 0 | 0 | 0 | 0 | 0 | 0 | 0 | 0 | 0 | 0 | 0 | 0 | 0 | 0 | 0 | 0 | 0 | 0 | 0 | 0 | 0 | 0 | 0 | 0 | 0 | 0 | 0 | 0 | 0 | 0 | 0 | 0 | 0 | 0 | 0 | 0 | 0 | 0 | 1008.7406 | 1008.7406 | 1008.7406 | 1008.7406 | 1008.7406 | 1008.7406 | 1008.7406 | 1008.7406 | 1008.7406 | 1008.7406 | 1008.7406 | 1008.7406 | 1008.7406 | 1008.7406 | 1008.7406 | 1008.7406 | 1008.7406 | 1008.7406 | 1008.7406 | 1008.7406 | 638.3975 | 638.3975 | 638.3975 | 638.3975 | 638.3975 | 638.3975 | 638.3975 | 638.3975 | 638.3975 | 638.3975 | 638.3975 | 638.3975 | 638.3975 | 638.3975 | 638.3975 | 638.3975 | 638.3975 | 638.3975 | 638.3975 | 638.3975
WA_Industrial_Paper and Printing_New_Process_Natural Gas_Process Heat Recovery_A | WA | Industrial | Paper and Printing | New | Process | Natural Gas | Process Heat Recovery | A | IM470 | No HR system | HR system installed | 15 | 73.39 | 0 | 0 | 687.24 | 0 | 0 | 0 | 343.6215 |  | hp air | 5% | 50% | Retrofit | Retro12Med | 75.44% | TBD | 0.2% | 989.0017 |  | 656.1085 |  | 0.041034 | MN TRM v3.1 - Exhaust Energy Recovery | WI TRM - Process Exhaust Filtration, 3244 | WI TRM - Compressed Air and Vacuum Pump Heat Recovery, 2257, 4494, 3928, 4629 | No HR system | No HR system | No HR system | No HR system | No HR system | No HR system | No HR system | No HR system | No HR system | No HR system | No HR system | No HR system | No HR system | No HR system | No HR system | No HR system | No HR system | No HR system | No HR system | No HR system | No HR system | No HR system | HR system installed | HR system installed | HR system installed | HR system installed | HR system installed | HR system installed | HR system installed | HR system installed | HR system installed | HR system installed | HR system installed | HR system installed | HR system installed | HR system installed | HR system installed | HR system installed | HR system installed | HR system installed | HR system installed | HR system installed | HR system installed | HR system installed | 687.24 | 687.24 | 687.24 | 687.24 | 687.24 | 687.24 | 687.24 | 687.24 | 687.24 | 687.24 | 687.24 | 687.24 | 687.24 | 687.24 | 687.24 | 687.24 | 687.24 | 687.24 | 687.24 | 687.24 | 687.24 | 687.24 | 0 | 0 | 73.2508 | 73.1702 | 73.0936 | 73.0256 | 72.928 | 72.8548 | 72.7878 | 72.7339 | 72.672 | 72.6255 | 72.587 | 72.5655 | 72.532 | 72.5125 | 72.4953 | 72.4928 | 72.4783 | 72.4751 | 72.4697 | 72.4628 | 0.048261 | 0.084132 | 0.11984 | 0.15982 | 0.18371 | 0.19034 | 0.17199 | 0.15535 | 0.13481 | 0.11755 | 0.1017 | 0.088494 | 0.074646 | 0.063475 | 0.053785 | 0.047762 | 0.083337 | 0.11883 | 0.1586 | 0.18254 | 0.048261 | 0.13234 | 0.25204 | 0.41163 | 0.59479 | 0.78454 | 0.95581 | 1.1105 | 1.2443 | 1.3611 | 1.462 | 1.5501 | 1.624 | 1.6871 | 1.7405 | 1.7404 | 1.7401 | 1.74 | 1.7398 | 1.7397 | 0.65885 | 1.1498 | 1.6396 | 2.1885 | 2.5191 | 2.6126 | 2.3629 | 2.1359 | 1.855 | 1.6186 | 1.4011 | 1.2195 | 1.0291 | 0.87537 | 0.74191 | 0.65885 | 1.1498 | 1.6396 | 2.1885 | 2.5191 | 0.65885 | 1.8087 | 3.4482 | 5.6368 | 8.1559 | 10.7685 | 13.1314 | 15.2673 | 17.1223 | 18.7409 | 20.142 | 21.3615 | 22.3907 | 23.266 | 24.0079 | 24.0079 | 24.0079 | 24.0079 | 24.0079 | 24.0079 | 0.041034 | 0.071545 | 0.10193 | 0.13595 | 0.15631 | 0.16197 | 0.14637 | 0.13223 | 0.11475 | 0.10008 | 0.086591 | 0.075348 | 0.063561 | 0.054052 | 0.045802 | 0.040673 | 0.070969 | 0.10119 | 0.13507 | 0.15546 | 0.041034 | 0.11254 | 0.21437 | 0.35015 | 0.50605 | 0.66759 | 0.81344 | 0.94516 | 1.0592 | 1.1587 | 1.2448 | 1.3198 | 1.3829 | 1.4366 | 1.4821 | 1.4821 | 1.4818 | 1.4818 | 1.4817 | 1.4816 | 0.56002 | 0.97735 | 1.3936 | 1.8602 | 2.1413 | 2.2207 | 2.0085 | 1.8155 | 1.5767 | 1.3758 | 1.191 | 1.0366 | 0.87477 | 0.74407 | 0.63062 | 0.56002 | 0.97735 | 1.3936 | 1.8602 | 2.1413 | 0.56002 | 1.5374 | 2.931 | 4.7913 | 6.9325 | 9.1532 | 11.1617 | 12.9772 | 14.5539 | 15.9298 | 17.1207 | 18.1573 | 19.0321 | 19.7761 | 20.4068 | 20.4068 | 20.4068 | 20.4068 | 20.4068 | 20.4068 | 0 | 0 | 0 | 0 | 0 | 0 | 0 | 0 | 0 | 0 | 0 | 0 | 0 | 0 | 0 | 0 | 0 | 0 | 0 | 0 | 0 | 0 | 0 | 0 | 0 | 0 | 0 | 0 | 0 | 0 | 0 | 0 | 0 | 0 | 0 | 0 | 0 | 0 | 0 | 0 | 0 | 0 | 0 | 0 | 0 | 0 | 0 | 0 | 0 | 0 | 0 | 0 | 0 | 0 | 0 | 0 | 0 | 0 | 0 | 0 | 0 | 0 | 0 | 0 | 0 | 0 | 0 | 0 | 0 | 0 | 0 | 0 | 0 | 0 | 0 | 0 | 0 | 0 | 0 | 0 | 0 | 0 | 0 | 0 | 0 | 0 | 0 | 0 | 0 | 0 | 0 | 0 | 0 | 0 | 0 | 0 | 0 | 0 | 0 | 0 | 0 | 0 | 0 | 0 | 0 | 0 | 0 | 0 | 0 | 0 | 0 | 0 | 0 | 0 | 0 | 0 | 0 | 0 | 0 | 0 | 0 | 0 | 0 | 0 | 0 | 0 | 0 | 0 | 0 | 0 | 0 | 0 | 0 | 0 | 0 | 0 | 0 | 0 | 0 | 0 | 0 | 0 | 0 | 0 | 0 | 0 | 0 | 0 | 0 | 0 | 0 | 0 | 0 | 0 | 0 | 0 | 0 | 0 | 0 | 0 | 0 | 0 | 0 | 0 | 0 | 0 | 0 | 0 | 0 | 0 | 0 | 0 | 0 | 0 | 0 | 0 | 0 | 0 | 0 | 0 | 0 | 0 | 0 | 0 | 0 | 0 | 0 | 0 | 0 | 0 | 0 | 0 | 0 | 0 | 0 | 0 | 0 | 0 | 0 | 0 | 0 | 0 | 0 | 0 | 0 | 0 | 0 | 0 | 0 | 0 | 0 | 0 | 0 | 0 | 0 | 0 | 0 | 0 | 0 | 0 | 0 | 0 | 0 | 0 | 0 | 0 | 0 | 0 | 0 | 0 | 0 | 0 | 0 | 0 | 0 | 0 | 0 | 0 | 0 | 0 | 1012.3084 | 1012.3084 | 1012.3084 | 1012.3084 | 1012.3084 | 1012.3084 | 1012.3084 | 1012.3084 | 1012.3084 | 1012.3084 | 1012.3084 | 1012.3084 | 1012.3084 | 1012.3084 | 1012.3084 | 1012.3084 | 1012.3084 | 1012.3084 | 1012.3084 | 1012.3084 | 671.5703 | 671.5703 | 671.5703 | 671.5703 | 671.5703 | 671.5703 | 671.5703 | 671.5703 | 671.5703 | 671.5703 | 671.5703 | 671.5703 | 671.5703 | 671.5703 | 671.5703 | 671.5703 | 671.5703 | 671.5703 | 671.5703 | 671.5703
WA_Industrial_Paper and Printing_New_Space Heating_Natural Gas_Building Automation System_A | WA | Industrial | Paper and Printing | New | Space Heating | Natural Gas | Building Automation System | A | IM471 | No control system | Automation system installed and programmed | 15 | 0.01486 | 0 | 0 | 0.09 | 0.03 | 0 | 0 | 0.04595 |  | sqft | 5% | 65% | Retrofit | Retro1Slow | 84.81% | TBD | 0.2% | 153.9797 |  | 90.3681 |  | 0.00047276 | COM_EMS-All-XCELCO-2017-18-3 | BEHAV_EIS-All-CPUC-2018_PG-10 | COM_EMS-All-XCELCO-2017-18-3 | No control system | No control system | No control system | No control system | No control system | No control system | No control system | No control system | No control system | No control system | No control system | No control system | No control system | No control system | No control system | No control system | No control system | No control system | No control system | No control system | No control system | No control system | Automation system installed and programmed | Automation system installed and programmed | Automation system installed and programmed | Automation system installed and programmed | Automation system installed and programmed | Automation system installed and programmed | Automation system installed and programmed | Automation system installed and programmed | Automation system installed and programmed | Automation system installed and programmed | Automation system installed and programmed | Automation system installed and programmed | Automation system installed and programmed | Automation system installed and programmed | Automation system installed and programmed | Automation system installed and programmed | Automation system installed and programmed | Automation system installed and programmed | Automation system installed and programmed | Automation system installed and programmed | Automation system installed and programmed | Automation system installed and programmed | 0.09 | 0.09 | 0.09 | 0.09 | 0.09 | 0.09 | 0.09 | 0.09 | 0.09 | 0.09 | 0.09 | 0.09 | 0.09 | 0.09 | 0.09 | 0.09 | 0.09 | 0.09 | 0.09 | 0.09 | 0.09 | 0.09 | 0 | 0 | 0.014787 | 0.013908 | 0.013558 | 0.01335 | 0.013258 | 0.013181 | 0.013122 | 0.013071 | 0.013036 | 0.013004 | 0.012946 | 0.0129 | 0.01285 | 0.012886 | 0.012906 | 0.012904 | 0.012927 | 0.012923 | 0.01293 | 0.012918 | 0.0005544 | 0.0018191 | 0.0044895 | 0.0095985 | 0.016655 | 0.027328 | 0.041836 | 0.06104 | 0.081741 | 0.10487 | 0.12675 | 0.14618 | 0.15425 | 0.15503 | 0.14463 | 0.1274 | 0.10155 | 0.073653 | 0.049176 | 0.033403 | 0.0005544 | 0.0023405 | 0.006771 | 0.016266 | 0.032809 | 0.059946 | 0.10151 | 0.16216 | 0.24346 | 0.34774 | 0.47294 | 0.61746 | 0.7693 | 0.92647 | 1.0725 | 1.1993 | 1.3013 | 1.3703 | 1.4109 | 1.4268 | 37.4919 | 130.7913 | 331.142 | 718.9921 | 1256.1855 | 2073.2169 | 3188.2844 | 4669.9922 | 6270.4884 | 8065.0958 | 9791.0154 | 11332.0827 | 12003.8755 | 12031.1363 | 11206.6319 | 9872.9044 | 7855.5326 | 5699.204 | 3803.2165 | 2585.7366 | 37.4919 | 168.2833 | 499.4252 | 1218.4174 | 2474.6029 | 4547.8198 | 7736.1043 | 12406.0965 | 18676.5849 | 26741.6806 | 36532.6961 | 47864.7787 | 59868.6543 | 71899.7906 | 83106.4225 | 92941.835 | 100666.5763 | 106034.6383 | 109118.8626 | 110448.4137 | 0.00047276 | 0.0016299 | 0.0040926 | 0.0088198 | 0.015335 | 0.025181 | 0.038544 | 0.056198 | 0.075205 | 0.096399 | 0.11646 | 0.13422 | 0.14157 | 0.14138 | 0.13125 | 0.11515 | 0.091432 | 0.066152 | 0.044048 | 0.029906 | 0.00047276 | 0.0020971 | 0.0061725 | 0.014946 | 0.030209 | 0.055236 | 0.093524 | 0.14929 | 0.224 | 0.31963 | 0.43455 | 0.5669 | 0.70606 | 0.84493 | 0.97335 | 1.084 | 1.1717 | 1.2308 | 1.2638 | 1.2774 | 31.8681 | 111.1726 | 281.4707 | 611.1433 | 1067.7577 | 1762.2344 | 2710.0418 | 3969.4934 | 5329.9151 | 6855.3314 | 8322.3631 | 9632.2703 | 10203.2942 | 10226.4659 | 9525.6371 | 8391.9688 | 6677.2027 | 4844.3234 | 3232.734 | 2197.8761 | 31.8681 | 143.0408 | 424.5115 | 1035.6548 | 2103.4125 | 3865.6469 | 6575.6886 | 10545.182 | 15875.0971 | 22730.4285 | 31052.7917 | 40685.0619 | 50888.3561 | 61114.822 | 70640.4591 | 79000.5598 | 85566.5898 | 90129.4426 | 92751.0332 | 93881.1516 | 0.00047276 | 0.0016299 | 0.0040926 | 0.0088198 | 0.015335 | 0.025181 | 0.038544 | 0.056198 | 0.075205 | 0.096399 | 0.11646 | 0.13422 | 0.14157 | 0.14138 | 0.13125 | 0.11515 | 0.091432 | 0.066152 | 0.044048 | 0.029906 | 0.00047276 | 0.0020971 | 0.0061725 | 0.014946 | 0.030209 | 0.055236 | 0.093524 | 0.14929 | 0.224 | 0.31963 | 0.43455 | 0.5669 | 0.70606 | 0.84493 | 0.97335 | 1.084 | 1.1717 | 1.2308 | 1.2638 | 1.2774 | 31.8681 | 111.1726 | 281.4707 | 611.1433 | 1067.7577 | 1762.2344 | 2710.0418 | 3969.4934 | 5329.9151 | 6855.3314 | 8322.3631 | 9632.2703 | 10203.2942 | 10226.4659 | 9525.6371 | 8391.9688 | 6677.2027 | 4844.3234 | 3232.734 | 2197.8761 | 31.8681 | 143.0408 | 424.5115 | 1035.6548 | 2103.4125 | 3865.6469 | 6575.6886 | 10545.182 | 15875.0971 | 22730.4285 | 31052.7917 | 40685.0619 | 50888.3561 | 61114.822 | 70640.4591 | 79000.5598 | 85566.5898 | 90129.4426 | 92751.0332 | 93881.1516 | 0.00047276 | 0.0016299 | 0.0040926 | 0.0088198 | 0.015335 | 0.025181 | 0.038544 | 0.056198 | 0.075205 | 0.096399 | 0.11646 | 0.13422 | 0.14157 | 0.14138 | 0.13125 | 0.11515 | 0.091432 | 0.066152 | 0.044048 | 0.029906 | 0.00047276 | 0.0020971 | 0.0061725 | 0.014946 | 0.030209 | 0.055236 | 0.093524 | 0.14929 | 0.224 | 0.31963 | 0.43455 | 0.5669 | 0.70606 | 0.84493 | 0.97335 | 1.084 | 1.1717 | 1.2308 | 1.2638 | 1.2774 | 31.8681 | 111.1726 | 281.4707 | 611.1433 | 1067.7577 | 1762.2344 | 2710.0418 | 3969.4934 | 5329.9151 | 6855.3314 | 8322.3631 | 9632.2703 | 10203.2942 | 10226.4659 | 9525.6371 | 8391.9688 | 6677.2027 | 4844.3234 | 3232.734 | 2197.8761 | 31.8681 | 143.0408 | 424.5115 | 1035.6548 | 2103.4125 | 3865.6469 | 6575.6886 | 10545.182 | 15875.0971 | 22730.4285 | 31052.7917 | 40685.0619 | 50888.3561 | 61114.822 | 70640.4591 | 79000.5598 | 85566.5898 | 90129.4426 | 92751.0332 | 93881.1516 | 0.00047276 | 0.0016299 | 0.0040926 | 0.0088198 | 0.015335 | 0.025181 | 0.038544 | 0.056198 | 0.075205 | 0.096399 | 0.11646 | 0.13422 | 0.14157 | 0.14138 | 0.13125 | 0.11515 | 0.091432 | 0.066152 | 0.044048 | 0.029906 | 0.00047276 | 0.0020971 | 0.0061725 | 0.014946 | 0.030209 | 0.055236 | 0.093524 | 0.14929 | 0.224 | 0.31963 | 0.43455 | 0.5669 | 0.70606 | 0.84493 | 0.97335 | 1.084 | 1.1717 | 1.2308 | 1.2638 | 1.2774 | 31.8681 | 111.1726 | 281.4707 | 611.1433 | 1067.7577 | 1762.2344 | 2710.0418 | 3969.4934 | 5329.9151 | 6855.3314 | 8322.3631 | 9632.2703 | 10203.2942 | 10226.4659 | 9525.6371 | 8391.9688 | 6677.2027 | 4844.3234 | 3232.734 | 2197.8761 | 31.8681 | 143.0408 | 424.5115 | 1035.6548 | 2103.4125 | 3865.6469 | 6575.6886 | 10545.182 | 15875.0971 | 22730.4285 | 31052.7917 | 40685.0619 | 50888.3561 | 61114.822 | 70640.4591 | 79000.5598 | 85566.5898 | 90129.4426 | 92751.0332 | 93881.1516 | 2938.7371 | 2938.7371 | 2938.7371 | 2938.7371 | 2938.7371 | 2938.7371 | 2938.7371 | 2938.7371 | 2938.7371 | 2938.7371 | 2938.7371 | 2938.7371 | 2938.7371 | 2938.7371 | 2938.7371 | 2938.7371 | 2938.7371 | 2938.7371 | 2938.7371 | 2938.7371 | 434.3403 | 434.3403 | 434.3403 | 434.3403 | 434.3403 | 434.3403 | 434.3403 | 434.3403 | 434.3403 | 434.3403 | 434.3403 | 434.3403 | 434.3403 | 434.3403 | 434.3403 | 434.3403 | 434.3403 | 434.3403 | 434.3403 | 434.3403
WA_Industrial_Paper and Printing_New_Space Heating_Natural Gas_Steam System Efficiency Improvements_A | WA | Industrial | Paper and Printing | New | Space Heating | Natural Gas | Steam System Efficiency Improvements | A | IM472 | Average system efficiency | Optimized system | 5 | 0.13322 | 0 | 0 | 0.11 | 0 | 0 | 0 | 0.05645 |  | sqft | 30% | 60% | Retrofit | Retro1Slow | 84.81% | TBD | 0.2% | 50301.2523 |  | 38909.0779 |  | 3.0022e-05 | AEG Research | DOE - Improving Steam System Performance: A Sourcebook for Industry, Second Edition. October 2012. | DOE - Improving Steam System Performance: A Sourcebook for Industry, Second Edition. October 2012. | Average system efficiency | Average system efficiency | Average system efficiency | Average system efficiency | Average system efficiency | Average system efficiency | Average system efficiency | Average system efficiency | Average system efficiency | Average system efficiency | Average system efficiency | Average system efficiency | Average system efficiency | Average system efficiency | Average system efficiency | Average system efficiency | Average system efficiency | Average system efficiency | Average system efficiency | Average system efficiency | Average system efficiency | Average system efficiency | Optimized system | Optimized system | Optimized system | Optimized system | Optimized system | Optimized system | Optimized system | Optimized system | Optimized system | Optimized system | Optimized system | Optimized system | Optimized system | Optimized system | Optimized system | Optimized system | Optimized system | Optimized system | Optimized system | Optimized system | Optimized system | Optimized system | 0.11 | 0.11 | 0.11 | 0.11 | 0.11 | 0.11 | 0.11 | 0.11 | 0.11 | 0.11 | 0.11 | 0.11 | 0.11 | 0.11 | 0.11 | 0.11 | 0.11 | 0.11 | 0.11 | 0.11 | 0.11 | 0.11 | 0 | 0 | 0.13249 | 0.12455 | 0.12133 | 0.11937 | 0.11837 | 0.11747 | 0.11666 | 0.11587 | 0.11512 | 0.11436 | 0.11333 | 0.11242 | 0.11143 | 0.11128 | 0.11108 | 0.11085 | 0.11085 | 0.11079 | 0.11091 | 0.11094 | 3.5203e-05 | 0.00011545 | 0.00028475 | 0.00060825 | 0.0010539 | 0.001726 | 0.002636 | 0.0038349 | 0.005116 | 0.0065365 | 0.0078638 | 0.0090288 | 0.0094795 | 0.0094882 | 0.0088225 | 0.0077565 | 0.0090057 | 0.0096855 | 0.010022 | 0.0097987 | 3.5203e-05 | 0.00014855 | 0.00042946 | 0.0010307 | 0.002076 | 0.0037549 | 0.0062569 | 0.0097774 | 0.014244 | 0.019668 | 0.025689 | 0.031972 | 0.037481 | 0.041974 | 0.044374 | 0.044317 | 0.044317 | 0.044293 | 0.04434 | 0.044351 | 0.26571 | 0.92693 | 2.3468 | 5.0956 | 8.9027 | 14.6931 | 22.5958 | 33.0968 | 44.4397 | 57.1583 | 69.3901 | 80.3119 | 85.0729 | 85.2661 | 79.4228 | 69.9705 | 81.2388 | 87.4198 | 90.3617 | 88.3255 | 0.26571 | 1.1926 | 3.5395 | 8.6351 | 17.5378 | 31.9652 | 53.6341 | 84.384 | 123.7282 | 171.9837 | 226.6807 | 284.3968 | 336.373 | 377.1994 | 399.4638 | 399.7785 | 399.7785 | 399.7785 | 399.7785 | 399.7785 | 3.0022e-05 | 0.00010346 | 0.00025965 | 0.00055912 | 0.00097095 | 0.0015918 | 0.0024316 | 0.0035366 | 0.0047176 | 0.0060257 | 0.0072516 | 0.0083252 | 0.0087442 | 0.0087025 | 0.0080564 | 0.0070566 | 0.0081637 | 0.0087586 | 0.0090377 | 0.0088302 | 3.0022e-05 | 0.00013312 | 0.00039159 | 0.00094749 | 0.0019127 | 0.003463 | 0.0057718 | 0.009017 | 0.013135 | 0.018131 | 0.023689 | 0.029481 | 0.034574 | 0.038498 | 0.04052 | 0.040318 | 0.040174 | 0.040054 | 0.039985 | 0.039967 | 0.22585 | 0.78789 | 1.9948 | 4.3312 | 7.5673 | 12.4892 | 19.2064 | 28.1323 | 37.7738 | 48.5846 | 58.9816 | 68.2651 | 72.312 | 72.4762 | 67.5094 | 59.4749 | 69.053 | 74.3068 | 76.8075 | 75.0767 | 0.22585 | 1.0137 | 3.0086 | 7.3398 | 14.9071 | 27.1705 | 45.589 | 71.7264 | 105.1689 | 146.1862 | 192.6786 | 241.7373 | 285.917 | 320.6195 | 339.5442 | 339.8117 | 339.8117 | 339.8117 | 339.8117 | 339.8117 | 3.0032e-05 | 0.00010351 | 0.00025982 | 0.00055958 | 0.00097197 | 0.0015938 | 0.0024351 | 0.0035422 | 0.0047259 | 0.0060371 | 0.0072663 | 0.0083429 | 0.0087641 | 0.0087231 | 0.0080762 | 0.0070742 | 0.0081845 | 0.0087813 | 0.0090613 | 0.0088535 | 3.0032e-05 | 0.00013318 | 0.00039185 | 0.00094827 | 0.0019147 | 0.0034673 | 0.00578 | 0.0090312 | 0.013158 | 0.018165 | 0.023737 | 0.029544 | 0.034653 | 0.038589 | 0.04062 | 0.040418 | 0.040276 | 0.040158 | 0.040089 | 0.040072 | 0.22585 | 0.78789 | 1.9948 | 4.3312 | 7.5673 | 12.4892 | 19.2064 | 28.1323 | 37.7738 | 48.5846 | 58.9816 | 68.2651 | 72.312 | 72.4762 | 67.5094 | 59.4749 | 69.053 | 74.3068 | 76.8075 | 75.0767 | 0.22585 | 1.0137 | 3.0086 | 7.3398 | 14.9071 | 27.1705 | 45.589 | 71.7264 | 105.1689 | 146.1862 | 192.6786 | 241.7373 | 285.917 | 320.6195 | 339.5442 | 339.8117 | 339.8117 | 339.8117 | 339.8117 | 339.8117 | 3.0028e-05 | 0.00010349 | 0.00025974 | 0.00055938 | 0.00097152 | 0.0015929 | 0.0024336 | 0.0035398 | 0.0047223 | 0.0060323 | 0.0072602 | 0.0083358 | 0.0087564 | 0.0087155 | 0.0080693 | 0.0070683 | 0.0081779 | 0.0087744 | 0.0090545 | 0.0088471 | 3.0028e-05 | 0.00013316 | 0.00039174 | 0.00094793 | 0.0019138 | 0.0034654 | 0.0057764 | 0.009025 | 0.013148 | 0.01815 | 0.023717 | 0.029518 | 0.034622 | 0.038556 | 0.040585 | 0.040385 | 0.040244 | 0.040126 | 0.040059 | 0.040044 | 0.22585 | 0.78789 | 1.9948 | 4.3312 | 7.5673 | 12.4892 | 19.2064 | 28.1323 | 37.7738 | 48.5846 | 58.9816 | 68.2651 | 72.312 | 72.4762 | 67.5094 | 59.4749 | 69.053 | 74.3068 | 76.8075 | 75.0767 | 0.22585 | 1.0137 | 3.0086 | 7.3398 | 14.9071 | 27.1705 | 45.589 | 71.7264 | 105.1689 | 146.1862 | 192.6786 | 241.7373 | 285.917 | 320.6195 | 339.5442 | 339.8117 | 339.8117 | 339.8117 | 339.8117 | 339.8117 | 3.0028e-05 | 0.00010349 | 0.00025974 | 0.00055938 | 0.00097152 | 0.0015929 | 0.0024336 | 0.0035398 | 0.0047223 | 0.0060323 | 0.0072602 | 0.0083358 | 0.0087564 | 0.0087155 | 0.0080693 | 0.0070683 | 0.0081779 | 0.0087744 | 0.0090545 | 0.0088471 | 3.0028e-05 | 0.00013316 | 0.00039174 | 0.00094793 | 0.0019138 | 0.0034654 | 0.0057764 | 0.009025 | 0.013148 | 0.01815 | 0.023717 | 0.029518 | 0.034622 | 0.038556 | 0.040585 | 0.040385 | 0.040244 | 0.040126 | 0.040059 | 0.040044 | 0.22585 | 0.78789 | 1.9948 | 4.3312 | 7.5673 | 12.4892 | 19.2064 | 28.1323 | 37.7738 | 48.5846 | 58.9816 | 68.2651 | 72.312 | 72.4762 | 67.5094 | 59.4749 | 69.053 | 74.3068 | 76.8075 | 75.0767 | 0.22585 | 1.0137 | 3.0086 | 7.3398 | 14.9071 | 27.1705 | 45.589 | 71.7264 | 105.1689 | 146.1862 | 192.6786 | 241.7373 | 285.917 | 320.6195 | 339.5442 | 339.8117 | 339.8117 | 339.8117 | 339.8117 | 339.8117 | 525333.5171 | 525333.5171 | 525333.5171 | 525333.5171 | 525333.5171 | 525333.5171 | 525333.5171 | 525333.5171 | 525333.5171 | 525333.5171 | 525333.5171 | 525333.5171 | 525333.5171 | 525333.5171 | 525333.5171 | 525333.5171 | 525333.5171 | 525333.5171 | 525333.5171 | 525333.5171 | 406356.5379 | 406356.5379 | 406356.5379 | 406356.5379 | 406356.5379 | 406356.5379 | 406356.5379 | 406356.5379 | 406356.5379 | 406356.5379 | 406356.5379 | 406356.5379 | 406356.5379 | 406356.5379 | 406356.5379 | 406356.5379 | 406356.5379 | 406356.5379 | 406356.5379 | 406356.5379
WA_Industrial_Paper and Printing_New_Process_Natural Gas_Steam System Efficiency Improvements_A | WA | Industrial | Paper and Printing | New | Process | Natural Gas | Steam System Efficiency Improvements | A | IM473 | Average system efficiency | Optimized system | 5 | 0.076988 | 0 | 0 | 464.93 | 0 | 0 | 0 | 232.4674 |  | sqft | 30% | 60% | Retrofit | Retro1Slow | 84.81% | TBD | 0.2% | 50301.2523 |  | 38909.0779 |  | 1.6761e-07 | AEG Research | DOE - Improving Steam System Performance: A Sourcebook for Industry, Second Edition. October 2012. | DOE - Improving Steam System Performance: A Sourcebook for Industry, Second Edition. October 2012. | Average system efficiency | Average system efficiency | Average system efficiency | Average system efficiency | Average system efficiency | Average system efficiency | Average system efficiency | Average system efficiency | Average system efficiency | Average system efficiency | Average system efficiency | Average system efficiency | Average system efficiency | Average system efficiency | Average system efficiency | Average system efficiency | Average system efficiency | Average system efficiency | Average system efficiency | Average system efficiency | Average system efficiency | Average system efficiency | Optimized system | Optimized system | Optimized system | Optimized system | Optimized system | Optimized system | Optimized system | Optimized system | Optimized system | Optimized system | Optimized system | Optimized system | Optimized system | Optimized system | Optimized system | Optimized system | Optimized system | Optimized system | Optimized system | Optimized system | Optimized system | Optimized system | 464.93 | 464.93 | 464.93 | 464.93 | 464.93 | 464.93 | 464.93 | 464.93 | 464.93 | 464.93 | 464.93 | 464.93 | 464.93 | 464.93 | 464.93 | 464.93 | 464.93 | 464.93 | 464.93 | 464.93 | 464.93 | 464.93 | 0 | 0 | 0.076522 | 0.076255 | 0.076003 | 0.075777 | 0.075457 | 0.075219 | 0.075042 | 0.074931 | 0.074804 | 0.074733 | 0.074686 | 0.074686 | 0.074649 | 0.074653 | 0.074666 | 0.074737 | 0.074768 | 0.074819 | 0.074863 | 0.074902 | 1.9701e-07 | 6.8488e-07 | 1.7283e-06 | 3.7414e-06 | 6.5091e-06 | 1.0709e-05 | 1.643e-05 | 2.4029e-05 | 3.221e-05 | 4.1389e-05 | 5.0215e-05 | 5.8118e-05 | 6.1533e-05 | 6.1676e-05 | 5.746e-05 | 5.0669e-05 | 5.8854e-05 | 6.3375e-05 | 6.5546e-05 | 6.4102e-05 | 1.9701e-07 | 8.812e-07 | 2.6066e-06 | 6.3402e-06 | 1.2822e-05 | 2.3297e-05 | 3.8998e-05 | 6.1266e-05 | 8.9679e-05 | 0.00012454 | 0.00016404 | 0.00020581 | 0.0002433 | 0.00027284 | 0.000289 | 0.0002895 | 0.00028962 | 0.00028982 | 0.00028999 | 0.00029014 | 0.0025746 | 0.0089814 | 0.022739 | 0.049373 | 0.086262 | 0.14237 | 0.21894 | 0.32069 | 0.43059 | 0.55383 | 0.67235 | 0.77817 | 0.8243 | 0.82618 | 0.76956 | 0.67797 | 0.78715 | 0.84704 | 0.87555 | 0.85582 | 0.0025746 | 0.011556 | 0.034295 | 0.083669 | 0.16993 | 0.30972 | 0.51968 | 0.81763 | 1.1988 | 1.6664 | 2.1964 | 2.7556 | 3.2592 | 3.6548 | 3.8706 | 3.8736 | 3.8736 | 3.8736 | 3.8736 | 3.8736 | 1.6761e-07 | 5.8298e-07 | 1.4719e-06 | 3.1877e-06 | 5.5495e-06 | 9.1343e-06 | 1.4019e-05 | 2.0508e-05 | 2.7497e-05 | 3.5338e-05 | 4.2878e-05 | 4.9627e-05 | 5.2547e-05 | 5.2668e-05 | 4.9066e-05 | 4.3261e-05 | 5.0246e-05 | 5.4101e-05 | 5.5949e-05 | 5.4713e-05 | 1.6761e-07 | 7.501e-07 | 2.2199e-06 | 5.402e-06 | 1.0932e-05 | 1.9872e-05 | 3.3276e-05 | 5.2289e-05 | 7.6558e-05 | 0.00010633 | 0.00014007 | 0.00017574 | 0.00020777 | 0.00023299 | 0.00024678 | 0.00024718 | 0.00024726 | 0.00024741 | 0.00024753 | 0.00024764 | 0.0021884 | 0.0076342 | 0.019329 | 0.041967 | 0.073323 | 0.12101 | 0.1861 | 0.27258 | 0.366 | 0.47075 | 0.5715 | 0.66145 | 0.70066 | 0.70225 | 0.65412 | 0.57628 | 0.66908 | 0.71999 | 0.74422 | 0.72745 | 0.0021884 | 0.0098226 | 0.029151 | 0.071118 | 0.14444 | 0.26327 | 0.44173 | 0.69499 | 1.019 | 1.4165 | 1.8669 | 2.3423 | 2.7704 | 3.1066 | 3.29 | 3.2926 | 3.2926 | 3.2926 | 3.2926 | 3.2926 | 0 | 0 | 0 | 0 | 0 | 0 | 0 | 0 | 0 | 0 | 0 | 0 | 0 | 0 | 0 | 0 | 0 | 0 | 0 | 0 | 0 | 0 | 0 | 0 | 0 | 0 | 0 | 0 | 0 | 0 | 0 | 0 | 0 | 0 | 0 | 0 | 0 | 0 | 0 | 0 | 0 | 0 | 0 | 0 | 0 | 0 | 0 | 0 | 0 | 0 | 0 | 0 | 0 | 0 | 0 | 0 | 0 | 0 | 0 | 0 | 0 | 0 | 0 | 0 | 0 | 0 | 0 | 0 | 0 | 0 | 0 | 0 | 0 | 0 | 0 | 0 | 0 | 0 | 0 | 0 | 0 | 0 | 0 | 0 | 0 | 0 | 0 | 0 | 0 | 0 | 0 | 0 | 0 | 0 | 0 | 0 | 0 | 0 | 0 | 0 | 0 | 0 | 0 | 0 | 0 | 0 | 0 | 0 | 0 | 0 | 0 | 0 | 0 | 0 | 0 | 0 | 0 | 0 | 0 | 0 | 0 | 0 | 0 | 0 | 0 | 0 | 0 | 0 | 0 | 0 | 0 | 0 | 0 | 0 | 0 | 0 | 0 | 0 | 0 | 0 | 0 | 0 | 0 | 0 | 0 | 0 | 0 | 0 | 0 | 0 | 0 | 0 | 0 | 0 | 0 | 0 | 0 | 0 | 0 | 0 | 0 | 0 | 0 | 0 | 0 | 0 | 0 | 0 | 0 | 0 | 0 | 0 | 0 | 0 | 0 | 0 | 0 | 0 | 0 | 0 | 0 | 0 | 0 | 0 | 0 | 0 | 0 | 0 | 0 | 0 | 0 | 0 | 0 | 0 | 0 | 0 | 0 | 0 | 0 | 0 | 0 | 0 | 0 | 0 | 0 | 0 | 0 | 0 | 0 | 0 | 0 | 0 | 0 | 0 | 0 | 0 | 0 | 0 | 0 | 0 | 0 | 0 | 0 | 0 | 0 | 0 | 0 | 0 | 0 | 0 | 0 | 0 | 0 | 0 | 0 | 0 | 0 | 0 | 0 | 0 | 525333.5171 | 525333.5171 | 525333.5171 | 525333.5171 | 525333.5171 | 525333.5171 | 525333.5171 | 525333.5171 | 525333.5171 | 525333.5171 | 525333.5171 | 525333.5171 | 525333.5171 | 525333.5171 | 525333.5171 | 525333.5171 | 525333.5171 | 525333.5171 | 525333.5171 | 525333.5171 | 406356.5379 | 406356.5379 | 406356.5379 | 406356.5379 | 406356.5379 | 406356.5379 | 406356.5379 | 406356.5379 | 406356.5379 | 406356.5379 | 406356.5379 | 406356.5379 | 406356.5379 | 406356.5379 | 406356.5379 | 406356.5379 | 406356.5379 | 406356.5379 | 406356.5379 | 406356.5379
WA_Industrial_Paper and Printing_New_Space Heating_Natural Gas_Strategic Energy Management_A | WA | Industrial | Paper and Printing | New | Space Heating | Natural Gas | Strategic Energy Management | A | IM474 | No energy management system | Energy management system installed and programmed | 5 | 53.9469 | 0 | 0 | 185.13 | 0 | 4.41 | 0 | 92.5645 |  | employee | 5% | 50% | Retrofit | RetroEven20 | 80.75% | TBD | 0.2% | 305.0947 |  | 263.3746 |  | 0.0029752 | BEHAV_SEM-All-CPUC-2018_PG-26 | BEHAV_SEM-All-CPUC-2018_PG-26 | AEG Research | No energy management system | No energy management system | No energy management system | No energy management system | No energy management system | No energy management system | No energy management system | No energy management system | No energy management system | No energy management system | No energy management system | No energy management system | No energy management system | No energy management system | No energy management system | No energy management system | No energy management system | No energy management system | No energy management system | No energy management system | No energy management system | No energy management system | Energy management system installed and programmed | Energy management system installed and programmed | Energy management system installed and programmed | Energy management system installed and programmed | Energy management system installed and programmed | Energy management system installed and programmed | Energy management system installed and programmed | Energy management system installed and programmed | Energy management system installed and programmed | Energy management system installed and programmed | Energy management system installed and programmed | Energy management system installed and programmed | Energy management system installed and programmed | Energy management system installed and programmed | Energy management system installed and programmed | Energy management system installed and programmed | Energy management system installed and programmed | Energy management system installed and programmed | Energy management system installed and programmed | Energy management system installed and programmed | Energy management system installed and programmed | Energy management system installed and programmed | 185.13 | 185.13 | 185.13 | 185.13 | 185.13 | 185.13 | 185.13 | 185.13 | 185.13 | 185.13 | 185.13 | 185.13 | 185.13 | 185.13 | 185.13 | 185.13 | 185.13 | 185.13 | 185.13 | 185.13 | 185.13 | 185.13 | 0 | 0 | 53.7324 | 50.5666 | 49.3175 | 48.5846 | 48.2822 | 48.0173 | 47.8118 | 47.6309 | 47.5105 | 47.3971 | 47.1896 | 47.0243 | 46.8457 | 46.9777 | 47.0524 | 47.0431 | 47.1211 | 47.0999 | 47.1161 | 47.0664 | 0.0034894 | 0.0057309 | 0.0079701 | 0.010481 | 0.011989 | 0.013739 | 0.015466 | 0.017409 | 0.018852 | 0.020512 | 0.022099 | 0.023958 | 0.025177 | 0.026844 | 0.028485 | 0.030339 | 0.031619 | 0.033121 | 0.037087 | 0.04018 | 0.0034894 | 0.0090148 | 0.016762 | 0.026994 | 0.038814 | 0.049222 | 0.059059 | 0.068547 | 0.076977 | 0.085537 | 0.093758 | 0.10218 | 0.10984 | 0.11836 | 0.12667 | 0.1319 | 0.13439 | 0.13452 | 0.13457 | 0.13442 | 0.064941 | 0.11333 | 0.16161 | 0.21572 | 0.2483 | 0.28613 | 0.32348 | 0.3655 | 0.39679 | 0.43278 | 0.46829 | 0.50949 | 0.53745 | 0.57143 | 0.60539 | 0.64491 | 0.67102 | 0.7032 | 0.78715 | 0.85369 | 0.064941 | 0.17828 | 0.33988 | 0.5556 | 0.8039 | 1.0251 | 1.2352 | 1.4391 | 1.6202 | 1.8047 | 1.9868 | 2.1728 | 2.3448 | 2.5194 | 2.692 | 2.8037 | 2.8519 | 2.8561 | 2.8561 | 2.8561 | 0.0029752 | 0.0051337 | 0.0072634 | 0.0096266 | 0.011033 | 0.012653 | 0.014241 | 0.016019 | 0.017334 | 0.018843 | 0.020292 | 0.021983 | 0.023093 | 0.024466 | 0.025834 | 0.027405 | 0.028452 | 0.02973 | 0.033201 | 0.035953 | 0.0029752 | 0.0080753 | 0.015276 | 0.024794 | 0.035722 | 0.045332 | 0.054381 | 0.063073 | 0.07078 | 0.078575 | 0.086095 | 0.093752 | 0.10075 | 0.10787 | 0.11488 | 0.11914 | 0.12092 | 0.12075 | 0.12047 | 0.12028 | 0.0552 | 0.096334 | 0.13737 | 0.18336 | 0.21106 | 0.24321 | 0.27496 | 0.31067 | 0.33727 | 0.36786 | 0.39805 | 0.43307 | 0.45683 | 0.48572 | 0.51458 | 0.54818 | 0.57037 | 0.59772 | 0.66907 | 0.72563 | 0.0552 | 0.15153 | 0.2889 | 0.47226 | 0.68332 | 0.87133 | 1.05 | 1.2233 | 1.3772 | 1.534 | 1.6888 | 1.8469 | 1.9931 | 2.1415 | 2.2882 | 2.3832 | 2.4241 | 2.4277 | 2.4277 | 2.4277 | 0.0029752 | 0.0051337 | 0.0072634 | 0.0096266 | 0.011033 | 0.012653 | 0.014241 | 0.016019 | 0.017334 | 0.018843 | 0.020292 | 0.021983 | 0.023093 | 0.024466 | 0.025834 | 0.027405 | 0.028452 | 0.02973 | 0.033201 | 0.035953 | 0.0029752 | 0.0080753 | 0.015276 | 0.024794 | 0.035722 | 0.045332 | 0.054381 | 0.063073 | 0.07078 | 0.078575 | 0.086095 | 0.093752 | 0.10075 | 0.10787 | 0.11488 | 0.11914 | 0.12092 | 0.12075 | 0.12047 | 0.12028 | 0.0552 | 0.096334 | 0.13737 | 0.18336 | 0.21106 | 0.24321 | 0.27496 | 0.31067 | 0.33727 | 0.36786 | 0.39805 | 0.43307 | 0.45683 | 0.48572 | 0.51458 | 0.54818 | 0.57037 | 0.59772 | 0.66907 | 0.72563 | 0.0552 | 0.15153 | 0.2889 | 0.47226 | 0.68332 | 0.87133 | 1.05 | 1.2233 | 1.3772 | 1.534 | 1.6888 | 1.8469 | 1.9931 | 2.1415 | 2.2882 | 2.3832 | 2.4241 | 2.4277 | 2.4277 | 2.4277 | 0.0029752 | 0.0051337 | 0.0072634 | 0.0096266 | 0.011033 | 0.012653 | 0.014241 | 0.016019 | 0.017334 | 0.018843 | 0.020292 | 0.021983 | 0.023093 | 0.024466 | 0.025834 | 0.027405 | 0.028452 | 0.02973 | 0.033201 | 0.035953 | 0.0029752 | 0.0080753 | 0.015276 | 0.024794 | 0.035722 | 0.045332 | 0.054381 | 0.063073 | 0.07078 | 0.078575 | 0.086095 | 0.093752 | 0.10075 | 0.10787 | 0.11488 | 0.11914 | 0.12092 | 0.12075 | 0.12047 | 0.12028 | 0.0552 | 0.096334 | 0.13737 | 0.18336 | 0.21106 | 0.24321 | 0.27496 | 0.31067 | 0.33727 | 0.36786 | 0.39805 | 0.43307 | 0.45683 | 0.48572 | 0.51458 | 0.54818 | 0.57037 | 0.59772 | 0.66907 | 0.72563 | 0.0552 | 0.15153 | 0.2889 | 0.47226 | 0.68332 | 0.87133 | 1.05 | 1.2233 | 1.3772 | 1.534 | 1.6888 | 1.8469 | 1.9931 | 2.1415 | 2.2882 | 2.3832 | 2.4241 | 2.4277 | 2.4277 | 2.4277 | 0.0029752 | 0.0051337 | 0.0072634 | 0.0096266 | 0.011033 | 0.012653 | 0.014241 | 0.016019 | 0.017334 | 0.018843 | 0.020292 | 0.021983 | 0.023093 | 0.024466 | 0.025834 | 0.027405 | 0.028452 | 0.02973 | 0.033201 | 0.035953 | 0.0029752 | 0.0080753 | 0.015276 | 0.024794 | 0.035722 | 0.045332 | 0.054381 | 0.063073 | 0.07078 | 0.078575 | 0.086095 | 0.093752 | 0.10075 | 0.10787 | 0.11488 | 0.11914 | 0.12092 | 0.12075 | 0.12047 | 0.12028 | 0.0552 | 0.096334 | 0.13737 | 0.18336 | 0.21106 | 0.24321 | 0.27496 | 0.31067 | 0.33727 | 0.36786 | 0.39805 | 0.43307 | 0.45683 | 0.48572 | 0.51458 | 0.54818 | 0.57037 | 0.59772 | 0.66907 | 0.72563 | 0.0552 | 0.15153 | 0.2889 | 0.47226 | 0.68332 | 0.87133 | 1.05 | 1.2233 | 1.3772 | 1.534 | 1.6888 | 1.8469 | 1.9931 | 2.1415 | 2.2882 | 2.3832 | 2.4241 | 2.4277 | 2.4277 | 2.4277 | 307.1131 | 307.1131 | 307.1131 | 307.1131 | 307.1131 | 307.1131 | 307.1131 | 307.1131 | 307.1131 | 307.1131 | 307.1131 | 307.1131 | 307.1131 | 307.1131 | 307.1131 | 307.1131 | 307.1131 | 307.1131 | 307.1131 | 307.1131 | 263.97 | 263.97 | 263.97 | 263.97 | 263.97 | 263.97 | 263.97 | 263.97 | 263.97 | 263.97 | 263.97 | 263.97 | 263.97 | 263.97 | 263.97 | 263.97 | 263.97 | 263.97 | 263.97 | 263.97
WA_Industrial_Paper and Printing_New_Process_Natural Gas_Strategic Energy Management_A | WA | Industrial | Paper and Printing | New | Process | Natural Gas | Strategic Energy Management | A | IM475 | No energy management system | Energy management system installed and programmed | 5 | 56.8877 | 0 | 0 | 185.13 | 0 | 4.41 | 0 | 92.5645 |  | employee | 5% | 50% | Retrofit | RetroEven20 | 80.75% | TBD | 0.2% | 305.0947 |  | 263.3746 |  | 0.014556 | BEHAV_SEM-All-CPUC-2018_PG-26 | BEHAV_SEM-All-CPUC-2018_PG-26 | AEG Research | No energy management system | No energy management system | No energy management system | No energy management system | No energy management system | No energy management system | No energy management system | No energy management system | No energy management system | No energy management system | No energy management system | No energy management system | No energy management system | No energy management system | No energy management system | No energy management system | No energy management system | No energy management system | No energy management system | No energy management system | No energy management system | No energy management system | Energy management system installed and programmed | Energy management system installed and programmed | Energy management system installed and programmed | Energy management system installed and programmed | Energy management system installed and programmed | Energy management system installed and programmed | Energy management system installed and programmed | Energy management system installed and programmed | Energy management system installed and programmed | Energy management system installed and programmed | Energy management system installed and programmed | Energy management system installed and programmed | Energy management system installed and programmed | Energy management system installed and programmed | Energy management system installed and programmed | Energy management system installed and programmed | Energy management system installed and programmed | Energy management system installed and programmed | Energy management system installed and programmed | Energy management system installed and programmed | Energy management system installed and programmed | Energy management system installed and programmed | 185.13 | 185.13 | 185.13 | 185.13 | 185.13 | 185.13 | 185.13 | 185.13 | 185.13 | 185.13 | 185.13 | 185.13 | 185.13 | 185.13 | 185.13 | 185.13 | 185.13 | 185.13 | 185.13 | 185.13 | 185.13 | 185.13 | 0 | 0 | 56.851 | 56.8293 | 56.8076 | 56.7884 | 56.7597 | 56.731 | 56.7008 | 56.6735 | 56.6433 | 56.6206 | 56.6034 | 56.5954 | 56.5849 | 56.5811 | 56.5784 | 56.5785 | 56.5722 | 56.5683 | 56.5636 | 56.5585 | 0.017123 | 0.029871 | 0.042579 | 0.056815 | 0.065365 | 0.075285 | 0.085067 | 0.096069 | 0.10424 | 0.11365 | 0.12294 | 0.13373 | 0.14105 | 0.14995 | 0.15886 | 0.16923 | 0.17606 | 0.18449 | 0.2065 | 0.22393 | 0.017123 | 0.046988 | 0.089548 | 0.14633 | 0.21162 | 0.26971 | 0.32484 | 0.37827 | 0.42564 | 0.47391 | 0.52159 | 0.57034 | 0.61536 | 0.66114 | 0.70641 | 0.73571 | 0.74828 | 0.74931 | 0.74925 | 0.74918 | 0.30119 | 0.52563 | 0.74952 | 1.0005 | 1.1516 | 1.327 | 1.5003 | 1.6951 | 1.8403 | 2.0072 | 2.1719 | 2.363 | 2.4926 | 2.6502 | 2.8077 | 2.991 | 3.1121 | 3.2614 | 3.6507 | 3.9593 | 0.30119 | 0.82682 | 1.5763 | 2.5768 | 3.7284 | 4.7543 | 5.7289 | 6.6745 | 7.5143 | 8.3699 | 9.2148 | 10.0774 | 10.8749 | 11.6849 | 12.4854 | 13.0034 | 13.227 | 13.2462 | 13.2462 | 13.2462 | 0.014556 | 0.025395 | 0.0362 | 0.048306 | 0.055579 | 0.064018 | 0.072343 | 0.081705 | 0.08866 | 0.096669 | 0.10457 | 0.11376 | 0.11998 | 0.12756 | 0.13514 | 0.14396 | 0.14978 | 0.15695 | 0.17567 | 0.19051 | 0.014556 | 0.039946 | 0.076132 | 0.12442 | 0.17994 | 0.22935 | 0.27625 | 0.32171 | 0.36203 | 0.40311 | 0.44368 | 0.48516 | 0.52347 | 0.56243 | 0.60094 | 0.62587 | 0.63657 | 0.63745 | 0.63741 | 0.63736 | 0.25601 | 0.44679 | 0.6371 | 0.8504 | 0.97886 | 1.128 | 1.2752 | 1.4409 | 1.5642 | 1.7061 | 1.8461 | 2.0085 | 2.1187 | 2.2527 | 2.3866 | 2.5424 | 2.6453 | 2.7722 | 3.1031 | 3.3654 | 0.25601 | 0.7028 | 1.3399 | 2.1903 | 3.1692 | 4.0411 | 4.8696 | 5.6734 | 6.3872 | 7.1144 | 7.8326 | 8.5658 | 9.2437 | 9.9322 | 10.6126 | 11.0529 | 11.2429 | 11.2592 | 11.2592 | 11.2592 | 0.014556 | 0.025395 | 0.0362 | 0.048306 | 0.055579 | 0.064018 | 0.072343 | 0.081705 | 0.08866 | 0.096669 | 0.10457 | 0.11376 | 0.11998 | 0.12756 | 0.13514 | 0.14396 | 0.14978 | 0.15695 | 0.17567 | 0.19051 | 0.014556 | 0.039946 | 0.076132 | 0.12442 | 0.17994 | 0.22935 | 0.27625 | 0.32171 | 0.36203 | 0.40311 | 0.44368 | 0.48516 | 0.52347 | 0.56243 | 0.60094 | 0.62587 | 0.63657 | 0.63745 | 0.63741 | 0.63736 | 0.25601 | 0.44679 | 0.6371 | 0.8504 | 0.97886 | 1.128 | 1.2752 | 1.4409 | 1.5642 | 1.7061 | 1.8461 | 2.0085 | 2.1187 | 2.2527 | 2.3866 | 2.5424 | 2.6453 | 2.7722 | 3.1031 | 3.3654 | 0.25601 | 0.7028 | 1.3399 | 2.1903 | 3.1692 | 4.0411 | 4.8696 | 5.6734 | 6.3872 | 7.1144 | 7.8326 | 8.5658 | 9.2437 | 9.9322 | 10.6126 | 11.0529 | 11.2429 | 11.2592 | 11.2592 | 11.2592 | 0.014556 | 0.025395 | 0.0362 | 0.048306 | 0.055579 | 0.064018 | 0.072343 | 0.081705 | 0.08866 | 0.096669 | 0.10457 | 0.11376 | 0.11998 | 0.12756 | 0.13514 | 0.14396 | 0.14978 | 0.15695 | 0.17567 | 0.19051 | 0.014556 | 0.039946 | 0.076132 | 0.12442 | 0.17994 | 0.22935 | 0.27625 | 0.32171 | 0.36203 | 0.40311 | 0.44368 | 0.48516 | 0.52347 | 0.56243 | 0.60094 | 0.62587 | 0.63657 | 0.63745 | 0.63741 | 0.63736 | 0.25601 | 0.44679 | 0.6371 | 0.8504 | 0.97886 | 1.128 | 1.2752 | 1.4409 | 1.5642 | 1.7061 | 1.8461 | 2.0085 | 2.1187 | 2.2527 | 2.3866 | 2.5424 | 2.6453 | 2.7722 | 3.1031 | 3.3654 | 0.25601 | 0.7028 | 1.3399 | 2.1903 | 3.1692 | 4.0411 | 4.8696 | 5.6734 | 6.3872 | 7.1144 | 7.8326 | 8.5658 | 9.2437 | 9.9322 | 10.6126 | 11.0529 | 11.2429 | 11.2592 | 11.2592 | 11.2592 | 0.014556 | 0.025395 | 0.0362 | 0.048306 | 0.055579 | 0.064018 | 0.072343 | 0.081705 | 0.08866 | 0.096669 | 0.10457 | 0.11376 | 0.11998 | 0.12756 | 0.13514 | 0.14396 | 0.14978 | 0.15695 | 0.17567 | 0.19051 | 0.014556 | 0.039946 | 0.076132 | 0.12442 | 0.17994 | 0.22935 | 0.27625 | 0.32171 | 0.36203 | 0.40311 | 0.44368 | 0.48516 | 0.52347 | 0.56243 | 0.60094 | 0.62587 | 0.63657 | 0.63745 | 0.63741 | 0.63736 | 0.25601 | 0.44679 | 0.6371 | 0.8504 | 0.97886 | 1.128 | 1.2752 | 1.4409 | 1.5642 | 1.7061 | 1.8461 | 2.0085 | 2.1187 | 2.2527 | 2.3866 | 2.5424 | 2.6453 | 2.7722 | 3.1031 | 3.3654 | 0.25601 | 0.7028 | 1.3399 | 2.1903 | 3.1692 | 4.0411 | 4.8696 | 5.6734 | 6.3872 | 7.1144 | 7.8326 | 8.5658 | 9.2437 | 9.9322 | 10.6126 | 11.0529 | 11.2429 | 11.2592 | 11.2592 | 11.2592 | 307.1131 | 307.1131 | 307.1131 | 307.1131 | 307.1131 | 307.1131 | 307.1131 | 307.1131 | 307.1131 | 307.1131 | 307.1131 | 307.1131 | 307.1131 | 307.1131 | 307.1131 | 307.1131 | 307.1131 | 307.1131 | 307.1131 | 307.1131 | 263.97 | 263.97 | 263.97 | 263.97 | 263.97 | 263.97 | 263.97 | 263.97 | 263.97 | 263.97 | 263.97 | 263.97 | 263.97 | 263.97 | 263.97 | 263.97 | 263.97 | 263.97 | 263.97 | 263.97
WA_Industrial_Paper and Printing_New_Miscellaneous_Natural Gas_Strategic Energy Management_A | WA | Industrial | Paper and Printing | New | Miscellaneous | Natural Gas | Strategic Energy Management | A | IM476 | No energy management system | Energy management system installed and programmed | 5 | 18.0192 | 0 | 0 | 185.13 | 0 | 4.41 | 0 | 92.5645 |  | employee | 5% | 50% | Retrofit | RetroEven20 | 80.75% | TBD | 0.2% | 305.0947 |  | 263.3746 |  | 0.0011533 | BEHAV_SEM-All-CPUC-2018_PG-26 | BEHAV_SEM-All-CPUC-2018_PG-26 | AEG Research | No energy management system | No energy management system | No energy management system | No energy management system | No energy management system | No energy management system | No energy management system | No energy management system | No energy management system | No energy management system | No energy management system | No energy management system | No energy management system | No energy management system | No energy management system | No energy management system | No energy management system | No energy management system | No energy management system | No energy management system | No energy management system | No energy management system | Energy management system installed and programmed | Energy management system installed and programmed | Energy management system installed and programmed | Energy management system installed and programmed | Energy management system installed and programmed | Energy management system installed and programmed | Energy management system installed and programmed | Energy management system installed and programmed | Energy management system installed and programmed | Energy management system installed and programmed | Energy management system installed and programmed | Energy management system installed and programmed | Energy management system installed and programmed | Energy management system installed and programmed | Energy management system installed and programmed | Energy management system installed and programmed | Energy management system installed and programmed | Energy management system installed and programmed | Energy management system installed and programmed | Energy management system installed and programmed | Energy management system installed and programmed | Energy management system installed and programmed | 185.13 | 185.13 | 185.13 | 185.13 | 185.13 | 185.13 | 185.13 | 185.13 | 185.13 | 185.13 | 185.13 | 185.13 | 185.13 | 185.13 | 185.13 | 185.13 | 185.13 | 185.13 | 185.13 | 185.13 | 185.13 | 185.13 | 0 | 0 | 18.0192 | 18.0192 | 18.0192 | 18.0192 | 18.0192 | 18.0192 | 18.0192 | 18.0192 | 18.0192 | 18.0192 | 18.0192 | 18.0192 | 18.0192 | 18.0192 | 18.0192 | 18.0192 | 18.0192 | 18.0192 | 18.0192 | 18.0192 | 0.0013568 | 0.0023679 | 0.0033765 | 0.0045069 | 0.0051877 | 0.0059781 | 0.0067585 | 0.0076363 | 0.00829 | 0.009042 | 0.0097839 | 0.010645 | 0.011229 | 0.011939 | 0.012648 | 0.013474 | 0.01402 | 0.014692 | 0.016446 | 0.017836 | 0.0013568 | 0.0037247 | 0.0071011 | 0.011608 | 0.016796 | 0.021417 | 0.025808 | 0.030067 | 0.033851 | 0.037705 | 0.041511 | 0.045397 | 0.048989 | 0.052638 | 0.056244 | 0.058578 | 0.059585 | 0.059671 | 0.059671 | 0.059671 | 0.075297 | 0.13141 | 0.18738 | 0.25012 | 0.2879 | 0.33176 | 0.37507 | 0.42378 | 0.46007 | 0.5018 | 0.54297 | 0.59074 | 0.62316 | 0.66256 | 0.70193 | 0.74776 | 0.77804 | 0.81534 | 0.91268 | 0.98983 | 0.075297 | 0.20671 | 0.39409 | 0.64421 | 0.93211 | 1.1886 | 1.4322 | 1.6686 | 1.8786 | 2.0925 | 2.3037 | 2.5194 | 2.7187 | 2.9212 | 3.1214 | 3.2508 | 3.3067 | 3.3115 | 3.3115 | 3.3115 | 0.0011533 | 0.0020127 | 0.00287 | 0.0038309 | 0.0044096 | 0.0050814 | 0.0057447 | 0.0064908 | 0.0070465 | 0.0076857 | 0.0083164 | 0.0090479 | 0.0095445 | 0.010148 | 0.010751 | 0.011453 | 0.011917 | 0.012488 | 0.013979 | 0.015161 | 0.0011533 | 0.003166 | 0.006036 | 0.0098668 | 0.014276 | 0.018205 | 0.021937 | 0.025557 | 0.028773 | 0.032049 | 0.035284 | 0.038587 | 0.041641 | 0.044742 | 0.047808 | 0.049791 | 0.050647 | 0.050721 | 0.050721 | 0.050721 | 0.064003 | 0.1117 | 0.15927 | 0.2126 | 0.24472 | 0.282 | 0.31881 | 0.36022 | 0.39106 | 0.42653 | 0.46153 | 0.50213 | 0.52968 | 0.56317 | 0.59664 | 0.6356 | 0.66133 | 0.69304 | 0.77578 | 0.84136 | 0.064003 | 0.1757 | 0.33497 | 0.54757 | 0.79229 | 1.0103 | 1.2174 | 1.4183 | 1.5968 | 1.7786 | 1.9581 | 2.1415 | 2.3109 | 2.483 | 2.6532 | 2.7632 | 2.8107 | 2.8148 | 2.8148 | 2.8148 | 0.0011533 | 0.0020127 | 0.00287 | 0.0038309 | 0.0044096 | 0.0050814 | 0.0057447 | 0.0064908 | 0.0070465 | 0.0076857 | 0.0083164 | 0.0090479 | 0.0095445 | 0.010148 | 0.010751 | 0.011453 | 0.011917 | 0.012488 | 0.013979 | 0.015161 | 0.0011533 | 0.003166 | 0.006036 | 0.0098668 | 0.014276 | 0.018205 | 0.021937 | 0.025557 | 0.028773 | 0.032049 | 0.035284 | 0.038587 | 0.041641 | 0.044742 | 0.047808 | 0.049791 | 0.050647 | 0.050721 | 0.050721 | 0.050721 | 0.064003 | 0.1117 | 0.15927 | 0.2126 | 0.24472 | 0.282 | 0.31881 | 0.36022 | 0.39106 | 0.42653 | 0.46153 | 0.50213 | 0.52968 | 0.56317 | 0.59664 | 0.6356 | 0.66133 | 0.69304 | 0.77578 | 0.84136 | 0.064003 | 0.1757 | 0.33497 | 0.54757 | 0.79229 | 1.0103 | 1.2174 | 1.4183 | 1.5968 | 1.7786 | 1.9581 | 2.1415 | 2.3109 | 2.483 | 2.6532 | 2.7632 | 2.8107 | 2.8148 | 2.8148 | 2.8148 | 0.0011533 | 0.0020127 | 0.00287 | 0.0038309 | 0.0044096 | 0.0050814 | 0.0057447 | 0.0064908 | 0.0070465 | 0.0076857 | 0.0083164 | 0.0090479 | 0.0095445 | 0.010148 | 0.010751 | 0.011453 | 0.011917 | 0.012488 | 0.013979 | 0.015161 | 0.0011533 | 0.003166 | 0.006036 | 0.0098668 | 0.014276 | 0.018205 | 0.021937 | 0.025557 | 0.028773 | 0.032049 | 0.035284 | 0.038587 | 0.041641 | 0.044742 | 0.047808 | 0.049791 | 0.050647 | 0.050721 | 0.050721 | 0.050721 | 0.064003 | 0.1117 | 0.15927 | 0.2126 | 0.24472 | 0.282 | 0.31881 | 0.36022 | 0.39106 | 0.42653 | 0.46153 | 0.50213 | 0.52968 | 0.56317 | 0.59664 | 0.6356 | 0.66133 | 0.69304 | 0.77578 | 0.84136 | 0.064003 | 0.1757 | 0.33497 | 0.54757 | 0.79229 | 1.0103 | 1.2174 | 1.4183 | 1.5968 | 1.7786 | 1.9581 | 2.1415 | 2.3109 | 2.483 | 2.6532 | 2.7632 | 2.8107 | 2.8148 | 2.8148 | 2.8148 | 0.0011533 | 0.0020127 | 0.00287 | 0.0038309 | 0.0044096 | 0.0050814 | 0.0057447 | 0.0064908 | 0.0070465 | 0.0076857 | 0.0083164 | 0.0090479 | 0.0095445 | 0.010148 | 0.010751 | 0.011453 | 0.011917 | 0.012488 | 0.013979 | 0.015161 | 0.0011533 | 0.003166 | 0.006036 | 0.0098668 | 0.014276 | 0.018205 | 0.021937 | 0.025557 | 0.028773 | 0.032049 | 0.035284 | 0.038587 | 0.041641 | 0.044742 | 0.047808 | 0.049791 | 0.050647 | 0.050721 | 0.050721 | 0.050721 | 0.064003 | 0.1117 | 0.15927 | 0.2126 | 0.24472 | 0.282 | 0.31881 | 0.36022 | 0.39106 | 0.42653 | 0.46153 | 0.50213 | 0.52968 | 0.56317 | 0.59664 | 0.6356 | 0.66133 | 0.69304 | 0.77578 | 0.84136 | 0.064003 | 0.1757 | 0.33497 | 0.54757 | 0.79229 | 1.0103 | 1.2174 | 1.4183 | 1.5968 | 1.7786 | 1.9581 | 2.1415 | 2.3109 | 2.483 | 2.6532 | 2.7632 | 2.8107 | 2.8148 | 2.8148 | 2.8148 | 307.1131 | 307.1131 | 307.1131 | 307.1131 | 307.1131 | 307.1131 | 307.1131 | 307.1131 | 307.1131 | 307.1131 | 307.1131 | 307.1131 | 307.1131 | 307.1131 | 307.1131 | 307.1131 | 307.1131 | 307.1131 | 307.1131 | 307.1131 | 263.97 | 263.97 | 263.97 | 263.97 | 263.97 | 263.97 | 263.97 | 263.97 | 263.97 | 263.97 | 263.97 | 263.97 | 263.97 | 263.97 | 263.97 | 263.97 | 263.97 | 263.97 | 263.97 | 263.97
WA_Industrial_Paper and Printing_New_Space Heating_Natural Gas_Commissioning_A | WA | Industrial | Paper and Printing | New | Space Heating | Natural Gas | Commissioning | A | IM477 | New construction code | Optimized HVAC design and controls | 10 | 64.9213 | 0 | 0 | 0.27 | 0 | 0 | 0 | 0.1336 |  | employee | 0% | 0% | Retrofit | Retro12Med | 75.44% | TBD | 0.2% | 0.98741 |  | 0.70281 |  | 0 | DL20_COM_CX-Refrig-2021PLN-V11-3 | 2018 AMIL BUS Retro-Commissioning Initiative | U.S. Department of Energy. Lawrence Berkeley National Labs and Building Commissioning Association. https://www.bcxa.org/wp-content/uploads/2020/09/1-s2.0- S0378778819319553-main.pdf | New construction code | New construction code | New construction code | New construction code | New construction code | New construction code | New construction code | New construction code | New construction code | New construction code | New construction code | New construction code | New construction code | New construction code | New construction code | New construction code | New construction code | New construction code | New construction code | New construction code | New construction code | New construction code | Optimized HVAC design and controls | Optimized HVAC design and controls | Optimized HVAC design and controls | Optimized HVAC design and controls | Optimized HVAC design and controls | Optimized HVAC design and controls | Optimized HVAC design and controls | Optimized HVAC design and controls | Optimized HVAC design and controls | Optimized HVAC design and controls | Optimized HVAC design and controls | Optimized HVAC design and controls | Optimized HVAC design and controls | Optimized HVAC design and controls | Optimized HVAC design and controls | Optimized HVAC design and controls | Optimized HVAC design and controls | Optimized HVAC design and controls | Optimized HVAC design and controls | Optimized HVAC design and controls | Optimized HVAC design and controls | Optimized HVAC design and controls | 0.27 | 0.27 | 0.27 | 0.27 | 0.27 | 0.27 | 0.27 | 0.27 | 0.27 | 0.27 | 0.27 | 0.27 | 0.27 | 0.27 | 0.27 | 0.27 | 0.27 | 0.27 | 0.27 | 0.27 | 0.27 | 0.27 | 0 | 0 | 64.705 | 60.9161 | 59.4334 | 58.5699 | 58.2334 | 57.9397 | 57.7177 | 57.5226 | 57.4043 | 57.2896 | 57.0585 | 56.8727 | 56.6755 | 56.8493 | 56.953 | 56.9496 | 57.0569 | 57.0397 | 57.0667 | 57.0135 | 0 | 0 | 0 | 0 | 0 | 0 | 0 | 0 | 0 | 0 | 0 | 0 | 0 | 0 | 0 | 0 | 0 | 0 | 0 | 0 | 0 | 0 | 0 | 0 | 0 | 0 | 0 | 0 | 0 | 0 | 0 | 0 | 0 | 0 | 0 | 0 | 0 | 0 | 0 | 0 | 0 | 0 | 0 | 0 | 0 | 0 | 0 | 0 | 0 | 0 | 0 | 0 | 0 | 0 | 0 | 0 | 0 | 0 | 0 | 0 | 0 | 0 | 0 | 0 | 0 | 0 | 0 | 0 | 0 | 0 | 0 | 0 | 0 | 0 | 0 | 0 | 0 | 0 | 0 | 0 | 0 | 0 | 0 | 0 | 0 | 0 | 0 | 0 | 0 | 0 | 0 | 0 | 0 | 0 | 0 | 0 | 0 | 0 | 0 | 0 | 0 | 0 | 0 | 0 | 0 | 0 | 0 | 0 | 0 | 0 | 0 | 0 | 0 | 0 | 0 | 0 | 0 | 0 | 0 | 0 | 0 | 0 | 0 | 0 | 0 | 0 | 0 | 0 | 0 | 0 | 0 | 0 | 0 | 0 | 0 | 0 | 0 | 0 | 0 | 0 | 0 | 0 | 0 | 0 | 0 | 0 | 0 | 0 | 0 | 0 | 0 | 0 | 0 | 0 | 0 | 0 | 0 | 0 | 0 | 0 | 0 | 0 | 0 | 0 | 0 | 0 | 0 | 0 | 0 | 0 | 0 | 0 | 0 | 0 | 0 | 0 | 0 | 0 | 0 | 0 | 0 | 0 | 0 | 0 | 0 | 0 | 0 | 0 | 0 | 0 | 0 | 0 | 0 | 0 | 0 | 0 | 0 | 0 | 0 | 0 | 0 | 0 | 0 | 0 | 0 | 0 | 0 | 0 | 0 | 0 | 0 | 0 | 0 | 0 | 0 | 0 | 0 | 0 | 0 | 0 | 0 | 0 | 0 | 0 | 0 | 0 | 0 | 0 | 0 | 0 | 0 | 0 | 0 | 0 | 0 | 0 | 0 | 0 | 0 | 0 | 0 | 0 | 0 | 0 | 0 | 0 | 0 | 0 | 0 | 0 | 0 | 0 | 0 | 0 | 0 | 0 | 0 | 0 | 0 | 0 | 0 | 0 | 0 | 0 | 0 | 0 | 0 | 0 | 0 | 0 | 0 | 0 | 0 | 0 | 0 | 0 | 0 | 0 | 0 | 0 | 0 | 0 | 0 | 0 | 0 | 0 | 0 | 0 | 0 | 0 | 0 | 0 | 0 | 0 | 0 | 0 | 0 | 0 | 0 | 0 | 0 | 0 | 0 | 0 | 0 | 0 | 0 | 0 | 0 | 0 | 0 | 0 | 0 | 0 | 0 | 0 | 0 | 0 | 0 | 0 | 0 | 0 | 0 | 0 | 0 | 0 | 0 | 0 | 0 | 0 | 0 | 0 | 0 | 0 | 0 | 0 | 0 | 0 | 0 | 0 | 0 | 0 | 0 | 0 | 0 | 0 | 0 | 0 | 0 | 0 | 0 | 0 | 0 | 0 | 0 | 0 | 0 | 0 | 0 | 0 | 0 | 0 | 0 | 0 | 0 | 0 | 0 | 0 | 0 | 0 | 0 | 0 | 0 | 0 | 0 | 0 | 0 | 0 | 0 | 0 | 0 | 0 | 0 | 0 | 0 | 0 | 0 | 0 | 0 | 0 | 0 | 0 | 0 | 0 | 0 | 0 | 0 | 0 | 0 | 0 | 0.098718 | 0.098718 | 0.098718 | 0.098718 | 0.098718 | 0.098718 | 0.098718 | 0.098718 | 0.098718 | 0.098718 | 0.098718 | 0.098718 | 0.098718 | 0.098718 | 0.098718 | 0.098718 | 0.098718 | 0.098718 | 0.098718 | 0.098718 | 0.070265 | 0.070265 | 0.070265 | 0.070265 | 0.070265 | 0.070265 | 0.070265 | 0.070265 | 0.070265 | 0.070265 | 0.070265 | 0.070265 | 0.070265 | 0.070265 | 0.070265 | 0.070265 | 0.070265 | 0.070265 | 0.070265 | 0.070265
WA_Industrial_Paper and Printing_New_Process_Natural Gas_Commissioning_A | WA | Industrial | Paper and Printing | New | Process | Natural Gas | Commissioning | A | IM478 | New construction code | Optimized process design and controls | 10 | 317.5129 | 0 | 0 | 0.27 | 0 | 0 | 0 | 0.1336 |  | employee | 0% | 0% | Retrofit | Retro12Med | 75.44% | TBD | 0.2% | 0.98741 |  | 0.70281 |  | 0 | DL20_COM_CX-Refrig-2021PLN-V11-3 | 2018 AMIL BUS Retro-Commissioning Initiative | U.S. Department of Energy. Lawrence Berkeley National Labs and Building Commissioning Association. https://www.bcxa.org/wp-content/uploads/2020/09/1-s2.0- S0378778819319553-main.pdf | New construction code | New construction code | New construction code | New construction code | New construction code | New construction code | New construction code | New construction code | New construction code | New construction code | New construction code | New construction code | New construction code | New construction code | New construction code | New construction code | New construction code | New construction code | New construction code | New construction code | New construction code | New construction code | Optimized process design and controls | Optimized process design and controls | Optimized process design and controls | Optimized process design and controls | Optimized process design and controls | Optimized process design and controls | Optimized process design and controls | Optimized process design and controls | Optimized process design and controls | Optimized process design and controls | Optimized process design and controls | Optimized process design and controls | Optimized process design and controls | Optimized process design and controls | Optimized process design and controls | Optimized process design and controls | Optimized process design and controls | Optimized process design and controls | Optimized process design and controls | Optimized process design and controls | Optimized process design and controls | Optimized process design and controls | 0.27 | 0.27 | 0.27 | 0.27 | 0.27 | 0.27 | 0.27 | 0.27 | 0.27 | 0.27 | 0.27 | 0.27 | 0.27 | 0.27 | 0.27 | 0.27 | 0.27 | 0.27 | 0.27 | 0.27 | 0.27 | 0.27 | 0 | 0 | 317.5129 | 317.5129 | 317.5129 | 317.5129 | 317.5129 | 317.5129 | 317.5129 | 317.5129 | 317.5129 | 317.5129 | 317.5129 | 317.5129 | 317.5129 | 317.5129 | 317.5129 | 317.5129 | 317.5129 | 317.5129 | 317.5129 | 317.5129 | 0 | 0 | 0 | 0 | 0 | 0 | 0 | 0 | 0 | 0 | 0 | 0 | 0 | 0 | 0 | 0 | 0 | 0 | 0 | 0 | 0 | 0 | 0 | 0 | 0 | 0 | 0 | 0 | 0 | 0 | 0 | 0 | 0 | 0 | 0 | 0 | 0 | 0 | 0 | 0 | 0 | 0 | 0 | 0 | 0 | 0 | 0 | 0 | 0 | 0 | 0 | 0 | 0 | 0 | 0 | 0 | 0 | 0 | 0 | 0 | 0 | 0 | 0 | 0 | 0 | 0 | 0 | 0 | 0 | 0 | 0 | 0 | 0 | 0 | 0 | 0 | 0 | 0 | 0 | 0 | 0 | 0 | 0 | 0 | 0 | 0 | 0 | 0 | 0 | 0 | 0 | 0 | 0 | 0 | 0 | 0 | 0 | 0 | 0 | 0 | 0 | 0 | 0 | 0 | 0 | 0 | 0 | 0 | 0 | 0 | 0 | 0 | 0 | 0 | 0 | 0 | 0 | 0 | 0 | 0 | 0 | 0 | 0 | 0 | 0 | 0 | 0 | 0 | 0 | 0 | 0 | 0 | 0 | 0 | 0 | 0 | 0 | 0 | 0 | 0 | 0 | 0 | 0 | 0 | 0 | 0 | 0 | 0 | 0 | 0 | 0 | 0 | 0 | 0 | 0 | 0 | 0 | 0 | 0 | 0 | 0 | 0 | 0 | 0 | 0 | 0 | 0 | 0 | 0 | 0 | 0 | 0 | 0 | 0 | 0 | 0 | 0 | 0 | 0 | 0 | 0 | 0 | 0 | 0 | 0 | 0 | 0 | 0 | 0 | 0 | 0 | 0 | 0 | 0 | 0 | 0 | 0 | 0 | 0 | 0 | 0 | 0 | 0 | 0 | 0 | 0 | 0 | 0 | 0 | 0 | 0 | 0 | 0 | 0 | 0 | 0 | 0 | 0 | 0 | 0 | 0 | 0 | 0 | 0 | 0 | 0 | 0 | 0 | 0 | 0 | 0 | 0 | 0 | 0 | 0 | 0 | 0 | 0 | 0 | 0 | 0 | 0 | 0 | 0 | 0 | 0 | 0 | 0 | 0 | 0 | 0 | 0 | 0 | 0 | 0 | 0 | 0 | 0 | 0 | 0 | 0 | 0 | 0 | 0 | 0 | 0 | 0 | 0 | 0 | 0 | 0 | 0 | 0 | 0 | 0 | 0 | 0 | 0 | 0 | 0 | 0 | 0 | 0 | 0 | 0 | 0 | 0 | 0 | 0 | 0 | 0 | 0 | 0 | 0 | 0 | 0 | 0 | 0 | 0 | 0 | 0 | 0 | 0 | 0 | 0 | 0 | 0 | 0 | 0 | 0 | 0 | 0 | 0 | 0 | 0 | 0 | 0 | 0 | 0 | 0 | 0 | 0 | 0 | 0 | 0 | 0 | 0 | 0 | 0 | 0 | 0 | 0 | 0 | 0 | 0 | 0 | 0 | 0 | 0 | 0 | 0 | 0 | 0 | 0 | 0 | 0 | 0 | 0 | 0 | 0 | 0 | 0 | 0 | 0 | 0 | 0 | 0 | 0 | 0 | 0 | 0 | 0 | 0 | 0 | 0 | 0 | 0 | 0 | 0 | 0 | 0 | 0 | 0 | 0 | 0 | 0 | 0 | 0 | 0 | 0 | 0 | 0 | 0 | 0 | 0 | 0 | 0 | 0 | 0 | 0 | 0 | 0 | 0 | 0 | 0 | 0 | 0 | 0 | 0 | 0 | 0.098718 | 0.098718 | 0.098718 | 0.098718 | 0.098718 | 0.098718 | 0.098718 | 0.098718 | 0.098718 | 0.098718 | 0.098718 | 0.098718 | 0.098718 | 0.098718 | 0.098718 | 0.098718 | 0.098718 | 0.098718 | 0.098718 | 0.098718 | 0.070265 | 0.070265 | 0.070265 | 0.070265 | 0.070265 | 0.070265 | 0.070265 | 0.070265 | 0.070265 | 0.070265 | 0.070265 | 0.070265 | 0.070265 | 0.070265 | 0.070265 | 0.070265 | 0.070265 | 0.070265 | 0.070265 | 0.070265
WA_Industrial_Paper and Printing_New_Space Heating_Natural Gas_Retrocommissioning_A | WA | Industrial | Paper and Printing | New | Space Heating | Natural Gas | Retrocommissioning | A | IM479 | Vintage/existing building | Optimized HVAC flow and controls | 5 | 0 | 0 | 0 | 0 | 0 | 0 | 0 | 0 |  | employee | 0% | 0% | Retrofit | RetroEven20 | 80.75% | TBD | 0.2% | 290.8153 |  | 224.9517 |  | 0 | COM_RCX-Heating-7PLN-v5-18 | COM_RCX-Heating-7PLN-v5-18 | n/a | Vintage/existing building | Vintage/existing building | Vintage/existing building | Vintage/existing building | Vintage/existing building | Vintage/existing building | Vintage/existing building | Vintage/existing building | Vintage/existing building | Vintage/existing building | Vintage/existing building | Vintage/existing building | Vintage/existing building | Vintage/existing building | Vintage/existing building | Vintage/existing building | Vintage/existing building | Vintage/existing building | Vintage/existing building | Vintage/existing building | Vintage/existing building | Vintage/existing building | Optimized HVAC flow and controls | Optimized HVAC flow and controls | Optimized HVAC flow and controls | Optimized HVAC flow and controls | Optimized HVAC flow and controls | Optimized HVAC flow and controls | Optimized HVAC flow and controls | Optimized HVAC flow and controls | Optimized HVAC flow and controls | Optimized HVAC flow and controls | Optimized HVAC flow and controls | Optimized HVAC flow and controls | Optimized HVAC flow and controls | Optimized HVAC flow and controls | Optimized HVAC flow and controls | Optimized HVAC flow and controls | Optimized HVAC flow and controls | Optimized HVAC flow and controls | Optimized HVAC flow and controls | Optimized HVAC flow and controls | Optimized HVAC flow and controls | Optimized HVAC flow and controls | 0 | 0 | 0 | 0 | 0 | 0 | 0 | 0 | 0 | 0 | 0 | 0 | 0 | 0 | 0 | 0 | 0 | 0 | 0 | 0 | 0 | 0 | 0 | 0 | 0 | 0 | 0 | 0 | 0 | 0 | 0 | 0 | 0 | 0 | 0 | 0 | 0 | 0 | 0 | 0 | 0 | 0 | 0 | 0 | 0 | 0 | 0 | 0 | 0 | 0 | 0 | 0 | 0 | 0 | 0 | 0 | 0 | 0 | 0 | 0 | 0 | 0 | 0 | 0 | 0 | 0 | 0 | 0 | 0 | 0 | 0 | 0 | 0 | 0 | 0 | 0 | 0 | 0 | 0 | 0 | 0 | 0 | 0 | 0 | 0 | 0 | 0 | 0 | 0 | 0 | 0 | 0 | 0 | 0 | 0 | 0 | 0 | 0 | 0 | 0 | 0 | 0 | 0 | 0 | 0 | 0 | 0 | 0 | 0 | 0 | 0 | 0 | 0 | 0 | 0 | 0 | 0 | 0 | 0 | 0 | 0 | 0 | 0 | 0 | 0 | 0 | 0 | 0 | 0 | 0 | 0 | 0 | 0 | 0 | 0 | 0 | 0 | 0 | 0 | 0 | 0 | 0 | 0 | 0 | 0 | 0 | 0 | 0 | 0 | 0 | 0 | 0 | 0 | 0 | 0 | 0 | 0 | 0 | 0 | 0 | 0 | 0 | 0 | 0 | 0 | 0 | 0 | 0 | 0 | 0 | 0 | 0 | 0 | 0 | 0 | 0 | 0 | 0 | 0 | 0 | 0 | 0 | 0 | 0 | 0 | 0 | 0 | 0 | 0 | 0 | 0 | 0 | 0 | 0 | 0 | 0 | 0 | 0 | 0 | 0 | 0 | 0 | 0 | 0 | 0 | 0 | 0 | 0 | 0 | 0 | 0 | 0 | 0 | 0 | 0 | 0 | 0 | 0 | 0 | 0 | 0 | 0 | 0 | 0 | 0 | 0 | 0 | 0 | 0 | 0 | 0 | 0 | 0 | 0 | 0 | 0 | 0 | 0 | 0 | 0 | 0 | 0 | 0 | 0 | 0 | 0 | 0 | 0 | 0 | 0 | 0 | 0 | 0 | 0 | 0 | 0 | 0 | 0 | 0 | 0 | 0 | 0 | 0 | 0 | 0 | 0 | 0 | 0 | 0 | 0 | 0 | 0 | 0 | 0 | 0 | 0 | 0 | 0 | 0 | 0 | 0 | 0 | 0 | 0 | 0 | 0 | 0 | 0 | 0 | 0 | 0 | 0 | 0 | 0 | 0 | 0 | 0 | 0 | 0 | 0 | 0 | 0 | 0 | 0 | 0 | 0 | 0 | 0 | 0 | 0 | 0 | 0 | 0 | 0 | 0 | 0 | 0 | 0 | 0 | 0 | 0 | 0 | 0 | 0 | 0 | 0 | 0 | 0 | 0 | 0 | 0 | 0 | 0 | 0 | 0 | 0 | 0 | 0 | 0 | 0 | 0 | 0 | 0 | 0 | 0 | 0 | 0 | 0 | 0 | 0 | 0 | 0 | 0 | 0 | 0 | 0 | 0 | 0 | 0 | 0 | 0 | 0 | 0 | 0 | 0 | 0 | 0 | 0 | 0 | 0 | 0 | 0 | 0 | 0 | 0 | 0 | 0 | 0 | 0 | 0 | 0 | 0 | 0 | 0 | 0 | 0 | 0 | 0 | 0 | 0 | 0 | 0 | 0 | 0 | 0 | 0 | 0 | 0 | 0 | 0 | 0 | 0 | 0 | 0 | 0 | 0 | 0 | 0 | 0 | 0 | 0 | 0 | 0 | 0 | 0 | 0 | 0 | 0 | 0 | 0 | 0 | 0 | 0 | 0 | 0 | 0 | 0 | 0 | 0 | 0 | 0 | 0 | 0 | 0 | 0 | 0 | 0 | 0 | 0 | 0 | 0 | 0 | 0 | 0 | 0 | 0 | 0 | 0 | 0 | 0 | 0 | 0 | 0 | 0 | 0 | 0 | 0 | 0 | 0 | 0 | 0 | 0 | 0 | 0 | 0 | 0 | 0 | 0 | 0 | 0 | 0 | 0 | 0 | 0 | 0 | 0 | 0 | 0 | 0 | 0 | 0 | 0 | 0 | 0
WA_Industrial_Paper and Printing_New_Process_Natural Gas_Retrocommissioning_A | WA | Industrial | Paper and Printing | New | Process | Natural Gas | Retrocommissioning | A | IM480 | Vintage/existing building | Optimized process design and controls | 5 | 0 | 0 | 0 | 0 | 0 | 0 | 0 | 0 |  | employee | 0% | 0% | Retrofit | RetroEven20 | 80.75% | TBD | 0.2% | 290.8153 |  | 224.9517 |  | 0 | COM_RCX-Heating-7PLN-v5-18 | COM_RCX-Heating-7PLN-v5-18 | n/a | Vintage/existing building | Vintage/existing building | Vintage/existing building | Vintage/existing building | Vintage/existing building | Vintage/existing building | Vintage/existing building | Vintage/existing building | Vintage/existing building | Vintage/existing building | Vintage/existing building | Vintage/existing building | Vintage/existing building | Vintage/existing building | Vintage/existing building | Vintage/existing building | Vintage/existing building | Vintage/existing building | Vintage/existing building | Vintage/existing building | Vintage/existing building | Vintage/existing building | Optimized process design and controls | Optimized process design and controls | Optimized process design and controls | Optimized process design and controls | Optimized process design and controls | Optimized process design and controls | Optimized process design and controls | Optimized process design and controls | Optimized process design and controls | Optimized process design and controls | Optimized process design and controls | Optimized process design and controls | Optimized process design and controls | Optimized process design and controls | Optimized process design and controls | Optimized process design and controls | Optimized process design and controls | Optimized process design and controls | Optimized process design and controls | Optimized process design and controls | Optimized process design and controls | Optimized process design and controls | 0 | 0 | 0 | 0 | 0 | 0 | 0 | 0 | 0 | 0 | 0 | 0 | 0 | 0 | 0 | 0 | 0 | 0 | 0 | 0 | 0 | 0 | 0 | 0 | 0 | 0 | 0 | 0 | 0 | 0 | 0 | 0 | 0 | 0 | 0 | 0 | 0 | 0 | 0 | 0 | 0 | 0 | 0 | 0 | 0 | 0 | 0 | 0 | 0 | 0 | 0 | 0 | 0 | 0 | 0 | 0 | 0 | 0 | 0 | 0 | 0 | 0 | 0 | 0 | 0 | 0 | 0 | 0 | 0 | 0 | 0 | 0 | 0 | 0 | 0 | 0 | 0 | 0 | 0 | 0 | 0 | 0 | 0 | 0 | 0 | 0 | 0 | 0 | 0 | 0 | 0 | 0 | 0 | 0 | 0 | 0 | 0 | 0 | 0 | 0 | 0 | 0 | 0 | 0 | 0 | 0 | 0 | 0 | 0 | 0 | 0 | 0 | 0 | 0 | 0 | 0 | 0 | 0 | 0 | 0 | 0 | 0 | 0 | 0 | 0 | 0 | 0 | 0 | 0 | 0 | 0 | 0 | 0 | 0 | 0 | 0 | 0 | 0 | 0 | 0 | 0 | 0 | 0 | 0 | 0 | 0 | 0 | 0 | 0 | 0 | 0 | 0 | 0 | 0 | 0 | 0 | 0 | 0 | 0 | 0 | 0 | 0 | 0 | 0 | 0 | 0 | 0 | 0 | 0 | 0 | 0 | 0 | 0 | 0 | 0 | 0 | 0 | 0 | 0 | 0 | 0 | 0 | 0 | 0 | 0 | 0 | 0 | 0 | 0 | 0 | 0 | 0 | 0 | 0 | 0 | 0 | 0 | 0 | 0 | 0 | 0 | 0 | 0 | 0 | 0 | 0 | 0 | 0 | 0 | 0 | 0 | 0 | 0 | 0 | 0 | 0 | 0 | 0 | 0 | 0 | 0 | 0 | 0 | 0 | 0 | 0 | 0 | 0 | 0 | 0 | 0 | 0 | 0 | 0 | 0 | 0 | 0 | 0 | 0 | 0 | 0 | 0 | 0 | 0 | 0 | 0 | 0 | 0 | 0 | 0 | 0 | 0 | 0 | 0 | 0 | 0 | 0 | 0 | 0 | 0 | 0 | 0 | 0 | 0 | 0 | 0 | 0 | 0 | 0 | 0 | 0 | 0 | 0 | 0 | 0 | 0 | 0 | 0 | 0 | 0 | 0 | 0 | 0 | 0 | 0 | 0 | 0 | 0 | 0 | 0 | 0 | 0 | 0 | 0 | 0 | 0 | 0 | 0 | 0 | 0 | 0 | 0 | 0 | 0 | 0 | 0 | 0 | 0 | 0 | 0 | 0 | 0 | 0 | 0 | 0 | 0 | 0 | 0 | 0 | 0 | 0 | 0 | 0 | 0 | 0 | 0 | 0 | 0 | 0 | 0 | 0 | 0 | 0 | 0 | 0 | 0 | 0 | 0 | 0 | 0 | 0 | 0 | 0 | 0 | 0 | 0 | 0 | 0 | 0 | 0 | 0 | 0 | 0 | 0 | 0 | 0 | 0 | 0 | 0 | 0 | 0 | 0 | 0 | 0 | 0 | 0 | 0 | 0 | 0 | 0 | 0 | 0 | 0 | 0 | 0 | 0 | 0 | 0 | 0 | 0 | 0 | 0 | 0 | 0 | 0 | 0 | 0 | 0 | 0 | 0 | 0 | 0 | 0 | 0 | 0 | 0 | 0 | 0 | 0 | 0 | 0 | 0 | 0 | 0 | 0 | 0 | 0 | 0 | 0 | 0 | 0 | 0 | 0 | 0 | 0 | 0 | 0 | 0 | 0 | 0 | 0 | 0 | 0 | 0 | 0 | 0 | 0 | 0 | 0 | 0 | 0 | 0 | 0 | 0 | 0 | 0 | 0 | 0 | 0 | 0 | 0 | 0 | 0 | 0 | 0 | 0 | 0 | 0 | 0 | 0 | 0 | 0 | 0 | 0 | 0 | 0 | 0 | 0 | 0 | 0 | 0 | 0 | 0 | 0 | 0 | 0 | 0 | 0 | 0 | 0 | 0 | 0 | 0 | 0 | 0 | 0 | 0 | 0 | 0 | 0 | 0 | 0 | 0 | 0
WA_Industrial_Instruments_Existing_Space Heating_Natural Gas_Insulation - Roof/Ceiling_A | WA | Industrial | Instruments | Existing | Space Heating | Natural Gas | Insulation - Roof/Ceiling | A | IM481 | R-13 | R-38 | 45 | 0.083426 | 0 | 0 | 1.11 | 0.07 | 0 | 0 | 0.55255 |  | sqft | 60% | 100% | Retrofit | Retro3Slow | 81.94% | TBD | 0.2% | 154.0559 |  | 62.1977 |  | 1.3813 | RTF Wkbk - ComWeatherizationSchool_v3_1 | RTF Wkbk - ComWeatherizationSchool_v3_1 | Building Energy Simulation Tool | R-13 | R-13 | R-13 | R-13 | R-13 | R-13 | R-13 | R-13 | R-13 | R-13 | R-13 | R-13 | R-13 | R-13 | R-13 | R-13 | R-13 | R-13 | R-13 | R-13 | R-13 | R-13 | R-38 | R-38 | R-38 | R-38 | R-38 | R-38 | R-38 | R-38 | R-38 | R-38 | R-38 | R-38 | R-38 | R-38 | R-38 | R-38 | R-38 | R-38 | R-38 | R-38 | R-38 | R-38 | 1.11 | 1.11 | 1.11 | 1.11 | 1.11 | 1.11 | 1.11 | 1.11 | 1.11 | 1.11 | 1.11 | 1.11 | 1.11 | 1.11 | 1.11 | 1.11 | 1.11 | 1.11 | 1.11 | 1.11 | 1.11 | 1.11 | 0 | 0 | 0.082692 | 0.082116 | 0.081495 | 0.080819 | 0.080075 | 0.079253 | 0.078344 | 0.077343 | 0.076252 | 0.075083 | 0.073853 | 0.072582 | 0.071311 | 0.070064 | 0.068868 | 0.067777 | 0.066794 | 0.065913 | 0.065118 | 0.064386 | 1.6218 | 2.7698 | 4.2023 | 5.7337 | 7.1057 | 8.0634 | 8.4361 | 8.1847 | 7.4015 | 6.267 | 4.989 | 3.7478 | 2.6664 | 1.8022 | 1.1606 | 0.71434 | 0.42112 | 0.27652 | 0 | 0 | 1.6218 | 4.3803 | 8.5495 | 14.2122 | 21.1871 | 29.033 | 37.1362 | 44.8461 | 51.6154 | 57.0908 | 61.1444 | 63.8398 | 65.3885 | 66.0476 | 66.0805 | 65.7478 | 65.2159 | 64.6323 | 63.8525 | 63.1343 | 19612.5558 | 33730.2145 | 51564.5808 | 70945.7508 | 88737.7887 | 101742.4646 | 107679.6907 | 105823.1443 | 97065.3668 | 83467.8477 | 67553.0857 | 51635.4046 | 37391.155 | 25722.536 | 16852.696 | 10539.5387 | 6304.7615 | 4195.2504 | 0 | 0 | 19612.5558 | 53342.7703 | 104907.3511 | 175853.102 | 264590.8907 | 366333.3553 | 474013.0459 | 579836.1902 | 676901.557 | 760369.4047 | 827922.4904 | 879557.895 | 916949.0501 | 942671.5861 | 959524.282 | 970063.8207 | 976368.5823 | 980563.8327 | 980563.8327 | 980563.8327 | 1.3813 | 2.3642 | 3.5953 | 4.918 | 6.1113 | 6.9554 | 7.2999 | 7.1063 | 6.4496 | 5.4818 | 4.3812 | 3.3045 | 2.3602 | 1.6013 | 1.0348 | 0.63898 | 0.37782 | 0.24878 | 0 | 0 | 1.3813 | 3.7389 | 7.3146 | 12.1902 | 18.2223 | 25.0436 | 32.1346 | 38.9378 | 44.977 | 49.938 | 53.695 | 56.2895 | 57.8801 | 58.6827 | 58.9197 | 58.8119 | 58.5093 | 58.1473 | 57.5984 | 57.0986 | 16670.6724 | 28670.6823 | 43829.8937 | 60303.8882 | 75427.1204 | 86481.0949 | 91527.7371 | 89949.6726 | 82505.5618 | 70947.6706 | 57420.1228 | 43890.0939 | 31782.4818 | 21864.1556 | 14324.7916 | 8958.6079 | 5359.0473 | 3565.9628 | 0 | 0 | 16670.6724 | 45341.3548 | 89171.2485 | 149475.1367 | 224902.2571 | 311383.352 | 402911.089 | 492860.7617 | 575366.3234 | 646313.994 | 703734.1169 | 747624.2108 | 779406.6926 | 801270.8481 | 815595.6397 | 824554.2476 | 829913.2949 | 833479.2578 | 833479.2578 | 833479.2578 | 1.3814 | 2.3646 | 3.5962 | 4.9196 | 6.114 | 6.9589 | 7.3041 | 7.1109 | 6.454 | 5.4858 | 4.3845 | 3.3072 | 2.3622 | 1.6026 | 1.0357 | 0.63955 | 0.37816 | 0.24901 | 0 | 0 | 1.3814 | 3.7395 | 7.3164 | 12.1943 | 18.2301 | 25.0563 | 32.1531 | 38.9625 | 45.0078 | 49.9743 | 53.736 | 56.3344 | 57.9278 | 58.7327 | 58.9714 | 58.8649 | 58.5629 | 58.2015 | 57.653 | 57.1537 | 16670.6724 | 28670.6823 | 43829.8937 | 60303.8882 | 75427.1204 | 86481.0949 | 91527.7371 | 89949.6726 | 82505.5618 | 70947.6706 | 57420.1228 | 43890.0939 | 31782.4818 | 21864.1556 | 14324.7916 | 8958.6079 | 5359.0473 | 3565.9628 | 0 | 0 | 16670.6724 | 45341.3548 | 89171.2485 | 149475.1367 | 224902.2571 | 311383.352 | 402911.089 | 492860.7617 | 575366.3234 | 646313.994 | 703734.1169 | 747624.2108 | 779406.6926 | 801270.8481 | 815595.6397 | 824554.2476 | 829913.2949 | 833479.2578 | 833479.2578 | 833479.2578 | 0 | 0 | 0 | 0 | 0 | 0 | 0 | 0 | 0 | 0 | 0 | 0 | 0 | 0 | 0 | 0 | 0 | 0 | 0 | 0 | 0 | 0 | 0 | 0 | 0 | 0 | 0 | 0 | 0 | 0 | 0 | 0 | 0 | 0 | 0 | 0 | 0 | 0 | 0 | 0 | 0 | 0 | 0 | 0 | 0 | 0 | 0 | 0 | 0 | 0 | 0 | 0 | 0 | 0 | 0 | 0 | 0 | 0 | 0 | 0 | 0 | 0 | 0 | 0 | 0 | 0 | 0 | 0 | 0 | 0 | 0 | 0 | 0 | 0 | 0 | 0 | 0 | 0 | 0 | 0 | 1.3813 | 2.3642 | 3.5953 | 4.918 | 6.1113 | 6.9554 | 7.2999 | 7.1063 | 6.4496 | 5.4818 | 4.3812 | 3.3045 | 2.3602 | 1.6013 | 1.0348 | 0.63898 | 0.37782 | 0.24878 | 0 | 0 | 1.3813 | 3.7389 | 7.3146 | 12.1902 | 18.2223 | 25.0436 | 32.1346 | 38.9378 | 44.977 | 49.938 | 53.695 | 56.2895 | 57.8801 | 58.6827 | 58.9197 | 58.8119 | 58.5093 | 58.1473 | 57.5984 | 57.0986 | 16670.6724 | 28670.6823 | 43829.8937 | 60303.8882 | 75427.1204 | 86481.0949 | 91527.7371 | 89949.6726 | 82505.5618 | 70947.6706 | 57420.1228 | 43890.0939 | 31782.4818 | 21864.1556 | 14324.7916 | 8958.6079 | 5359.0473 | 3565.9628 | 0 | 0 | 16670.6724 | 45341.3548 | 89171.2485 | 149475.1367 | 224902.2571 | 311383.352 | 402911.089 | 492860.7617 | 575366.3234 | 646313.994 | 703734.1169 | 747624.2108 | 779406.6926 | 801270.8481 | 815595.6397 | 824554.2476 | 829913.2949 | 833479.2578 | 833479.2578 | 833479.2578 | 1806.8526 | 1811.1592 | 1815.4698 | 1819.752 | 1823.9747 | 1828.1081 | 1832.1236 | 1835.9937 | 1839.6923 | 1843.1942 | 1846.5082 | 1849.6424 | 1852.605 | 1855.4034 | 1858.0451 | 1860.5368 | 1862.8853 | 1865.0969 | 1867.1776 | 1869.1331 | 486.0611 | 487.2196 | 488.3792 | 489.5311 | 490.6671 | 491.779 | 492.8592 | 493.9003 | 494.8953 | 495.8373 | 496.7288 | 497.5719 | 498.3689 | 499.1217 | 499.8323 | 500.5027 | 501.1344 | 501.7294 | 502.2891 | 502.8151
WA_Industrial_Instruments_Existing_Space Heating_Natural Gas_Insulation - Wall Cavity_A | WA | Industrial | Instruments | Existing | Space Heating | Natural Gas | Insulation - Wall Cavity | A | IM482 | R-11 or less | R-21 | 45 | 0.018251 | 0 | 0 | 0.33 | 0.02 | 0 | 0 | 0.16525 |  | sqft | 60% | 100% | Retrofit | Retro3Slow | 81.94% | TBD | 0.2% | 102.1535 |  | 50.0819 |  | 0.30121 | RTF Wkbk - ComWeatherizationSchool_v3_1 | RTF Wkbk - ComWeatherizationSchool_v3_1 | Building Energy Simulation Tool | R-11 or less | R-11 or less | R-11 or less | R-11 or less | R-11 or less | R-11 or less | R-11 or less | R-11 or less | R-11 or less | R-11 or less | R-11 or less | R-11 or less | R-11 or less | R-11 or less | R-11 or less | R-11 or less | R-11 or less | R-11 or less | R-11 or less | R-11 or less | R-11 or less | R-11 or less | R-21 | R-21 | R-21 | R-21 | R-21 | R-21 | R-21 | R-21 | R-21 | R-21 | R-21 | R-21 | R-21 | R-21 | R-21 | R-21 | R-21 | R-21 | R-21 | R-21 | R-21 | R-21 | 0.33 | 0.33 | 0.33 | 0.33 | 0.33 | 0.33 | 0.33 | 0.33 | 0.33 | 0.33 | 0.33 | 0.33 | 0.33 | 0.33 | 0.33 | 0.33 | 0.33 | 0.33 | 0.33 | 0.33 | 0.33 | 0.33 | 0 | 0 | 0.018022 | 0.017777 | 0.017458 | 0.017055 | 0.016571 | 0.01602 | 0.015426 | 0.014816 | 0.014218 | 0.013654 | 0.013136 | 0.01267 | 0.012256 | 0.01189 | 0.011566 | 0.011284 | 0.011036 | 0.010812 | 0.010619 | 0.010436 | 0.35345 | 0.59962 | 0.90021 | 1.21 | 1.4705 | 1.6299 | 1.661 | 1.5679 | 1.3801 | 1.1397 | 0.88739 | 0.65421 | 0.45828 | 0.30585 | 0.19492 | 0.11893 | 0.069577 | 0.045361 | 0 | 0 | 0.35345 | 0.94827 | 1.8315 | 2.9993 | 4.3847 | 5.8687 | 7.312 | 8.5908 | 9.6243 | 10.382 | 10.8758 | 11.1438 | 11.2384 | 11.2087 | 11.0982 | 10.9461 | 10.7748 | 10.6023 | 10.4127 | 10.2336 | 19612.5558 | 33730.2145 | 51564.5808 | 70945.7508 | 88737.7887 | 101742.4646 | 107679.6907 | 105823.1443 | 97065.3668 | 83467.8477 | 67553.0857 | 51635.4046 | 37391.155 | 25722.536 | 16852.696 | 10539.5387 | 6304.7615 | 4195.2504 | 0 | 0 | 19612.5558 | 53342.7703 | 104907.3511 | 175853.102 | 264590.8907 | 366333.3553 | 474013.0459 | 579836.1902 | 676901.557 | 760369.4047 | 827922.4904 | 879557.895 | 916949.0501 | 942671.5861 | 959524.282 | 970063.8207 | 976368.5823 | 980563.8327 | 980563.8327 | 980563.8327 | 0.30121 | 0.51263 | 0.77264 | 1.0436 | 1.2756 | 1.4233 | 1.4612 | 1.3903 | 1.2338 | 1.0272 | 0.80612 | 0.59872 | 0.42223 | 0.28351 | 0.18168 | 0.11138 | 0.065451 | 0.042848 | 0 | 0 | 0.30121 | 0.81069 | 1.5719 | 2.5867 | 3.8034 | 5.1248 | 6.4325 | 7.6177 | 8.6042 | 9.3575 | 9.8797 | 10.1986 | 10.3544 | 10.39 | 10.3439 | 10.2517 | 10.1359 | 10.0149 | 9.873 | 9.7396 | 16670.6724 | 28670.6823 | 43829.8937 | 60303.8882 | 75427.1204 | 86481.0949 | 91527.7371 | 89949.6726 | 82505.5618 | 70947.6706 | 57420.1228 | 43890.0939 | 31782.4818 | 21864.1556 | 14324.7916 | 8958.6079 | 5359.0473 | 3565.9628 | 0 | 0 | 16670.6724 | 45341.3548 | 89171.2485 | 149475.1367 | 224902.2571 | 311383.352 | 402911.089 | 492860.7617 | 575366.3234 | 646313.994 | 703734.1169 | 747624.2108 | 779406.6926 | 801270.8481 | 815595.6397 | 824554.2476 | 829913.2949 | 833479.2578 | 833479.2578 | 833479.2578 | 0.30127 | 0.5128 | 0.77304 | 1.0443 | 1.2767 | 1.4249 | 1.4632 | 1.3924 | 1.2359 | 1.0291 | 0.80777 | 0.60004 | 0.42322 | 0.28421 | 0.18215 | 0.11168 | 0.065634 | 0.042972 | 0 | 0 | 0.30127 | 0.81097 | 1.5727 | 2.5885 | 3.8069 | 5.1305 | 6.441 | 7.6292 | 8.6188 | 9.375 | 9.8999 | 10.221 | 10.3786 | 10.4156 | 10.3707 | 10.2794 | 10.1642 | 10.0438 | 9.9025 | 9.7696 | 16670.6724 | 28670.6823 | 43829.8937 | 60303.8882 | 75427.1204 | 86481.0949 | 91527.7371 | 89949.6726 | 82505.5618 | 70947.6706 | 57420.1228 | 43890.0939 | 31782.4818 | 21864.1556 | 14324.7916 | 8958.6079 | 5359.0473 | 3565.9628 | 0 | 0 | 16670.6724 | 45341.3548 | 89171.2485 | 149475.1367 | 224902.2571 | 311383.352 | 402911.089 | 492860.7617 | 575366.3234 | 646313.994 | 703734.1169 | 747624.2108 | 779406.6926 | 801270.8481 | 815595.6397 | 824554.2476 | 829913.2949 | 833479.2578 | 833479.2578 | 833479.2578 | 0 | 0 | 0 | 0 | 0 | 0 | 0 | 0 | 0 | 0 | 0 | 0 | 0 | 0 | 0 | 0 | 0 | 0 | 0 | 0 | 0 | 0 | 0 | 0 | 0 | 0 | 0 | 0 | 0 | 0 | 0 | 0 | 0 | 0 | 0 | 0 | 0 | 0 | 0 | 0 | 0 | 0 | 0 | 0 | 0 | 0 | 0 | 0 | 0 | 0 | 0 | 0 | 0 | 0 | 0 | 0 | 0 | 0 | 0 | 0 | 0 | 0 | 0 | 0 | 0 | 0 | 0 | 0 | 0 | 0 | 0 | 0 | 0 | 0 | 0 | 0 | 0 | 0 | 0 | 0 | 0.30218 | 0.51716 | 0.78642 | 1.0757 | 1.3366 | 1.5211 | 1.5962 | 1.5538 | 1.41 | 1.1984 | 0.95767 | 0.72228 | 0.51584 | 0.34995 | 0.22615 | 0.13963 | 0.08256 | 0.054361 | 0 | 0 | 0.30218 | 0.81787 | 1.6 | 2.6662 | 3.9853 | 5.4767 | 7.0268 | 8.5136 | 9.8332 | 10.9168 | 11.7371 | 12.3033 | 12.6501 | 12.8248 | 12.876 | 12.8519 | 12.7854 | 12.706 | 12.5857 | 12.4762 | 16670.6724 | 28670.6823 | 43829.8937 | 60303.8882 | 75427.1204 | 86481.0949 | 91527.7371 | 89949.6726 | 82505.5618 | 70947.6706 | 57420.1228 | 43890.0939 | 31782.4818 | 21864.1556 | 14324.7916 | 8958.6079 | 5359.0473 | 3565.9628 | 0 | 0 | 16670.6724 | 45341.3548 | 89171.2485 | 149475.1367 | 224902.2571 | 311383.352 | 402911.089 | 492860.7617 | 575366.3234 | 646313.994 | 703734.1169 | 747624.2108 | 779406.6926 | 801270.8481 | 815595.6397 | 824554.2476 | 829913.2949 | 833479.2578 | 833479.2578 | 833479.2578 | 2133.0458 | 2138.1299 | 2143.2187 | 2148.274 | 2153.259 | 2158.1386 | 2162.879 | 2167.4478 | 2171.8141 | 2175.9482 | 2179.8605 | 2183.5606 | 2187.0579 | 2190.3616 | 2193.4801 | 2196.4217 | 2199.1942 | 2201.8051 | 2204.2613 | 2206.5698 | 660.5423 | 662.1167 | 663.6926 | 665.2581 | 666.8018 | 668.3129 | 669.7808 | 671.1956 | 672.5478 | 673.828 | 675.0395 | 676.1853 | 677.2683 | 678.2914 | 679.2571 | 680.168 | 681.0266 | 681.8351 | 682.5957 | 683.3106
WA_Industrial_Instruments_Existing_Space Heating_Natural Gas_Insulation - Ducting_A | WA | Industrial | Instruments | Existing | Space Heating | Natural Gas | Insulation - Ducting | A | IM483 | ~2°F thermal losses | 50% reduction in thermal losses | 20 | 0.0014555 | 0 | 0 | 1.52 | 0 | 0 | 0 | 0.76105 |  | sqft | 40% | 60% | Retrofit | Retro5Med | 81.71% | TBD | 0.2% | 181.9563 |  | 115.0963 |  | 0.0030073 | MA TRM - 2019-2021 - COM-HVAC-DI | MEMD - MMD8.25.01.FESH23.v01 | Building Energy Simulation Tool | ~2°F thermal losses | ~2°F thermal losses | ~2°F thermal losses | ~2°F thermal losses | ~2°F thermal losses | ~2°F thermal losses | ~2°F thermal losses | ~2°F thermal losses | ~2°F thermal losses | ~2°F thermal losses | ~2°F thermal losses | ~2°F thermal losses | ~2°F thermal losses | ~2°F thermal losses | ~2°F thermal losses | ~2°F thermal losses | ~2°F thermal losses | ~2°F thermal losses | ~2°F thermal losses | ~2°F thermal losses | ~2°F thermal losses | ~2°F thermal losses | 50% reduction in thermal losses | 50% reduction in thermal losses | 50% reduction in thermal losses | 50% reduction in thermal losses | 50% reduction in thermal losses | 50% reduction in thermal losses | 50% reduction in thermal losses | 50% reduction in thermal losses | 50% reduction in thermal losses | 50% reduction in thermal losses | 50% reduction in thermal losses | 50% reduction in thermal losses | 50% reduction in thermal losses | 50% reduction in thermal losses | 50% reduction in thermal losses | 50% reduction in thermal losses | 50% reduction in thermal losses | 50% reduction in thermal losses | 50% reduction in thermal losses | 50% reduction in thermal losses | 50% reduction in thermal losses | 50% reduction in thermal losses | 1.52 | 1.52 | 1.52 | 1.52 | 1.52 | 1.52 | 1.52 | 1.52 | 1.52 | 1.52 | 1.52 | 1.52 | 1.52 | 1.52 | 1.52 | 1.52 | 1.52 | 1.52 | 1.52 | 1.52 | 1.52 | 1.52 | 0 | 0 | 0.0014244 | 0.0013957 | 0.0013603 | 0.0013176 | 0.0012681 | 0.0012134 | 0.0011558 | 0.0010981 | 0.0010427 | 0.00099121 | 0.0009447 | 0.00090328 | 0.00086687 | 0.00083485 | 0.0008066 | 0.00078188 | 0.00076005 | 0.00074031 | 0.00072303 | 0.00070667 | 0.0035272 | 0.0041705 | 0.0048883 | 0.0054017 | 0.0058276 | 0.0064066 | 0.0065794 | 0.0062756 | 0.0055186 | 0.0044319 | 0.0032123 | 0.0019977 | 0.001094 | 0.00049854 | 0.00020027 | 6.9377e-05 | 2.0702e-05 | 4.3191e-06 | 6.8141e-07 | 7.8563e-08 | 0.0035272 | 0.0076267 | 0.012322 | 0.017337 | 0.022513 | 0.027948 | 0.033201 | 0.037819 | 0.041428 | 0.043816 | 0.044972 | 0.044998 | 0.044278 | 0.043141 | 0.041881 | 0.040668 | 0.039553 | 0.03853 | 0.037631 | 0.03678 | 2476.3202 | 2988.1034 | 3593.5199 | 4099.5878 | 4595.4766 | 5280.0324 | 5692.4107 | 5714.9375 | 5292.7869 | 4471.1573 | 3400.3156 | 2211.601 | 1262.0148 | 597.1603 | 248.2888 | 88.7302 | 27.2375 | 5.8342 | 0.94244 | 0.11117 | 2476.3202 | 5464.4235 | 9057.9434 | 13157.5312 | 17753.0078 | 23033.0402 | 28725.4509 | 34440.3884 | 39733.1753 | 44204.3325 | 47604.6481 | 49816.2491 | 51078.2639 | 51675.4242 | 51923.713 | 52012.4431 | 52039.6806 | 52045.5148 | 52046.4572 | 52046.5684 | 0.0030073 | 0.0035688 | 0.0042023 | 0.00467 | 0.0050721 | 0.0056195 | 0.0058208 | 0.0056031 | 0.0049736 | 0.0040315 | 0.0029482 | 0.0018489 | 0.0010202 | 0.00046813 | 0.00018922 | 6.5914e-05 | 1.9768e-05 | 4.1441e-06 | 6.5668e-07 | 7.6043e-08 | 0.0030073 | 0.0065264 | 0.010593 | 0.014988 | 0.019594 | 0.024514 | 0.029374 | 0.033767 | 0.037337 | 0.039857 | 0.041275 | 0.041647 | 0.041293 | 0.04051 | 0.039571 | 0.038638 | 0.037769 | 0.036969 | 0.036265 | 0.0356 | 2104.8721 | 2539.8879 | 3054.4919 | 3484.6496 | 3906.1551 | 4488.0275 | 4838.5491 | 4857.6969 | 4498.8688 | 3800.4837 | 2890.2683 | 1879.8608 | 1072.7126 | 507.5862 | 211.0455 | 75.4206 | 23.1518 | 4.959 | 0.80108 | 0.094498 | 2104.8721 | 4644.76 | 7699.2519 | 11183.9015 | 15090.0566 | 19578.0842 | 24416.6332 | 29274.3301 | 33773.199 | 37573.6827 | 40463.9509 | 42343.8118 | 43416.5243 | 43924.1106 | 44135.156 | 44210.5767 | 44233.7285 | 44238.6876 | 44239.4886 | 44239.5831 | 0 | 0 | 0 | 0 | 0 | 0 | 0 | 0 | 0 | 0 | 0 | 0 | 0 | 0 | 0 | 0 | 0 | 0 | 0 | 0 | 0 | 0 | 0 | 0 | 0 | 0 | 0 | 0 | 0 | 0 | 0 | 0 | 0 | 0 | 0 | 0 | 0 | 0 | 0 | 0 | 0 | 0 | 0 | 0 | 0 | 0 | 0 | 0 | 0 | 0 | 0 | 0 | 0 | 0 | 0 | 0 | 0 | 0 | 0 | 0 | 0 | 0 | 0 | 0 | 0 | 0 | 0 | 0 | 0 | 0 | 0 | 0 | 0 | 0 | 0 | 0 | 0 | 0 | 0 | 0 | 0 | 0 | 0 | 0 | 0 | 0 | 0 | 0 | 0 | 0 | 0 | 0 | 0 | 0 | 0 | 0 | 0 | 0 | 0 | 0 | 0 | 0 | 0 | 0 | 0 | 0 | 0 | 0 | 0 | 0 | 0 | 0 | 0 | 0 | 0 | 0 | 0 | 0 | 0 | 0 | 0 | 0 | 0 | 0 | 0 | 0 | 0 | 0 | 0 | 0 | 0 | 0 | 0 | 0 | 0 | 0 | 0 | 0 | 0 | 0 | 0 | 0 | 0 | 0 | 0 | 0 | 0 | 0 | 0 | 0 | 0 | 0 | 0 | 0 | 0 | 0 | 0 | 0 | 0 | 0 | 0 | 0 | 0 | 0 | 0 | 0 | 0 | 0 | 0 | 0 | 0 | 0 | 0 | 0 | 0 | 0 | 0 | 0 | 0 | 0 | 0 | 0 | 0 | 0 | 0 | 0 | 0 | 0 | 0 | 0 | 0 | 0 | 0 | 0 | 0 | 0 | 0 | 0 | 0 | 0 | 0 | 0 | 0 | 0 | 0 | 0 | 0 | 0 | 0 | 0 | 0 | 0 | 0 | 0 | 0 | 0 | 0 | 0 | 0 | 0 | 0 | 0 | 0 | 0 | 0 | 0 | 0 | 0 | 0 | 0 | 0 | 0 | 0 | 0 | 0 | 0 | 0 | 0 | 0 | 0 | 96876.3067 | 97415.1157 | 97958.9625 | 98503.4617 | 99044.2953 | 99577.2104 | 100098.0199 | 100602.6075 | 101086.9348 | 101547.0515 | 101983.9453 | 102398.5876 | 102791.931 | 103164.907 | 103518.4243 | 103853.3668 | 104170.5929 | 104470.934 | 104755.1943 | 105024.1502 | 61233.7027 | 61574.2737 | 61918.0291 | 62262.1969 | 62604.0477 | 62940.8934 | 63270.0873 | 63589.0277 | 63895.1619 | 64185.9931 | 64462.1455 | 64724.2332 | 64972.8582 | 65208.6094 | 65432.061 | 65643.7719 | 65844.2846 | 66034.1246 | 66213.8002 | 66383.8022
WA_Industrial_Instruments_Existing_Space Heating_Natural Gas_HVAC - Duct Repair and Sealing_A | WA | Industrial | Instruments | Existing | Space Heating | Natural Gas | HVAC - Duct Repair and Sealing | A | IM484 | Poorly sealed/leaky ducts | 30% reduced duct leaking | 20 | 0.0041167 | 0 | 0 | 0.07 | 0 | 0 | 0 | 0.035 |  | sqft | 15% | 50% | Retrofit | RetroEven20 | 80.75% | TBD | 0.2% | 115.7227 |  | 72.9112 |  | 0.01735 | MA TRM - 2019-2021 - COM-HVAC-DS | RS Means Cost Calculator 2019 IRP DSM TRM Extract | Building Energy Simulation Tool | Poorly sealed/leaky ducts | Poorly sealed/leaky ducts | Poorly sealed/leaky ducts | Poorly sealed/leaky ducts | Poorly sealed/leaky ducts | Poorly sealed/leaky ducts | Poorly sealed/leaky ducts | Poorly sealed/leaky ducts | Poorly sealed/leaky ducts | Poorly sealed/leaky ducts | Poorly sealed/leaky ducts | Poorly sealed/leaky ducts | Poorly sealed/leaky ducts | Poorly sealed/leaky ducts | Poorly sealed/leaky ducts | Poorly sealed/leaky ducts | Poorly sealed/leaky ducts | Poorly sealed/leaky ducts | Poorly sealed/leaky ducts | Poorly sealed/leaky ducts | Poorly sealed/leaky ducts | Poorly sealed/leaky ducts | 30% reduced duct leaking | 30% reduced duct leaking | 30% reduced duct leaking | 30% reduced duct leaking | 30% reduced duct leaking | 30% reduced duct leaking | 30% reduced duct leaking | 30% reduced duct leaking | 30% reduced duct leaking | 30% reduced duct leaking | 30% reduced duct leaking | 30% reduced duct leaking | 30% reduced duct leaking | 30% reduced duct leaking | 30% reduced duct leaking | 30% reduced duct leaking | 30% reduced duct leaking | 30% reduced duct leaking | 30% reduced duct leaking | 30% reduced duct leaking | 30% reduced duct leaking | 30% reduced duct leaking | 0.07 | 0.07 | 0.07 | 0.07 | 0.07 | 0.07 | 0.07 | 0.07 | 0.07 | 0.07 | 0.07 | 0.07 | 0.07 | 0.07 | 0.07 | 0.07 | 0.07 | 0.07 | 0.07 | 0.07 | 0.07 | 0.07 | 0 | 0 | 0.0040402 | 0.003973 | 0.0038895 | 0.003788 | 0.0036693 | 0.0035366 | 0.0033954 | 0.0032521 | 0.0031126 | 0.0029816 | 0.0028618 | 0.002754 | 0.0026584 | 0.0025739 | 0.002499 | 0.0024336 | 0.002376 | 0.0023242 | 0.0022792 | 0.0022367 | 0.020359 | 0.019675 | 0.018929 | 0.018118 | 0.017247 | 0.016337 | 0.015414 | 0.014509 | 0.013647 | 0.012847 | 0.012118 | 0.011461 | 0.010873 | 0.010345 | 0.0098712 | 0.009447 | 0.0090645 | 0.008714 | 0.0083978 | 0.0080994 | 0.020359 | 0.039695 | 0.05779 | 0.0744 | 0.089314 | 0.10242 | 0.11375 | 0.12345 | 0.13181 | 0.13911 | 0.14563 | 0.15161 | 0.15722 | 0.16257 | 0.16771 | 0.17277 | 0.17774 | 0.18258 | 0.18744 | 0.19205 | 5039.0236 | 4952.1439 | 4866.7621 | 4782.8524 | 4700.3894 | 4619.3482 | 4539.7043 | 4461.4335 | 4384.5123 | 4308.9172 | 4234.6256 | 4161.6148 | 4089.8628 | 4019.3479 | 3950.0488 | 3881.9445 | 3815.0144 | 3749.2383 | 3684.5963 | 3621.0688 | 5039.0236 | 9991.1675 | 14857.9296 | 19640.782 | 24341.1714 | 28960.5197 | 33500.224 | 37961.6575 | 42346.1698 | 46655.087 | 50889.7125 | 55051.3273 | 59141.1901 | 63160.538 | 67110.5868 | 70992.5313 | 74807.5458 | 78556.7841 | 82241.3804 | 85862.4492 | 0.01735 | 0.01682 | 0.016246 | 0.015625 | 0.01496 | 0.014265 | 0.013559 | 0.012864 | 0.012199 | 0.011578 | 0.011007 | 0.010487 | 0.010016 | 0.0095878 | 0.0091982 | 0.0088457 | 0.0085248 | 0.008229 | 0.0079604 | 0.0077062 | 0.01735 | 0.033936 | 0.049599 | 0.064163 | 0.07747 | 0.089431 | 0.10006 | 0.10946 | 0.11782 | 0.12536 | 0.13228 | 0.13873 | 0.14483 | 0.15066 | 0.15628 | 0.16177 | 0.16716 | 0.17242 | 0.17768 | 0.18273 | 4283.1701 | 4209.3223 | 4136.7478 | 4065.4245 | 3995.331 | 3926.446 | 3858.7487 | 3792.2185 | 3726.8354 | 3662.5796 | 3599.4317 | 3537.3726 | 3476.3834 | 3416.4457 | 3357.5415 | 3299.6528 | 3242.7623 | 3186.8526 | 3131.9068 | 3077.9085 | 4283.1701 | 8492.4924 | 12629.2401 | 16694.6647 | 20689.9957 | 24616.4417 | 28475.1904 | 32267.4089 | 35994.2443 | 39656.8239 | 43256.2557 | 46793.6282 | 50270.0116 | 53686.4573 | 57043.9988 | 60343.6516 | 63586.4139 | 66773.2665 | 69905.1733 | 72983.0818 | 0 | 0 | 0 | 0 | 0 | 0 | 0 | 0 | 0 | 0 | 0 | 0 | 0 | 0 | 0 | 0 | 0 | 0 | 0 | 0 | 0 | 0 | 0 | 0 | 0 | 0 | 0 | 0 | 0 | 0 | 0 | 0 | 0 | 0 | 0 | 0 | 0 | 0 | 0 | 0 | 0 | 0 | 0 | 0 | 0 | 0 | 0 | 0 | 0 | 0 | 0 | 0 | 0 | 0 | 0 | 0 | 0 | 0 | 0 | 0 | 0 | 0 | 0 | 0 | 0 | 0 | 0 | 0 | 0 | 0 | 0 | 0 | 0 | 0 | 0 | 0 | 0 | 0 | 0 | 0 | 0 | 0 | 0 | 0 | 0 | 0 | 0 | 0 | 0 | 0 | 0 | 0 | 0 | 0 | 0 | 0 | 0 | 0 | 0 | 0 | 0 | 0 | 0 | 0 | 0 | 0 | 0 | 0 | 0 | 0 | 0 | 0 | 0 | 0 | 0 | 0 | 0 | 0 | 0 | 0 | 0 | 0 | 0 | 0 | 0 | 0 | 0 | 0 | 0 | 0 | 0 | 0 | 0 | 0 | 0 | 0 | 0 | 0 | 0 | 0 | 0 | 0 | 0 | 0 | 0 | 0 | 0 | 0 | 0 | 0 | 0 | 0 | 0 | 0 | 0 | 0 | 0 | 0 | 0 | 0 | 0 | 0 | 0 | 0 | 0 | 0 | 0 | 0 | 0 | 0 | 0 | 0 | 0 | 0 | 0 | 0 | 0 | 0 | 0 | 0 | 0 | 0 | 0 | 0 | 0 | 0 | 0 | 0 | 0 | 0 | 0 | 0 | 0 | 0 | 0 | 0 | 0 | 0 | 0 | 0 | 0 | 0 | 0 | 0 | 0 | 0 | 0 | 0 | 0 | 0 | 0 | 0 | 0 | 0 | 0 | 0 | 0 | 0 | 0 | 0 | 0 | 0 | 0 | 0 | 0 | 0 | 0 | 0 | 0 | 0 | 0 | 0 | 0 | 0 | 0 | 0 | 0 | 0 | 0 | 0 | 1815.6571 | 1825.7555 | 1835.9482 | 1846.1533 | 1856.2896 | 1866.2775 | 1876.0385 | 1885.4955 | 1894.5727 | 1903.1963 | 1911.3845 | 1919.1558 | 1926.5278 | 1933.5181 | 1940.1438 | 1946.4212 | 1952.3667 | 1957.9957 | 1963.3233 | 1968.3641 | 997.0604 | 1002.6059 | 1008.2032 | 1013.8073 | 1019.3736 | 1024.8584 | 1030.2186 | 1035.4119 | 1040.3966 | 1045.1322 | 1049.6288 | 1053.8963 | 1057.9446 | 1061.7833 | 1065.4218 | 1068.869 | 1072.134 | 1075.2251 | 1078.1507 | 1080.9189
WA_Industrial_Instruments_Existing_Space Heating_Natural Gas_Windows - High Efficiency_A | WA | Industrial | Instruments | Existing | Space Heating | Natural Gas | Windows - High Efficiency | A | IM485 | U-.5 or worse | U-.22 or better | 45 | 0.0078041 | 0 | 0 | 0.23 | 0.01 | 0 | 0 | 0.11455 |  | sqft | 45% | 100% | Retrofit | Retro1Slow | 84.81% | TBD | 0.2% | 94.3767 |  | 48.5224 |  | 0.02605 | RTF Wkbk - ComWeatherizationSchool_v3_1 | RTF Wkbk - ComWeatherizationSchool_v3_1 | Building Energy Simulation Tool | U-.5 or worse | U-.5 or worse | U-.5 or worse | U-.5 or worse | U-.5 or worse | U-.5 or worse | U-.5 or worse | U-.5 or worse | U-.5 or worse | U-.5 or worse | U-.5 or worse | U-.5 or worse | U-.5 or worse | U-.5 or worse | U-.5 or worse | U-.5 or worse | U-.5 or worse | U-.5 or worse | U-.5 or worse | U-.5 or worse | U-.5 or worse | U-.5 or worse | U-.22 or better | U-.22 or better | U-.22 or better | U-.22 or better | U-.22 or better | U-.22 or better | U-.22 or better | U-.22 or better | U-.22 or better | U-.22 or better | U-.22 or better | U-.22 or better | U-.22 or better | U-.22 or better | U-.22 or better | U-.22 or better | U-.22 or better | U-.22 or better | U-.22 or better | U-.22 or better | U-.22 or better | U-.22 or better | 0.23 | 0.23 | 0.23 | 0.23 | 0.23 | 0.23 | 0.23 | 0.23 | 0.23 | 0.23 | 0.23 | 0.23 | 0.23 | 0.23 | 0.23 | 0.23 | 0.23 | 0.23 | 0.23 | 0.23 | 0.23 | 0.23 | 0 | 0 | 0.0076841 | 0.0075531 | 0.007385 | 0.007176 | 0.0069281 | 0.0066495 | 0.0063532 | 0.0060535 | 0.0057637 | 0.0054937 | 0.0052489 | 0.0050306 | 0.0048386 | 0.0046697 | 0.0045206 | 0.0043904 | 0.0042754 | 0.0041714 | 0.0040806 | 0.0039943 | 0.030554 | 0.059 | 0.10066 | 0.15636 | 0.22518 | 0.3042 | 0.38854 | 0.47165 | 0.54586 | 0.60296 | 0.63519 | 0.63646 | 0.60412 | 0.54013 | 0.45181 | 0.35662 | 0.26099 | 0.17325 | 0.10641 | 0.06676 | 0.030554 | 0.089033 | 0.18771 | 0.33876 | 0.55223 | 0.83423 | 1.1856 | 1.6013 | 2.0705 | 2.5765 | 3.0969 | 3.6045 | 4.0711 | 4.4691 | 4.7783 | 4.9972 | 5.1274 | 5.1759 | 5.1696 | 5.127 | 3976.3005 | 7811.3231 | 13630.2311 | 21789.1728 | 32502.6982 | 45748.2088 | 61157.1942 | 77914.8843 | 94705.7785 | 109755.0826 | 121014.9997 | 126517.5688 | 124855.3187 | 115667.9323 | 99944.5689 | 81228.0015 | 61044.5732 | 41532.9788 | 26077.4594 | 16713.8139 | 3976.3005 | 11787.6236 | 25417.8547 | 47207.0275 | 79709.7257 | 125457.9345 | 186615.1287 | 264530.0129 | 359235.7914 | 468990.874 | 590005.8737 | 716523.4424 | 841378.7611 | 957046.6935 | 1056991.2624 | 1138219.2639 | 1199263.8371 | 1240796.8159 | 1266874.2753 | 1283588.0892 | 0.02605 | 0.050488 | 0.086535 | 0.13518 | 0.19599 | 0.26683 | 0.34375 | 0.42112 | 0.49196 | 0.5485 | 0.58299 | 0.58907 | 0.5634 | 0.5072 | 0.42691 | 0.33884 | 0.24923 | 0.16624 | 0.10255 | 0.06462 | 0.02605 | 0.076189 | 0.16137 | 0.29287 | 0.48065 | 0.73175 | 1.0489 | 1.4297 | 1.8661 | 2.3438 | 2.8423 | 3.3362 | 3.7967 | 4.1966 | 4.5149 | 4.748 | 4.8963 | 4.9663 | 4.9821 | 4.9627 | 3379.8554 | 6639.6246 | 11585.6964 | 18520.7969 | 27627.2935 | 38885.9775 | 51983.615 | 66227.6516 | 80499.9117 | 93291.8202 | 102862.7498 | 107539.9334 | 106127.0209 | 98317.7425 | 84952.8836 | 69043.8013 | 51887.8872 | 35303.032 | 22165.8405 | 14206.7418 | 3379.8554 | 10019.4801 | 21605.1765 | 40125.9734 | 67753.2668 | 106639.2443 | 158622.8594 | 224850.511 | 305350.4227 | 398642.2429 | 501504.9926 | 609044.9261 | 715171.947 | 813489.6894 | 898442.573 | 967486.3743 | 1019374.2615 | 1054677.2935 | 1076843.134 | 1091049.8758 | 0 | 0 | 0 | 0 | 0 | 0 | 0 | 0 | 0 | 0 | 0 | 0 | 0 | 0 | 0 | 0 | 0 | 0 | 0 | 0 | 0 | 0 | 0 | 0 | 0 | 0 | 0 | 0 | 0 | 0 | 0 | 0 | 0 | 0 | 0 | 0 | 0 | 0 | 0 | 0 | 0 | 0 | 0 | 0 | 0 | 0 | 0 | 0 | 0 | 0 | 0 | 0 | 0 | 0 | 0 | 0 | 0 | 0 | 0 | 0 | 0 | 0 | 0 | 0 | 0 | 0 | 0 | 0 | 0 | 0 | 0 | 0 | 0 | 0 | 0 | 0 | 0 | 0 | 0 | 0 | 0 | 0 | 0 | 0 | 0 | 0 | 0 | 0 | 0 | 0 | 0 | 0 | 0 | 0 | 0 | 0 | 0 | 0 | 0 | 0 | 0 | 0 | 0 | 0 | 0 | 0 | 0 | 0 | 0 | 0 | 0 | 0 | 0 | 0 | 0 | 0 | 0 | 0 | 0 | 0 | 0 | 0 | 0 | 0 | 0 | 0 | 0 | 0 | 0 | 0 | 0 | 0 | 0 | 0 | 0 | 0 | 0 | 0 | 0 | 0 | 0 | 0 | 0 | 0 | 0 | 0 | 0 | 0 | 0 | 0 | 0 | 0 | 0 | 0 | 0 | 0 | 0 | 0 | 0 | 0 | 0 | 0 | 0 | 0 | 0 | 0 | 0 | 0 | 0 | 0 | 0 | 0 | 0 | 0 | 0 | 0 | 0 | 0 | 0 | 0 | 0 | 0 | 0 | 0 | 0 | 0 | 0 | 0 | 0 | 0 | 0 | 0 | 0 | 0 | 0 | 0 | 0 | 0 | 0 | 0 | 0 | 0 | 0 | 0 | 0 | 0 | 0 | 0 | 0 | 0 | 0 | 0 | 0 | 0 | 0 | 0 | 0 | 0 | 0 | 0 | 0 | 0 | 0 | 0 | 0 | 0 | 0 | 0 | 0 | 0 | 0 | 0 | 0 | 0 | 0 | 0 | 0 | 0 | 0 | 0 | 2910.968 | 2917.9063 | 2924.851 | 2931.75 | 2938.5531 | 2945.2123 | 2951.6815 | 2957.9165 | 2963.8752 | 2969.517 | 2974.856 | 2979.9056 | 2984.6784 | 2989.187 | 2993.4428 | 2997.4572 | 3001.2408 | 3004.8038 | 3008.1559 | 3011.3063 | 1076.6542 | 1079.2204 | 1081.7889 | 1084.3406 | 1086.8568 | 1089.3198 | 1091.7125 | 1094.0186 | 1096.2225 | 1098.3092 | 1100.2838 | 1102.1515 | 1103.9168 | 1105.5843 | 1107.1584 | 1108.6432 | 1110.0426 | 1111.3604 | 1112.6002 | 1113.7654
WA_Industrial_Instruments_Existing_Space Heating_Natural Gas_Gas Boiler - Maintenance_A | WA | Industrial | Instruments | Existing | Space Heating | Natural Gas | Gas Boiler - Maintenance | A | IM486 | Degrade performance | General cleaning and maintenance | 3 | 4.1538 | 0 | 0 | 0.02 | 0 | 0 | 0 | 0.01025 |  | employee | 20% | 30% | Retrofit | Retro20Fast | 65.82% | TBD | 0.2% | 105.4892 |  | 84.7116 |  | 0.018446 | IL TRM - 4.3.10 - CI-HWE-DBTU-V01-180101 | IL TRM - 4.3.10 - CI-HWE-DBTU-V01-180101 | IL TRM - 4.3.10 - CI-HWE-DBTU-V01-180101 | Degrade performance | Degrade performance | Degrade performance | Degrade performance | Degrade performance | Degrade performance | Degrade performance | Degrade performance | Degrade performance | Degrade performance | Degrade performance | Degrade performance | Degrade performance | Degrade performance | Degrade performance | Degrade performance | Degrade performance | Degrade performance | Degrade performance | Degrade performance | Degrade performance | Degrade performance | General cleaning and maintenance | General cleaning and maintenance | General cleaning and maintenance | General cleaning and maintenance | General cleaning and maintenance | General cleaning and maintenance | General cleaning and maintenance | General cleaning and maintenance | General cleaning and maintenance | General cleaning and maintenance | General cleaning and maintenance | General cleaning and maintenance | General cleaning and maintenance | General cleaning and maintenance | General cleaning and maintenance | General cleaning and maintenance | General cleaning and maintenance | General cleaning and maintenance | General cleaning and maintenance | General cleaning and maintenance | General cleaning and maintenance | General cleaning and maintenance | 0.02 | 0.02 | 0.02 | 0.02 | 0.02 | 0.02 | 0.02 | 0.02 | 0.02 | 0.02 | 0.02 | 0.02 | 0.02 | 0.02 | 0.02 | 0.02 | 0.02 | 0.02 | 0.02 | 0.02 | 0.02 | 0.02 | 0 | 0 | 4.1245 | 4.1052 | 4.0848 | 4.0633 | 4.0404 | 4.0161 | 3.9901 | 3.9625 | 3.9333 | 3.9027 | 3.871 | 3.8381 | 3.8051 | 3.7718 | 3.7383 | 3.7072 | 3.6782 | 3.6511 | 3.6259 | 3.6025 | 0.021664 | 0.014853 | 0.010055 | 0.0076551 | 0.0065543 | 0.0055403 | 0.0046343 | 0.0038426 | 0.0031627 | 0.0025865 | 0.0021038 | 0.0015966 | 0.0012114 | 0.00091909 | 0.00069721 | 0.0006239 | 0.0004761 | 0.00039994 | 0.00032738 | 0.00025818 | 0.021664 | 0.036415 | 0.046289 | 0.0537 | 0.059953 | 0.065132 | 0.069346 | 0.072708 | 0.075335 | 0.077335 | 0.078811 | 0.079739 | 0.080264 | 0.08048 | 0.080464 | 0.080417 | 0.080264 | 0.080074 | 0.079848 | 0.079589 | 5.2525 | 3.6181 | 2.4615 | 1.884 | 1.6222 | 1.3795 | 1.1614 | 0.96975 | 0.80407 | 0.66276 | 0.54349 | 0.41597 | 0.31837 | 0.24367 | 0.1865 | 0.1683 | 0.12944 | 0.10954 | 0.090288 | 0.071667 | 5.2525 | 8.8706 | 11.3321 | 13.2161 | 14.8383 | 16.2178 | 17.3793 | 18.349 | 19.1531 | 19.8158 | 20.3593 | 20.7753 | 21.0937 | 21.3373 | 21.5238 | 21.6921 | 21.8216 | 21.9311 | 22.0214 | 22.0931 | 0.018446 | 0.012669 | 0.0085931 | 0.0065557 | 0.0056252 | 0.0047658 | 0.003996 | 0.0033216 | 0.0027409 | 0.0022475 | 0.0018329 | 0.0013947 | 0.0010609 | 0.00080677 | 0.00061336 | 0.00054998 | 0.00042049 | 0.00035388 | 0.0002902 | 0.00022929 | 0.018446 | 0.031062 | 0.03956 | 0.045988 | 0.051454 | 0.056027 | 0.059794 | 0.06285 | 0.065288 | 0.067198 | 0.068661 | 0.069656 | 0.070289 | 0.070645 | 0.070787 | 0.070889 | 0.070889 | 0.070852 | 0.070782 | 0.070683 | 4.4646 | 3.0754 | 2.0923 | 1.6014 | 1.3789 | 1.1726 | 0.98723 | 0.82429 | 0.68346 | 0.56334 | 0.46196 | 0.35358 | 0.27062 | 0.20712 | 0.15853 | 0.14305 | 0.11002 | 0.093109 | 0.076745 | 0.060917 | 4.4646 | 7.54 | 9.6323 | 11.2337 | 12.6125 | 13.7851 | 14.7724 | 15.5967 | 16.2801 | 16.8435 | 17.3054 | 17.659 | 17.9296 | 18.1367 | 18.2953 | 18.4383 | 18.5483 | 18.6415 | 18.7182 | 18.7791 | 0.018446 | 0.012669 | 0.0085931 | 0.0065557 | 0.0056252 | 0.0047658 | 0.003996 | 0.0033216 | 0.0027409 | 0.0022475 | 0.0018329 | 0.0013947 | 0.0010609 | 0.00080677 | 0.00061336 | 0.00054998 | 0.00042049 | 0.00035388 | 0.0002902 | 0.00022929 | 0.018446 | 0.031062 | 0.03956 | 0.045988 | 0.051454 | 0.056027 | 0.059794 | 0.06285 | 0.065288 | 0.067198 | 0.068661 | 0.069656 | 0.070289 | 0.070645 | 0.070787 | 0.070889 | 0.070889 | 0.070852 | 0.070782 | 0.070683 | 4.4646 | 3.0754 | 2.0923 | 1.6014 | 1.3789 | 1.1726 | 0.98723 | 0.82429 | 0.68346 | 0.56334 | 0.46196 | 0.35358 | 0.27062 | 0.20712 | 0.15853 | 0.14305 | 0.11002 | 0.093109 | 0.076745 | 0.060917 | 4.4646 | 7.54 | 9.6323 | 11.2337 | 12.6125 | 13.7851 | 14.7724 | 15.5967 | 16.2801 | 16.8435 | 17.3054 | 17.659 | 17.9296 | 18.1367 | 18.2953 | 18.4383 | 18.5483 | 18.6415 | 18.7182 | 18.7791 | 0.018446 | 0.012669 | 0.0085931 | 0.0065557 | 0.0056252 | 0.0047658 | 0.003996 | 0.0033216 | 0.0027409 | 0.0022475 | 0.0018329 | 0.0013947 | 0.0010609 | 0.00080677 | 0.00061336 | 0.00054998 | 0.00042049 | 0.00035388 | 0.0002902 | 0.00022929 | 0.018446 | 0.031062 | 0.03956 | 0.045988 | 0.051454 | 0.056027 | 0.059794 | 0.06285 | 0.065288 | 0.067198 | 0.068661 | 0.069656 | 0.070289 | 0.070645 | 0.070787 | 0.070889 | 0.070889 | 0.070852 | 0.070782 | 0.070683 | 4.4646 | 3.0754 | 2.0923 | 1.6014 | 1.3789 | 1.1726 | 0.98723 | 0.82429 | 0.68346 | 0.56334 | 0.46196 | 0.35358 | 0.27062 | 0.20712 | 0.15853 | 0.14305 | 0.11002 | 0.093109 | 0.076745 | 0.060917 | 4.4646 | 7.54 | 9.6323 | 11.2337 | 12.6125 | 13.7851 | 14.7724 | 15.5967 | 16.2801 | 16.8435 | 17.3054 | 17.659 | 17.9296 | 18.1367 | 18.2953 | 18.4383 | 18.5483 | 18.6415 | 18.7182 | 18.7791 | 0.018446 | 0.012669 | 0.0085931 | 0.0065557 | 0.0056252 | 0.0047658 | 0.003996 | 0.0033216 | 0.0027409 | 0.0022475 | 0.0018329 | 0.0013947 | 0.0010609 | 0.00080677 | 0.00061336 | 0.00054998 | 0.00042049 | 0.00035388 | 0.0002902 | 0.00022929 | 0.018446 | 0.031062 | 0.03956 | 0.045988 | 0.051454 | 0.056027 | 0.059794 | 0.06285 | 0.065288 | 0.067198 | 0.068661 | 0.069656 | 0.070289 | 0.070645 | 0.070787 | 0.070889 | 0.070889 | 0.070852 | 0.070782 | 0.070683 | 4.4646 | 3.0754 | 2.0923 | 1.6014 | 1.3789 | 1.1726 | 0.98723 | 0.82429 | 0.68346 | 0.56334 | 0.46196 | 0.35358 | 0.27062 | 0.20712 | 0.15853 | 0.14305 | 0.11002 | 0.093109 | 0.076745 | 0.060917 | 4.4646 | 7.54 | 9.6323 | 11.2337 | 12.6125 | 13.7851 | 14.7724 | 15.5967 | 16.2801 | 16.8435 | 17.3054 | 17.659 | 17.9296 | 18.1367 | 18.2953 | 18.4383 | 18.5483 | 18.6415 | 18.7182 | 18.7791 | 1.0996 | 1.1013 | 1.103 | 1.1046 | 1.1062 | 1.1078 | 1.1093 | 1.1108 | 1.1122 | 1.1135 | 1.1148 | 1.1161 | 1.1173 | 1.1184 | 1.1195 | 1.1204 | 1.1214 | 1.1222 | 1.123 | 1.1237 | 0.88302 | 0.88439 | 0.88573 | 0.88705 | 0.88833 | 0.88958 | 0.8908 | 0.89197 | 0.89311 | 0.8942 | 0.89525 | 0.89625 | 0.8972 | 0.89811 | 0.89896 | 0.89976 | 0.9005 | 0.9012 | 0.90183 | 0.90241
WA_Industrial_Instruments_Existing_Process_Natural Gas_Gas Boiler - Maintenance_A | WA | Industrial | Instruments | Existing | Process | Natural Gas | Gas Boiler - Maintenance | A | IM487 | Degrade performance | General cleaning and maintenance | 3 | 2.58 | 0 | 0 | 0.02 | 0 | 0 | 0 | 0.01025 |  | sqft | 20% | 30% | Retrofit | Retro20Fast | 65.82% | TBD | 0.2% | 105.4892 |  | 84.7116 |  | 0.34942 | IL TRM - 4.3.10 - CI-HWE-DBTU-V01-180101 | IL TRM - 4.3.10 - CI-HWE-DBTU-V01-180101 | IL TRM - 4.3.10 - CI-HWE-DBTU-V01-180101 | Degrade performance | Degrade performance | Degrade performance | Degrade performance | Degrade performance | Degrade performance | Degrade performance | Degrade performance | Degrade performance | Degrade performance | Degrade performance | Degrade performance | Degrade performance | Degrade performance | Degrade performance | Degrade performance | Degrade performance | Degrade performance | Degrade performance | Degrade performance | Degrade performance | Degrade performance | General cleaning and maintenance | General cleaning and maintenance | General cleaning and maintenance | General cleaning and maintenance | General cleaning and maintenance | General cleaning and maintenance | General cleaning and maintenance | General cleaning and maintenance | General cleaning and maintenance | General cleaning and maintenance | General cleaning and maintenance | General cleaning and maintenance | General cleaning and maintenance | General cleaning and maintenance | General cleaning and maintenance | General cleaning and maintenance | General cleaning and maintenance | General cleaning and maintenance | General cleaning and maintenance | General cleaning and maintenance | General cleaning and maintenance | General cleaning and maintenance | 0.02 | 0.02 | 0.02 | 0.02 | 0.02 | 0.02 | 0.02 | 0.02 | 0.02 | 0.02 | 0.02 | 0.02 | 0.02 | 0.02 | 0.02 | 0.02 | 0.02 | 0.02 | 0.02 | 0.02 | 0.02 | 0.02 | 0 | 0 | 2.58 | 2.58 | 2.58 | 2.58 | 2.58 | 2.58 | 2.58 | 2.58 | 2.58 | 2.58 | 2.58 | 2.58 | 2.58 | 2.58 | 2.58 | 2.58 | 2.58 | 2.58 | 2.58 | 2.58 | 0.41108 | 0.28317 | 0.19265 | 0.14745 | 0.12696 | 0.10797 | 0.090899 | 0.075897 | 0.06293 | 0.05187 | 0.042536 | 0.032556 | 0.024917 | 0.019071 | 0.014596 | 0.013172 | 0.01013 | 0.008573 | 0.0070663 | 0.005609 | 0.41108 | 0.69425 | 0.8869 | 1.0343 | 1.1613 | 1.2693 | 1.3602 | 1.4361 | 1.499 | 1.5509 | 1.5934 | 1.626 | 1.6509 | 1.67 | 1.6845 | 1.6977 | 1.7078 | 1.7164 | 1.7235 | 1.7291 | 159.3334 | 109.7546 | 74.6695 | 57.1501 | 49.2088 | 41.8478 | 35.2321 | 29.4172 | 24.3914 | 20.1045 | 16.4866 | 12.6184 | 9.6578 | 7.3918 | 5.6575 | 5.1052 | 3.9265 | 3.3229 | 2.7389 | 2.174 | 159.3334 | 269.088 | 343.7575 | 400.9076 | 450.1164 | 491.9642 | 527.1963 | 556.6135 | 581.0049 | 601.1094 | 617.596 | 630.2144 | 639.8722 | 647.264 | 652.9215 | 658.0267 | 661.9532 | 665.276 | 668.0149 | 670.1889 | 0.34942 | 0.24069 | 0.16375 | 0.12533 | 0.10792 | 0.091773 | 0.077265 | 0.064512 | 0.053491 | 0.04409 | 0.036155 | 0.027672 | 0.02118 | 0.01621 | 0.012407 | 0.011196 | 0.0086109 | 0.0072871 | 0.0060064 | 0.0047676 | 0.34942 | 0.59011 | 0.75387 | 0.8792 | 0.98711 | 1.0789 | 1.1561 | 1.2207 | 1.2742 | 1.3182 | 1.3544 | 1.3821 | 1.4032 | 1.4195 | 1.4319 | 1.4431 | 1.4517 | 1.459 | 1.465 | 1.4697 | 135.4334 | 93.2914 | 63.4691 | 48.5775 | 41.8274 | 35.5707 | 29.9473 | 25.0046 | 20.7327 | 17.0889 | 14.0136 | 10.7256 | 8.2091 | 6.283 | 4.8089 | 4.3394 | 3.3375 | 2.8244 | 2.328 | 1.8479 | 135.4334 | 228.7248 | 292.1939 | 340.7715 | 382.5989 | 418.1696 | 448.1169 | 473.1215 | 493.8542 | 510.943 | 524.9566 | 535.6822 | 543.8913 | 550.1744 | 554.9832 | 559.3227 | 562.6602 | 565.4846 | 567.8127 | 569.6606 | 0.34942 | 0.24069 | 0.16375 | 0.12533 | 0.10792 | 0.091773 | 0.077265 | 0.064512 | 0.053491 | 0.04409 | 0.036155 | 0.027672 | 0.02118 | 0.01621 | 0.012407 | 0.011196 | 0.0086109 | 0.0072871 | 0.0060064 | 0.0047676 | 0.34942 | 0.59011 | 0.75387 | 0.8792 | 0.98711 | 1.0789 | 1.1561 | 1.2207 | 1.2742 | 1.3182 | 1.3544 | 1.3821 | 1.4032 | 1.4195 | 1.4319 | 1.4431 | 1.4517 | 1.459 | 1.465 | 1.4697 | 135.4334 | 93.2914 | 63.4691 | 48.5775 | 41.8274 | 35.5707 | 29.9473 | 25.0046 | 20.7327 | 17.0889 | 14.0136 | 10.7256 | 8.2091 | 6.283 | 4.8089 | 4.3394 | 3.3375 | 2.8244 | 2.328 | 1.8479 | 135.4334 | 228.7248 | 292.1939 | 340.7715 | 382.5989 | 418.1696 | 448.1169 | 473.1215 | 493.8542 | 510.943 | 524.9566 | 535.6822 | 543.8913 | 550.1744 | 554.9832 | 559.3227 | 562.6602 | 565.4846 | 567.8127 | 569.6606 | 0.34942 | 0.24069 | 0.16375 | 0.12533 | 0.10792 | 0.091773 | 0.077265 | 0.064512 | 0.053491 | 0.04409 | 0.036155 | 0.027672 | 0.02118 | 0.01621 | 0.012407 | 0.011196 | 0.0086109 | 0.0072871 | 0.0060064 | 0.0047676 | 0.34942 | 0.59011 | 0.75387 | 0.8792 | 0.98711 | 1.0789 | 1.1561 | 1.2207 | 1.2742 | 1.3182 | 1.3544 | 1.3821 | 1.4032 | 1.4195 | 1.4319 | 1.4431 | 1.4517 | 1.459 | 1.465 | 1.4697 | 135.4334 | 93.2914 | 63.4691 | 48.5775 | 41.8274 | 35.5707 | 29.9473 | 25.0046 | 20.7327 | 17.0889 | 14.0136 | 10.7256 | 8.2091 | 6.283 | 4.8089 | 4.3394 | 3.3375 | 2.8244 | 2.328 | 1.8479 | 135.4334 | 228.7248 | 292.1939 | 340.7715 | 382.5989 | 418.1696 | 448.1169 | 473.1215 | 493.8542 | 510.943 | 524.9566 | 535.6822 | 543.8913 | 550.1744 | 554.9832 | 559.3227 | 562.6602 | 565.4846 | 567.8127 | 569.6606 | 0.34942 | 0.24069 | 0.16375 | 0.12533 | 0.10792 | 0.091773 | 0.077265 | 0.064512 | 0.053491 | 0.04409 | 0.036155 | 0.027672 | 0.02118 | 0.01621 | 0.012407 | 0.011196 | 0.0086109 | 0.0072871 | 0.0060064 | 0.0047676 | 0.34942 | 0.59011 | 0.75387 | 0.8792 | 0.98711 | 1.0789 | 1.1561 | 1.2207 | 1.2742 | 1.3182 | 1.3544 | 1.3821 | 1.4032 | 1.4195 | 1.4319 | 1.4431 | 1.4517 | 1.459 | 1.465 | 1.4697 | 135.4334 | 93.2914 | 63.4691 | 48.5775 | 41.8274 | 35.5707 | 29.9473 | 25.0046 | 20.7327 | 17.0889 | 14.0136 | 10.7256 | 8.2091 | 6.283 | 4.8089 | 4.3394 | 3.3375 | 2.8244 | 2.328 | 1.8479 | 135.4334 | 228.7248 | 292.1939 | 340.7715 | 382.5989 | 418.1696 | 448.1169 | 473.1215 | 493.8542 | 510.943 | 524.9566 | 535.6822 | 543.8913 | 550.1744 | 554.9832 | 559.3227 | 562.6602 | 565.4846 | 567.8127 | 569.6606 | 1.0996 | 1.1013 | 1.103 | 1.1046 | 1.1062 | 1.1078 | 1.1093 | 1.1108 | 1.1122 | 1.1135 | 1.1148 | 1.1161 | 1.1173 | 1.1184 | 1.1195 | 1.1204 | 1.1214 | 1.1222 | 1.123 | 1.1237 | 0.88302 | 0.88439 | 0.88573 | 0.88705 | 0.88833 | 0.88958 | 0.8908 | 0.89197 | 0.89311 | 0.8942 | 0.89525 | 0.89625 | 0.8972 | 0.89811 | 0.89896 | 0.89976 | 0.9005 | 0.9012 | 0.90183 | 0.90241
WA_Industrial_Instruments_Existing_Space Heating_Natural Gas_Gas Furnace - Maintenance_A | WA | Industrial | Instruments | Existing | Space Heating | Natural Gas | Gas Furnace - Maintenance | A | IM488 | Degrade performance | General cleaning and maintenance | 3 | 0.0095 | 0 | 0 | 0.01 | 0 | 0 | 0 | 0.003 |  | sqft | 20% | 30% | Retrofit | Retro20Fast | 65.82% | TBD | 0.2% | 451.6842 |  | 362.7186 |  | 0.00050552 | IL TRM - 4.4.31 - CI-HVC-FTUN-V03-200101 | MN TRM 3.1 - Forced-Air Heating Maintenance v2.0 | MN TRM v3.1 - Forced-Air Heating Maintenance | Degrade performance | Degrade performance | Degrade performance | Degrade performance | Degrade performance | Degrade performance | Degrade performance | Degrade performance | Degrade performance | Degrade performance | Degrade performance | Degrade performance | Degrade performance | Degrade performance | Degrade performance | Degrade performance | Degrade performance | Degrade performance | Degrade performance | Degrade performance | Degrade performance | Degrade performance | General cleaning and maintenance | General cleaning and maintenance | General cleaning and maintenance | General cleaning and maintenance | General cleaning and maintenance | General cleaning and maintenance | General cleaning and maintenance | General cleaning and maintenance | General cleaning and maintenance | General cleaning and maintenance | General cleaning and maintenance | General cleaning and maintenance | General cleaning and maintenance | General cleaning and maintenance | General cleaning and maintenance | General cleaning and maintenance | General cleaning and maintenance | General cleaning and maintenance | General cleaning and maintenance | General cleaning and maintenance | General cleaning and maintenance | General cleaning and maintenance | 0.01 | 0.01 | 0.01 | 0.01 | 0.01 | 0.01 | 0.01 | 0.01 | 0.01 | 0.01 | 0.01 | 0.01 | 0.01 | 0.01 | 0.01 | 0.01 | 0.01 | 0.01 | 0.01 | 0.01 | 0.01 | 0.01 | 0 | 0 | 0.0093776 | 0.0093036 | 0.0092271 | 0.0091482 | 0.0090668 | 0.008983 | 0.0088968 | 0.0088083 | 0.0087181 | 0.0086268 | 0.0085348 | 0.008442 | 0.0083503 | 0.0082593 | 0.0081693 | 0.0080853 | 0.0080069 | 0.0079335 | 0.0078648 | 0.0078005 | 0.0005937 | 0.00040573 | 0.00027377 | 0.00020774 | 0.00017728 | 0.00014937 | 0.00012455 | 0.00010296 | 8.4494e-05 | 6.8914e-05 | 5.591e-05 | 4.2327e-05 | 3.2044e-05 | 2.4258e-05 | 1.8364e-05 | 1.6401e-05 | 1.2492e-05 | 1.0475e-05 | 8.5591e-06 | 6.7384e-06 | 0.0005937 | 0.00099475 | 0.0012603 | 0.0014573 | 0.0016216 | 0.001756 | 0.0018637 | 0.0019481 | 0.0020127 | 0.0020605 | 0.0020944 | 0.002114 | 0.0021231 | 0.0021242 | 0.0021194 | 0.002114 | 0.002106 | 0.0020972 | 0.0020876 | 0.0020773 | 63.3103 | 43.6104 | 29.6696 | 22.7083 | 19.5528 | 16.628 | 13.9993 | 11.6888 | 9.6918 | 7.9884 | 6.5509 | 5.0139 | 3.8375 | 2.9371 | 2.248 | 2.0285 | 1.5602 | 1.3203 | 1.0883 | 0.86383 | 63.3103 | 106.9207 | 136.5903 | 159.2986 | 178.8514 | 195.4794 | 209.4787 | 221.1675 | 230.8593 | 238.8477 | 245.3986 | 250.4124 | 254.2499 | 257.187 | 259.435 | 261.4635 | 263.0237 | 264.344 | 265.4323 | 266.2961 | 0.00050552 | 0.0003461 | 0.00023399 | 0.00017792 | 0.00015217 | 0.00012851 | 0.00010742 | 8.9018e-05 | 7.3243e-05 | 5.9897e-05 | 4.8724e-05 | 3.6987e-05 | 2.8072e-05 | 2.1302e-05 | 1.6163e-05 | 1.4464e-05 | 1.1038e-05 | 9.2731e-06 | 7.5913e-06 | 5.9877e-06 | 0.00050552 | 0.00084855 | 0.0010772 | 0.0012481 | 0.0013919 | 0.0015108 | 0.0016073 | 0.0016843 | 0.0017447 | 0.0017909 | 0.0018252 | 0.0018473 | 0.0018599 | 0.0018653 | 0.0018653 | 0.0018644 | 0.0018609 | 0.0018566 | 0.0018515 | 0.0018458 | 53.8138 | 37.0689 | 25.2191 | 19.302 | 16.6199 | 14.1338 | 11.8994 | 9.9354 | 8.238 | 6.7902 | 5.5682 | 4.2618 | 3.2618 | 2.4965 | 1.9108 | 1.7243 | 1.3261 | 1.1223 | 0.92503 | 0.73426 | 53.8138 | 90.8826 | 116.1017 | 135.4038 | 152.0237 | 166.1575 | 178.0569 | 187.9924 | 196.2304 | 203.0206 | 208.5888 | 212.8506 | 216.1124 | 218.6089 | 220.5197 | 222.244 | 223.5701 | 224.6924 | 225.6174 | 226.3517 | 0.00050552 | 0.0003461 | 0.00023399 | 0.00017792 | 0.00015217 | 0.00012851 | 0.00010742 | 8.9018e-05 | 7.3243e-05 | 5.9897e-05 | 4.8724e-05 | 3.6987e-05 | 2.8072e-05 | 2.1302e-05 | 1.6163e-05 | 1.4464e-05 | 1.1038e-05 | 9.2731e-06 | 7.5913e-06 | 5.9877e-06 | 0.00050552 | 0.00084855 | 0.0010772 | 0.0012481 | 0.0013919 | 0.0015108 | 0.0016073 | 0.0016843 | 0.0017447 | 0.0017909 | 0.0018252 | 0.0018473 | 0.0018599 | 0.0018653 | 0.0018653 | 0.0018644 | 0.0018609 | 0.0018566 | 0.0018515 | 0.0018458 | 53.8138 | 37.0689 | 25.2191 | 19.302 | 16.6199 | 14.1338 | 11.8994 | 9.9354 | 8.238 | 6.7902 | 5.5682 | 4.2618 | 3.2618 | 2.4965 | 1.9108 | 1.7243 | 1.3261 | 1.1223 | 0.92503 | 0.73426 | 53.8138 | 90.8826 | 116.1017 | 135.4038 | 152.0237 | 166.1575 | 178.0569 | 187.9924 | 196.2304 | 203.0206 | 208.5888 | 212.8506 | 216.1124 | 218.6089 | 220.5197 | 222.244 | 223.5701 | 224.6924 | 225.6174 | 226.3517 | 0.00050552 | 0.0003461 | 0.00023399 | 0.00017792 | 0.00015217 | 0.00012851 | 0.00010742 | 8.9018e-05 | 7.3243e-05 | 5.9897e-05 | 4.8724e-05 | 3.6987e-05 | 2.8072e-05 | 2.1302e-05 | 1.6163e-05 | 1.4464e-05 | 1.1038e-05 | 9.2731e-06 | 7.5913e-06 | 5.9877e-06 | 0.00050552 | 0.00084855 | 0.0010772 | 0.0012481 | 0.0013919 | 0.0015108 | 0.0016073 | 0.0016843 | 0.0017447 | 0.0017909 | 0.0018252 | 0.0018473 | 0.0018599 | 0.0018653 | 0.0018653 | 0.0018644 | 0.0018609 | 0.0018566 | 0.0018515 | 0.0018458 | 53.8138 | 37.0689 | 25.2191 | 19.302 | 16.6199 | 14.1338 | 11.8994 | 9.9354 | 8.238 | 6.7902 | 5.5682 | 4.2618 | 3.2618 | 2.4965 | 1.9108 | 1.7243 | 1.3261 | 1.1223 | 0.92503 | 0.73426 | 53.8138 | 90.8826 | 116.1017 | 135.4038 | 152.0237 | 166.1575 | 178.0569 | 187.9924 | 196.2304 | 203.0206 | 208.5888 | 212.8506 | 216.1124 | 218.6089 | 220.5197 | 222.244 | 223.5701 | 224.6924 | 225.6174 | 226.3517 | 0.00050552 | 0.0003461 | 0.00023399 | 0.00017792 | 0.00015217 | 0.00012851 | 0.00010742 | 8.9018e-05 | 7.3243e-05 | 5.9897e-05 | 4.8724e-05 | 3.6987e-05 | 2.8072e-05 | 2.1302e-05 | 1.6163e-05 | 1.4464e-05 | 1.1038e-05 | 9.2731e-06 | 7.5913e-06 | 5.9877e-06 | 0.00050552 | 0.00084855 | 0.0010772 | 0.0012481 | 0.0013919 | 0.0015108 | 0.0016073 | 0.0016843 | 0.0017447 | 0.0017909 | 0.0018252 | 0.0018473 | 0.0018599 | 0.0018653 | 0.0018653 | 0.0018644 | 0.0018609 | 0.0018566 | 0.0018515 | 0.0018458 | 53.8138 | 37.0689 | 25.2191 | 19.302 | 16.6199 | 14.1338 | 11.8994 | 9.9354 | 8.238 | 6.7902 | 5.5682 | 4.2618 | 3.2618 | 2.4965 | 1.9108 | 1.7243 | 1.3261 | 1.1223 | 0.92503 | 0.73426 | 53.8138 | 90.8826 | 116.1017 | 135.4038 | 152.0237 | 166.1575 | 178.0569 | 187.9924 | 196.2304 | 203.0206 | 208.5888 | 212.8506 | 216.1124 | 218.6089 | 220.5197 | 222.244 | 223.5701 | 224.6924 | 225.6174 | 226.3517 | 392.7149 | 394.8991 | 397.1038 | 399.311 | 401.5035 | 403.6638 | 405.775 | 407.8205 | 409.7839 | 411.6491 | 413.4201 | 415.101 | 416.6955 | 418.2075 | 419.6406 | 420.9984 | 422.2843 | 423.5018 | 424.6542 | 425.7444 | 315.3642 | 317.1182 | 318.8886 | 320.6611 | 322.4217 | 324.1565 | 325.8519 | 327.4945 | 329.0712 | 330.569 | 331.9912 | 333.341 | 334.6215 | 335.8356 | 336.9865 | 338.0768 | 339.1095 | 340.0872 | 341.0126 | 341.8881
WA_Industrial_Instruments_Existing_Space Heating_Natural Gas_Gas Boiler - Hot Water Reset_A | WA | Industrial | Instruments | Existing | Space Heating | Natural Gas | Gas Boiler - Hot Water Reset | A | IM489 | No control | Reset control installed | 16 | 15.1047 | 0 | 0 | 39.49 | 0 | 0 | 0 | 19.7428 |  | employee | 20% | 45% | Retrofit | Retro5Med | 81.71% | TBD | 0.2% | 203.7233 |  | 133.7723 |  | 0.032578 | IL TRM - 4.4.4 - CI-HVC-BLRC-V04-210101 | IL TRM - 4.4.4 - CI-HVC-BLRC-V04-210101 | IL TRM - 4.4.4 - CI-HVC-BLRC-V04-210101 | No control | No control | No control | No control | No control | No control | No control | No control | No control | No control | No control | No control | No control | No control | No control | No control | No control | No control | No control | No control | No control | No control | Reset control installed | Reset control installed | Reset control installed | Reset control installed | Reset control installed | Reset control installed | Reset control installed | Reset control installed | Reset control installed | Reset control installed | Reset control installed | Reset control installed | Reset control installed | Reset control installed | Reset control installed | Reset control installed | Reset control installed | Reset control installed | Reset control installed | Reset control installed | Reset control installed | Reset control installed | 39.49 | 39.49 | 39.49 | 39.49 | 39.49 | 39.49 | 39.49 | 39.49 | 39.49 | 39.49 | 39.49 | 39.49 | 39.49 | 39.49 | 39.49 | 39.49 | 39.49 | 39.49 | 39.49 | 39.49 | 39.49 | 39.49 | 0 | 0 | 14.9876 | 14.9067 | 14.8222 | 14.7335 | 14.6401 | 14.5414 | 14.4369 | 14.3263 | 14.21 | 14.0887 | 13.9634 | 13.8341 | 13.7041 | 13.5732 | 13.4418 | 13.3187 | 13.2033 | 13.0949 | 12.993 | 12.8975 | 0.038258 | 0.045916 | 0.054906 | 0.062263 | 0.069352 | 0.079145 | 0.084714 | 0.084397 | 0.077529 | 0.064934 | 0.048943 | 0.031539 | 0.017828 | 0.0083552 | 0.0034403 | 0.0012182 | 0.00037071 | 7.8753e-05 | 1.2623e-05 | 1.4781e-06 | 0.038258 | 0.083967 | 0.1384 | 0.19983 | 0.26792 | 0.34526 | 0.42749 | 0.50861 | 0.58201 | 0.64198 | 0.68521 | 0.7104 | 0.72156 | 0.72302 | 0.71946 | 0.71409 | 0.70827 | 0.70254 | 0.69708 | 0.69196 | 2.5526 | 3.0802 | 3.7043 | 4.2259 | 4.7371 | 5.4428 | 5.8679 | 5.8911 | 5.4559 | 4.609 | 3.5051 | 2.2798 | 1.3009 | 0.61557 | 0.25594 | 0.091465 | 0.028077 | 0.006014 | 0.00097149 | 0.0001146 | 2.5526 | 5.6329 | 9.3371 | 13.5631 | 18.3002 | 23.743 | 29.6108 | 35.5019 | 40.9579 | 45.5668 | 49.072 | 51.3517 | 52.6526 | 53.2682 | 53.5241 | 53.6156 | 53.6437 | 53.6497 | 53.6507 | 53.6508 | 0.032578 | 0.039173 | 0.046939 | 0.053344 | 0.059553 | 0.068126 | 0.073101 | 0.073017 | 0.067255 | 0.056484 | 0.042692 | 0.027587 | 0.015635 | 0.0073456 | 0.0030317 | 0.0010758 | 0.00032805 | 6.9828e-05 | 1.1214e-05 | 1.3158e-06 | 0.032578 | 0.071637 | 0.11831 | 0.17121 | 0.23006 | 0.29718 | 0.36889 | 0.44003 | 0.50488 | 0.55843 | 0.59769 | 0.6214 | 0.6328 | 0.63566 | 0.63401 | 0.63063 | 0.62676 | 0.62292 | 0.6193 | 0.61597 | 2.1698 | 2.6182 | 3.1486 | 3.5921 | 4.0266 | 4.6264 | 4.9877 | 5.0074 | 4.6375 | 3.9176 | 2.9794 | 1.9378 | 1.1058 | 0.52323 | 0.21755 | 0.077745 | 0.023865 | 0.0051119 | 0.00082577 | 9.7411e-05 | 2.1698 | 4.7879 | 7.9366 | 11.5286 | 15.5552 | 20.1815 | 25.1692 | 30.1766 | 34.8142 | 38.7318 | 41.7112 | 43.649 | 44.7547 | 45.278 | 45.4955 | 45.5733 | 45.5971 | 45.6022 | 45.6031 | 45.6032 | 0.032578 | 0.039173 | 0.046939 | 0.053344 | 0.059553 | 0.068126 | 0.073101 | 0.073017 | 0.067255 | 0.056484 | 0.042692 | 0.027587 | 0.015635 | 0.0073456 | 0.0030317 | 0.0010758 | 0.00032805 | 6.9828e-05 | 1.1214e-05 | 1.3158e-06 | 0.032578 | 0.071637 | 0.11831 | 0.17121 | 0.23006 | 0.29718 | 0.36889 | 0.44003 | 0.50488 | 0.55843 | 0.59769 | 0.6214 | 0.6328 | 0.63566 | 0.63401 | 0.63063 | 0.62676 | 0.62292 | 0.6193 | 0.61597 | 2.1698 | 2.6182 | 3.1486 | 3.5921 | 4.0266 | 4.6264 | 4.9877 | 5.0074 | 4.6375 | 3.9176 | 2.9794 | 1.9378 | 1.1058 | 0.52323 | 0.21755 | 0.077745 | 0.023865 | 0.0051119 | 0.00082577 | 9.7411e-05 | 2.1698 | 4.7879 | 7.9366 | 11.5286 | 15.5552 | 20.1815 | 25.1692 | 30.1766 | 34.8142 | 38.7318 | 41.7112 | 43.649 | 44.7547 | 45.278 | 45.4955 | 45.5733 | 45.5971 | 45.6022 | 45.6031 | 45.6032 | 0.032578 | 0.039173 | 0.046939 | 0.053344 | 0.059553 | 0.068126 | 0.073101 | 0.073017 | 0.067255 | 0.056484 | 0.042692 | 0.027587 | 0.015635 | 0.0073456 | 0.0030317 | 0.0010758 | 0.00032805 | 6.9828e-05 | 1.1214e-05 | 1.3158e-06 | 0.032578 | 0.071637 | 0.11831 | 0.17121 | 0.23006 | 0.29718 | 0.36889 | 0.44003 | 0.50488 | 0.55843 | 0.59769 | 0.6214 | 0.6328 | 0.63566 | 0.63401 | 0.63063 | 0.62676 | 0.62292 | 0.6193 | 0.61597 | 2.1698 | 2.6182 | 3.1486 | 3.5921 | 4.0266 | 4.6264 | 4.9877 | 5.0074 | 4.6375 | 3.9176 | 2.9794 | 1.9378 | 1.1058 | 0.52323 | 0.21755 | 0.077745 | 0.023865 | 0.0051119 | 0.00082577 | 9.7411e-05 | 2.1698 | 4.7879 | 7.9366 | 11.5286 | 15.5552 | 20.1815 | 25.1692 | 30.1766 | 34.8142 | 38.7318 | 41.7112 | 43.649 | 44.7547 | 45.278 | 45.4955 | 45.5733 | 45.5971 | 45.6022 | 45.6031 | 45.6032 | 0.032578 | 0.039173 | 0.046939 | 0.053344 | 0.059553 | 0.068126 | 0.073101 | 0.073017 | 0.067255 | 0.056484 | 0.042692 | 0.027587 | 0.015635 | 0.0073456 | 0.0030317 | 0.0010758 | 0.00032805 | 6.9828e-05 | 1.1214e-05 | 1.3158e-06 | 0.032578 | 0.071637 | 0.11831 | 0.17121 | 0.23006 | 0.29718 | 0.36889 | 0.44003 | 0.50488 | 0.55843 | 0.59769 | 0.6214 | 0.6328 | 0.63566 | 0.63401 | 0.63063 | 0.62676 | 0.62292 | 0.6193 | 0.61597 | 2.1698 | 2.6182 | 3.1486 | 3.5921 | 4.0266 | 4.6264 | 4.9877 | 5.0074 | 4.6375 | 3.9176 | 2.9794 | 1.9378 | 1.1058 | 0.52323 | 0.21755 | 0.077745 | 0.023865 | 0.0051119 | 0.00082577 | 9.7411e-05 | 2.1698 | 4.7879 | 7.9366 | 11.5286 | 15.5552 | 20.1815 | 25.1692 | 30.1766 | 34.8142 | 38.7318 | 41.7112 | 43.649 | 44.7547 | 45.278 | 45.4955 | 45.5733 | 45.5971 | 45.6022 | 45.6031 | 45.6032 | 208.2192 | 208.6183 | 209.0107 | 209.3953 | 209.7712 | 210.1376 | 210.4937 | 210.8388 | 211.1721 | 211.4929 | 211.8008 | 212.0952 | 212.3755 | 212.6413 | 212.892 | 213.1275 | 213.3471 | 213.5506 | 213.7377 | 213.9081 | 136.7244 | 136.9865 | 137.2441 | 137.4967 | 137.7435 | 137.9841 | 138.218 | 138.4445 | 138.6634 | 138.8741 | 139.0763 | 139.2695 | 139.4536 | 139.6281 | 139.7928 | 139.9474 | 140.0916 | 140.2252 | 140.3481 | 140.46
WA_Industrial_Instruments_Existing_Process_Natural Gas_Gas Boiler - Hot Water Reset_A | WA | Industrial | Instruments | Existing | Process | Natural Gas | Gas Boiler - Hot Water Reset | A | IM490 | No control | Reset control installed | 16 | 4.6909 | 0 | 0 | 39.49 | 0 | 0 | 0 | 19.7428 |  | sqft | 20% | 45% | Retrofit | Retro5Med | 81.71% | TBD | 0.2% | 203.7233 |  | 133.7723 |  | 0.30862 | IL TRM - 4.4.4 - CI-HVC-BLRC-V04-210101 | IL TRM - 4.4.4 - CI-HVC-BLRC-V04-210101 | XCEL CO 2019-2020 DSM Plan | No control | No control | No control | No control | No control | No control | No control | No control | No control | No control | No control | No control | No control | No control | No control | No control | No control | No control | No control | No control | No control | No control | Reset control installed | Reset control installed | Reset control installed | Reset control installed | Reset control installed | Reset control installed | Reset control installed | Reset control installed | Reset control installed | Reset control installed | Reset control installed | Reset control installed | Reset control installed | Reset control installed | Reset control installed | Reset control installed | Reset control installed | Reset control installed | Reset control installed | Reset control installed | Reset control installed | Reset control installed | 39.49 | 39.49 | 39.49 | 39.49 | 39.49 | 39.49 | 39.49 | 39.49 | 39.49 | 39.49 | 39.49 | 39.49 | 39.49 | 39.49 | 39.49 | 39.49 | 39.49 | 39.49 | 39.49 | 39.49 | 39.49 | 39.49 | 0 | 0 | 4.6887 | 4.6868 | 4.6854 | 4.684 | 4.6828 | 4.6815 | 4.6804 | 4.6792 | 4.6782 | 4.6771 | 4.676 | 4.675 | 4.674 | 4.6731 | 4.6721 | 4.6711 | 4.6701 | 4.6691 | 4.6681 | 4.6671 | 0.36306 | 0.43793 | 0.52649 | 0.60046 | 0.67291 | 0.77295 | 0.83311 | 0.8362 | 0.77425 | 0.65391 | 0.49719 | 0.32331 | 0.18445 | 0.08726 | 0.036274 | 0.01296 | 0.0039776 | 0.0008518 | 0.00013757 | 1.6225e-05 | 0.36306 | 0.80085 | 1.3271 | 1.9272 | 2.5996 | 3.3718 | 4.2041 | 5.0393 | 5.8124 | 6.465 | 6.9607 | 7.2825 | 7.4654 | 7.5511 | 7.5858 | 7.5971 | 7.5995 | 7.5987 | 7.5972 | 7.5956 | 77.434 | 93.4374 | 112.3686 | 128.1933 | 143.6996 | 165.1055 | 178.0005 | 178.7049 | 165.5043 | 139.8122 | 106.3272 | 69.1563 | 39.4629 | 18.6731 | 7.7639 | 2.7746 | 0.85171 | 0.18243 | 0.02947 | 0.0034764 | 77.434 | 170.8714 | 283.24 | 411.4333 | 555.1329 | 720.2384 | 898.2389 | 1076.9438 | 1242.4482 | 1382.2603 | 1488.5875 | 1557.7438 | 1597.2067 | 1615.8798 | 1623.6438 | 1626.4183 | 1627.27 | 1627.4525 | 1627.4819 | 1627.4854 | 0.30862 | 0.37229 | 0.44759 | 0.5105 | 0.57212 | 0.6572 | 0.70838 | 0.71104 | 0.65839 | 0.55607 | 0.42281 | 0.27495 | 0.15687 | 0.074214 | 0.030851 | 0.011023 | 0.0033832 | 0.00072454 | 0.00011702 | 1.3801e-05 | 0.30862 | 0.68081 | 1.1282 | 1.6385 | 2.2102 | 2.8669 | 3.5747 | 4.285 | 4.9425 | 5.4976 | 5.9194 | 6.1933 | 6.349 | 6.4221 | 6.4518 | 6.4617 | 6.4639 | 6.4634 | 6.4624 | 6.4612 | 65.8189 | 79.4218 | 95.5133 | 108.9643 | 122.1447 | 140.3397 | 151.3004 | 151.8992 | 140.6787 | 118.8403 | 90.3781 | 58.7829 | 33.5435 | 15.8721 | 6.5993 | 2.3584 | 0.72395 | 0.15507 | 0.025049 | 0.0029549 | 65.8189 | 145.2407 | 240.754 | 349.7183 | 471.8629 | 612.2026 | 763.5031 | 915.4022 | 1056.0809 | 1174.9213 | 1265.2994 | 1324.0822 | 1357.6257 | 1373.4978 | 1380.0972 | 1382.4556 | 1383.1795 | 1383.3346 | 1383.3597 | 1383.3626 | 0.30862 | 0.37229 | 0.44759 | 0.5105 | 0.57212 | 0.6572 | 0.70838 | 0.71104 | 0.65839 | 0.55607 | 0.42281 | 0.27495 | 0.15687 | 0.074214 | 0.030851 | 0.011023 | 0.0033832 | 0.00072454 | 0.00011702 | 1.3801e-05 | 0.30862 | 0.68081 | 1.1282 | 1.6385 | 2.2102 | 2.8669 | 3.5747 | 4.285 | 4.9425 | 5.4976 | 5.9194 | 6.1933 | 6.349 | 6.4221 | 6.4518 | 6.4617 | 6.4639 | 6.4634 | 6.4624 | 6.4612 | 65.8189 | 79.4218 | 95.5133 | 108.9643 | 122.1447 | 140.3397 | 151.3004 | 151.8992 | 140.6787 | 118.8403 | 90.3781 | 58.7829 | 33.5435 | 15.8721 | 6.5993 | 2.3584 | 0.72395 | 0.15507 | 0.025049 | 0.0029549 | 65.8189 | 145.2407 | 240.754 | 349.7183 | 471.8629 | 612.2026 | 763.5031 | 915.4022 | 1056.0809 | 1174.9213 | 1265.2994 | 1324.0822 | 1357.6257 | 1373.4978 | 1380.0972 | 1382.4556 | 1383.1795 | 1383.3346 | 1383.3597 | 1383.3626 | 0.30862 | 0.37229 | 0.44759 | 0.5105 | 0.57212 | 0.6572 | 0.70838 | 0.71104 | 0.65839 | 0.55607 | 0.42281 | 0.27495 | 0.15687 | 0.074214 | 0.030851 | 0.011023 | 0.0033832 | 0.00072454 | 0.00011702 | 1.3801e-05 | 0.30862 | 0.68081 | 1.1282 | 1.6385 | 2.2102 | 2.8669 | 3.5747 | 4.285 | 4.9425 | 5.4976 | 5.9194 | 6.1933 | 6.349 | 6.4221 | 6.4518 | 6.4617 | 6.4639 | 6.4634 | 6.4624 | 6.4612 | 65.8189 | 79.4218 | 95.5133 | 108.9643 | 122.1447 | 140.3397 | 151.3004 | 151.8992 | 140.6787 | 118.8403 | 90.3781 | 58.7829 | 33.5435 | 15.8721 | 6.5993 | 2.3584 | 0.72395 | 0.15507 | 0.025049 | 0.0029549 | 65.8189 | 145.2407 | 240.754 | 349.7183 | 471.8629 | 612.2026 | 763.5031 | 915.4022 | 1056.0809 | 1174.9213 | 1265.2994 | 1324.0822 | 1357.6257 | 1373.4978 | 1380.0972 | 1382.4556 | 1383.1795 | 1383.3346 | 1383.3597 | 1383.3626 | 0.30862 | 0.37229 | 0.44759 | 0.5105 | 0.57212 | 0.6572 | 0.70838 | 0.71104 | 0.65839 | 0.55607 | 0.42281 | 0.27495 | 0.15687 | 0.074214 | 0.030851 | 0.011023 | 0.0033832 | 0.00072454 | 0.00011702 | 1.3801e-05 | 0.30862 | 0.68081 | 1.1282 | 1.6385 | 2.2102 | 2.8669 | 3.5747 | 4.285 | 4.9425 | 5.4976 | 5.9194 | 6.1933 | 6.349 | 6.4221 | 6.4518 | 6.4617 | 6.4639 | 6.4634 | 6.4624 | 6.4612 | 65.8189 | 79.4218 | 95.5133 | 108.9643 | 122.1447 | 140.3397 | 151.3004 | 151.8992 | 140.6787 | 118.8403 | 90.3781 | 58.7829 | 33.5435 | 15.8721 | 6.5993 | 2.3584 | 0.72395 | 0.15507 | 0.025049 | 0.0029549 | 65.8189 | 145.2407 | 240.754 | 349.7183 | 471.8629 | 612.2026 | 763.5031 | 915.4022 | 1056.0809 | 1174.9213 | 1265.2994 | 1324.0822 | 1357.6257 | 1373.4978 | 1380.0972 | 1382.4556 | 1383.1795 | 1383.3346 | 1383.3597 | 1383.3626 | 208.2192 | 208.6183 | 209.0107 | 209.3953 | 209.7712 | 210.1376 | 210.4937 | 210.8388 | 211.1721 | 211.4929 | 211.8008 | 212.0952 | 212.3755 | 212.6413 | 212.892 | 213.1275 | 213.3471 | 213.5506 | 213.7377 | 213.9081 | 136.7244 | 136.9865 | 137.2441 | 137.4967 | 137.7435 | 137.9841 | 138.218 | 138.4445 | 138.6634 | 138.8741 | 139.0763 | 139.2695 | 139.4536 | 139.6281 | 139.7928 | 139.9474 | 140.0916 | 140.2252 | 140.3481 | 140.46
WA_Industrial_Instruments_Existing_Space Heating_Natural Gas_Steam Trap Maintenance_A | WA | Industrial | Instruments | Existing | Space Heating | Natural Gas | Steam Trap Maintenance | A | IM491 | Degrade performance | Cleaning and maintenance | 6 | 5.3362 | 0 | 0 | 4.76 | 0 | 0 | 0 | 2.3795 |  | employee | 73% | 85% | Retrofit | RetroEven20 | 80.75% | TBD | 0.2% | 140.7769 |  | 106.6805 |  | 0.0064266 | IL TRM - 4.4.16 - CI-HVC-STRE-V07-210101 | IL TRM - 4.4.16 - CI-HVC-STRE-V07-210101 | IL TRM - 4.4.16 - CI-HVC-STRE-V07-210101 | Degrade performance | Degrade performance | Degrade performance | Degrade performance | Degrade performance | Degrade performance | Degrade performance | Degrade performance | Degrade performance | Degrade performance | Degrade performance | Degrade performance | Degrade performance | Degrade performance | Degrade performance | Degrade performance | Degrade performance | Degrade performance | Degrade performance | Degrade performance | Degrade performance | Degrade performance | Cleaning and maintenance | Cleaning and maintenance | Cleaning and maintenance | Cleaning and maintenance | Cleaning and maintenance | Cleaning and maintenance | Cleaning and maintenance | Cleaning and maintenance | Cleaning and maintenance | Cleaning and maintenance | Cleaning and maintenance | Cleaning and maintenance | Cleaning and maintenance | Cleaning and maintenance | Cleaning and maintenance | Cleaning and maintenance | Cleaning and maintenance | Cleaning and maintenance | Cleaning and maintenance | Cleaning and maintenance | Cleaning and maintenance | Cleaning and maintenance | 4.76 | 4.76 | 4.76 | 4.76 | 4.76 | 4.76 | 4.76 | 4.76 | 4.76 | 4.76 | 4.76 | 4.76 | 4.76 | 4.76 | 4.76 | 4.76 | 4.76 | 4.76 | 4.76 | 4.76 | 4.76 | 4.76 | 0 | 0 | 5.2976 | 5.2717 | 5.2446 | 5.216 | 5.1858 | 5.1536 | 5.1195 | 5.0831 | 5.0447 | 5.0046 | 4.963 | 4.92 | 4.8767 | 4.8331 | 4.7893 | 4.7485 | 4.7104 | 4.6748 | 4.6415 | 4.6105 | 0.0075476 | 0.0073813 | 0.0072167 | 0.0070537 | 0.0068918 | 0.006731 | 0.0065711 | 0.006412 | 0.0062539 | 0.0060971 | 0.0059422 | 0.0057891 | 0.0056393 | 0.0054925 | 0.0053489 | 0.0052118 | 0.0050809 | 0.0049555 | 0.0048354 | 0.0047204 | 0.0075476 | 0.014892 | 0.022032 | 0.028966 | 0.03569 | 0.0422 | 0.048491 | 0.054558 | 0.060401 | 0.066017 | 0.07141 | 0.076581 | 0.081546 | 0.086309 | 0.090876 | 0.095313 | 0.09963 | 0.10383 | 0.10793 | 0.11193 | 1.4247 | 1.4002 | 1.376 | 1.3523 | 1.329 | 1.3061 | 1.2836 | 1.2614 | 1.2397 | 1.2183 | 1.1973 | 1.1767 | 1.1564 | 1.1364 | 1.1168 | 1.0976 | 1.0787 | 1.0601 | 1.0418 | 1.0238 | 1.4247 | 2.8249 | 4.2009 | 5.5532 | 6.8822 | 8.1883 | 9.4719 | 10.7333 | 11.973 | 13.1913 | 14.3886 | 15.5652 | 16.7216 | 17.858 | 18.9748 | 20.0724 | 21.1511 | 22.2111 | 23.2529 | 24.2767 | 0.0064266 | 0.0062964 | 0.0061681 | 0.0060413 | 0.0059157 | 0.0057911 | 0.0056671 | 0.0055438 | 0.0054211 | 0.0052993 | 0.0051785 | 0.0050588 | 0.0049402 | 0.0048231 | 0.0047076 | 0.0045963 | 0.0044895 | 0.004387 | 0.0042887 | 0.0041945 | 0.0064266 | 0.012703 | 0.018831 | 0.024809 | 0.030635 | 0.036306 | 0.04182 | 0.047171 | 0.052358 | 0.057378 | 0.062233 | 0.066919 | 0.071438 | 0.075791 | 0.079981 | 0.084057 | 0.088034 | 0.09192 | 0.095726 | 0.09946 | 1.211 | 1.1901 | 1.1696 | 1.1495 | 1.1296 | 1.1102 | 1.091 | 1.0722 | 1.0537 | 1.0356 | 1.0177 | 1.0002 | 0.98291 | 0.96597 | 0.94931 | 0.93294 | 0.91686 | 0.90105 | 0.88552 | 0.87025 | 1.211 | 2.4012 | 3.5708 | 4.7202 | 5.8499 | 6.9601 | 8.0511 | 9.1233 | 10.177 | 11.2126 | 12.2303 | 13.2304 | 14.2133 | 15.1793 | 16.1286 | 17.0616 | 17.9784 | 18.8795 | 19.765 | 20.6352 | 0.0064266 | 0.0062964 | 0.0061681 | 0.0060413 | 0.0059157 | 0.0057911 | 0.0056671 | 0.0055438 | 0.0054211 | 0.0052993 | 0.0051785 | 0.0050588 | 0.0049402 | 0.0048231 | 0.0047076 | 0.0045963 | 0.0044895 | 0.004387 | 0.0042887 | 0.0041945 | 0.0064266 | 0.012703 | 0.018831 | 0.024809 | 0.030635 | 0.036306 | 0.04182 | 0.047171 | 0.052358 | 0.057378 | 0.062233 | 0.066919 | 0.071438 | 0.075791 | 0.079981 | 0.084057 | 0.088034 | 0.09192 | 0.095726 | 0.09946 | 1.211 | 1.1901 | 1.1696 | 1.1495 | 1.1296 | 1.1102 | 1.091 | 1.0722 | 1.0537 | 1.0356 | 1.0177 | 1.0002 | 0.98291 | 0.96597 | 0.94931 | 0.93294 | 0.91686 | 0.90105 | 0.88552 | 0.87025 | 1.211 | 2.4012 | 3.5708 | 4.7202 | 5.8499 | 6.9601 | 8.0511 | 9.1233 | 10.177 | 11.2126 | 12.2303 | 13.2304 | 14.2133 | 15.1793 | 16.1286 | 17.0616 | 17.9784 | 18.8795 | 19.765 | 20.6352 | 0.0064266 | 0.0062964 | 0.0061681 | 0.0060413 | 0.0059157 | 0.0057911 | 0.0056671 | 0.0055438 | 0.0054211 | 0.0052993 | 0.0051785 | 0.0050588 | 0.0049402 | 0.0048231 | 0.0047076 | 0.0045963 | 0.0044895 | 0.004387 | 0.0042887 | 0.0041945 | 0.0064266 | 0.012703 | 0.018831 | 0.024809 | 0.030635 | 0.036306 | 0.04182 | 0.047171 | 0.052358 | 0.057378 | 0.062233 | 0.066919 | 0.071438 | 0.075791 | 0.079981 | 0.084057 | 0.088034 | 0.09192 | 0.095726 | 0.09946 | 1.211 | 1.1901 | 1.1696 | 1.1495 | 1.1296 | 1.1102 | 1.091 | 1.0722 | 1.0537 | 1.0356 | 1.0177 | 1.0002 | 0.98291 | 0.96597 | 0.94931 | 0.93294 | 0.91686 | 0.90105 | 0.88552 | 0.87025 | 1.211 | 2.4012 | 3.5708 | 4.7202 | 5.8499 | 6.9601 | 8.0511 | 9.1233 | 10.177 | 11.2126 | 12.2303 | 13.2304 | 14.2133 | 15.1793 | 16.1286 | 17.0616 | 17.9784 | 18.8795 | 19.765 | 20.6352 | 0.0064266 | 0.0062964 | 0.0061681 | 0.0060413 | 0.0059157 | 0.0057911 | 0.0056671 | 0.0055438 | 0.0054211 | 0.0052993 | 0.0051785 | 0.0050588 | 0.0049402 | 0.0048231 | 0.0047076 | 0.0045963 | 0.0044895 | 0.004387 | 0.0042887 | 0.0041945 | 0.0064266 | 0.012703 | 0.018831 | 0.024809 | 0.030635 | 0.036306 | 0.04182 | 0.047171 | 0.052358 | 0.057378 | 0.062233 | 0.066919 | 0.071438 | 0.075791 | 0.079981 | 0.084057 | 0.088034 | 0.09192 | 0.095726 | 0.09946 | 1.211 | 1.1901 | 1.1696 | 1.1495 | 1.1296 | 1.1102 | 1.091 | 1.0722 | 1.0537 | 1.0356 | 1.0177 | 1.0002 | 0.98291 | 0.96597 | 0.94931 | 0.93294 | 0.91686 | 0.90105 | 0.88552 | 0.87025 | 1.211 | 2.4012 | 3.5708 | 4.7202 | 5.8499 | 6.9601 | 8.0511 | 9.1233 | 10.177 | 11.2126 | 12.2303 | 13.2304 | 14.2133 | 15.1793 | 16.1286 | 17.0616 | 17.9784 | 18.8795 | 19.765 | 20.6352 | 113.3479 | 113.5233 | 113.6957 | 113.8645 | 114.0294 | 114.1901 | 114.346 | 114.4971 | 114.6429 | 114.7832 | 114.9177 | 115.0463 | 115.1687 | 115.2846 | 115.394 | 115.4966 | 115.5923 | 115.6809 | 115.7624 | 115.8365 | 85.8949 | 86.0279 | 86.1585 | 86.2864 | 86.4114 | 86.5331 | 86.6513 | 86.7658 | 86.8762 | 86.9826 | 87.0845 | 87.1819 | 87.2747 | 87.3625 | 87.4454 | 87.5232 | 87.5957 | 87.6629 | 87.7246 | 87.7808
WA_Industrial_Instruments_Existing_Process_Natural Gas_Steam Trap Maintenance_A | WA | Industrial | Instruments | Existing | Process | Natural Gas | Steam Trap Maintenance | A | IM492 | Degrade performance | Cleaning and maintenance | 6 | 3.3144 | 0 | 0 | 4.76 | 0 | 0 | 0 | 2.3795 |  | sqft | 73% | 85% | Retrofit | RetroEven20 | 80.75% | TBD | 0.2% | 140.7769 |  | 106.6805 |  | 0.12172 | IL TRM - 4.4.16 - CI-HVC-STRE-V07-210101 | IL TRM - 4.4.16 - CI-HVC-STRE-V07-210101 | IL TRM - 4.4.16 - CI-HVC-STRE-V07-210101 | Degrade performance | Degrade performance | Degrade performance | Degrade performance | Degrade performance | Degrade performance | Degrade performance | Degrade performance | Degrade performance | Degrade performance | Degrade performance | Degrade performance | Degrade performance | Degrade performance | Degrade performance | Degrade performance | Degrade performance | Degrade performance | Degrade performance | Degrade performance | Degrade performance | Degrade performance | Cleaning and maintenance | Cleaning and maintenance | Cleaning and maintenance | Cleaning and maintenance | Cleaning and maintenance | Cleaning and maintenance | Cleaning and maintenance | Cleaning and maintenance | Cleaning and maintenance | Cleaning and maintenance | Cleaning and maintenance | Cleaning and maintenance | Cleaning and maintenance | Cleaning and maintenance | Cleaning and maintenance | Cleaning and maintenance | Cleaning and maintenance | Cleaning and maintenance | Cleaning and maintenance | Cleaning and maintenance | Cleaning and maintenance | Cleaning and maintenance | 4.76 | 4.76 | 4.76 | 4.76 | 4.76 | 4.76 | 4.76 | 4.76 | 4.76 | 4.76 | 4.76 | 4.76 | 4.76 | 4.76 | 4.76 | 4.76 | 4.76 | 4.76 | 4.76 | 4.76 | 4.76 | 4.76 | 0 | 0 | 3.3132 | 3.3124 | 3.3117 | 3.3112 | 3.3108 | 3.3104 | 3.31 | 3.3097 | 3.3094 | 3.3091 | 3.3089 | 3.3087 | 3.3085 | 3.3083 | 3.3082 | 3.308 | 3.3079 | 3.3077 | 3.3076 | 3.3074 | 0.14319 | 0.14069 | 0.13824 | 0.13583 | 0.13347 | 0.13116 | 0.12888 | 0.12665 | 0.12445 | 0.1223 | 0.12018 | 0.1181 | 0.11606 | 0.11405 | 0.11208 | 0.11014 | 0.10824 | 0.10636 | 0.10453 | 0.10272 | 0.14319 | 0.28385 | 0.42203 | 0.5578 | 0.6912 | 0.82227 | 0.95106 | 1.0776 | 1.202 | 1.3242 | 1.4442 | 1.5623 | 1.6782 | 1.7922 | 1.9042 | 2.0142 | 2.1224 | 2.2286 | 2.3331 | 2.4357 | 43.219 | 42.4738 | 41.7415 | 41.0218 | 40.3146 | 39.6195 | 38.9364 | 38.2651 | 37.6053 | 36.957 | 36.3198 | 35.6936 | 35.0782 | 34.4734 | 33.879 | 33.2949 | 32.7208 | 32.1567 | 31.6023 | 31.0574 | 43.219 | 85.6928 | 127.4343 | 168.4562 | 208.7708 | 248.3903 | 287.3266 | 325.5917 | 363.1971 | 400.154 | 436.4738 | 472.1674 | 507.2456 | 541.7189 | 575.5979 | 608.8928 | 641.6137 | 673.7703 | 705.3726 | 736.43 | 0.12172 | 0.1196 | 0.11752 | 0.11548 | 0.11347 | 0.1115 | 0.10957 | 0.10767 | 0.10581 | 0.10398 | 0.10218 | 0.10041 | 0.098674 | 0.096969 | 0.095293 | 0.093646 | 0.092028 | 0.090438 | 0.088875 | 0.087339 | 0.12172 | 0.24129 | 0.35877 | 0.4742 | 0.58761 | 0.69906 | 0.80856 | 0.91616 | 1.0219 | 1.1258 | 1.2279 | 1.3283 | 1.4269 | 1.5238 | 1.619 | 1.7126 | 1.8045 | 1.8949 | 1.9837 | 2.071 | 36.7361 | 36.1028 | 35.4803 | 34.8686 | 34.2674 | 33.6766 | 33.0959 | 32.5253 | 31.9645 | 31.4134 | 30.8718 | 30.3395 | 29.8164 | 29.3024 | 28.7972 | 28.3007 | 27.8127 | 27.3332 | 26.8619 | 26.3988 | 36.7361 | 72.8389 | 108.3192 | 143.1878 | 177.4551 | 211.1317 | 244.2277 | 276.753 | 308.7175 | 340.1309 | 371.0027 | 401.3423 | 431.1587 | 460.4611 | 489.2583 | 517.5589 | 545.3716 | 572.7048 | 599.5667 | 625.9655 | 0.12172 | 0.1196 | 0.11752 | 0.11548 | 0.11347 | 0.1115 | 0.10957 | 0.10767 | 0.10581 | 0.10398 | 0.10218 | 0.10041 | 0.098674 | 0.096969 | 0.095293 | 0.093646 | 0.092028 | 0.090438 | 0.088875 | 0.087339 | 0.12172 | 0.24129 | 0.35877 | 0.4742 | 0.58761 | 0.69906 | 0.80856 | 0.91616 | 1.0219 | 1.1258 | 1.2279 | 1.3283 | 1.4269 | 1.5238 | 1.619 | 1.7126 | 1.8045 | 1.8949 | 1.9837 | 2.071 | 36.7361 | 36.1028 | 35.4803 | 34.8686 | 34.2674 | 33.6766 | 33.0959 | 32.5253 | 31.9645 | 31.4134 | 30.8718 | 30.3395 | 29.8164 | 29.3024 | 28.7972 | 28.3007 | 27.8127 | 27.3332 | 26.8619 | 26.3988 | 36.7361 | 72.8389 | 108.3192 | 143.1878 | 177.4551 | 211.1317 | 244.2277 | 276.753 | 308.7175 | 340.1309 | 371.0027 | 401.3423 | 431.1587 | 460.4611 | 489.2583 | 517.5589 | 545.3716 | 572.7048 | 599.5667 | 625.9655 | 0.12172 | 0.1196 | 0.11752 | 0.11548 | 0.11347 | 0.1115 | 0.10957 | 0.10767 | 0.10581 | 0.10398 | 0.10218 | 0.10041 | 0.098674 | 0.096969 | 0.095293 | 0.093646 | 0.092028 | 0.090438 | 0.088875 | 0.087339 | 0.12172 | 0.24129 | 0.35877 | 0.4742 | 0.58761 | 0.69906 | 0.80856 | 0.91616 | 1.0219 | 1.1258 | 1.2279 | 1.3283 | 1.4269 | 1.5238 | 1.619 | 1.7126 | 1.8045 | 1.8949 | 1.9837 | 2.071 | 36.7361 | 36.1028 | 35.4803 | 34.8686 | 34.2674 | 33.6766 | 33.0959 | 32.5253 | 31.9645 | 31.4134 | 30.8718 | 30.3395 | 29.8164 | 29.3024 | 28.7972 | 28.3007 | 27.8127 | 27.3332 | 26.8619 | 26.3988 | 36.7361 | 72.8389 | 108.3192 | 143.1878 | 177.4551 | 211.1317 | 244.2277 | 276.753 | 308.7175 | 340.1309 | 371.0027 | 401.3423 | 431.1587 | 460.4611 | 489.2583 | 517.5589 | 545.3716 | 572.7048 | 599.5667 | 625.9655 | 0.12172 | 0.1196 | 0.11752 | 0.11548 | 0.11347 | 0.1115 | 0.10957 | 0.10767 | 0.10581 | 0.10398 | 0.10218 | 0.10041 | 0.098674 | 0.096969 | 0.095293 | 0.093646 | 0.092028 | 0.090438 | 0.088875 | 0.087339 | 0.12172 | 0.24129 | 0.35877 | 0.4742 | 0.58761 | 0.69906 | 0.80856 | 0.91616 | 1.0219 | 1.1258 | 1.2279 | 1.3283 | 1.4269 | 1.5238 | 1.619 | 1.7126 | 1.8045 | 1.8949 | 1.9837 | 2.071 | 36.7361 | 36.1028 | 35.4803 | 34.8686 | 34.2674 | 33.6766 | 33.0959 | 32.5253 | 31.9645 | 31.4134 | 30.8718 | 30.3395 | 29.8164 | 29.3024 | 28.7972 | 28.3007 | 27.8127 | 27.3332 | 26.8619 | 26.3988 | 36.7361 | 72.8389 | 108.3192 | 143.1878 | 177.4551 | 211.1317 | 244.2277 | 276.753 | 308.7175 | 340.1309 | 371.0027 | 401.3423 | 431.1587 | 460.4611 | 489.2583 | 517.5589 | 545.3716 | 572.7048 | 599.5667 | 625.9655 | 113.3479 | 113.5233 | 113.6957 | 113.8645 | 114.0294 | 114.1901 | 114.346 | 114.4971 | 114.6429 | 114.7832 | 114.9177 | 115.0463 | 115.1687 | 115.2846 | 115.394 | 115.4966 | 115.5923 | 115.6809 | 115.7624 | 115.8365 | 85.8949 | 86.0279 | 86.1585 | 86.2864 | 86.4114 | 86.5331 | 86.6513 | 86.7658 | 86.8762 | 86.9826 | 87.0845 | 87.1819 | 87.2747 | 87.3625 | 87.4454 | 87.5232 | 87.5957 | 87.6629 | 87.7246 | 87.7808
WA_Industrial_Instruments_Existing_Space Heating_Natural Gas_Gas Boiler - High Turndown_A | WA | Industrial | Instruments | Existing | Space Heating | Natural Gas | Gas Boiler - High Turndown | A | IM493 | No control | Turndown control installed | 15 | 5.6643 | 0 | 0 | 68.08 | 0 | 0 | 0 | 34.0401 |  | employee | 35% | 50% | Retrofit | Retro12Med | 75.44% | TBD | 0.2% | 691.0523 |  | 458.4475 |  | 0.018562 | MN TRM 3.1 - Boiler Modifications, Space Heating Only v4.0 | MN TRM 3.1 - Boiler Modifications, Space Heating Only v4.0 | MN TRM 3.1 - Boiler Modifications, Space Heating Only v4.0 | No control | No control | No control | No control | No control | No control | No control | No control | No control | No control | No control | No control | No control | No control | No control | No control | No control | No control | No control | No control | No control | No control | Turndown control installed | Turndown control installed | Turndown control installed | Turndown control installed | Turndown control installed | Turndown control installed | Turndown control installed | Turndown control installed | Turndown control installed | Turndown control installed | Turndown control installed | Turndown control installed | Turndown control installed | Turndown control installed | Turndown control installed | Turndown control installed | Turndown control installed | Turndown control installed | Turndown control installed | Turndown control installed | Turndown control installed | Turndown control installed | 68.08 | 68.08 | 68.08 | 68.08 | 68.08 | 68.08 | 68.08 | 68.08 | 68.08 | 68.08 | 68.08 | 68.08 | 68.08 | 68.08 | 68.08 | 68.08 | 68.08 | 68.08 | 68.08 | 68.08 | 68.08 | 68.08 | 0 | 0 | 5.5912 | 5.5151 | 5.4163 | 5.2917 | 5.1421 | 4.9716 | 4.7876 | 4.5989 | 4.4138 | 4.2388 | 4.0783 | 3.9335 | 3.805 | 3.6914 | 3.5907 | 3.5029 | 3.4259 | 3.3566 | 3.2968 | 3.2403 | 0.021782 | 0.021115 | 0.020379 | 0.019567 | 0.018686 | 0.015979 | 0.012098 | 0.0091368 | 0.0068942 | 0.0052055 | 0.0039375 | 0.0029858 | 0.0022708 | 0.001732 | 0.0013246 | 0.0010159 | 6.6602e-06 | 2.2904e-06 | 7.5366e-07 | 2.3739e-07 | 0.021782 | 0.0426 | 0.062216 | 0.080353 | 0.096766 | 0.10954 | 0.11758 | 0.12208 | 0.12406 | 0.12435 | 0.12358 | 0.12218 | 0.12046 | 0.11859 | 0.11668 | 0.11485 | 0.11233 | 0.11006 | 0.1081 | 0.10625 | 3.8957 | 3.8286 | 3.7626 | 3.6977 | 3.6339 | 3.2142 | 2.527 | 1.9867 | 1.562 | 1.228 | 0.9655 | 0.75908 | 0.59679 | 0.4692 | 0.36889 | 0.29002 | 0.0019441 | 0.00068235 | 0.00022861 | 7.3261e-05 | 3.8957 | 7.7243 | 11.4869 | 15.1846 | 18.8185 | 22.0327 | 24.5597 | 26.5464 | 28.1084 | 29.3364 | 30.3019 | 31.061 | 31.6578 | 32.127 | 32.4959 | 32.7859 | 32.7879 | 32.7885 | 32.7888 | 32.7888 | 0.018562 | 0.018051 | 0.01749 | 0.016874 | 0.016207 | 0.013952 | 0.010642 | 0.0081006 | 0.0061624 | 0.0046908 | 0.0035761 | 0.0027319 | 0.0020917 | 0.001605 | 0.0012342 | 0.00095119 | 6.2631e-06 | 2.1627e-06 | 7.1434e-07 | 2.2584e-07 | 0.018562 | 0.036419 | 0.053397 | 0.069295 | 0.083931 | 0.095641 | 0.10343 | 0.10824 | 0.11089 | 0.11206 | 0.11224 | 0.11179 | 0.11095 | 0.1099 | 0.10872 | 0.10753 | 0.10563 | 0.10393 | 0.10246 | 0.10108 | 3.3114 | 3.2543 | 3.1982 | 3.143 | 3.0888 | 2.732 | 2.1479 | 1.6887 | 1.3277 | 1.0438 | 0.82067 | 0.64522 | 0.50728 | 0.39882 | 0.31356 | 0.24652 | 0.0016525 | 0.00057999 | 0.00019432 | 6.2271e-05 | 3.3114 | 6.5657 | 9.7638 | 12.9069 | 15.9957 | 18.7278 | 20.8757 | 22.5644 | 23.8921 | 24.936 | 25.7566 | 26.4019 | 26.9091 | 27.3079 | 27.6215 | 27.868 | 27.8697 | 27.8703 | 27.8705 | 27.8705 | 0 | 0 | 0 | 0 | 0 | 0 | 0 | 0 | 0 | 0 | 0 | 0 | 0 | 0 | 0 | 0 | 0 | 0 | 0 | 0 | 0 | 0 | 0 | 0 | 0 | 0 | 0 | 0 | 0 | 0 | 0 | 0 | 0 | 0 | 0 | 0 | 0 | 0 | 0 | 0 | 0 | 0 | 0 | 0 | 0 | 0 | 0 | 0 | 0 | 0 | 0 | 0 | 0 | 0 | 0 | 0 | 0 | 0 | 0 | 0 | 0 | 0 | 0 | 0 | 0 | 0 | 0 | 0 | 0 | 0 | 0 | 0 | 0 | 0 | 0 | 0 | 0 | 0 | 0 | 0 | 0.018621 | 0.018209 | 0.0178 | 0.017391 | 0.016979 | 0.014907 | 0.011622 | 0.0090503 | 0.00704 | 0.0054702 | 0.0042465 | 0.003294 | 0.002554 | 0.00198 | 0.0015353 | 0.0011916 | 7.8944e-06 | 2.7417e-06 | 9.0985e-07 | 2.8904e-07 | 0.018621 | 0.036738 | 0.054342 | 0.071415 | 0.087927 | 0.10218 | 0.11295 | 0.12093 | 0.12669 | 0.13068 | 0.13327 | 0.13479 | 0.13548 | 0.13557 | 0.13525 | 0.13471 | 0.13314 | 0.13175 | 0.1305 | 0.12936 | 3.3114 | 3.2543 | 3.1982 | 3.143 | 3.0888 | 2.732 | 2.1479 | 1.6887 | 1.3277 | 1.0438 | 0.82067 | 0.64522 | 0.50728 | 0.39882 | 0.31356 | 0.24652 | 0.0016525 | 0.00057999 | 0.00019432 | 6.2271e-05 | 3.3114 | 6.5657 | 9.7638 | 12.9069 | 15.9957 | 18.7278 | 20.8757 | 22.5644 | 23.8921 | 24.936 | 25.7566 | 26.4019 | 26.9091 | 27.3079 | 27.6215 | 27.868 | 27.8697 | 27.8703 | 27.8705 | 27.8705 | 0 | 0 | 0 | 0 | 0 | 0 | 0 | 0 | 0 | 0 | 0 | 0 | 0 | 0 | 0 | 0 | 0 | 0 | 0 | 0 | 0 | 0 | 0 | 0 | 0 | 0 | 0 | 0 | 0 | 0 | 0 | 0 | 0 | 0 | 0 | 0 | 0 | 0 | 0 | 0 | 0 | 0 | 0 | 0 | 0 | 0 | 0 | 0 | 0 | 0 | 0 | 0 | 0 | 0 | 0 | 0 | 0 | 0 | 0 | 0 | 0 | 0 | 0 | 0 | 0 | 0 | 0 | 0 | 0 | 0 | 0 | 0 | 0 | 0 | 0 | 0 | 0 | 0 | 0 | 0 | 804.0376 | 805.2821 | 806.5047 | 807.7022 | 808.872 | 810.0114 | 811.1179 | 812.1894 | 813.2237 | 814.2189 | 815.1733 | 816.0852 | 816.9532 | 817.7757 | 818.5514 | 819.2793 | 819.9582 | 820.587 | 821.1648 | 821.6909 | 533.4025 | 534.2281 | 535.0391 | 535.8336 | 536.6096 | 537.3655 | 538.0995 | 538.8104 | 539.4965 | 540.1568 | 540.7899 | 541.3949 | 541.9707 | 542.5163 | 543.031 | 543.5139 | 543.9642 | 544.3814 | 544.7647 | 545.1137
WA_Industrial_Instruments_Existing_Process_Natural Gas_Gas Boiler - High Turndown_A | WA | Industrial | Instruments | Existing | Process | Natural Gas | Gas Boiler - High Turndown | A | IM494 | No control | Turndown control installed | 15 | 3.5182 | 0 | 0 | 68.08 | 0 | 0 | 0 | 34.0401 |  | sqft | 35% | 50% | Retrofit | Retro12Med | 75.44% | TBD | 0.2% | 691.0523 |  | 458.4475 |  | 0.35216 | MN TRM 3.1 - Boiler Modifications, Space Heating Only v4.0 | MN TRM 3.1 - Boiler Modifications, Space Heating Only v4.0 | MN TRM 3.1 - Boiler Modifications, Space Heating Only v4.0 | No control | No control | No control | No control | No control | No control | No control | No control | No control | No control | No control | No control | No control | No control | No control | No control | No control | No control | No control | No control | No control | No control | Turndown control installed | Turndown control installed | Turndown control installed | Turndown control installed | Turndown control installed | Turndown control installed | Turndown control installed | Turndown control installed | Turndown control installed | Turndown control installed | Turndown control installed | Turndown control installed | Turndown control installed | Turndown control installed | Turndown control installed | Turndown control installed | Turndown control installed | Turndown control installed | Turndown control installed | Turndown control installed | Turndown control installed | Turndown control installed | 68.08 | 68.08 | 68.08 | 68.08 | 68.08 | 68.08 | 68.08 | 68.08 | 68.08 | 68.08 | 68.08 | 68.08 | 68.08 | 68.08 | 68.08 | 68.08 | 68.08 | 68.08 | 68.08 | 68.08 | 68.08 | 68.08 | 0 | 0 | 3.5036 | 3.489 | 3.4741 | 3.4588 | 3.4432 | 3.4273 | 3.4116 | 3.3961 | 3.381 | 3.3664 | 3.3523 | 3.3389 | 3.3259 | 3.3133 | 3.3007 | 3.2881 | 3.2757 | 3.2631 | 3.2503 | 3.2373 | 0.41405 | 0.40521 | 0.39652 | 0.38797 | 0.37956 | 0.33417 | 0.26152 | 0.20468 | 0.1602 | 0.12541 | 0.098184 | 0.076883 | 0.060211 | 0.047158 | 0.036935 | 0.028928 | 0.00019318 | 6.7542e-05 | 2.254e-05 | 7.1945e-06 | 0.41405 | 0.81752 | 1.2106 | 1.5932 | 1.9656 | 2.2907 | 2.5417 | 2.7348 | 2.8829 | 2.9958 | 3.0815 | 3.146 | 3.194 | 3.229 | 3.2537 | 3.2702 | 3.258 | 3.2456 | 3.2329 | 3.22 | 118.1765 | 116.139 | 114.1366 | 112.1687 | 110.2347 | 97.5007 | 76.6557 | 60.2673 | 47.3825 | 37.2525 | 29.2882 | 23.0266 | 18.1036 | 14.2332 | 11.1902 | 8.7978 | 0.058973 | 0.020699 | 0.0069347 | 0.0022223 | 118.1765 | 234.3154 | 348.452 | 460.6207 | 570.8554 | 668.3562 | 745.0119 | 805.2792 | 852.6617 | 889.9142 | 919.2024 | 942.2289 | 960.3326 | 974.5658 | 985.756 | 994.5539 | 994.6128 | 994.6335 | 994.6405 | 994.6427 | 0.35216 | 0.34486 | 0.33768 | 0.33062 | 0.32367 | 0.28516 | 0.22332 | 0.1749 | 0.13699 | 0.10731 | 0.084066 | 0.065868 | 0.051615 | 0.040449 | 0.031699 | 0.024841 | 0.00016598 | 5.8067e-05 | 1.939e-05 | 6.1927e-06 | 0.35216 | 0.69576 | 1.0309 | 1.3577 | 1.6761 | 1.9547 | 2.1705 | 2.337 | 2.4652 | 2.5634 | 2.6384 | 2.6953 | 2.738 | 2.7696 | 2.7924 | 2.8082 | 2.7993 | 2.7903 | 2.781 | 2.7716 | 100.45 | 98.7181 | 97.0161 | 95.3434 | 93.6995 | 82.8756 | 65.1574 | 51.2272 | 40.2752 | 31.6646 | 24.8949 | 19.5726 | 15.3881 | 12.0982 | 9.5117 | 7.4782 | 0.050127 | 0.017594 | 0.0058945 | 0.001889 | 100.45 | 199.1681 | 296.1842 | 391.5276 | 485.2271 | 568.1027 | 633.2601 | 684.4873 | 724.7625 | 756.4271 | 781.322 | 800.8946 | 816.2827 | 828.3809 | 837.8926 | 845.3708 | 845.4209 | 845.4385 | 845.4444 | 845.4463 | 0 | 0 | 0 | 0 | 0 | 0 | 0 | 0 | 0 | 0 | 0 | 0 | 0 | 0 | 0 | 0 | 0 | 0 | 0 | 0 | 0 | 0 | 0 | 0 | 0 | 0 | 0 | 0 | 0 | 0 | 0 | 0 | 0 | 0 | 0 | 0 | 0 | 0 | 0 | 0 | 0 | 0 | 0 | 0 | 0 | 0 | 0 | 0 | 0 | 0 | 0 | 0 | 0 | 0 | 0 | 0 | 0 | 0 | 0 | 0 | 0 | 0 | 0 | 0 | 0 | 0 | 0 | 0 | 0 | 0 | 0 | 0 | 0 | 0 | 0 | 0 | 0 | 0 | 0 | 0 | 0.35216 | 0.34486 | 0.33768 | 0.33062 | 0.32367 | 0.28516 | 0.22332 | 0.1749 | 0.13699 | 0.10731 | 0.084066 | 0.065868 | 0.051615 | 0.040449 | 0.031699 | 0.024841 | 0.00016598 | 5.8067e-05 | 1.939e-05 | 6.1927e-06 | 0.35216 | 0.69576 | 1.0309 | 1.3577 | 1.6761 | 1.9547 | 2.1705 | 2.337 | 2.4652 | 2.5634 | 2.6384 | 2.6953 | 2.738 | 2.7696 | 2.7924 | 2.8082 | 2.7993 | 2.7903 | 2.781 | 2.7716 | 100.45 | 98.7181 | 97.0161 | 95.3434 | 93.6995 | 82.8756 | 65.1574 | 51.2272 | 40.2752 | 31.6646 | 24.8949 | 19.5726 | 15.3881 | 12.0982 | 9.5117 | 7.4782 | 0.050127 | 0.017594 | 0.0058945 | 0.001889 | 100.45 | 199.1681 | 296.1842 | 391.5276 | 485.2271 | 568.1027 | 633.2601 | 684.4873 | 724.7625 | 756.4271 | 781.322 | 800.8946 | 816.2827 | 828.3809 | 837.8926 | 845.3708 | 845.4209 | 845.4385 | 845.4444 | 845.4463 | 0 | 0 | 0 | 0 | 0 | 0 | 0 | 0 | 0 | 0 | 0 | 0 | 0 | 0 | 0 | 0 | 0 | 0 | 0 | 0 | 0 | 0 | 0 | 0 | 0 | 0 | 0 | 0 | 0 | 0 | 0 | 0 | 0 | 0 | 0 | 0 | 0 | 0 | 0 | 0 | 0 | 0 | 0 | 0 | 0 | 0 | 0 | 0 | 0 | 0 | 0 | 0 | 0 | 0 | 0 | 0 | 0 | 0 | 0 | 0 | 0 | 0 | 0 | 0 | 0 | 0 | 0 | 0 | 0 | 0 | 0 | 0 | 0 | 0 | 0 | 0 | 0 | 0 | 0 | 0 | 804.0376 | 805.2821 | 806.5047 | 807.7022 | 808.872 | 810.0114 | 811.1179 | 812.1894 | 813.2237 | 814.2189 | 815.1733 | 816.0852 | 816.9532 | 817.7757 | 818.5514 | 819.2793 | 819.9582 | 820.587 | 821.1648 | 821.6909 | 533.4025 | 534.2281 | 535.0391 | 535.8336 | 536.6096 | 537.3655 | 538.0995 | 538.8104 | 539.4965 | 540.1568 | 540.7899 | 541.3949 | 541.9707 | 542.5163 | 543.031 | 543.5139 | 543.9642 | 544.3814 | 544.7647 | 545.1137
WA_Industrial_Instruments_Existing_Space Heating_Natural Gas_Gas Boiler - Burner Control Optimization_A | WA | Industrial | Instruments | Existing | Space Heating | Natural Gas | Gas Boiler - Burner Control Optimization | A | IM495 | Average performance | Optimized burner controls | 18 | 1.6426 | 0 | 0 | 22.87 | 0 | 0 | 0 | 11.4364 |  | employee | 5% | 85% | Retrofit | Retro3Slow | 84.16% | TBD | 0.2% | 532.4216 |  | 342.9516 |  | 0.001452 | IL TRM - 4.4.22 - CI-HVC-O2TC-V01-140601 | GBLR_O2TRM-Heating-MEMD-2018-1 | IL TRM - 4.4.22 - CI-HVC-O2TC-V01-140601 | Average performance | Average performance | Average performance | Average performance | Average performance | Average performance | Average performance | Average performance | Average performance | Average performance | Average performance | Average performance | Average performance | Average performance | Average performance | Average performance | Average performance | Average performance | Average performance | Average performance | Average performance | Average performance | Optimized burner controls | Optimized burner controls | Optimized burner controls | Optimized burner controls | Optimized burner controls | Optimized burner controls | Optimized burner controls | Optimized burner controls | Optimized burner controls | Optimized burner controls | Optimized burner controls | Optimized burner controls | Optimized burner controls | Optimized burner controls | Optimized burner controls | Optimized burner controls | Optimized burner controls | Optimized burner controls | Optimized burner controls | Optimized burner controls | Optimized burner controls | Optimized burner controls | 22.87 | 22.87 | 22.87 | 22.87 | 22.87 | 22.87 | 22.87 | 22.87 | 22.87 | 22.87 | 22.87 | 22.87 | 22.87 | 22.87 | 22.87 | 22.87 | 22.87 | 22.87 | 22.87 | 22.87 | 22.87 | 22.87 | 0 | 0 | 1.6213 | 1.5991 | 1.5703 | 1.534 | 1.4905 | 1.4409 | 1.3875 | 1.3326 | 1.2789 | 1.2281 | 1.1815 | 1.1395 | 1.1022 | 1.0692 | 1.04 | 1.0145 | 0.99208 | 0.97197 | 0.95456 | 0.93815 | 0.0017038 | 0.002596 | 0.0050105 | 0.0084182 | 0.012504 | 0.016632 | 0.020031 | 0.022059 | 0.022405 | 0.021144 | 0.018658 | 0.015474 | 0.012114 | 0.0089821 | 0.0063264 | 0.0042455 | 0.0027201 | 0.0016667 | 0.00097915 | 0.00064033 | 0.0017038 | 0.0042764 | 0.0092098 | 0.017415 | 0.029425 | 0.045078 | 0.063438 | 0.082991 | 0.10205 | 0.11914 | 0.13328 | 0.14401 | 0.15141 | 0.15586 | 0.15793 | 0.1583 | 0.15753 | 0.156 | 0.15419 | 0.15217 | 1.0509 | 1.6234 | 3.1909 | 5.4877 | 8.3893 | 11.5425 | 14.4372 | 16.553 | 17.519 | 17.2169 | 15.7921 | 13.5798 | 10.9906 | 8.4008 | 6.0834 | 4.1849 | 2.7419 | 1.7147 | 1.0258 | 0.68255 | 1.0509 | 2.6743 | 5.8652 | 11.3529 | 19.7422 | 31.2848 | 45.722 | 62.275 | 79.794 | 97.0109 | 112.803 | 126.3828 | 137.3734 | 145.7742 | 151.8576 | 156.0425 | 158.7843 | 160.4991 | 161.5248 | 162.2074 | 0.001452 | 0.0022193 | 0.0043004 | 0.0072601 | 0.010846 | 0.014523 | 0.017621 | 0.01956 | 0.020029 | 0.019057 | 0.016948 | 0.01416 | 0.01116 | 0.0083252 | 0.0058958 | 0.0039757 | 0.0025585 | 0.0015741 | 0.00092828 | 0.00060935 | 0.001452 | 0.003656 | 0.0079047 | 0.01502 | 0.025524 | 0.039363 | 0.055806 | 0.073588 | 0.091228 | 0.10738 | 0.12106 | 0.13178 | 0.13949 | 0.14446 | 0.14718 | 0.14824 | 0.14817 | 0.14734 | 0.14618 | 0.14481 | 0.89326 | 1.3799 | 2.7122 | 4.6646 | 7.1309 | 9.8112 | 12.2716 | 14.0701 | 14.8911 | 14.6344 | 13.4233 | 11.5428 | 9.342 | 7.1407 | 5.1709 | 3.5572 | 2.3306 | 1.4575 | 0.87189 | 0.58017 | 0.89326 | 2.2732 | 4.9854 | 9.65 | 16.7809 | 26.5921 | 38.8637 | 52.9338 | 67.8249 | 82.4593 | 95.8825 | 107.4254 | 116.7674 | 123.9081 | 129.0789 | 132.6361 | 134.9667 | 136.4242 | 137.2961 | 137.8763 | 0 | 0 | 0 | 0 | 0 | 0 | 0 | 0 | 0 | 0 | 0 | 0 | 0 | 0 | 0 | 0 | 0 | 0 | 0 | 0 | 0 | 0 | 0 | 0 | 0 | 0 | 0 | 0 | 0 | 0 | 0 | 0 | 0 | 0 | 0 | 0 | 0 | 0 | 0 | 0 | 0 | 0 | 0 | 0 | 0 | 0 | 0 | 0 | 0 | 0 | 0 | 0 | 0 | 0 | 0 | 0 | 0 | 0 | 0 | 0 | 0 | 0 | 0 | 0 | 0 | 0 | 0 | 0 | 0 | 0 | 0 | 0 | 0 | 0 | 0 | 0 | 0 | 0 | 0 | 0 | 0.0014566 | 0.002239 | 0.0043771 | 0.0074835 | 0.011365 | 0.01552 | 0.019249 | 0.02186 | 0.02289 | 0.022232 | 0.020135 | 0.017082 | 0.013634 | 0.010276 | 0.0073391 | 0.0049841 | 0.0032273 | 0.0019971 | 0.0011833 | 0.00078056 | 0.0014566 | 0.0036884 | 0.0080456 | 0.015482 | 0.026745 | 0.042066 | 0.060961 | 0.082242 | 0.10426 | 0.12527 | 0.14382 | 0.15898 | 0.17042 | 0.17831 | 0.1832 | 0.18584 | 0.1869 | 0.18693 | 0.18634 | 0.1855 | 0.89326 | 1.3799 | 2.7122 | 4.6646 | 7.1309 | 9.8112 | 12.2716 | 14.0701 | 14.8911 | 14.6344 | 13.4233 | 11.5428 | 9.342 | 7.1407 | 5.1709 | 3.5572 | 2.3306 | 1.4575 | 0.87189 | 0.58017 | 0.89326 | 2.2732 | 4.9854 | 9.65 | 16.7809 | 26.5921 | 38.8637 | 52.9338 | 67.8249 | 82.4593 | 95.8825 | 107.4254 | 116.7674 | 123.9081 | 129.0789 | 132.6361 | 134.9667 | 136.4242 | 137.2961 | 137.8763 | 0 | 0 | 0 | 0 | 0 | 0 | 0 | 0 | 0 | 0 | 0 | 0 | 0 | 0 | 0 | 0 | 0 | 0 | 0 | 0 | 0 | 0 | 0 | 0 | 0 | 0 | 0 | 0 | 0 | 0 | 0 | 0 | 0 | 0 | 0 | 0 | 0 | 0 | 0 | 0 | 0 | 0 | 0 | 0 | 0 | 0 | 0 | 0 | 0 | 0 | 0 | 0 | 0 | 0 | 0 | 0 | 0 | 0 | 0 | 0 | 0 | 0 | 0 | 0 | 0 | 0 | 0 | 0 | 0 | 0 | 0 | 0 | 0 | 0 | 0 | 0 | 0 | 0 | 0 | 0 | 836.6302 | 837.9251 | 839.1972 | 840.4433 | 841.6605 | 842.8461 | 843.9975 | 845.1123 | 846.1886 | 847.2242 | 848.2173 | 849.1662 | 850.0693 | 850.9251 | 851.7323 | 852.4897 | 853.1961 | 853.8504 | 854.4516 | 854.999 | 538.9031 | 539.7372 | 540.5567 | 541.3593 | 542.1434 | 542.907 | 543.6487 | 544.3668 | 545.06 | 545.7271 | 546.3668 | 546.978 | 547.5597 | 548.111 | 548.631 | 549.1188 | 549.5738 | 549.9953 | 550.3826 | 550.7351
WA_Industrial_Instruments_Existing_Process_Natural Gas_Gas Boiler - Burner Control Optimization_A | WA | Industrial | Instruments | Existing | Process | Natural Gas | Gas Boiler - Burner Control Optimization | A | IM496 | Average performance | Optimized burner controls | 18 | 1.0203 | 0 | 0 | 22.87 | 0 | 0 | 0 | 11.4364 |  | sqft | 5% | 85% | Retrofit | Retro3Slow | 84.16% | TBD | 0.2% | 532.4216 |  | 342.9516 |  | 0.02754 | IL TRM - 4.4.22 - CI-HVC-O2TC-V01-140601 | GBLR_O2TRM-Heating-MEMD-2018-1 | IL TRM - 4.4.22 - CI-HVC-O2TC-V01-140601 | Average performance | Average performance | Average performance | Average performance | Average performance | Average performance | Average performance | Average performance | Average performance | Average performance | Average performance | Average performance | Average performance | Average performance | Average performance | Average performance | Average performance | Average performance | Average performance | Average performance | Average performance | Average performance | Optimized burner controls | Optimized burner controls | Optimized burner controls | Optimized burner controls | Optimized burner controls | Optimized burner controls | Optimized burner controls | Optimized burner controls | Optimized burner controls | Optimized burner controls | Optimized burner controls | Optimized burner controls | Optimized burner controls | Optimized burner controls | Optimized burner controls | Optimized burner controls | Optimized burner controls | Optimized burner controls | Optimized burner controls | Optimized burner controls | Optimized burner controls | Optimized burner controls | 22.87 | 22.87 | 22.87 | 22.87 | 22.87 | 22.87 | 22.87 | 22.87 | 22.87 | 22.87 | 22.87 | 22.87 | 22.87 | 22.87 | 22.87 | 22.87 | 22.87 | 22.87 | 22.87 | 22.87 | 22.87 | 22.87 | 0 | 0 | 1.0157 | 1.0111 | 1.0064 | 1.0016 | 0.99664 | 0.99168 | 0.98684 | 0.98211 | 0.97753 | 0.97312 | 0.9689 | 0.96487 | 0.96099 | 0.95722 | 0.95348 | 0.94974 | 0.94609 | 0.94238 | 0.93862 | 0.93481 | 0.032379 | 0.049791 | 0.09741 | 0.16673 | 0.25363 | 0.34723 | 0.43219 | 0.49315 | 0.51949 | 0.50823 | 0.46415 | 0.39747 | 0.32039 | 0.24393 | 0.17595 | 0.12057 | 0.078689 | 0.049019 | 0.029206 | 0.019355 | 0.032379 | 0.082022 | 0.17905 | 0.34493 | 0.59686 | 0.94113 | 1.3687 | 1.8553 | 2.3661 | 2.8637 | 3.3154 | 3.6991 | 4.0046 | 4.2328 | 4.3923 | 4.4956 | 4.557 | 4.5882 | 4.5991 | 4.5998 | 31.8786 | 49.2462 | 96.7944 | 166.4696 | 254.488 | 350.1404 | 437.9499 | 502.1322 | 531.4344 | 522.2717 | 479.0492 | 411.941 | 333.3965 | 254.8375 | 184.5375 | 126.9491 | 83.1735 | 52.0161 | 31.1161 | 20.7049 | 31.8786 | 81.1249 | 177.9192 | 344.3888 | 598.8768 | 949.0172 | 1386.9671 | 1889.0993 | 2420.5337 | 2942.8053 | 3421.8545 | 3833.7956 | 4167.1921 | 4422.0296 | 4606.5671 | 4733.5162 | 4816.6898 | 4868.7058 | 4899.8219 | 4920.5268 | 0.02754 | 0.04238 | 0.082969 | 0.14211 | 0.21635 | 0.29641 | 0.3692 | 0.42159 | 0.44442 | 0.43509 | 0.39761 | 0.3407 | 0.2748 | 0.20935 | 0.15109 | 0.1036 | 0.067652 | 0.042169 | 0.02514 | 0.016671 | 0.02754 | 0.069814 | 0.15251 | 0.294 | 0.50912 | 0.80338 | 1.1693 | 1.5861 | 2.0242 | 2.4515 | 2.8401 | 3.1708 | 3.4348 | 3.6327 | 3.7717 | 3.8628 | 3.9178 | 3.947 | 3.9588 | 3.9618 | 27.0968 | 41.8593 | 82.2752 | 141.4992 | 216.3148 | 297.6193 | 372.2574 | 426.8124 | 451.7192 | 443.9309 | 407.1918 | 350.1499 | 283.387 | 216.6119 | 156.8569 | 107.9067 | 70.6975 | 44.2136 | 26.4486 | 17.5992 | 27.0968 | 68.9561 | 151.2313 | 292.7305 | 509.0453 | 806.6646 | 1178.922 | 1605.7344 | 2057.4536 | 2501.3845 | 2908.5764 | 3258.7262 | 3542.1132 | 3758.7252 | 3915.5821 | 4023.4888 | 4094.1863 | 4138.3999 | 4164.8486 | 4182.4478 | 0 | 0 | 0 | 0 | 0 | 0 | 0 | 0 | 0 | 0 | 0 | 0 | 0 | 0 | 0 | 0 | 0 | 0 | 0 | 0 | 0 | 0 | 0 | 0 | 0 | 0 | 0 | 0 | 0 | 0 | 0 | 0 | 0 | 0 | 0 | 0 | 0 | 0 | 0 | 0 | 0 | 0 | 0 | 0 | 0 | 0 | 0 | 0 | 0 | 0 | 0 | 0 | 0 | 0 | 0 | 0 | 0 | 0 | 0 | 0 | 0 | 0 | 0 | 0 | 0 | 0 | 0 | 0 | 0 | 0 | 0 | 0 | 0 | 0 | 0 | 0 | 0 | 0 | 0 | 0 | 0.02754 | 0.04238 | 0.082969 | 0.14211 | 0.21635 | 0.29641 | 0.3692 | 0.42159 | 0.44442 | 0.43509 | 0.39761 | 0.3407 | 0.2748 | 0.20935 | 0.15109 | 0.1036 | 0.067652 | 0.042169 | 0.02514 | 0.016671 | 0.02754 | 0.069814 | 0.15251 | 0.294 | 0.50912 | 0.80338 | 1.1693 | 1.5861 | 2.0242 | 2.4515 | 2.8401 | 3.1708 | 3.4348 | 3.6327 | 3.7717 | 3.8628 | 3.9178 | 3.947 | 3.9588 | 3.9618 | 27.0968 | 41.8593 | 82.2752 | 141.4992 | 216.3148 | 297.6193 | 372.2574 | 426.8124 | 451.7192 | 443.9309 | 407.1918 | 350.1499 | 283.387 | 216.6119 | 156.8569 | 107.9067 | 70.6975 | 44.2136 | 26.4486 | 17.5992 | 27.0968 | 68.9561 | 151.2313 | 292.7305 | 509.0453 | 806.6646 | 1178.922 | 1605.7344 | 2057.4536 | 2501.3845 | 2908.5764 | 3258.7262 | 3542.1132 | 3758.7252 | 3915.5821 | 4023.4888 | 4094.1863 | 4138.3999 | 4164.8486 | 4182.4478 | 0 | 0 | 0 | 0 | 0 | 0 | 0 | 0 | 0 | 0 | 0 | 0 | 0 | 0 | 0 | 0 | 0 | 0 | 0 | 0 | 0 | 0 | 0 | 0 | 0 | 0 | 0 | 0 | 0 | 0 | 0 | 0 | 0 | 0 | 0 | 0 | 0 | 0 | 0 | 0 | 0 | 0 | 0 | 0 | 0 | 0 | 0 | 0 | 0 | 0 | 0 | 0 | 0 | 0 | 0 | 0 | 0 | 0 | 0 | 0 | 0 | 0 | 0 | 0 | 0 | 0 | 0 | 0 | 0 | 0 | 0 | 0 | 0 | 0 | 0 | 0 | 0 | 0 | 0 | 0 | 836.6302 | 837.9251 | 839.1972 | 840.4433 | 841.6605 | 842.8461 | 843.9975 | 845.1123 | 846.1886 | 847.2242 | 848.2173 | 849.1662 | 850.0693 | 850.9251 | 851.7323 | 852.4897 | 853.1961 | 853.8504 | 854.4516 | 854.999 | 538.9031 | 539.7372 | 540.5567 | 541.3593 | 542.1434 | 542.907 | 543.6487 | 544.3668 | 545.06 | 545.7271 | 546.3668 | 546.978 | 547.5597 | 548.111 | 548.631 | 549.1188 | 549.5738 | 549.9953 | 550.3826 | 550.7351
WA_Industrial_Instruments_Existing_Space Heating_Natural Gas_HVAC - Demand Controlled Ventilation_A | WA | Industrial | Instruments | Existing | Space Heating | Natural Gas | HVAC - Demand Controlled Ventilation | A | IM497 | Constant ventilation | DCV enabled | 15 | 0.077467 | 0 | 0 | 0.27 | 0.02 | 0 | 0 | 0.13735 |  | sqft | 55% | 75% | Retrofit | RetroEven20 | 80.75% | TBD | 0.2% | 151.1512 |  | 94.0644 |  | 0.18748 | VENT_DCV-Heating-7PLN-v5-8 | VENT_DCV-Heating-7PLN-v5-8 | VENT_DCV-Heating-7PLN-v5-8 | Constant ventilation | Constant ventilation | Constant ventilation | Constant ventilation | Constant ventilation | Constant ventilation | Constant ventilation | Constant ventilation | Constant ventilation | Constant ventilation | Constant ventilation | Constant ventilation | Constant ventilation | Constant ventilation | Constant ventilation | Constant ventilation | Constant ventilation | Constant ventilation | Constant ventilation | Constant ventilation | Constant ventilation | Constant ventilation | DCV enabled | DCV enabled | DCV enabled | DCV enabled | DCV enabled | DCV enabled | DCV enabled | DCV enabled | DCV enabled | DCV enabled | DCV enabled | DCV enabled | DCV enabled | DCV enabled | DCV enabled | DCV enabled | DCV enabled | DCV enabled | DCV enabled | DCV enabled | DCV enabled | DCV enabled | 0.27 | 0.27 | 0.27 | 0.27 | 0.27 | 0.27 | 0.27 | 0.27 | 0.27 | 0.27 | 0.27 | 0.27 | 0.27 | 0.27 | 0.27 | 0.27 | 0.27 | 0.27 | 0.27 | 0.27 | 0.27 | 0.27 | 0 | 0 | 0.076467 | 0.075863 | 0.075238 | 0.074593 | 0.073928 | 0.073243 | 0.072539 | 0.071816 | 0.071079 | 0.070333 | 0.069581 | 0.068824 | 0.068075 | 0.067331 | 0.066596 | 0.06591 | 0.065269 | 0.06467 | 0.064108 | 0.063583 | 0.22018 | 0.21468 | 0.20924 | 0.20387 | 0.19857 | 0.19334 | 0.18818 | 0.18309 | 0.17808 | 0.17318 | 0.16837 | 0.16367 | 0.1591 | 0.15464 | 0.15032 | 0.1462 | 0.14229 | 0.13855 | 0.13498 | 0.13156 | 0.22018 | 0.43312 | 0.63879 | 0.83718 | 1.0283 | 1.2121 | 1.3886 | 1.5579 | 1.72 | 1.8751 | 2.0234 | 2.1651 | 2.3006 | 2.4301 | 2.5539 | 2.6738 | 2.7901 | 2.903 | 3.0128 | 3.1196 | 2879.4421 | 2829.7965 | 2781.0069 | 2733.0585 | 2685.9368 | 2639.6276 | 2594.1167 | 2549.3906 | 2505.4356 | 2462.2384 | 2419.786 | 2378.0656 | 2337.0645 | 2296.7702 | 2257.1707 | 2218.254 | 2180.0083 | 2142.4219 | 2105.4836 | 2069.1822 | 2879.4421 | 5709.2386 | 8490.2455 | 11223.304 | 13909.2408 | 16548.8684 | 19142.9851 | 21692.3757 | 24197.8113 | 26660.0497 | 29079.8357 | 31457.9013 | 33794.9658 | 36091.736 | 38348.9067 | 40567.1608 | 42747.169 | 44889.5909 | 46995.0745 | 49064.2567 | 0.18748 | 0.18313 | 0.17884 | 0.17461 | 0.17044 | 0.16634 | 0.16229 | 0.1583 | 0.15437 | 0.15052 | 0.14674 | 0.14302 | 0.13938 | 0.1358 | 0.1323 | 0.12894 | 0.12573 | 0.12266 | 0.11972 | 0.11691 | 0.18748 | 0.36946 | 0.54597 | 0.71703 | 0.88265 | 1.0428 | 1.1976 | 1.347 | 1.491 | 1.6298 | 1.7634 | 1.892 | 2.0155 | 2.134 | 2.2478 | 2.3581 | 2.4655 | 2.5701 | 2.6723 | 2.7723 | 2447.5258 | 2405.327 | 2363.8559 | 2323.0997 | 2283.0463 | 2243.6834 | 2204.9992 | 2166.982 | 2129.6202 | 2092.9027 | 2056.8181 | 2021.3557 | 1986.5048 | 1952.2547 | 1918.5951 | 1885.5159 | 1853.007 | 1821.0586 | 1789.6611 | 1758.8048 | 2447.5258 | 4852.8528 | 7216.7087 | 9539.8084 | 11822.8547 | 14066.5381 | 16271.5373 | 18438.5194 | 20568.1396 | 22661.0422 | 24717.8604 | 26739.2161 | 28725.7209 | 30677.9756 | 32596.5707 | 34482.0866 | 36335.0937 | 38156.1523 | 39945.8133 | 41704.6182 | 0.18748 | 0.18313 | 0.17884 | 0.17461 | 0.17044 | 0.16634 | 0.16229 | 0.1583 | 0.15437 | 0.15052 | 0.14674 | 0.14302 | 0.13938 | 0.1358 | 0.1323 | 0.12894 | 0.12573 | 0.12266 | 0.11972 | 0.11691 | 0.18748 | 0.36946 | 0.54597 | 0.71703 | 0.88265 | 1.0428 | 1.1976 | 1.347 | 1.491 | 1.6298 | 1.7634 | 1.892 | 2.0155 | 2.134 | 2.2478 | 2.3581 | 2.4655 | 2.5701 | 2.6723 | 2.7723 | 2447.5258 | 2405.327 | 2363.8559 | 2323.0997 | 2283.0463 | 2243.6834 | 2204.9992 | 2166.982 | 2129.6202 | 2092.9027 | 2056.8181 | 2021.3557 | 1986.5048 | 1952.2547 | 1918.5951 | 1885.5159 | 1853.007 | 1821.0586 | 1789.6611 | 1758.8048 | 2447.5258 | 4852.8528 | 7216.7087 | 9539.8084 | 11822.8547 | 14066.5381 | 16271.5373 | 18438.5194 | 20568.1396 | 22661.0422 | 24717.8604 | 26739.2161 | 28725.7209 | 30677.9756 | 32596.5707 | 34482.0866 | 36335.0937 | 38156.1523 | 39945.8133 | 41704.6182 | 0.18748 | 0.18313 | 0.17884 | 0.17461 | 0.17044 | 0.16634 | 0.16229 | 0.1583 | 0.15437 | 0.15052 | 0.14674 | 0.14302 | 0.13938 | 0.1358 | 0.1323 | 0.12894 | 0.12573 | 0.12266 | 0.11972 | 0.11691 | 0.18748 | 0.36946 | 0.54597 | 0.71703 | 0.88265 | 1.0428 | 1.1976 | 1.347 | 1.491 | 1.6298 | 1.7634 | 1.892 | 2.0155 | 2.134 | 2.2478 | 2.3581 | 2.4655 | 2.5701 | 2.6723 | 2.7723 | 2447.5258 | 2405.327 | 2363.8559 | 2323.0997 | 2283.0463 | 2243.6834 | 2204.9992 | 2166.982 | 2129.6202 | 2092.9027 | 2056.8181 | 2021.3557 | 1986.5048 | 1952.2547 | 1918.5951 | 1885.5159 | 1853.007 | 1821.0586 | 1789.6611 | 1758.8048 | 2447.5258 | 4852.8528 | 7216.7087 | 9539.8084 | 11822.8547 | 14066.5381 | 16271.5373 | 18438.5194 | 20568.1396 | 22661.0422 | 24717.8604 | 26739.2161 | 28725.7209 | 30677.9756 | 32596.5707 | 34482.0866 | 36335.0937 | 38156.1523 | 39945.8133 | 41704.6182 | 0.18748 | 0.18313 | 0.17884 | 0.17461 | 0.17044 | 0.16634 | 0.16229 | 0.1583 | 0.15437 | 0.15052 | 0.14674 | 0.14302 | 0.13938 | 0.1358 | 0.1323 | 0.12894 | 0.12573 | 0.12266 | 0.11972 | 0.11691 | 0.18748 | 0.36946 | 0.54597 | 0.71703 | 0.88265 | 1.0428 | 1.1976 | 1.347 | 1.491 | 1.6298 | 1.7634 | 1.892 | 2.0155 | 2.134 | 2.2478 | 2.3581 | 2.4655 | 2.5701 | 2.6723 | 2.7723 | 2447.5258 | 2405.327 | 2363.8559 | 2323.0997 | 2283.0463 | 2243.6834 | 2204.9992 | 2166.982 | 2129.6202 | 2092.9027 | 2056.8181 | 2021.3557 | 1986.5048 | 1952.2547 | 1918.5951 | 1885.5159 | 1853.007 | 1821.0586 | 1789.6611 | 1758.8048 | 2447.5258 | 4852.8528 | 7216.7087 | 9539.8084 | 11822.8547 | 14066.5381 | 16271.5373 | 18438.5194 | 20568.1396 | 22661.0422 | 24717.8604 | 26739.2161 | 28725.7209 | 30677.9756 | 32596.5707 | 34482.0866 | 36335.0937 | 38156.1523 | 39945.8133 | 41704.6182 | 621.0761 | 624.5304 | 628.017 | 631.5078 | 634.9751 | 638.3916 | 641.7306 | 644.9655 | 648.0705 | 651.0203 | 653.8213 | 656.4796 | 659.0013 | 661.3925 | 663.6589 | 665.8062 | 667.8399 | 669.7654 | 671.5878 | 673.3121 | 252.6829 | 254.0882 | 255.5068 | 256.927 | 258.3376 | 259.7276 | 261.0861 | 262.4022 | 263.6655 | 264.8656 | 266.0051 | 267.0867 | 268.1126 | 269.0854 | 270.0075 | 270.8812 | 271.7086 | 272.492 | 273.2334 | 273.9349
WA_Industrial_Instruments_Existing_Space Heating_Natural Gas_Gas Boiler - Stack Economizer_A | WA | Industrial | Instruments | Existing | Space Heating | Natural Gas | Gas Boiler - Stack Economizer | A | IM498 | None | Economizer installed | 15 | 4.1349 | 0 | 0 | 44.72 | 0 | 0 | 0 | 22.3605 |  | employee | 15% | 55% | Retrofit | Retro12Med | 75.44% | TBD | 0.2% | 542.2993 |  | 359.764 |  | 0.036252 | IL TRM - 4.4.28 - CI-HVC-BECO-V02-210101 | XCEL CO 2019-2020 DSM Plan | IL TRM - 4.4.28 - CI-HVC-BECO-V02-210101 | None | None | None | None | None | None | None | None | None | None | None | None | None | None | None | None | None | None | None | None | None | None | Economizer installed | Economizer installed | Economizer installed | Economizer installed | Economizer installed | Economizer installed | Economizer installed | Economizer installed | Economizer installed | Economizer installed | Economizer installed | Economizer installed | Economizer installed | Economizer installed | Economizer installed | Economizer installed | Economizer installed | Economizer installed | Economizer installed | Economizer installed | Economizer installed | Economizer installed | 44.72 | 44.72 | 44.72 | 44.72 | 44.72 | 44.72 | 44.72 | 44.72 | 44.72 | 44.72 | 44.72 | 44.72 | 44.72 | 44.72 | 44.72 | 44.72 | 44.72 | 44.72 | 44.72 | 44.72 | 44.72 | 44.72 | 0 | 0 | 4.0971 | 4.0684 | 4.0377 | 4.0044 | 3.9678 | 3.9273 | 3.8824 | 3.8329 | 3.7788 | 3.7207 | 3.6594 | 3.5961 | 3.5327 | 3.4706 | 3.411 | 3.3566 | 3.3077 | 3.2639 | 3.2244 | 3.1882 | 0.042563 | 0.041537 | 0.040512 | 0.039485 | 0.03845 | 0.033661 | 0.026162 | 0.020306 | 0.01574 | 0.012184 | 0.0094218 | 0.0072792 | 0.0056222 | 0.0043424 | 0.0033554 | 0.002596 | 1.7148e-05 | 5.9389e-06 | 1.9657e-06 | 6.2285e-07 | 0.042563 | 0.083802 | 0.12368 | 0.16215 | 0.19911 | 0.23074 | 0.25427 | 0.27133 | 0.28324 | 0.29107 | 0.2957 | 0.29786 | 0.29824 | 0.29733 | 0.29558 | 0.29347 | 0.28921 | 0.28538 | 0.28193 | 0.27877 | 10.3886 | 10.2095 | 10.0335 | 9.8605 | 9.6905 | 8.5711 | 6.7386 | 5.298 | 4.1653 | 3.2748 | 2.5747 | 2.0242 | 1.5915 | 1.2512 | 0.98371 | 0.7734 | 0.0051842 | 0.0018196 | 0.00060962 | 0.00019536 | 10.3886 | 20.5982 | 30.6317 | 40.4922 | 50.1827 | 58.7538 | 65.4924 | 70.7904 | 74.9557 | 78.2305 | 80.8051 | 82.8293 | 84.4208 | 85.672 | 86.6557 | 87.4291 | 87.4343 | 87.4361 | 87.4367 | 87.4369 | 0.036252 | 0.035454 | 0.034659 | 0.033865 | 0.033067 | 0.029033 | 0.022636 | 0.017629 | 0.013714 | 0.010656 | 0.0082728 | 0.0064174 | 0.0049759 | 0.0038576 | 0.0029913 | 0.0023218 | 1.5382e-05 | 5.3422e-06 | 1.7728e-06 | 5.6321e-07 | 0.036252 | 0.071529 | 0.10581 | 0.13907 | 0.17124 | 0.19902 | 0.22 | 0.23556 | 0.24678 | 0.25457 | 0.25964 | 0.2626 | 0.26395 | 0.26414 | 0.26351 | 0.26247 | 0.25942 | 0.2567 | 0.25428 | 0.25207 | 8.8303 | 8.6781 | 8.5285 | 8.3814 | 8.2369 | 7.2854 | 5.7278 | 4.5033 | 3.5405 | 2.7836 | 2.1885 | 1.7206 | 1.3527 | 1.0635 | 0.83615 | 0.65739 | 0.0044066 | 0.0015466 | 0.00051818 | 0.00016606 | 8.8303 | 17.5084 | 26.0369 | 34.4184 | 42.6553 | 49.9407 | 55.6685 | 60.1718 | 63.7123 | 66.4959 | 68.6844 | 70.4049 | 71.7577 | 72.8212 | 73.6574 | 74.3147 | 74.3191 | 74.3207 | 74.3212 | 74.3214 | 0 | 0 | 0 | 0 | 0 | 0 | 0 | 0 | 0 | 0 | 0 | 0 | 0 | 0 | 0 | 0 | 0 | 0 | 0 | 0 | 0 | 0 | 0 | 0 | 0 | 0 | 0 | 0 | 0 | 0 | 0 | 0 | 0 | 0 | 0 | 0 | 0 | 0 | 0 | 0 | 0 | 0 | 0 | 0 | 0 | 0 | 0 | 0 | 0 | 0 | 0 | 0 | 0 | 0 | 0 | 0 | 0 | 0 | 0 | 0 | 0 | 0 | 0 | 0 | 0 | 0 | 0 | 0 | 0 | 0 | 0 | 0 | 0 | 0 | 0 | 0 | 0 | 0 | 0 | 0 | 0.036252 | 0.035454 | 0.034659 | 0.033865 | 0.033067 | 0.029033 | 0.022636 | 0.017629 | 0.013714 | 0.010656 | 0.0082728 | 0.0064174 | 0.0049759 | 0.0038576 | 0.0029913 | 0.0023218 | 1.5382e-05 | 5.3422e-06 | 1.7728e-06 | 5.6321e-07 | 0.036252 | 0.071529 | 0.10581 | 0.13907 | 0.17124 | 0.19902 | 0.22 | 0.23556 | 0.24678 | 0.25457 | 0.25964 | 0.2626 | 0.26395 | 0.26414 | 0.26351 | 0.26247 | 0.25942 | 0.2567 | 0.25428 | 0.25207 | 8.8303 | 8.6781 | 8.5285 | 8.3814 | 8.2369 | 7.2854 | 5.7278 | 4.5033 | 3.5405 | 2.7836 | 2.1885 | 1.7206 | 1.3527 | 1.0635 | 0.83615 | 0.65739 | 0.0044066 | 0.0015466 | 0.00051818 | 0.00016606 | 8.8303 | 17.5084 | 26.0369 | 34.4184 | 42.6553 | 49.9407 | 55.6685 | 60.1718 | 63.7123 | 66.4959 | 68.6844 | 70.4049 | 71.7577 | 72.8212 | 73.6574 | 74.3147 | 74.3191 | 74.3207 | 74.3212 | 74.3214 | 0.036252 | 0.035454 | 0.034659 | 0.033865 | 0.033067 | 0.029033 | 0.022636 | 0.017629 | 0.013714 | 0.010656 | 0.0082728 | 0.0064174 | 0.0049759 | 0.0038576 | 0.0029913 | 0.0023218 | 1.5382e-05 | 5.3422e-06 | 1.7728e-06 | 5.6321e-07 | 0.036252 | 0.071529 | 0.10581 | 0.13907 | 0.17124 | 0.19902 | 0.22 | 0.23556 | 0.24678 | 0.25457 | 0.25964 | 0.2626 | 0.26395 | 0.26414 | 0.26351 | 0.26247 | 0.25942 | 0.2567 | 0.25428 | 0.25207 | 8.8303 | 8.6781 | 8.5285 | 8.3814 | 8.2369 | 7.2854 | 5.7278 | 4.5033 | 3.5405 | 2.7836 | 2.1885 | 1.7206 | 1.3527 | 1.0635 | 0.83615 | 0.65739 | 0.0044066 | 0.0015466 | 0.00051818 | 0.00016606 | 8.8303 | 17.5084 | 26.0369 | 34.4184 | 42.6553 | 49.9407 | 55.6685 | 60.1718 | 63.7123 | 66.4959 | 68.6844 | 70.4049 | 71.7577 | 72.8212 | 73.6574 | 74.3147 | 74.3191 | 74.3207 | 74.3212 | 74.3214 | 645.3446 | 646.2354 | 647.1103 | 647.9669 | 648.8035 | 649.618 | 650.4088 | 651.1743 | 651.9131 | 652.6238 | 653.3051 | 653.9559 | 654.5752 | 655.162 | 655.7153 | 656.2343 | 656.7183 | 657.1665 | 657.5784 | 657.9532 | 428.1247 | 428.7157 | 429.2961 | 429.8644 | 430.4194 | 430.9597 | 431.4843 | 431.9922 | 432.4823 | 432.9538 | 433.4058 | 433.8375 | 434.2484 | 434.6376 | 435.0047 | 435.349 | 435.6701 | 435.9675 | 436.2407 | 436.4894
WA_Industrial_Instruments_Existing_Process_Natural Gas_Gas Boiler - Stack Economizer_A | WA | Industrial | Instruments | Existing | Process | Natural Gas | Gas Boiler - Stack Economizer | A | IM499 | None | Economizer installed | 15 | 3.3775 | 0 | 0 | 44.72 | 0 | 0 | 0 | 22.3605 |  | sqft | 15% | 55% | Retrofit | Retro12Med | 75.44% | TBD | 0.2% | 542.2993 |  | 359.764 |  | 0.90224 | IL TRM - 4.4.28 - CI-HVC-BECO-V02-210101 | XCEL CO 2019-2020 DSM Plan | IL TRM - 4.4.29 - CI-HVC-PECO-V01-150601 | None | None | None | None | None | None | None | None | None | None | None | None | None | None | None | None | None | None | None | None | None | None | Economizer installed | Economizer installed | Economizer installed | Economizer installed | Economizer installed | Economizer installed | Economizer installed | Economizer installed | Economizer installed | Economizer installed | Economizer installed | Economizer installed | Economizer installed | Economizer installed | Economizer installed | Economizer installed | Economizer installed | Economizer installed | Economizer installed | Economizer installed | Economizer installed | Economizer installed | 44.72 | 44.72 | 44.72 | 44.72 | 44.72 | 44.72 | 44.72 | 44.72 | 44.72 | 44.72 | 44.72 | 44.72 | 44.72 | 44.72 | 44.72 | 44.72 | 44.72 | 44.72 | 44.72 | 44.72 | 44.72 | 44.72 | 0 | 0 | 3.3666 | 3.3557 | 3.3447 | 3.3333 | 3.3215 | 3.3093 | 3.2967 | 3.2839 | 3.2711 | 3.2586 | 3.2463 | 3.2345 | 3.2231 | 3.2118 | 3.2005 | 3.1891 | 3.1777 | 3.166 | 3.1542 | 3.1422 | 1.061 | 1.0393 | 1.018 | 0.99704 | 0.9764 | 0.86043 | 0.6739 | 0.52777 | 0.41332 | 0.32371 | 0.25354 | 0.19861 | 0.1556 | 0.1219 | 0.095505 | 0.07482 | 0.00049973 | 0.00017475 | 5.833e-05 | 1.8622e-05 | 1.061 | 2.0968 | 3.1079 | 4.0944 | 5.0563 | 5.8981 | 6.5496 | 7.0519 | 7.4378 | 7.7329 | 7.9574 | 8.1271 | 8.2539 | 8.3469 | 8.4131 | 8.458 | 8.4281 | 8.3974 | 8.3662 | 8.3344 | 315.1373 | 309.7039 | 304.3642 | 299.1165 | 293.9593 | 260.002 | 204.4153 | 160.7127 | 126.3535 | 99.34 | 78.1018 | 61.4041 | 48.2764 | 37.9552 | 29.8406 | 23.4609 | 0.15726 | 0.055197 | 0.018493 | 0.0059262 | 315.1373 | 624.8412 | 929.2053 | 1228.3218 | 1522.2811 | 1782.2831 | 1986.6984 | 2147.4112 | 2273.7646 | 2373.1046 | 2451.2064 | 2512.6105 | 2560.8869 | 2598.8421 | 2628.6827 | 2652.1436 | 2652.3009 | 2652.3561 | 2652.3746 | 2652.3805 | 0.90224 | 0.88425 | 0.86657 | 0.84916 | 0.83202 | 0.73361 | 0.5749 | 0.4505 | 0.35302 | 0.27664 | 0.2168 | 0.16993 | 0.13319 | 0.10441 | 0.081841 | 0.06415 | 0.0004287 | 0.00015 | 5.0095e-05 | 1.6002e-05 | 0.90224 | 1.784 | 2.6456 | 3.4871 | 4.3087 | 5.0288 | 5.5874 | 6.0195 | 6.3526 | 6.6085 | 6.8043 | 6.9532 | 7.0655 | 7.1488 | 7.2094 | 7.2519 | 7.2301 | 7.2078 | 7.1851 | 7.162 | 267.8667 | 263.2483 | 258.7095 | 254.249 | 249.8654 | 221.0017 | 173.753 | 136.6058 | 107.4004 | 84.439 | 66.3865 | 52.1935 | 41.0349 | 32.2619 | 25.3646 | 19.9418 | 0.13367 | 0.046917 | 0.015719 | 0.0050373 | 267.8667 | 531.115 | 789.8245 | 1044.0736 | 1293.939 | 1514.9406 | 1688.6937 | 1825.2995 | 1932.6999 | 2017.1389 | 2083.5254 | 2135.7189 | 2176.7538 | 2209.0158 | 2234.3803 | 2254.3221 | 2254.4558 | 2254.5027 | 2254.5184 | 2254.5234 | 0 | 0 | 0 | 0 | 0 | 0 | 0 | 0 | 0 | 0 | 0 | 0 | 0 | 0 | 0 | 0 | 0 | 0 | 0 | 0 | 0 | 0 | 0 | 0 | 0 | 0 | 0 | 0 | 0 | 0 | 0 | 0 | 0 | 0 | 0 | 0 | 0 | 0 | 0 | 0 | 0 | 0 | 0 | 0 | 0 | 0 | 0 | 0 | 0 | 0 | 0 | 0 | 0 | 0 | 0 | 0 | 0 | 0 | 0 | 0 | 0 | 0 | 0 | 0 | 0 | 0 | 0 | 0 | 0 | 0 | 0 | 0 | 0 | 0 | 0 | 0 | 0 | 0 | 0 | 0 | 0.90224 | 0.88425 | 0.86657 | 0.84916 | 0.83202 | 0.73361 | 0.5749 | 0.4505 | 0.35302 | 0.27664 | 0.2168 | 0.16993 | 0.13319 | 0.10441 | 0.081841 | 0.06415 | 0.0004287 | 0.00015 | 5.0095e-05 | 1.6002e-05 | 0.90224 | 1.784 | 2.6456 | 3.4871 | 4.3087 | 5.0288 | 5.5874 | 6.0195 | 6.3526 | 6.6085 | 6.8043 | 6.9532 | 7.0655 | 7.1488 | 7.2094 | 7.2519 | 7.2301 | 7.2078 | 7.1851 | 7.162 | 267.8667 | 263.2483 | 258.7095 | 254.249 | 249.8654 | 221.0017 | 173.753 | 136.6058 | 107.4004 | 84.439 | 66.3865 | 52.1935 | 41.0349 | 32.2619 | 25.3646 | 19.9418 | 0.13367 | 0.046917 | 0.015719 | 0.0050373 | 267.8667 | 531.115 | 789.8245 | 1044.0736 | 1293.939 | 1514.9406 | 1688.6937 | 1825.2995 | 1932.6999 | 2017.1389 | 2083.5254 | 2135.7189 | 2176.7538 | 2209.0158 | 2234.3803 | 2254.3221 | 2254.4558 | 2254.5027 | 2254.5184 | 2254.5234 | 0.90224 | 0.88425 | 0.86657 | 0.84916 | 0.83202 | 0.73361 | 0.5749 | 0.4505 | 0.35302 | 0.27664 | 0.2168 | 0.16993 | 0.13319 | 0.10441 | 0.081841 | 0.06415 | 0.0004287 | 0.00015 | 5.0095e-05 | 1.6002e-05 | 0.90224 | 1.784 | 2.6456 | 3.4871 | 4.3087 | 5.0288 | 5.5874 | 6.0195 | 6.3526 | 6.6085 | 6.8043 | 6.9532 | 7.0655 | 7.1488 | 7.2094 | 7.2519 | 7.2301 | 7.2078 | 7.1851 | 7.162 | 267.8667 | 263.2483 | 258.7095 | 254.249 | 249.8654 | 221.0017 | 173.753 | 136.6058 | 107.4004 | 84.439 | 66.3865 | 52.1935 | 41.0349 | 32.2619 | 25.3646 | 19.9418 | 0.13367 | 0.046917 | 0.015719 | 0.0050373 | 267.8667 | 531.115 | 789.8245 | 1044.0736 | 1293.939 | 1514.9406 | 1688.6937 | 1825.2995 | 1932.6999 | 2017.1389 | 2083.5254 | 2135.7189 | 2176.7538 | 2209.0158 | 2234.3803 | 2254.3221 | 2254.4558 | 2254.5027 | 2254.5184 | 2254.5234 | 645.3446 | 646.2354 | 647.1103 | 647.9669 | 648.8035 | 649.618 | 650.4088 | 651.1743 | 651.9131 | 652.6238 | 653.3051 | 653.9559 | 654.5752 | 655.162 | 655.7153 | 656.2343 | 656.7183 | 657.1665 | 657.5784 | 657.9532 | 428.1247 | 428.7157 | 429.2961 | 429.8644 | 430.4194 | 430.9597 | 431.4843 | 431.9922 | 432.4823 | 432.9538 | 433.4058 | 433.8375 | 434.2484 | 434.6376 | 435.0047 | 435.349 | 435.6701 | 435.9675 | 436.2407 | 436.4894
WA_Industrial_Instruments_Existing_Space Heating_Natural Gas_Gas Furnace Tube Inserts_A | WA | Industrial | Instruments | Existing | Space Heating | Natural Gas | Gas Furnace Tube Inserts | A | IM500 | None | Tube inserts installed | 5 | 0.089062 | 0 | 0 | 0.02 | 0 | 0 | 0 | 0.0086 |  | sqft | 0% | 0% | Retrofit | Retro3Slow | 84.16% | TBD | 0.2% | 281.3603 |  | 217.6381 |  | 0 | WI TRM - Radiant Tube Inserts, 2507 | WI TRM - Radiant Tube Inserts, 2507 | WI TRM - Radiant Tube Inserts, 2507 | None | None | None | None | None | None | None | None | None | None | None | None | None | None | None | None | None | None | None | None | None | None | Tube inserts installed | Tube inserts installed | Tube inserts installed | Tube inserts installed | Tube inserts installed | Tube inserts installed | Tube inserts installed | Tube inserts installed | Tube inserts installed | Tube inserts installed | Tube inserts installed | Tube inserts installed | Tube inserts installed | Tube inserts installed | Tube inserts installed | Tube inserts installed | Tube inserts installed | Tube inserts installed | Tube inserts installed | Tube inserts installed | Tube inserts installed | Tube inserts installed | 0.02 | 0.02 | 0.02 | 0.02 | 0.02 | 0.02 | 0.02 | 0.02 | 0.02 | 0.02 | 0.02 | 0.02 | 0.02 | 0.02 | 0.02 | 0.02 | 0.02 | 0.02 | 0.02 | 0.02 | 0.02 | 0.02 | 0 | 0 | 0.087928 | 0.087247 | 0.086543 | 0.085816 | 0.085066 | 0.084293 | 0.083498 | 0.082681 | 0.081848 | 0.081004 | 0.080154 | 0.079297 | 0.07845 | 0.077609 | 0.076777 | 0.076002 | 0.07528 | 0.074605 | 0.073973 | 0.073384 | 0 | 0 | 0 | 0 | 0 | 0 | 0 | 0 | 0 | 0 | 0 | 0 | 0 | 0 | 0 | 0 | 0 | 0 | 0 | 0 | 0 | 0 | 0 | 0 | 0 | 0 | 0 | 0 | 0 | 0 | 0 | 0 | 0 | 0 | 0 | 0 | 0 | 0 | 0 | 0 | 0 | 0 | 0 | 0 | 0 | 0 | 0 | 0 | 0 | 0 | 0 | 0 | 0 | 0 | 0 | 0 | 0 | 0 | 0 | 0 | 0 | 0 | 0 | 0 | 0 | 0 | 0 | 0 | 0 | 0 | 0 | 0 | 0 | 0 | 0 | 0 | 0 | 0 | 0 | 0 | 0 | 0 | 0 | 0 | 0 | 0 | 0 | 0 | 0 | 0 | 0 | 0 | 0 | 0 | 0 | 0 | 0 | 0 | 0 | 0 | 0 | 0 | 0 | 0 | 0 | 0 | 0 | 0 | 0 | 0 | 0 | 0 | 0 | 0 | 0 | 0 | 0 | 0 | 0 | 0 | 0 | 0 | 0 | 0 | 0 | 0 | 0 | 0 | 0 | 0 | 0 | 0 | 0 | 0 | 0 | 0 | 0 | 0 | 0 | 0 | 0 | 0 | 0 | 0 | 0 | 0 | 0 | 0 | 0 | 0 | 0 | 0 | 0 | 0 | 0 | 0 | 0 | 0 | 0 | 0 | 0 | 0 | 0 | 0 | 0 | 0 | 0 | 0 | 0 | 0 | 0 | 0 | 0 | 0 | 0 | 0 | 0 | 0 | 0 | 0 | 0 | 0 | 0 | 0 | 0 | 0 | 0 | 0 | 0 | 0 | 0 | 0 | 0 | 0 | 0 | 0 | 0 | 0 | 0 | 0 | 0 | 0 | 0 | 0 | 0 | 0 | 0 | 0 | 0 | 0 | 0 | 0 | 0 | 0 | 0 | 0 | 0 | 0 | 0 | 0 | 0 | 0 | 0 | 0 | 0 | 0 | 0 | 0 | 0 | 0 | 0 | 0 | 0 | 0 | 0 | 0 | 0 | 0 | 0 | 0 | 0 | 0 | 0 | 0 | 0 | 0 | 0 | 0 | 0 | 0 | 0 | 0 | 0 | 0 | 0 | 0 | 0 | 0 | 0 | 0 | 0 | 0 | 0 | 0 | 0 | 0 | 0 | 0 | 0 | 0 | 0 | 0 | 0 | 0 | 0 | 0 | 0 | 0 | 0 | 0 | 0 | 0 | 0 | 0 | 0 | 0 | 0 | 0 | 0 | 0 | 0 | 0 | 0 | 0 | 0 | 0 | 0 | 0 | 0 | 0 | 0 | 0 | 0 | 0 | 0 | 0 | 0 | 0 | 0 | 0 | 0 | 0 | 0 | 0 | 0 | 0 | 0 | 0 | 0 | 0 | 0 | 0 | 0 | 0 | 0 | 0 | 0 | 0 | 0 | 0 | 0 | 0 | 0 | 0 | 0 | 0 | 0 | 0 | 0 | 0 | 0 | 0 | 0 | 0 | 0 | 0 | 0 | 0 | 0 | 0 | 0 | 0 | 0 | 0 | 0 | 0 | 0 | 0 | 0 | 0 | 0 | 0 | 0 | 0 | 0 | 0 | 0 | 0 | 0 | 0 | 0 | 0 | 0 | 0 | 0 | 0 | 0 | 0 | 0 | 0 | 0 | 0 | 0 | 0 | 0 | 0 | 0 | 0 | 0 | 0 | 0 | 0 | 0 | 0 | 0 | 0 | 0 | 0 | 0 | 0 | 53.9197 | 54.2196 | 54.5223 | 54.8253 | 55.1263 | 55.4229 | 55.7128 | 55.9937 | 56.2632 | 56.5193 | 56.7625 | 56.9933 | 57.2122 | 57.4198 | 57.6166 | 57.803 | 57.9795 | 58.1467 | 58.3049 | 58.4546 | 41.708 | 41.94 | 42.1741 | 42.4085 | 42.6414 | 42.8708 | 43.095 | 43.3123 | 43.5208 | 43.7189 | 43.907 | 44.0855 | 44.2548 | 44.4154 | 44.5676 | 44.7118 | 44.8484 | 44.9777 | 45.1001 | 45.2159
WA_Industrial_Instruments_Existing_Space Heating_Natural Gas_Space Heating - Heat Recovery Ventilator_A | WA | Industrial | Instruments | Existing | Space Heating | Natural Gas | Space Heating - Heat Recovery Ventilator | A | IM501 | None | HRV installed | 15 | 0.013423 | 0 | 0 | 0.28 | 0 | 0 | 0 | 0.139 |  | sqft | 5% | 10% | Retrofit | RetroEven20 | 80.75% | TBD | 0.2% | 146.5581 |  | 97.2274 |  | 0.079559 | IL TRM - 4.4.27 - CI-HVC-ERVE-V04-200101 | IL TRM - 4.4.27 - CI-HVC-ERVE-V04-200101 | IL TRM - 4.4.27 - CI-HVC-ERVE-V04-200101 | None | None | None | None | None | None | None | None | None | None | None | None | None | None | None | None | None | None | None | None | None | None | HRV installed | HRV installed | HRV installed | HRV installed | HRV installed | HRV installed | HRV installed | HRV installed | HRV installed | HRV installed | HRV installed | HRV installed | HRV installed | HRV installed | HRV installed | HRV installed | HRV installed | HRV installed | HRV installed | HRV installed | HRV installed | HRV installed | 0.28 | 0.28 | 0.28 | 0.28 | 0.28 | 0.28 | 0.28 | 0.28 | 0.28 | 0.28 | 0.28 | 0.28 | 0.28 | 0.28 | 0.28 | 0.28 | 0.28 | 0.28 | 0.28 | 0.28 | 0.28 | 0.28 | 0 | 0 | 0.013244 | 0.013045 | 0.012783 | 0.012448 | 0.012046 | 0.011589 | 0.011099 | 0.010603 | 0.010122 | 0.009674 | 0.009269 | 0.0089092 | 0.0085944 | 0.008319 | 0.0080775 | 0.0078682 | 0.0076849 | 0.0075202 | 0.0073783 | 0.0072439 | 0.093344 | 0.09036 | 0.087013 | 0.083276 | 0.079193 | 0.074875 | 0.070477 | 0.066162 | 0.062073 | 0.058304 | 0.0549 | 0.051859 | 0.049164 | 0.046768 | 0.044628 | 0.042722 | 0.041007 | 0.039437 | 0.038025 | 0.036689 | 0.093344 | 0.18231 | 0.26564 | 0.34197 | 0.4101 | 0.46942 | 0.52008 | 0.56297 | 0.59951 | 0.63129 | 0.65976 | 0.68601 | 0.71093 | 0.73492 | 0.75822 | 0.78129 | 0.8041 | 0.82631 | 0.84874 | 0.86997 | 7048.0868 | 6926.568 | 6807.1445 | 6689.7799 | 6574.4389 | 6461.0865 | 6349.6884 | 6240.211 | 6132.6212 | 6026.8864 | 5922.9745 | 5820.8543 | 5720.4947 | 5621.8655 | 5524.9368 | 5429.6792 | 5336.0641 | 5244.063 | 5153.6481 | 5064.7921 | 7048.0868 | 13974.6548 | 20781.7993 | 27471.5792 | 34046.0181 | 40507.1045 | 46856.793 | 53097.004 | 59229.6252 | 65256.5116 | 71179.4861 | 77000.3404 | 82720.8351 | 88342.7006 | 93867.6373 | 99297.3166 | 104633.3807 | 109877.4437 | 115031.0918 | 120095.8839 | 0.079559 | 0.077277 | 0.074732 | 0.071904 | 0.068816 | 0.065547 | 0.062206 | 0.058913 | 0.05577 | 0.052851 | 0.050189 | 0.047788 | 0.045629 | 0.043685 | 0.041926 | 0.040341 | 0.0389 | 0.037573 | 0.036371 | 0.03523 | 0.079559 | 0.15591 | 0.22815 | 0.29527 | 0.35637 | 0.41094 | 0.45904 | 0.50128 | 0.53863 | 0.57224 | 0.60315 | 0.63215 | 0.65982 | 0.68648 | 0.71232 | 0.73774 | 0.76279 | 0.78725 | 0.81181 | 0.83538 | 5990.8738 | 5887.5828 | 5786.0728 | 5686.3129 | 5588.273 | 5491.9235 | 5397.2352 | 5304.1794 | 5212.728 | 5122.8534 | 5034.5283 | 4947.7261 | 4862.4205 | 4778.5857 | 4696.1963 | 4615.2274 | 4535.6545 | 4457.4535 | 4380.6009 | 4305.0733 | 5990.8738 | 11878.4566 | 17664.5294 | 23350.8423 | 28939.1154 | 34431.0389 | 39828.274 | 45132.4534 | 50345.1814 | 55468.0348 | 60502.5632 | 65450.2893 | 70312.7098 | 75091.2955 | 79787.4917 | 84402.7191 | 88938.3736 | 93395.8271 | 97776.428 | 102081.5013 | 0 | 0 | 0 | 0 | 0 | 0 | 0 | 0 | 0 | 0 | 0 | 0 | 0 | 0 | 0 | 0 | 0 | 0 | 0 | 0 | 0 | 0 | 0 | 0 | 0 | 0 | 0 | 0 | 0 | 0 | 0 | 0 | 0 | 0 | 0 | 0 | 0 | 0 | 0 | 0 | 0 | 0 | 0 | 0 | 0 | 0 | 0 | 0 | 0 | 0 | 0 | 0 | 0 | 0 | 0 | 0 | 0 | 0 | 0 | 0 | 0 | 0 | 0 | 0 | 0 | 0 | 0 | 0 | 0 | 0 | 0 | 0 | 0 | 0 | 0 | 0 | 0 | 0 | 0 | 0 | 0 | 0 | 0 | 0 | 0 | 0 | 0 | 0 | 0 | 0 | 0 | 0 | 0 | 0 | 0 | 0 | 0 | 0 | 0 | 0 | 0 | 0 | 0 | 0 | 0 | 0 | 0 | 0 | 0 | 0 | 0 | 0 | 0 | 0 | 0 | 0 | 0 | 0 | 0 | 0 | 0 | 0 | 0 | 0 | 0 | 0 | 0 | 0 | 0 | 0 | 0 | 0 | 0 | 0 | 0 | 0 | 0 | 0 | 0 | 0 | 0 | 0 | 0 | 0 | 0 | 0 | 0 | 0 | 0 | 0 | 0 | 0 | 0 | 0 | 0 | 0 | 0 | 0 | 0 | 0 | 0 | 0 | 0 | 0 | 0 | 0 | 0 | 0 | 0 | 0 | 0 | 0 | 0 | 0 | 0 | 0 | 0 | 0 | 0 | 0 | 0 | 0 | 0 | 0 | 0 | 0 | 0 | 0 | 0 | 0 | 0 | 0 | 0 | 0 | 0 | 0 | 0 | 0 | 0 | 0 | 0 | 0 | 0 | 0 | 0 | 0 | 0 | 0 | 0 | 0 | 0 | 0 | 0 | 0 | 0 | 0 | 0 | 0 | 0 | 0 | 0 | 0 | 0 | 0 | 0 | 0 | 0 | 0 | 0 | 0 | 0 | 0 | 0 | 0 | 0 | 0 | 0 | 0 | 0 | 0 | 2265.5724 | 2270.9724 | 2276.3774 | 2281.7467 | 2287.0415 | 2292.2243 | 2297.2592 | 2302.1118 | 2306.7494 | 2311.1404 | 2315.2957 | 2319.2256 | 2322.9403 | 2326.4493 | 2329.7615 | 2332.8859 | 2335.8307 | 2338.6037 | 2341.2126 | 2343.6645 | 1502.9917 | 1506.5741 | 1510.1598 | 1513.7219 | 1517.2344 | 1520.6727 | 1524.0129 | 1527.2322 | 1530.3087 | 1533.2217 | 1535.9784 | 1538.5855 | 1541.0499 | 1543.3777 | 1545.5751 | 1547.6478 | 1549.6014 | 1551.441 | 1553.1718 | 1554.7984
WA_Industrial_Instruments_Existing_Space Heating_Natural Gas_Thermostat - Programmable_A | WA | Industrial | Instruments | Existing | Space Heating | Natural Gas | Thermostat - Programmable | A | IM502 | Manual control | Programmable thermostat installed | 11 | 0.0064938 | 0 | 0 | 0.17 | 0.01 | 0 | 0 | 0.0859 |  | sqft | 25% | 40% | Retrofit | RetroEven20 | 80.75% | TBD | 0.2% | 175.7939 |  | 119.9801 |  | 0.11537 | IL TRM - 4.4.48 - CI-HVC-THST-V02-210101 | IL TRM - 4.4.48 - CI-HVC-THST-V02-210101 | BEST | Manual control | Manual control | Manual control | Manual control | Manual control | Manual control | Manual control | Manual control | Manual control | Manual control | Manual control | Manual control | Manual control | Manual control | Manual control | Manual control | Manual control | Manual control | Manual control | Manual control | Manual control | Manual control | Programmable thermostat installed | Programmable thermostat installed | Programmable thermostat installed | Programmable thermostat installed | Programmable thermostat installed | Programmable thermostat installed | Programmable thermostat installed | Programmable thermostat installed | Programmable thermostat installed | Programmable thermostat installed | Programmable thermostat installed | Programmable thermostat installed | Programmable thermostat installed | Programmable thermostat installed | Programmable thermostat installed | Programmable thermostat installed | Programmable thermostat installed | Programmable thermostat installed | Programmable thermostat installed | Programmable thermostat installed | Programmable thermostat installed | Programmable thermostat installed | 0.17 | 0.17 | 0.17 | 0.17 | 0.17 | 0.17 | 0.17 | 0.17 | 0.17 | 0.17 | 0.17 | 0.17 | 0.17 | 0.17 | 0.17 | 0.17 | 0.17 | 0.17 | 0.17 | 0.17 | 0.17 | 0.17 | 0 | 0 | 0.0064008 | 0.0062985 | 0.0061653 | 0.0059976 | 0.005797 | 0.0055705 | 0.0053287 | 0.0050835 | 0.0048462 | 0.004625 | 0.0044246 | 0.0042462 | 0.0040895 | 0.0039521 | 0.0038312 | 0.003726 | 0.0036336 | 0.0035503 | 0.0034781 | 0.0034097 | 0.13534 | 0.13088 | 0.1259 | 0.12037 | 0.11434 | 0.10797 | 0.10151 | 0.095166 | 0.08916 | 0.083624 | 0.078621 | 0.074149 | 0.070182 | 0.066654 | 0.063501 | 0.060693 | 0.058167 | 0.055854 | 0.053775 | 0.051808 | 0.13534 | 0.26406 | 0.38437 | 0.49429 | 0.5921 | 0.67693 | 0.74905 | 0.80976 | 0.86112 | 0.90544 | 0.94483 | 0.98087 | 1.0149 | 1.0474 | 1.0789 | 1.1099 | 1.1406 | 1.1703 | 1.2003 | 1.2285 | 21144.2604 | 20779.7041 | 20421.4334 | 20069.3397 | 19723.3166 | 19383.2594 | 19049.0653 | 18720.6331 | 18397.8636 | 18080.6591 | 17768.9236 | 17462.5628 | 17161.4841 | 16865.5965 | 16574.8103 | 16289.0377 | 16008.1923 | 15732.1889 | 15460.9443 | 15194.3763 | 21144.2604 | 41923.9645 | 62345.3979 | 82414.7376 | 102138.0542 | 121521.3136 | 140570.3789 | 159291.0121 | 177688.8757 | 195769.5347 | 213538.4583 | 231001.0211 | 248162.5052 | 265028.1017 | 281602.912 | 297891.9498 | 313900.142 | 329632.331 | 345093.2753 | 360287.6516 | 0.11537 | 0.11196 | 0.10818 | 0.10399 | 0.099433 | 0.094614 | 0.089697 | 0.084853 | 0.080231 | 0.075937 | 0.072019 | 0.068481 | 0.065298 | 0.062431 | 0.059835 | 0.057495 | 0.055369 | 0.053411 | 0.051637 | 0.049954 | 0.11537 | 0.22589 | 0.33028 | 0.42705 | 0.51492 | 0.59317 | 0.66191 | 0.722 | 0.77488 | 0.82221 | 0.86549 | 0.90589 | 0.94424 | 0.98104 | 1.0166 | 1.0515 | 1.0857 | 1.1191 | 1.1526 | 1.1845 | 17972.6213 | 17662.7485 | 17358.2184 | 17058.9388 | 16764.8191 | 16475.7705 | 16191.7055 | 15912.5382 | 15638.1841 | 15368.5602 | 15103.585 | 14843.1784 | 14587.2615 | 14335.757 | 14088.5888 | 13845.6821 | 13606.9634 | 13372.3606 | 13141.8027 | 12915.2199 | 17972.6213 | 35635.3698 | 52993.5882 | 70052.527 | 86817.3461 | 103293.1166 | 119484.8221 | 135397.3603 | 151035.5443 | 166404.1045 | 181507.6895 | 196350.8679 | 210938.1294 | 225273.8864 | 239362.4752 | 253208.1573 | 266815.1207 | 280187.4813 | 293329.284 | 306244.5038 | 0 | 0 | 0 | 0 | 0 | 0 | 0 | 0 | 0 | 0 | 0 | 0 | 0 | 0 | 0 | 0 | 0 | 0 | 0 | 0 | 0 | 0 | 0 | 0 | 0 | 0 | 0 | 0 | 0 | 0 | 0 | 0 | 0 | 0 | 0 | 0 | 0 | 0 | 0 | 0 | 0 | 0 | 0 | 0 | 0 | 0 | 0 | 0 | 0 | 0 | 0 | 0 | 0 | 0 | 0 | 0 | 0 | 0 | 0 | 0 | 0 | 0 | 0 | 0 | 0 | 0 | 0 | 0 | 0 | 0 | 0 | 0 | 0 | 0 | 0 | 0 | 0 | 0 | 0 | 0 | 0 | 0 | 0 | 0 | 0 | 0 | 0 | 0 | 0 | 0 | 0 | 0 | 0 | 0 | 0 | 0 | 0 | 0 | 0 | 0 | 0 | 0 | 0 | 0 | 0 | 0 | 0 | 0 | 0 | 0 | 0 | 0 | 0 | 0 | 0 | 0 | 0 | 0 | 0 | 0 | 0 | 0 | 0 | 0 | 0 | 0 | 0 | 0 | 0 | 0 | 0 | 0 | 0 | 0 | 0 | 0 | 0 | 0 | 0 | 0 | 0 | 0 | 0 | 0 | 0 | 0 | 0 | 0 | 0 | 0 | 0 | 0 | 0 | 0 | 0 | 0 | 0 | 0 | 0 | 0 | 0 | 0 | 0 | 0 | 0 | 0 | 0 | 0 | 0 | 0 | 0 | 0 | 0 | 0 | 0 | 0 | 0 | 0 | 0 | 0 | 0 | 0 | 0 | 0 | 0 | 0 | 0 | 0 | 0 | 0 | 0 | 0 | 0 | 0 | 0 | 0 | 0 | 0 | 0 | 0 | 0 | 0 | 0 | 0 | 0 | 0 | 0 | 0 | 0 | 0 | 0 | 0 | 0 | 0 | 0 | 0 | 0 | 0 | 0 | 0 | 0 | 0 | 0 | 0 | 0 | 0 | 0 | 0 | 0 | 0 | 0 | 0 | 0 | 0 | 0 | 0 | 0 | 0 | 0 | 0 | 4378.759 | 4389.1957 | 4399.6422 | 4410.0198 | 4420.2532 | 4430.2701 | 4440.0012 | 4449.3802 | 4458.3434 | 4466.83 | 4474.8611 | 4482.4567 | 4489.6362 | 4496.4181 | 4502.8198 | 4508.8584 | 4514.5498 | 4519.9094 | 4524.9517 | 4529.6906 | 2417.4779 | 2423.2399 | 2429.0073 | 2434.7367 | 2440.3865 | 2445.9167 | 2451.2892 | 2456.4673 | 2461.4158 | 2466.1012 | 2470.5351 | 2474.7286 | 2478.6923 | 2482.4365 | 2485.9709 | 2489.3047 | 2492.4469 | 2495.4059 | 2498.1897 | 2500.806
WA_Industrial_Instruments_Existing_Space Heating_Natural Gas_ENERGY STAR Connected Thermostat_A | WA | Industrial | Instruments | Existing | Space Heating | Natural Gas | ENERGY STAR Connected Thermostat | A | IM503 | Manual control | Wi-Fi/interactive thermostat installed | 5 | 0.015698 | 0 | 0 | 0.39 | 0.01 | 0 | 0 | 0.1927 |  | sqft | 5% | 20% | Retrofit | RetroEven20 | 80.75% | TBD | 0.2% | 340.5517 |  | 258.8526 |  | 0.27882 | ComConnectedThermostats_v1_1 | ComConnectedThermostats_v1_1 | ComConnectedThermostats_v1_1 | Manual control | Manual control | Manual control | Manual control | Manual control | Manual control | Manual control | Manual control | Manual control | Manual control | Manual control | Manual control | Manual control | Manual control | Manual control | Manual control | Manual control | Manual control | Manual control | Manual control | Manual control | Manual control | Wi-Fi/interactive thermostat installed | Wi-Fi/interactive thermostat installed | Wi-Fi/interactive thermostat installed | Wi-Fi/interactive thermostat installed | Wi-Fi/interactive thermostat installed | Wi-Fi/interactive thermostat installed | Wi-Fi/interactive thermostat installed | Wi-Fi/interactive thermostat installed | Wi-Fi/interactive thermostat installed | Wi-Fi/interactive thermostat installed | Wi-Fi/interactive thermostat installed | Wi-Fi/interactive thermostat installed | Wi-Fi/interactive thermostat installed | Wi-Fi/interactive thermostat installed | Wi-Fi/interactive thermostat installed | Wi-Fi/interactive thermostat installed | Wi-Fi/interactive thermostat installed | Wi-Fi/interactive thermostat installed | Wi-Fi/interactive thermostat installed | Wi-Fi/interactive thermostat installed | Wi-Fi/interactive thermostat installed | Wi-Fi/interactive thermostat installed | 0.39 | 0.39 | 0.39 | 0.39 | 0.39 | 0.39 | 0.39 | 0.39 | 0.39 | 0.39 | 0.39 | 0.39 | 0.39 | 0.39 | 0.39 | 0.39 | 0.39 | 0.39 | 0.39 | 0.39 | 0.39 | 0.39 | 0 | 0 | 0.015468 | 0.015216 | 0.014889 | 0.01448 | 0.013991 | 0.01344 | 0.012852 | 0.012256 | 0.01168 | 0.011143 | 0.010656 | 0.010222 | 0.0098414 | 0.009507 | 0.0092125 | 0.0089559 | 0.0087302 | 0.0085266 | 0.0083496 | 0.0081818 | 0.32706 | 0.31619 | 0.30406 | 0.2906 | 0.27595 | 0.2605 | 0.24481 | 0.22944 | 0.21489 | 0.20147 | 0.18935 | 0.17851 | 0.16889 | 0.16034 | 0.1527 | 0.14588 | 0.13975 | 0.13414 | 0.12909 | 0.12432 | 0.32706 | 0.63792 | 0.92829 | 1.1933 | 1.429 | 1.6332 | 1.8066 | 1.9523 | 2.0754 | 2.1814 | 2.2755 | 2.3614 | 2.4423 | 2.5196 | 2.5943 | 2.6679 | 2.7404 | 2.8106 | 2.8814 | 2.9478 | 21144.2604 | 20779.7041 | 20421.4334 | 20069.3397 | 19723.3166 | 19383.2594 | 19049.0653 | 18720.6331 | 18397.8636 | 18080.6591 | 17768.9236 | 17462.5628 | 17161.4841 | 16865.5965 | 16574.8103 | 16289.0377 | 16008.1923 | 15732.1889 | 15460.9443 | 15194.3763 | 21144.2604 | 41923.9645 | 62345.3979 | 82414.7376 | 102138.0542 | 121521.3136 | 140570.3789 | 159291.0121 | 177688.8757 | 195769.5347 | 213538.4583 | 231001.0211 | 248162.5052 | 265028.1017 | 281602.912 | 297891.9498 | 313900.142 | 329632.331 | 345093.2753 | 360287.6516 | 0.27882 | 0.27051 | 0.26131 | 0.25112 | 0.24004 | 0.22834 | 0.21641 | 0.20466 | 0.19345 | 0.18304 | 0.17354 | 0.16496 | 0.15725 | 0.15029 | 0.14399 | 0.13831 | 0.13316 | 0.1284 | 0.12409 | 0.12 | 0.27882 | 0.54577 | 0.79775 | 1.0312 | 1.243 | 1.4315 | 1.597 | 1.7414 | 1.8684 | 1.9819 | 2.0856 | 2.1822 | 2.2739 | 2.3617 | 2.4464 | 2.5295 | 2.611 | 2.6903 | 2.7697 | 2.8455 | 17972.6213 | 17662.7485 | 17358.2184 | 17058.9388 | 16764.8191 | 16475.7705 | 16191.7055 | 15912.5382 | 15638.1841 | 15368.5602 | 15103.585 | 14843.1784 | 14587.2615 | 14335.757 | 14088.5888 | 13845.6821 | 13606.9634 | 13372.3606 | 13141.8027 | 12915.2199 | 17972.6213 | 35635.3698 | 52993.5882 | 70052.527 | 86817.3461 | 103293.1166 | 119484.8221 | 135397.3603 | 151035.5443 | 166404.1045 | 181507.6895 | 196350.8679 | 210938.1294 | 225273.8864 | 239362.4752 | 253208.1573 | 266815.1207 | 280187.4813 | 293329.284 | 306244.5038 | 0 | 0 | 0 | 0 | 0 | 0 | 0 | 0 | 0 | 0 | 0 | 0 | 0 | 0 | 0 | 0 | 0 | 0 | 0 | 0 | 0 | 0 | 0 | 0 | 0 | 0 | 0 | 0 | 0 | 0 | 0 | 0 | 0 | 0 | 0 | 0 | 0 | 0 | 0 | 0 | 0 | 0 | 0 | 0 | 0 | 0 | 0 | 0 | 0 | 0 | 0 | 0 | 0 | 0 | 0 | 0 | 0 | 0 | 0 | 0 | 0 | 0 | 0 | 0 | 0 | 0 | 0 | 0 | 0 | 0 | 0 | 0 | 0 | 0 | 0 | 0 | 0 | 0 | 0 | 0 | 0 | 0 | 0 | 0 | 0 | 0 | 0 | 0 | 0 | 0 | 0 | 0 | 0 | 0 | 0 | 0 | 0 | 0 | 0 | 0 | 0 | 0 | 0 | 0 | 0 | 0 | 0 | 0 | 0 | 0 | 0 | 0 | 0 | 0 | 0 | 0 | 0 | 0 | 0 | 0 | 0 | 0 | 0 | 0 | 0 | 0 | 0 | 0 | 0 | 0 | 0 | 0 | 0 | 0 | 0 | 0 | 0 | 0 | 0 | 0 | 0 | 0 | 0 | 0 | 0 | 0 | 0 | 0 | 0 | 0 | 0 | 0 | 0 | 0 | 0 | 0 | 0 | 0 | 0 | 0 | 0 | 0 | 0 | 0 | 0 | 0 | 0 | 0 | 0 | 0 | 0 | 0 | 0 | 0 | 0 | 0 | 0 | 0 | 0 | 0 | 0 | 0 | 0 | 0 | 0 | 0 | 0 | 0 | 0 | 0 | 0 | 0 | 0 | 0 | 0 | 0 | 0 | 0 | 0 | 0 | 0 | 0 | 0 | 0 | 0 | 0 | 0 | 0 | 0 | 0 | 0 | 0 | 0 | 0 | 0 | 0 | 0 | 0 | 0 | 0 | 0 | 0 | 0 | 0 | 0 | 0 | 0 | 0 | 0 | 0 | 0 | 0 | 0 | 0 | 0 | 0 | 0 | 0 | 0 | 0 | 6651.7848 | 6667.6392 | 6683.5085 | 6699.2731 | 6714.8187 | 6730.0354 | 6744.8181 | 6759.0657 | 6772.6817 | 6785.5737 | 6797.7737 | 6809.3123 | 6820.2187 | 6830.521 | 6840.246 | 6849.4192 | 6858.065 | 6866.2068 | 6873.8665 | 6881.0655 | 4586.0498 | 4596.9806 | 4607.9216 | 4618.7905 | 4629.5083 | 4639.9994 | 4650.1913 | 4660.0142 | 4669.4017 | 4678.2901 | 4686.7014 | 4694.6566 | 4702.176 | 4709.2789 | 4715.9837 | 4722.3081 | 4728.269 | 4733.8823 | 4739.1633 | 4744.1266
WA_Industrial_Instruments_Existing_Space Heating_Natural Gas_Destratification Fans (HVLS)_A | WA | Industrial | Instruments | Existing | Space Heating | Natural Gas | Destratification Fans (HVLS) | A | IM504 | None/Standard ventilation | Fans installed | 10 | 0.015698 | 0 | 0 | 0.6 | 0.01 | 0 | 0 | 0.2991 |  | sqft | 15% | 30% | Retrofit | RetroEven20 | 80.75% | TBD | 0.2% | 218.9363 |  | 150.6071 |  | 0.27907 | IL TRM - 4.4.34 - CI-HVC-DSFN-V05-210101 | IL TRM - 4.4.34 - CI-HVC-DSFN-V05-210101 | IL TRM - 4.4.34 - CI-HVC-DSFN-V05-210101 | None/Standard ventilation | None/Standard ventilation | None/Standard ventilation | None/Standard ventilation | None/Standard ventilation | None/Standard ventilation | None/Standard ventilation | None/Standard ventilation | None/Standard ventilation | None/Standard ventilation | None/Standard ventilation | None/Standard ventilation | None/Standard ventilation | None/Standard ventilation | None/Standard ventilation | None/Standard ventilation | None/Standard ventilation | None/Standard ventilation | None/Standard ventilation | None/Standard ventilation | None/Standard ventilation | None/Standard ventilation | Fans installed | Fans installed | Fans installed | Fans installed | Fans installed | Fans installed | Fans installed | Fans installed | Fans installed | Fans installed | Fans installed | Fans installed | Fans installed | Fans installed | Fans installed | Fans installed | Fans installed | Fans installed | Fans installed | Fans installed | Fans installed | Fans installed | 0.6 | 0.6 | 0.6 | 0.6 | 0.6 | 0.6 | 0.6 | 0.6 | 0.6 | 0.6 | 0.6 | 0.6 | 0.6 | 0.6 | 0.6 | 0.6 | 0.6 | 0.6 | 0.6 | 0.6 | 0.6 | 0.6 | 0 | 0 | 0.015485 | 0.015249 | 0.014938 | 0.014543 | 0.014068 | 0.013529 | 0.012953 | 0.012368 | 0.011801 | 0.011272 | 0.010793 | 0.010367 | 0.0099941 | 0.0096675 | 0.0093808 | 0.0091323 | 0.0089147 | 0.0087194 | 0.008551 | 0.0083916 | 0.32741 | 0.31687 | 0.30505 | 0.29187 | 0.27747 | 0.26224 | 0.24674 | 0.23153 | 0.2171 | 0.2038 | 0.19178 | 0.18104 | 0.17151 | 0.16305 | 0.15549 | 0.14876 | 0.14271 | 0.13718 | 0.13221 | 0.12751 | 0.32741 | 0.63929 | 0.9313 | 1.1986 | 1.4369 | 1.6441 | 1.8208 | 1.97 | 2.0968 | 2.2067 | 2.3048 | 2.3949 | 2.4802 | 2.5622 | 2.6417 | 2.7204 | 2.7983 | 2.8742 | 2.9509 | 3.0234 | 21144.2604 | 20779.7041 | 20421.4334 | 20069.3397 | 19723.3166 | 19383.2594 | 19049.0653 | 18720.6331 | 18397.8636 | 18080.6591 | 17768.9236 | 17462.5628 | 17161.4841 | 16865.5965 | 16574.8103 | 16289.0377 | 16008.1923 | 15732.1889 | 15460.9443 | 15194.3763 | 21144.2604 | 41923.9645 | 62345.3979 | 82414.7376 | 102138.0542 | 121521.3136 | 140570.3789 | 159291.0121 | 177688.8757 | 195769.5347 | 213538.4583 | 231001.0211 | 248162.5052 | 265028.1017 | 281602.912 | 297891.9498 | 313900.142 | 329632.331 | 345093.2753 | 360287.6516 | 0.27907 | 0.27101 | 0.26203 | 0.25205 | 0.24116 | 0.22963 | 0.21785 | 0.20624 | 0.19515 | 0.18484 | 0.17544 | 0.16695 | 0.15932 | 0.15244 | 0.14623 | 0.14062 | 0.13554 | 0.13086 | 0.12663 | 0.12261 | 0.27907 | 0.54677 | 0.79995 | 1.035 | 1.2489 | 1.4397 | 1.6076 | 1.7548 | 1.8848 | 2.0014 | 2.1083 | 2.2085 | 2.3038 | 2.3955 | 2.4844 | 2.5717 | 2.6578 | 2.7419 | 2.8263 | 2.9073 | 17972.6213 | 17662.7485 | 17358.2184 | 17058.9388 | 16764.8191 | 16475.7705 | 16191.7055 | 15912.5382 | 15638.1841 | 15368.5602 | 15103.585 | 14843.1784 | 14587.2615 | 14335.757 | 14088.5888 | 13845.6821 | 13606.9634 | 13372.3606 | 13141.8027 | 12915.2199 | 17972.6213 | 35635.3698 | 52993.5882 | 70052.527 | 86817.3461 | 103293.1166 | 119484.8221 | 135397.3603 | 151035.5443 | 166404.1045 | 181507.6895 | 196350.8679 | 210938.1294 | 225273.8864 | 239362.4752 | 253208.1573 | 266815.1207 | 280187.4813 | 293329.284 | 306244.5038 | 0 | 0 | 0 | 0 | 0 | 0 | 0 | 0 | 0 | 0 | 0 | 0 | 0 | 0 | 0 | 0 | 0 | 0 | 0 | 0 | 0 | 0 | 0 | 0 | 0 | 0 | 0 | 0 | 0 | 0 | 0 | 0 | 0 | 0 | 0 | 0 | 0 | 0 | 0 | 0 | 0 | 0 | 0 | 0 | 0 | 0 | 0 | 0 | 0 | 0 | 0 | 0 | 0 | 0 | 0 | 0 | 0 | 0 | 0 | 0 | 0 | 0 | 0 | 0 | 0 | 0 | 0 | 0 | 0 | 0 | 0 | 0 | 0 | 0 | 0 | 0 | 0 | 0 | 0 | 0 | 0 | 0 | 0 | 0 | 0 | 0 | 0 | 0 | 0 | 0 | 0 | 0 | 0 | 0 | 0 | 0 | 0 | 0 | 0 | 0 | 0 | 0 | 0 | 0 | 0 | 0 | 0 | 0 | 0 | 0 | 0 | 0 | 0 | 0 | 0 | 0 | 0 | 0 | 0 | 0 | 0 | 0 | 0 | 0 | 0 | 0 | 0 | 0 | 0 | 0 | 0 | 0 | 0 | 0 | 0 | 0 | 0 | 0 | 0 | 0 | 0 | 0 | 0 | 0 | 0 | 0 | 0 | 0 | 0 | 0 | 0 | 0 | 0 | 0 | 0 | 0 | 0 | 0 | 0 | 0 | 0 | 0 | 0 | 0 | 0 | 0 | 0 | 0 | 0 | 0 | 0 | 0 | 0 | 0 | 0 | 0 | 0 | 0 | 0 | 0 | 0 | 0 | 0 | 0 | 0 | 0 | 0 | 0 | 0 | 0 | 0 | 0 | 0 | 0 | 0 | 0 | 0 | 0 | 0 | 0 | 0 | 0 | 0 | 0 | 0 | 0 | 0 | 0 | 0 | 0 | 0 | 0 | 0 | 0 | 0 | 0 | 0 | 0 | 0 | 0 | 0 | 0 | 0 | 0 | 0 | 0 | 0 | 0 | 0 | 0 | 0 | 0 | 0 | 0 | 0 | 0 | 0 | 0 | 0 | 0 | 6267.7416 | 6282.6807 | 6297.6338 | 6312.4882 | 6327.1363 | 6341.4745 | 6355.4036 | 6368.8286 | 6381.6585 | 6393.8062 | 6405.3019 | 6416.1742 | 6426.451 | 6436.1585 | 6445.322 | 6453.9656 | 6462.1122 | 6469.7839 | 6477.0015 | 6483.7847 | 3821.918 | 3831.0275 | 3840.1455 | 3849.2034 | 3858.1354 | 3866.8785 | 3875.3722 | 3883.5584 | 3891.3818 | 3898.7891 | 3905.7989 | 3912.4286 | 3918.6951 | 3924.6145 | 3930.2022 | 3935.4729 | 3940.4405 | 3945.1185 | 3949.5196 | 3953.6559
WA_Industrial_Instruments_Existing_Space Heating_Natural Gas_Gas Boiler - Insulate Steam Lines/Condensate Tank_A | WA | Industrial | Instruments | Existing | Space Heating | Natural Gas | Gas Boiler - Insulate Steam Lines/Condensate Tank | A | IM505 | No insulation | Lines and condenstate tank insulated | 20 | 44.985 | 0 | 0 | 272.03 | 0 | 0 | 0 | 136.0144 |  | employee | 30% | 35% | Retrofit | RetroEven20 | 80.75% | TBD | 0.2% | 341.0731 |  | 215.8535 |  | 0.022538 | PGE Workpaper - SWWH017-01 | PGE Workpaper - SWWH017-01 | PGE Workpaper - SWWH017-01 | No insulation | No insulation | No insulation | No insulation | No insulation | No insulation | No insulation | No insulation | No insulation | No insulation | No insulation | No insulation | No insulation | No insulation | No insulation | No insulation | No insulation | No insulation | No insulation | No insulation | No insulation | No insulation | Lines and condenstate tank insulated | Lines and condenstate tank insulated | Lines and condenstate tank insulated | Lines and condenstate tank insulated | Lines and condenstate tank insulated | Lines and condenstate tank insulated | Lines and condenstate tank insulated | Lines and condenstate tank insulated | Lines and condenstate tank insulated | Lines and condenstate tank insulated | Lines and condenstate tank insulated | Lines and condenstate tank insulated | Lines and condenstate tank insulated | Lines and condenstate tank insulated | Lines and condenstate tank insulated | Lines and condenstate tank insulated | Lines and condenstate tank insulated | Lines and condenstate tank insulated | Lines and condenstate tank insulated | Lines and condenstate tank insulated | Lines and condenstate tank insulated | Lines and condenstate tank insulated | 272.03 | 272.03 | 272.03 | 272.03 | 272.03 | 272.03 | 272.03 | 272.03 | 272.03 | 272.03 | 272.03 | 272.03 | 272.03 | 272.03 | 272.03 | 272.03 | 272.03 | 272.03 | 272.03 | 272.03 | 272.03 | 272.03 | 0 | 0 | 44.5762 | 44.2671 | 43.9356 | 43.5755 | 43.1799 | 42.7422 | 42.2569 | 41.7205 | 41.1348 | 40.5047 | 39.8408 | 39.1541 | 38.4672 | 37.7934 | 37.147 | 36.5579 | 36.0279 | 35.5537 | 35.1268 | 34.735 | 0.026462 | 0.025826 | 0.02519 | 0.024553 | 0.023911 | 0.02326 | 0.0226 | 0.021928 | 0.021247 | 0.020561 | 0.019876 | 0.019196 | 0.018534 | 0.017896 | 0.017286 | 0.016719 | 0.016192 | 0.015704 | 0.015248 | 0.014818 | 0.026462 | 0.052104 | 0.076904 | 0.10083 | 0.12382 | 0.14583 | 0.16677 | 0.18658 | 0.20521 | 0.22263 | 0.23885 | 0.25393 | 0.26801 | 0.28121 | 0.29369 | 0.30575 | 0.31751 | 0.32904 | 0.34033 | 0.35136 | 0.59364 | 0.5834 | 0.57335 | 0.56346 | 0.55374 | 0.5442 | 0.53481 | 0.52559 | 0.51653 | 0.50763 | 0.49887 | 0.49027 | 0.48182 | 0.47351 | 0.46535 | 0.45733 | 0.44944 | 0.44169 | 0.43408 | 0.42659 | 0.59364 | 1.177 | 1.7504 | 2.3138 | 2.8676 | 3.4118 | 3.9466 | 4.4722 | 4.9887 | 5.4964 | 5.9952 | 6.4855 | 6.9673 | 7.4408 | 7.9062 | 8.3635 | 8.813 | 9.2546 | 9.6887 | 10.1153 | 0.022538 | 0.022043 | 0.02155 | 0.021058 | 0.020562 | 0.020061 | 0.019553 | 0.019035 | 0.018511 | 0.017981 | 0.01745 | 0.016921 | 0.016401 | 0.015895 | 0.015408 | 0.01495 | 0.014522 | 0.014123 | 0.013749 | 0.013396 | 0.022538 | 0.044473 | 0.065792 | 0.086474 | 0.10648 | 0.12577 | 0.14429 | 0.16197 | 0.17878 | 0.19469 | 0.2097 | 0.22384 | 0.23717 | 0.24978 | 0.26178 | 0.27341 | 0.28476 | 0.29592 | 0.30689 | 0.31764 | 0.50459 | 0.49589 | 0.48734 | 0.47894 | 0.47068 | 0.46257 | 0.45459 | 0.44675 | 0.43905 | 0.43148 | 0.42404 | 0.41673 | 0.40955 | 0.40249 | 0.39555 | 0.38873 | 0.38202 | 0.37544 | 0.36896 | 0.3626 | 0.50459 | 1.0005 | 1.4878 | 1.9668 | 2.4375 | 2.9 | 3.3546 | 3.8014 | 4.2404 | 4.6719 | 5.0959 | 5.5127 | 5.9222 | 6.3247 | 6.7203 | 7.109 | 7.491 | 7.8664 | 8.2354 | 8.598 | 0.022538 | 0.022043 | 0.02155 | 0.021058 | 0.020562 | 0.020061 | 0.019553 | 0.019035 | 0.018511 | 0.017981 | 0.01745 | 0.016921 | 0.016401 | 0.015895 | 0.015408 | 0.01495 | 0.014522 | 0.014123 | 0.013749 | 0.013396 | 0.022538 | 0.044473 | 0.065792 | 0.086474 | 0.10648 | 0.12577 | 0.14429 | 0.16197 | 0.17878 | 0.19469 | 0.2097 | 0.22384 | 0.23717 | 0.24978 | 0.26178 | 0.27341 | 0.28476 | 0.29592 | 0.30689 | 0.31764 | 0.50459 | 0.49589 | 0.48734 | 0.47894 | 0.47068 | 0.46257 | 0.45459 | 0.44675 | 0.43905 | 0.43148 | 0.42404 | 0.41673 | 0.40955 | 0.40249 | 0.39555 | 0.38873 | 0.38202 | 0.37544 | 0.36896 | 0.3626 | 0.50459 | 1.0005 | 1.4878 | 1.9668 | 2.4375 | 2.9 | 3.3546 | 3.8014 | 4.2404 | 4.6719 | 5.0959 | 5.5127 | 5.9222 | 6.3247 | 6.7203 | 7.109 | 7.491 | 7.8664 | 8.2354 | 8.598 | 0.022538 | 0.022043 | 0.02155 | 0.021058 | 0.020562 | 0.020061 | 0.019553 | 0.019035 | 0.018511 | 0.017981 | 0.01745 | 0.016921 | 0.016401 | 0.015895 | 0.015408 | 0.01495 | 0.014522 | 0.014123 | 0.013749 | 0.013396 | 0.022538 | 0.044473 | 0.065792 | 0.086474 | 0.10648 | 0.12577 | 0.14429 | 0.16197 | 0.17878 | 0.19469 | 0.2097 | 0.22384 | 0.23717 | 0.24978 | 0.26178 | 0.27341 | 0.28476 | 0.29592 | 0.30689 | 0.31764 | 0.50459 | 0.49589 | 0.48734 | 0.47894 | 0.47068 | 0.46257 | 0.45459 | 0.44675 | 0.43905 | 0.43148 | 0.42404 | 0.41673 | 0.40955 | 0.40249 | 0.39555 | 0.38873 | 0.38202 | 0.37544 | 0.36896 | 0.3626 | 0.50459 | 1.0005 | 1.4878 | 1.9668 | 2.4375 | 2.9 | 3.3546 | 3.8014 | 4.2404 | 4.6719 | 5.0959 | 5.5127 | 5.9222 | 6.3247 | 6.7203 | 7.109 | 7.491 | 7.8664 | 8.2354 | 8.598 | 0.022538 | 0.022043 | 0.02155 | 0.021058 | 0.020562 | 0.020061 | 0.019553 | 0.019035 | 0.018511 | 0.017981 | 0.01745 | 0.016921 | 0.016401 | 0.015895 | 0.015408 | 0.01495 | 0.014522 | 0.014123 | 0.013749 | 0.013396 | 0.022538 | 0.044473 | 0.065792 | 0.086474 | 0.10648 | 0.12577 | 0.14429 | 0.16197 | 0.17878 | 0.19469 | 0.2097 | 0.22384 | 0.23717 | 0.24978 | 0.26178 | 0.27341 | 0.28476 | 0.29592 | 0.30689 | 0.31764 | 0.50459 | 0.49589 | 0.48734 | 0.47894 | 0.47068 | 0.46257 | 0.45459 | 0.44675 | 0.43905 | 0.43148 | 0.42404 | 0.41673 | 0.40955 | 0.40249 | 0.39555 | 0.38873 | 0.38202 | 0.37544 | 0.36896 | 0.3626 | 0.50459 | 1.0005 | 1.4878 | 1.9668 | 2.4375 | 2.9 | 3.3546 | 3.8014 | 4.2404 | 4.6719 | 5.0959 | 5.5127 | 5.9222 | 6.3247 | 6.7203 | 7.109 | 7.491 | 7.8664 | 8.2354 | 8.598 | 342.9726 | 343.5035 | 344.025 | 344.5358 | 345.0348 | 345.5208 | 345.9928 | 346.4499 | 346.8911 | 347.3156 | 347.7227 | 348.1117 | 348.4819 | 348.8328 | 349.1637 | 349.4742 | 349.7638 | 350.032 | 350.2785 | 350.5029 | 217.0557 | 217.3916 | 217.7217 | 218.045 | 218.3608 | 218.6683 | 218.967 | 219.2563 | 219.5355 | 219.8042 | 220.0618 | 220.308 | 220.5423 | 220.7644 | 220.9738 | 221.1703 | 221.3535 | 221.5233 | 221.6793 | 221.8213
WA_Industrial_Instruments_Existing_Process_Natural Gas_Gas Boiler - Insulate Steam Lines/Condensate Tank_A | WA | Industrial | Instruments | Existing | Process | Natural Gas | Gas Boiler - Insulate Steam Lines/Condensate Tank | A | IM506 | No insulation | Lines and condenstate tank insulated | 20 | 27.9412 | 0 | 0 | 272.03 | 0 | 0 | 0 | 136.0144 |  | sqft | 30% | 35% | Retrofit | RetroEven20 | 80.75% | TBD | 0.2% | 341.0731 |  | 215.8535 |  | 0.42668 | PGE Workpaper - SWWH017-01 | PGE Workpaper - SWWH017-01 | PGE Workpaper - SWWH017-01 | No insulation | No insulation | No insulation | No insulation | No insulation | No insulation | No insulation | No insulation | No insulation | No insulation | No insulation | No insulation | No insulation | No insulation | No insulation | No insulation | No insulation | No insulation | No insulation | No insulation | No insulation | No insulation | Lines and condenstate tank insulated | Lines and condenstate tank insulated | Lines and condenstate tank insulated | Lines and condenstate tank insulated | Lines and condenstate tank insulated | Lines and condenstate tank insulated | Lines and condenstate tank insulated | Lines and condenstate tank insulated | Lines and condenstate tank insulated | Lines and condenstate tank insulated | Lines and condenstate tank insulated | Lines and condenstate tank insulated | Lines and condenstate tank insulated | Lines and condenstate tank insulated | Lines and condenstate tank insulated | Lines and condenstate tank insulated | Lines and condenstate tank insulated | Lines and condenstate tank insulated | Lines and condenstate tank insulated | Lines and condenstate tank insulated | Lines and condenstate tank insulated | Lines and condenstate tank insulated | 272.03 | 272.03 | 272.03 | 272.03 | 272.03 | 272.03 | 272.03 | 272.03 | 272.03 | 272.03 | 272.03 | 272.03 | 272.03 | 272.03 | 272.03 | 272.03 | 272.03 | 272.03 | 272.03 | 272.03 | 272.03 | 272.03 | 0 | 0 | 27.8638 | 27.7862 | 27.7071 | 27.6258 | 27.5415 | 27.4534 | 27.3623 | 27.2698 | 27.1775 | 27.0871 | 26.9997 | 26.916 | 26.8352 | 26.7561 | 26.6773 | 26.598 | 26.5179 | 26.4366 | 26.3542 | 26.2705 | 0.50177 | 0.49174 | 0.48189 | 0.47219 | 0.46263 | 0.4532 | 0.44391 | 0.43478 | 0.42584 | 0.41711 | 0.40859 | 0.4003 | 0.39222 | 0.38432 | 0.37658 | 0.36899 | 0.36154 | 0.35421 | 0.34702 | 0.33996 | 0.50177 | 0.99212 | 1.4712 | 1.9391 | 2.3958 | 2.8413 | 3.2758 | 3.6995 | 4.1128 | 4.5163 | 4.9103 | 5.2954 | 5.6717 | 6.0393 | 6.3981 | 6.7481 | 7.0893 | 7.4218 | 7.7456 | 8.061 | 18.0079 | 17.6974 | 17.3923 | 17.0924 | 16.7977 | 16.5081 | 16.2235 | 15.9438 | 15.6689 | 15.3987 | 15.1332 | 14.8723 | 14.6159 | 14.3639 | 14.1163 | 13.8729 | 13.6337 | 13.3986 | 13.1676 | 12.9406 | 18.0079 | 35.7053 | 53.0976 | 70.1901 | 86.9878 | 103.4959 | 119.7194 | 135.6632 | 151.3321 | 166.7308 | 181.8641 | 196.7364 | 211.3523 | 225.7162 | 239.8325 | 253.7053 | 267.339 | 280.7376 | 293.9053 | 306.8458 | 0.42668 | 0.41833 | 0.41013 | 0.40205 | 0.39409 | 0.38624 | 0.37852 | 0.37092 | 0.36348 | 0.3562 | 0.3491 | 0.34218 | 0.33542 | 0.32882 | 0.32234 | 0.31598 | 0.30974 | 0.30361 | 0.29759 | 0.29167 | 0.42668 | 0.844 | 1.2521 | 1.651 | 2.0408 | 2.4215 | 2.7932 | 3.1561 | 3.5105 | 3.8568 | 4.1953 | 4.5265 | 4.8504 | 5.1671 | 5.4765 | 5.7787 | 6.0737 | 6.3615 | 6.6422 | 6.916 | 15.3067 | 15.0428 | 14.7835 | 14.5286 | 14.2781 | 14.0319 | 13.79 | 13.5522 | 13.3186 | 13.0889 | 12.8633 | 12.6415 | 12.4235 | 12.2093 | 11.9988 | 11.7919 | 11.5886 | 11.3888 | 11.1925 | 10.9995 | 15.3067 | 30.3495 | 45.133 | 59.6616 | 73.9396 | 87.9715 | 101.7615 | 115.3137 | 128.6323 | 141.7212 | 154.5845 | 167.226 | 179.6495 | 191.8588 | 203.8576 | 215.6495 | 227.2382 | 238.627 | 249.8195 | 260.819 | 0.42668 | 0.41833 | 0.41013 | 0.40205 | 0.39409 | 0.38624 | 0.37852 | 0.37092 | 0.36348 | 0.3562 | 0.3491 | 0.34218 | 0.33542 | 0.32882 | 0.32234 | 0.31598 | 0.30974 | 0.30361 | 0.29759 | 0.29167 | 0.42668 | 0.844 | 1.2521 | 1.651 | 2.0408 | 2.4215 | 2.7932 | 3.1561 | 3.5105 | 3.8568 | 4.1953 | 4.5265 | 4.8504 | 5.1671 | 5.4765 | 5.7787 | 6.0737 | 6.3615 | 6.6422 | 6.916 | 15.3067 | 15.0428 | 14.7835 | 14.5286 | 14.2781 | 14.0319 | 13.79 | 13.5522 | 13.3186 | 13.0889 | 12.8633 | 12.6415 | 12.4235 | 12.2093 | 11.9988 | 11.7919 | 11.5886 | 11.3888 | 11.1925 | 10.9995 | 15.3067 | 30.3495 | 45.133 | 59.6616 | 73.9396 | 87.9715 | 101.7615 | 115.3137 | 128.6323 | 141.7212 | 154.5845 | 167.226 | 179.6495 | 191.8588 | 203.8576 | 215.6495 | 227.2382 | 238.627 | 249.8195 | 260.819 | 0.42668 | 0.41833 | 0.41013 | 0.40205 | 0.39409 | 0.38624 | 0.37852 | 0.37092 | 0.36348 | 0.3562 | 0.3491 | 0.34218 | 0.33542 | 0.32882 | 0.32234 | 0.31598 | 0.30974 | 0.30361 | 0.29759 | 0.29167 | 0.42668 | 0.844 | 1.2521 | 1.651 | 2.0408 | 2.4215 | 2.7932 | 3.1561 | 3.5105 | 3.8568 | 4.1953 | 4.5265 | 4.8504 | 5.1671 | 5.4765 | 5.7787 | 6.0737 | 6.3615 | 6.6422 | 6.916 | 15.3067 | 15.0428 | 14.7835 | 14.5286 | 14.2781 | 14.0319 | 13.79 | 13.5522 | 13.3186 | 13.0889 | 12.8633 | 12.6415 | 12.4235 | 12.2093 | 11.9988 | 11.7919 | 11.5886 | 11.3888 | 11.1925 | 10.9995 | 15.3067 | 30.3495 | 45.133 | 59.6616 | 73.9396 | 87.9715 | 101.7615 | 115.3137 | 128.6323 | 141.7212 | 154.5845 | 167.226 | 179.6495 | 191.8588 | 203.8576 | 215.6495 | 227.2382 | 238.627 | 249.8195 | 260.819 | 0.42668 | 0.41833 | 0.41013 | 0.40205 | 0.39409 | 0.38624 | 0.37852 | 0.37092 | 0.36348 | 0.3562 | 0.3491 | 0.34218 | 0.33542 | 0.32882 | 0.32234 | 0.31598 | 0.30974 | 0.30361 | 0.29759 | 0.29167 | 0.42668 | 0.844 | 1.2521 | 1.651 | 2.0408 | 2.4215 | 2.7932 | 3.1561 | 3.5105 | 3.8568 | 4.1953 | 4.5265 | 4.8504 | 5.1671 | 5.4765 | 5.7787 | 6.0737 | 6.3615 | 6.6422 | 6.916 | 15.3067 | 15.0428 | 14.7835 | 14.5286 | 14.2781 | 14.0319 | 13.79 | 13.5522 | 13.3186 | 13.0889 | 12.8633 | 12.6415 | 12.4235 | 12.2093 | 11.9988 | 11.7919 | 11.5886 | 11.3888 | 11.1925 | 10.9995 | 15.3067 | 30.3495 | 45.133 | 59.6616 | 73.9396 | 87.9715 | 101.7615 | 115.3137 | 128.6323 | 141.7212 | 154.5845 | 167.226 | 179.6495 | 191.8588 | 203.8576 | 215.6495 | 227.2382 | 238.627 | 249.8195 | 260.819 | 342.9726 | 343.5035 | 344.025 | 344.5358 | 345.0348 | 345.5208 | 345.9928 | 346.4499 | 346.8911 | 347.3156 | 347.7227 | 348.1117 | 348.4819 | 348.8328 | 349.1637 | 349.4742 | 349.7638 | 350.032 | 350.2785 | 350.5029 | 217.0557 | 217.3916 | 217.7217 | 218.045 | 218.3608 | 218.6683 | 218.967 | 219.2563 | 219.5355 | 219.8042 | 220.0618 | 220.308 | 220.5423 | 220.7644 | 220.9738 | 221.1703 | 221.3535 | 221.5233 | 221.6793 | 221.8213
WA_Industrial_Instruments_Existing_Space Heating_Natural Gas_Gas Boiler - Insulate Hot Water Lines_A | WA | Industrial | Instruments | Existing | Space Heating | Natural Gas | Gas Boiler - Insulate Hot Water Lines | A | IM507 | No insulation | Insulated water lines | 20 | 50.8472 | 0 | 0 | 193.14 | 0 | 0 | 0 | 96.5689 |  | employee | 40% | 50% | Retrofit | RetroEven20 | 80.75% | TBD | 0.2% | 215.6942 |  | 136.5055 |  | 0.051005 | PGE Workpaper - SWWH017-01 | PGE Workpaper - SWWH017-01 | PGE Workpaper - SWWH017-01 | No insulation | No insulation | No insulation | No insulation | No insulation | No insulation | No insulation | No insulation | No insulation | No insulation | No insulation | No insulation | No insulation | No insulation | No insulation | No insulation | No insulation | No insulation | No insulation | No insulation | No insulation | No insulation | Insulated water lines | Insulated water lines | Insulated water lines | Insulated water lines | Insulated water lines | Insulated water lines | Insulated water lines | Insulated water lines | Insulated water lines | Insulated water lines | Insulated water lines | Insulated water lines | Insulated water lines | Insulated water lines | Insulated water lines | Insulated water lines | Insulated water lines | Insulated water lines | Insulated water lines | Insulated water lines | Insulated water lines | Insulated water lines | 193.14 | 193.14 | 193.14 | 193.14 | 193.14 | 193.14 | 193.14 | 193.14 | 193.14 | 193.14 | 193.14 | 193.14 | 193.14 | 193.14 | 193.14 | 193.14 | 193.14 | 193.14 | 193.14 | 193.14 | 193.14 | 193.14 | 0 | 0 | 50.4486 | 50.1707 | 49.8797 | 49.5735 | 49.2502 | 48.9076 | 48.5446 | 48.1607 | 47.7586 | 47.3408 | 46.9115 | 46.4712 | 46.0304 | 45.5875 | 45.144 | 44.7285 | 44.3393 | 43.9733 | 43.6293 | 43.3067 | 0.059896 | 0.05854 | 0.057197 | 0.055865 | 0.054544 | 0.053231 | 0.051925 | 0.050626 | 0.049338 | 0.048063 | 0.046806 | 0.045567 | 0.044357 | 0.043173 | 0.042015 | 0.040911 | 0.039856 | 0.038845 | 0.037877 | 0.036949 | 0.059896 | 0.11811 | 0.17462 | 0.22941 | 0.28246 | 0.33372 | 0.38317 | 0.43077 | 0.47651 | 0.5204 | 0.56249 | 0.60278 | 0.64142 | 0.67842 | 0.71383 | 0.74817 | 0.78152 | 0.81391 | 0.84542 | 0.87612 | 1.1873 | 1.1668 | 1.1467 | 1.1269 | 1.1075 | 1.0884 | 1.0696 | 1.0512 | 1.0331 | 1.0153 | 0.99775 | 0.98055 | 0.96364 | 0.94703 | 0.9307 | 0.91465 | 0.89888 | 0.88338 | 0.86815 | 0.85318 | 1.1873 | 2.3541 | 3.5008 | 4.6277 | 5.7352 | 6.8236 | 7.8932 | 8.9444 | 9.9775 | 10.9927 | 11.9905 | 12.971 | 13.9346 | 14.8817 | 15.8124 | 16.727 | 17.6259 | 18.5093 | 19.3774 | 20.2306 | 0.051005 | 0.049945 | 0.0489 | 0.047866 | 0.046842 | 0.045825 | 0.044814 | 0.043809 | 0.04281 | 0.04182 | 0.04084 | 0.039871 | 0.038914 | 0.037969 | 0.037038 | 0.036142 | 0.035282 | 0.034456 | 0.033663 | 0.032904 | 0.051005 | 0.10077 | 0.14929 | 0.19656 | 0.24257 | 0.2873 | 0.3307 | 0.37276 | 0.41346 | 0.45281 | 0.49079 | 0.52743 | 0.56271 | 0.59665 | 0.62928 | 0.66097 | 0.69183 | 0.72194 | 0.75137 | 0.78021 | 1.0092 | 0.99179 | 0.97469 | 0.95788 | 0.94137 | 0.92514 | 0.90919 | 0.89351 | 0.8781 | 0.86296 | 0.84809 | 0.83346 | 0.81909 | 0.80497 | 0.79109 | 0.77745 | 0.76405 | 0.75088 | 0.73793 | 0.72521 | 1.0092 | 2.001 | 2.9757 | 3.9335 | 4.8749 | 5.8 | 6.7092 | 7.6027 | 8.4808 | 9.3438 | 10.1919 | 11.0254 | 11.8445 | 12.6494 | 13.4405 | 14.218 | 14.982 | 15.7329 | 16.4708 | 17.196 | 0.051005 | 0.049945 | 0.0489 | 0.047866 | 0.046842 | 0.045825 | 0.044814 | 0.043809 | 0.04281 | 0.04182 | 0.04084 | 0.039871 | 0.038914 | 0.037969 | 0.037038 | 0.036142 | 0.035282 | 0.034456 | 0.033663 | 0.032904 | 0.051005 | 0.10077 | 0.14929 | 0.19656 | 0.24257 | 0.2873 | 0.3307 | 0.37276 | 0.41346 | 0.45281 | 0.49079 | 0.52743 | 0.56271 | 0.59665 | 0.62928 | 0.66097 | 0.69183 | 0.72194 | 0.75137 | 0.78021 | 1.0092 | 0.99179 | 0.97469 | 0.95788 | 0.94137 | 0.92514 | 0.90919 | 0.89351 | 0.8781 | 0.86296 | 0.84809 | 0.83346 | 0.81909 | 0.80497 | 0.79109 | 0.77745 | 0.76405 | 0.75088 | 0.73793 | 0.72521 | 1.0092 | 2.001 | 2.9757 | 3.9335 | 4.8749 | 5.8 | 6.7092 | 7.6027 | 8.4808 | 9.3438 | 10.1919 | 11.0254 | 11.8445 | 12.6494 | 13.4405 | 14.218 | 14.982 | 15.7329 | 16.4708 | 17.196 | 0.051005 | 0.049945 | 0.0489 | 0.047866 | 0.046842 | 0.045825 | 0.044814 | 0.043809 | 0.04281 | 0.04182 | 0.04084 | 0.039871 | 0.038914 | 0.037969 | 0.037038 | 0.036142 | 0.035282 | 0.034456 | 0.033663 | 0.032904 | 0.051005 | 0.10077 | 0.14929 | 0.19656 | 0.24257 | 0.2873 | 0.3307 | 0.37276 | 0.41346 | 0.45281 | 0.49079 | 0.52743 | 0.56271 | 0.59665 | 0.62928 | 0.66097 | 0.69183 | 0.72194 | 0.75137 | 0.78021 | 1.0092 | 0.99179 | 0.97469 | 0.95788 | 0.94137 | 0.92514 | 0.90919 | 0.89351 | 0.8781 | 0.86296 | 0.84809 | 0.83346 | 0.81909 | 0.80497 | 0.79109 | 0.77745 | 0.76405 | 0.75088 | 0.73793 | 0.72521 | 1.0092 | 2.001 | 2.9757 | 3.9335 | 4.8749 | 5.8 | 6.7092 | 7.6027 | 8.4808 | 9.3438 | 10.1919 | 11.0254 | 11.8445 | 12.6494 | 13.4405 | 14.218 | 14.982 | 15.7329 | 16.4708 | 17.196 | 0.051005 | 0.049945 | 0.0489 | 0.047866 | 0.046842 | 0.045825 | 0.044814 | 0.043809 | 0.04281 | 0.04182 | 0.04084 | 0.039871 | 0.038914 | 0.037969 | 0.037038 | 0.036142 | 0.035282 | 0.034456 | 0.033663 | 0.032904 | 0.051005 | 0.10077 | 0.14929 | 0.19656 | 0.24257 | 0.2873 | 0.3307 | 0.37276 | 0.41346 | 0.45281 | 0.49079 | 0.52743 | 0.56271 | 0.59665 | 0.62928 | 0.66097 | 0.69183 | 0.72194 | 0.75137 | 0.78021 | 1.0092 | 0.99179 | 0.97469 | 0.95788 | 0.94137 | 0.92514 | 0.90919 | 0.89351 | 0.8781 | 0.86296 | 0.84809 | 0.83346 | 0.81909 | 0.80497 | 0.79109 | 0.77745 | 0.76405 | 0.75088 | 0.73793 | 0.72521 | 1.0092 | 2.001 | 2.9757 | 3.9335 | 4.8749 | 5.8 | 6.7092 | 7.6027 | 8.4808 | 9.3438 | 10.1919 | 11.0254 | 11.8445 | 12.6494 | 13.4405 | 14.218 | 14.982 | 15.7329 | 16.4708 | 17.196 | 215.4347 | 215.7681 | 216.0957 | 216.4166 | 216.73 | 217.0353 | 217.3318 | 217.6189 | 217.896 | 218.1627 | 218.4184 | 218.6627 | 218.8953 | 219.1157 | 219.3235 | 219.5185 | 219.7004 | 219.8689 | 220.0238 | 220.1647 | 136.3412 | 136.5523 | 136.7596 | 136.9627 | 137.161 | 137.3542 | 137.5419 | 137.7235 | 137.8989 | 138.0677 | 138.2295 | 138.3842 | 138.5313 | 138.6708 | 138.8024 | 138.9258 | 139.0409 | 139.1475 | 139.2455 | 139.3347
WA_Industrial_Instruments_Existing_Process_Natural Gas_Gas Boiler - Insulate Hot Water Lines_A | WA | Industrial | Instruments | Existing | Process | Natural Gas | Gas Boiler - Insulate Hot Water Lines | A | IM508 | No insulation | Insulated water lines | 20 | 31.5823 | 0 | 0 | 193.14 | 0 | 0 | 0 | 96.5689 |  | sqft | 40% | 50% | Retrofit | RetroEven20 | 80.75% | TBD | 0.2% | 215.6942 |  | 136.5055 |  | 0.96618 | PGE Workpaper - SWWH017-01 | PGE Workpaper - SWWH017-01 | PGE Workpaper - SWWH017-01 | No insulation | No insulation | No insulation | No insulation | No insulation | No insulation | No insulation | No insulation | No insulation | No insulation | No insulation | No insulation | No insulation | No insulation | No insulation | No insulation | No insulation | No insulation | No insulation | No insulation | No insulation | No insulation | Insulated water lines | Insulated water lines | Insulated water lines | Insulated water lines | Insulated water lines | Insulated water lines | Insulated water lines | Insulated water lines | Insulated water lines | Insulated water lines | Insulated water lines | Insulated water lines | Insulated water lines | Insulated water lines | Insulated water lines | Insulated water lines | Insulated water lines | Insulated water lines | Insulated water lines | Insulated water lines | Insulated water lines | Insulated water lines | 193.14 | 193.14 | 193.14 | 193.14 | 193.14 | 193.14 | 193.14 | 193.14 | 193.14 | 193.14 | 193.14 | 193.14 | 193.14 | 193.14 | 193.14 | 193.14 | 193.14 | 193.14 | 193.14 | 193.14 | 193.14 | 193.14 | 0 | 0 | 31.5569 | 31.5321 | 31.5066 | 31.4795 | 31.45 | 31.4171 | 31.3818 | 31.3457 | 31.311 | 31.2794 | 31.2524 | 31.2307 | 31.2135 | 31.1994 | 31.187 | 31.1752 | 31.1636 | 31.152 | 31.1403 | 31.1284 | 1.1365 | 1.1161 | 1.0959 | 1.0761 | 1.0566 | 1.0373 | 1.0182 | 0.99954 | 0.98122 | 0.96333 | 0.9459 | 0.92895 | 0.91243 | 0.89629 | 0.88049 | 0.86498 | 0.84975 | 0.83479 | 0.82009 | 0.80564 | 1.1365 | 2.2517 | 3.3459 | 4.4191 | 5.4715 | 6.5031 | 7.514 | 8.5049 | 9.4767 | 10.4305 | 11.3674 | 12.2884 | 13.1941 | 14.0844 | 14.9593 | 15.8186 | 16.6625 | 17.4911 | 18.3046 | 19.1033 | 36.0158 | 35.3949 | 34.7846 | 34.1849 | 33.5955 | 33.0162 | 32.447 | 31.8876 | 31.3378 | 30.7975 | 30.2665 | 29.7446 | 29.2318 | 28.7278 | 28.2325 | 27.7457 | 27.2674 | 26.7972 | 26.3352 | 25.8812 | 36.0158 | 71.4107 | 106.1953 | 140.3802 | 173.9756 | 206.9919 | 239.4389 | 271.3264 | 302.6642 | 333.4617 | 363.7282 | 393.4728 | 422.7046 | 451.4324 | 479.665 | 507.4107 | 534.6781 | 561.4753 | 587.8105 | 613.6917 | 0.96618 | 0.94889 | 0.93189 | 0.91515 | 0.89866 | 0.88238 | 0.86634 | 0.85057 | 0.83512 | 0.82001 | 0.80528 | 0.79093 | 0.77693 | 0.76325 | 0.74983 | 0.73667 | 0.72374 | 0.71104 | 0.69855 | 0.68629 | 0.96618 | 1.9144 | 2.845 | 3.7581 | 4.6537 | 5.532 | 6.393 | 7.2374 | 8.0657 | 8.8788 | 9.6775 | 10.4628 | 11.2348 | 11.9937 | 12.7395 | 13.4721 | 14.1916 | 14.8981 | 15.5919 | 16.2732 | 30.6134 | 30.0856 | 29.5669 | 29.0571 | 28.5562 | 28.0638 | 27.5799 | 27.1044 | 26.6371 | 26.1779 | 25.7265 | 25.283 | 24.847 | 24.4186 | 23.9976 | 23.5839 | 23.1773 | 22.7777 | 22.3849 | 21.999 | 30.6134 | 60.6991 | 90.266 | 119.3231 | 147.8793 | 175.9431 | 203.523 | 230.6275 | 257.2646 | 283.4424 | 309.169 | 334.4519 | 359.2989 | 383.7176 | 407.7152 | 431.2991 | 454.4763 | 477.254 | 499.6389 | 521.6379 | 0.96618 | 0.94889 | 0.93189 | 0.91515 | 0.89866 | 0.88238 | 0.86634 | 0.85057 | 0.83512 | 0.82001 | 0.80528 | 0.79093 | 0.77693 | 0.76325 | 0.74983 | 0.73667 | 0.72374 | 0.71104 | 0.69855 | 0.68629 | 0.96618 | 1.9144 | 2.845 | 3.7581 | 4.6537 | 5.532 | 6.393 | 7.2374 | 8.0657 | 8.8788 | 9.6775 | 10.4628 | 11.2348 | 11.9937 | 12.7395 | 13.4721 | 14.1916 | 14.8981 | 15.5919 | 16.2732 | 30.6134 | 30.0856 | 29.5669 | 29.0571 | 28.5562 | 28.0638 | 27.5799 | 27.1044 | 26.6371 | 26.1779 | 25.7265 | 25.283 | 24.847 | 24.4186 | 23.9976 | 23.5839 | 23.1773 | 22.7777 | 22.3849 | 21.999 | 30.6134 | 60.6991 | 90.266 | 119.3231 | 147.8793 | 175.9431 | 203.523 | 230.6275 | 257.2646 | 283.4424 | 309.169 | 334.4519 | 359.2989 | 383.7176 | 407.7152 | 431.2991 | 454.4763 | 477.254 | 499.6389 | 521.6379 | 0.96618 | 0.94889 | 0.93189 | 0.91515 | 0.89866 | 0.88238 | 0.86634 | 0.85057 | 0.83512 | 0.82001 | 0.80528 | 0.79093 | 0.77693 | 0.76325 | 0.74983 | 0.73667 | 0.72374 | 0.71104 | 0.69855 | 0.68629 | 0.96618 | 1.9144 | 2.845 | 3.7581 | 4.6537 | 5.532 | 6.393 | 7.2374 | 8.0657 | 8.8788 | 9.6775 | 10.4628 | 11.2348 | 11.9937 | 12.7395 | 13.4721 | 14.1916 | 14.8981 | 15.5919 | 16.2732 | 30.6134 | 30.0856 | 29.5669 | 29.0571 | 28.5562 | 28.0638 | 27.5799 | 27.1044 | 26.6371 | 26.1779 | 25.7265 | 25.283 | 24.847 | 24.4186 | 23.9976 | 23.5839 | 23.1773 | 22.7777 | 22.3849 | 21.999 | 30.6134 | 60.6991 | 90.266 | 119.3231 | 147.8793 | 175.9431 | 203.523 | 230.6275 | 257.2646 | 283.4424 | 309.169 | 334.4519 | 359.2989 | 383.7176 | 407.7152 | 431.2991 | 454.4763 | 477.254 | 499.6389 | 521.6379 | 0.96618 | 0.94889 | 0.93189 | 0.91515 | 0.89866 | 0.88238 | 0.86634 | 0.85057 | 0.83512 | 0.82001 | 0.80528 | 0.79093 | 0.77693 | 0.76325 | 0.74983 | 0.73667 | 0.72374 | 0.71104 | 0.69855 | 0.68629 | 0.96618 | 1.9144 | 2.845 | 3.7581 | 4.6537 | 5.532 | 6.393 | 7.2374 | 8.0657 | 8.8788 | 9.6775 | 10.4628 | 11.2348 | 11.9937 | 12.7395 | 13.4721 | 14.1916 | 14.8981 | 15.5919 | 16.2732 | 30.6134 | 30.0856 | 29.5669 | 29.0571 | 28.5562 | 28.0638 | 27.5799 | 27.1044 | 26.6371 | 26.1779 | 25.7265 | 25.283 | 24.847 | 24.4186 | 23.9976 | 23.5839 | 23.1773 | 22.7777 | 22.3849 | 21.999 | 30.6134 | 60.6991 | 90.266 | 119.3231 | 147.8793 | 175.9431 | 203.523 | 230.6275 | 257.2646 | 283.4424 | 309.169 | 334.4519 | 359.2989 | 383.7176 | 407.7152 | 431.2991 | 454.4763 | 477.254 | 499.6389 | 521.6379 | 215.4347 | 215.7681 | 216.0957 | 216.4166 | 216.73 | 217.0353 | 217.3318 | 217.6189 | 217.896 | 218.1627 | 218.4184 | 218.6627 | 218.8953 | 219.1157 | 219.3235 | 219.5185 | 219.7004 | 219.8689 | 220.0238 | 220.1647 | 136.3412 | 136.5523 | 136.7596 | 136.9627 | 137.161 | 137.3542 | 137.5419 | 137.7235 | 137.8989 | 138.0677 | 138.2295 | 138.3842 | 138.5313 | 138.6708 | 138.8024 | 138.9258 | 139.0409 | 139.1475 | 139.2455 | 139.3347
WA_Industrial_Instruments_Existing_Process_Natural Gas_Process - Insulate Heated Process Fluids_A | WA | Industrial | Instruments | Existing | Process | Natural Gas | Process - Insulate Heated Process Fluids | A | IM509 | No insulation | Insulated process fluid lines | 20 | 9.2315 | 0 | 0 | 272.03 | 0 | 0 | 0 | 136.0144 |  | employee | 5% | 10% | Retrofit | Retro12Med | 75.44% | TBD | 0.2% | 2240.4871 |  | 1417.9278 |  | 0.30786 | PGE Workpaper - SWWH017-01 | PGE Workpaper - SWWH017-01 | PGE Workpaper - SWWH017-01 | No insulation | No insulation | No insulation | No insulation | No insulation | No insulation | No insulation | No insulation | No insulation | No insulation | No insulation | No insulation | No insulation | No insulation | No insulation | No insulation | No insulation | No insulation | No insulation | No insulation | No insulation | No insulation | Insulated process fluid lines | Insulated process fluid lines | Insulated process fluid lines | Insulated process fluid lines | Insulated process fluid lines | Insulated process fluid lines | Insulated process fluid lines | Insulated process fluid lines | Insulated process fluid lines | Insulated process fluid lines | Insulated process fluid lines | Insulated process fluid lines | Insulated process fluid lines | Insulated process fluid lines | Insulated process fluid lines | Insulated process fluid lines | Insulated process fluid lines | Insulated process fluid lines | Insulated process fluid lines | Insulated process fluid lines | Insulated process fluid lines | Insulated process fluid lines | 272.03 | 272.03 | 272.03 | 272.03 | 272.03 | 272.03 | 272.03 | 272.03 | 272.03 | 272.03 | 272.03 | 272.03 | 272.03 | 272.03 | 272.03 | 272.03 | 272.03 | 272.03 | 272.03 | 272.03 | 272.03 | 272.03 | 0 | 0 | 9.188 | 9.1442 | 9.0992 | 9.0527 | 9.0043 | 8.9548 | 8.9058 | 8.8573 | 8.8099 | 8.7641 | 8.7205 | 8.6792 | 8.64 | 8.6023 | 8.5657 | 8.5297 | 8.4949 | 8.4599 | 8.4247 | 8.3891 | 0.36194 | 0.354 | 0.34618 | 0.33848 | 0.33086 | 0.29103 | 0.22756 | 0.17793 | 0.13915 | 0.10883 | 0.085136 | 0.066617 | 0.052138 | 0.040813 | 0.031951 | 0.025014 | 0.00016699 | 5.837e-05 | 1.9474e-05 | 6.2145e-06 | 0.36194 | 0.71421 | 1.0569 | 1.39 | 1.7134 | 1.995 | 2.2116 | 2.3775 | 2.504 | 2.5998 | 2.672 | 2.7259 | 2.7657 | 2.7945 | 2.8146 | 2.8277 | 2.8164 | 2.8048 | 2.7932 | 2.7814 | 39.3922 | 38.713 | 38.0455 | 37.3896 | 36.7449 | 32.5002 | 25.5519 | 20.0891 | 15.7942 | 12.4175 | 9.7627 | 7.6755 | 6.0345 | 4.7444 | 3.7301 | 2.9326 | 0.019658 | 0.0068996 | 0.0023116 | 0.00074078 | 39.3922 | 78.1051 | 116.1507 | 153.5402 | 190.2851 | 222.7854 | 248.3373 | 268.4264 | 284.2206 | 296.6381 | 306.4008 | 314.0763 | 320.1109 | 324.8553 | 328.5853 | 331.518 | 331.5376 | 331.5445 | 331.5468 | 331.5476 | 0.30786 | 0.30133 | 0.2949 | 0.28855 | 0.28229 | 0.24851 | 0.19447 | 0.15219 | 0.11911 | 0.09323 | 0.072988 | 0.057153 | 0.044762 | 0.035062 | 0.027466 | 0.021517 | 0.00014373 | 5.0272e-05 | 1.6783e-05 | 5.3592e-06 | 0.30786 | 0.60794 | 0.9003 | 1.1849 | 1.4618 | 1.7035 | 1.8901 | 2.0335 | 2.1434 | 2.2272 | 2.2907 | 2.3387 | 2.3745 | 2.4007 | 2.4195 | 2.4324 | 2.4241 | 2.4157 | 2.4072 | 2.3986 | 33.4833 | 32.906 | 32.3387 | 31.7811 | 31.2332 | 27.6252 | 21.7191 | 17.0757 | 13.4251 | 10.5549 | 8.2983 | 6.5242 | 5.1294 | 4.0327 | 3.1706 | 2.4927 | 0.016709 | 0.0058647 | 0.0019648 | 0.00062966 | 33.4833 | 66.3894 | 98.7281 | 130.5092 | 161.7424 | 189.3676 | 211.0867 | 228.1624 | 241.5875 | 252.1424 | 260.4407 | 266.9649 | 272.0942 | 276.127 | 279.2975 | 281.7903 | 281.807 | 281.8128 | 281.8148 | 281.8154 | 0 | 0 | 0 | 0 | 0 | 0 | 0 | 0 | 0 | 0 | 0 | 0 | 0 | 0 | 0 | 0 | 0 | 0 | 0 | 0 | 0 | 0 | 0 | 0 | 0 | 0 | 0 | 0 | 0 | 0 | 0 | 0 | 0 | 0 | 0 | 0 | 0 | 0 | 0 | 0 | 0 | 0 | 0 | 0 | 0 | 0 | 0 | 0 | 0 | 0 | 0 | 0 | 0 | 0 | 0 | 0 | 0 | 0 | 0 | 0 | 0 | 0 | 0 | 0 | 0 | 0 | 0 | 0 | 0 | 0 | 0 | 0 | 0 | 0 | 0 | 0 | 0 | 0 | 0 | 0 | 0 | 0 | 0 | 0 | 0 | 0 | 0 | 0 | 0 | 0 | 0 | 0 | 0 | 0 | 0 | 0 | 0 | 0 | 0 | 0 | 0 | 0 | 0 | 0 | 0 | 0 | 0 | 0 | 0 | 0 | 0 | 0 | 0 | 0 | 0 | 0 | 0 | 0 | 0 | 0 | 0 | 0 | 0 | 0 | 0 | 0 | 0 | 0 | 0 | 0 | 0 | 0 | 0 | 0 | 0 | 0 | 0 | 0 | 0 | 0 | 0 | 0 | 0 | 0 | 0 | 0 | 0 | 0 | 0 | 0 | 0 | 0 | 0 | 0 | 0 | 0 | 0 | 0 | 0 | 0 | 0 | 0 | 0 | 0 | 0 | 0 | 0 | 0 | 0 | 0 | 0 | 0 | 0 | 0 | 0 | 0 | 0 | 0 | 0 | 0 | 0 | 0 | 0 | 0 | 0 | 0 | 0 | 0 | 0 | 0 | 0 | 0 | 0 | 0 | 0 | 0 | 0 | 0 | 0 | 0 | 0 | 0 | 0 | 0 | 0 | 0 | 0 | 0 | 0 | 0 | 0 | 0 | 0 | 0 | 0 | 0 | 0 | 0 | 0 | 0 | 0 | 0 | 0 | 0 | 0 | 0 | 0 | 0 | 0 | 0 | 0 | 0 | 0 | 0 | 0 | 0 | 0 | 0 | 0 | 0 | 2700.8194 | 2700.8194 | 2700.8194 | 2700.8194 | 2700.8194 | 2700.8194 | 2700.8194 | 2700.8194 | 2700.8194 | 2700.8194 | 2700.8194 | 2700.8194 | 2700.8194 | 2700.8194 | 2700.8194 | 2700.8194 | 2700.8194 | 2700.8194 | 2700.8194 | 2700.8194 | 1709.2564 | 1709.2564 | 1709.2564 | 1709.2564 | 1709.2564 | 1709.2564 | 1709.2564 | 1709.2564 | 1709.2564 | 1709.2564 | 1709.2564 | 1709.2564 | 1709.2564 | 1709.2564 | 1709.2564 | 1709.2564 | 1709.2564 | 1709.2564 | 1709.2564 | 1709.2564
WA_Industrial_Instruments_Existing_Process_Natural Gas_Process Heat Recovery_A | WA | Industrial | Instruments | Existing | Process | Natural Gas | Process Heat Recovery | A | IM510 | No HR system | HR system installed | 15 | 0.14017 | 0 | 0 | 312.38 | 0 | 0 | 0 | 156.1916 |  | cfm | 5% | 50% | Retrofit | Retro12Med | 75.44% | TBD | 0.2% | 15926.7994 |  | 10565.916 |  | 0.1683 | MN TRM v3.1 - Exhaust Energy Recovery | WI TRM - Process Exhaust Filtration, 3244 | MN TRM v3.1 - Exhaust Energy Recovery | No HR system | No HR system | No HR system | No HR system | No HR system | No HR system | No HR system | No HR system | No HR system | No HR system | No HR system | No HR system | No HR system | No HR system | No HR system | No HR system | No HR system | No HR system | No HR system | No HR system | No HR system | No HR system | HR system installed | HR system installed | HR system installed | HR system installed | HR system installed | HR system installed | HR system installed | HR system installed | HR system installed | HR system installed | HR system installed | HR system installed | HR system installed | HR system installed | HR system installed | HR system installed | HR system installed | HR system installed | HR system installed | HR system installed | HR system installed | HR system installed | 312.38 | 312.38 | 312.38 | 312.38 | 312.38 | 312.38 | 312.38 | 312.38 | 312.38 | 312.38 | 312.38 | 312.38 | 312.38 | 312.38 | 312.38 | 312.38 | 312.38 | 312.38 | 312.38 | 312.38 | 312.38 | 312.38 | 0 | 0 | 0.13953 | 0.13889 | 0.13823 | 0.13755 | 0.13684 | 0.13611 | 0.13538 | 0.13466 | 0.13396 | 0.13327 | 0.13262 | 0.132 | 0.13141 | 0.13085 | 0.1303 | 0.12976 | 0.12923 | 0.1287 | 0.12817 | 0.12764 | 0.19787 | 0.19356 | 0.18933 | 0.18514 | 0.18101 | 0.15925 | 0.12454 | 0.09739 | 0.076167 | 0.059577 | 0.046611 | 0.036475 | 0.028549 | 0.022349 | 0.017497 | 0.013699 | 9.1455e-05 | 3.1968e-05 | 1.0666e-05 | 3.4038e-06 | 0.19787 | 0.39052 | 0.578 | 0.7603 | 0.93738 | 1.0916 | 1.2104 | 1.3013 | 1.3706 | 1.4232 | 1.4629 | 1.4925 | 1.5144 | 1.5302 | 1.5413 | 1.5486 | 1.5424 | 1.5362 | 1.5298 | 1.5234 | 1418.1178 | 1393.6675 | 1369.6387 | 1346.0243 | 1322.8169 | 1170.0088 | 919.869 | 723.2073 | 568.5906 | 447.0298 | 351.4579 | 276.3187 | 217.2436 | 170.7984 | 134.2829 | 105.5742 | 0.70768 | 0.24839 | 0.083217 | 0.026668 | 1418.1178 | 2811.7852 | 4181.424 | 5527.4482 | 6850.2652 | 8020.2739 | 8940.1429 | 9663.3502 | 10231.9408 | 10678.9707 | 11030.4286 | 11306.7473 | 11523.9909 | 11694.7893 | 11829.0723 | 11934.6464 | 11935.3541 | 11935.6025 | 11935.6857 | 11935.7124 | 0.1683 | 0.16476 | 0.16126 | 0.15782 | 0.15442 | 0.13596 | 0.10641 | 0.083282 | 0.065185 | 0.051026 | 0.03995 | 0.031285 | 0.024503 | 0.019194 | 0.015037 | 0.01178 | 7.8695e-05 | 2.7525e-05 | 9.1895e-06 | 2.9344e-06 | 0.1683 | 0.3324 | 0.49233 | 0.64808 | 0.79965 | 0.932 | 1.0342 | 1.1128 | 1.173 | 1.219 | 1.2538 | 1.2801 | 1.2998 | 1.3143 | 1.3246 | 1.3317 | 1.3272 | 1.3227 | 1.318 | 1.3134 | 1205.4001 | 1184.6173 | 1164.1929 | 1144.1206 | 1124.3944 | 994.5075 | 781.8886 | 614.7262 | 483.302 | 379.9754 | 298.7393 | 234.8709 | 184.6571 | 145.1787 | 114.1405 | 89.738 | 0.60153 | 0.21113 | 0.070734 | 0.022668 | 1205.4001 | 2390.0175 | 3554.2104 | 4698.331 | 5822.7254 | 6817.2328 | 7599.1215 | 8213.8477 | 8697.1497 | 9077.1251 | 9375.8643 | 9610.7352 | 9795.3923 | 9940.5709 | 10054.7114 | 10144.4495 | 10145.051 | 10145.2621 | 10145.3328 | 10145.3555 | 0 | 0 | 0 | 0 | 0 | 0 | 0 | 0 | 0 | 0 | 0 | 0 | 0 | 0 | 0 | 0 | 0 | 0 | 0 | 0 | 0 | 0 | 0 | 0 | 0 | 0 | 0 | 0 | 0 | 0 | 0 | 0 | 0 | 0 | 0 | 0 | 0 | 0 | 0 | 0 | 0 | 0 | 0 | 0 | 0 | 0 | 0 | 0 | 0 | 0 | 0 | 0 | 0 | 0 | 0 | 0 | 0 | 0 | 0 | 0 | 0 | 0 | 0 | 0 | 0 | 0 | 0 | 0 | 0 | 0 | 0 | 0 | 0 | 0 | 0 | 0 | 0 | 0 | 0 | 0 | 0 | 0 | 0 | 0 | 0 | 0 | 0 | 0 | 0 | 0 | 0 | 0 | 0 | 0 | 0 | 0 | 0 | 0 | 0 | 0 | 0 | 0 | 0 | 0 | 0 | 0 | 0 | 0 | 0 | 0 | 0 | 0 | 0 | 0 | 0 | 0 | 0 | 0 | 0 | 0 | 0 | 0 | 0 | 0 | 0 | 0 | 0 | 0 | 0 | 0 | 0 | 0 | 0 | 0 | 0 | 0 | 0 | 0 | 0 | 0 | 0 | 0 | 0 | 0 | 0 | 0 | 0 | 0 | 0 | 0 | 0 | 0 | 0 | 0 | 0 | 0 | 0 | 0 | 0 | 0 | 0 | 0 | 0 | 0 | 0 | 0 | 0 | 0 | 0 | 0 | 0 | 0 | 0 | 0 | 0 | 0 | 0 | 0 | 0 | 0 | 0 | 0 | 0 | 0 | 0 | 0 | 0 | 0 | 0 | 0 | 0 | 0 | 0 | 0 | 0 | 0 | 0 | 0 | 0 | 0 | 0 | 0 | 0 | 0 | 0 | 0 | 0 | 0 | 0 | 0 | 0 | 0 | 0 | 0 | 0 | 0 | 0 | 0 | 0 | 0 | 0 | 0 | 0 | 0 | 0 | 0 | 0 | 0 | 0 | 0 | 0 | 0 | 0 | 0 | 0 | 0 | 0 | 0 | 0 | 0 | 240926.4113 | 240926.4113 | 240926.4113 | 240926.4113 | 240926.4113 | 240926.4113 | 240926.4113 | 240926.4113 | 240926.4113 | 240926.4113 | 240926.4113 | 240926.4113 | 240926.4113 | 240926.4113 | 240926.4113 | 240926.4113 | 240926.4113 | 240926.4113 | 240926.4113 | 240926.4113 | 159831.7499 | 159831.7499 | 159831.7499 | 159831.7499 | 159831.7499 | 159831.7499 | 159831.7499 | 159831.7499 | 159831.7499 | 159831.7499 | 159831.7499 | 159831.7499 | 159831.7499 | 159831.7499 | 159831.7499 | 159831.7499 | 159831.7499 | 159831.7499 | 159831.7499 | 159831.7499
WA_Industrial_Instruments_Existing_Space Heating_Natural Gas_Building Automation System_A | WA | Industrial | Instruments | Existing | Space Heating | Natural Gas | Building Automation System | A | IM511 | No control system | Automation system installed and programmed | 15 | 0.015698 | 0 | 0 | 0.1 | 0.03 | 0 | 0 | 0.05225 |  | sqft | 5% | 65% | Retrofit | Retro1Slow | 84.81% | TBD | 0.2% | 154.5381 |  | 90.7043 |  | 0.057502 | COM_EMS-All-XCELCO-2017-18-3 | BEHAV_EIS-All-CPUC-2018_PG-10 | COM_EMS-All-XCELCO-2017-18-3 | No control system | No control system | No control system | No control system | No control system | No control system | No control system | No control system | No control system | No control system | No control system | No control system | No control system | No control system | No control system | No control system | No control system | No control system | No control system | No control system | No control system | No control system | Automation system installed and programmed | Automation system installed and programmed | Automation system installed and programmed | Automation system installed and programmed | Automation system installed and programmed | Automation system installed and programmed | Automation system installed and programmed | Automation system installed and programmed | Automation system installed and programmed | Automation system installed and programmed | Automation system installed and programmed | Automation system installed and programmed | Automation system installed and programmed | Automation system installed and programmed | Automation system installed and programmed | Automation system installed and programmed | Automation system installed and programmed | Automation system installed and programmed | Automation system installed and programmed | Automation system installed and programmed | Automation system installed and programmed | Automation system installed and programmed | 0.1 | 0.1 | 0.1 | 0.1 | 0.1 | 0.1 | 0.1 | 0.1 | 0.1 | 0.1 | 0.1 | 0.1 | 0.1 | 0.1 | 0.1 | 0.1 | 0.1 | 0.1 | 0.1 | 0.1 | 0.1 | 0.1 | 0 | 0 | 0.015564 | 0.015463 | 0.015358 | 0.015246 | 0.01513 | 0.015007 | 0.014877 | 0.014742 | 0.014601 | 0.014456 | 0.014308 | 0.014156 | 0.014005 | 0.013852 | 0.0137 | 0.013556 | 0.013419 | 0.013289 | 0.013166 | 0.013048 | 0.067515 | 0.13177 | 0.22836 | 0.36241 | 0.53645 | 0.74894 | 0.99257 | 1.253 | 1.5085 | 1.7309 | 1.8889 | 1.9538 | 1.9075 | 1.7479 | 1.4937 | 1.2012 | 0.89364 | 0.60213 | 0.37454 | 0.23791 | 0.067515 | 0.19885 | 0.42584 | 0.78517 | 1.3156 | 2.0539 | 3.0287 | 4.2542 | 5.7221 | 7.3961 | 9.2091 | 11.0654 | 12.8544 | 14.4627 | 15.7972 | 16.8321 | 17.5562 | 17.9885 | 18.1957 | 18.2709 | 4337.7824 | 8521.4434 | 14869.343 | 23770.0067 | 35457.489 | 49907.1369 | 66716.9391 | 84998.0556 | 103315.3947 | 119732.8173 | 132016.3633 | 138019.1659 | 136205.8022 | 126183.1989 | 109030.4388 | 88612.3653 | 66594.0798 | 45308.7042 | 28448.1375 | 18233.2516 | 4337.7824 | 12859.2258 | 27728.5687 | 51498.5754 | 86956.0644 | 136863.2013 | 203580.1403 | 288578.1959 | 391893.5906 | 511626.4079 | 643642.7713 | 781661.9372 | 917867.7394 | 1044050.9383 | 1153081.3771 | 1241693.7424 | 1308287.8222 | 1353596.5264 | 1382044.6639 | 1400277.9155 | 0.057502 | 0.11246 | 0.19533 | 0.31073 | 0.4611 | 0.64542 | 0.85771 | 1.0858 | 1.311 | 1.5088 | 1.6514 | 1.7134 | 1.6775 | 1.5413 | 1.3205 | 1.0645 | 0.7937 | 0.53597 | 0.33413 | 0.21271 | 0.057502 | 0.16971 | 0.36425 | 0.6732 | 1.1308 | 1.77 | 2.6172 | 3.6865 | 4.973 | 6.447 | 8.0514 | 9.7036 | 11.3044 | 12.7531 | 13.9657 | 14.9159 | 15.5927 | 16.0122 | 16.2324 | 16.3359 | 3687.115 | 7243.2269 | 12638.9415 | 20204.5057 | 30138.8656 | 42421.0663 | 56709.3982 | 72248.3472 | 87818.0855 | 101772.8947 | 112213.9088 | 117316.291 | 115774.9319 | 107255.7191 | 92675.873 | 75320.5105 | 56604.9678 | 38512.3985 | 24180.9169 | 15498.2638 | 3687.115 | 10930.3419 | 23569.2834 | 43773.7891 | 73912.6547 | 116333.7211 | 173043.1193 | 245291.4665 | 333109.552 | 434882.4468 | 547096.3556 | 664412.6466 | 780187.5785 | 887443.2976 | 980119.1706 | 1055439.6811 | 1112044.6489 | 1150557.0474 | 1174737.9643 | 1190236.2282 | 0.057502 | 0.11246 | 0.19533 | 0.31073 | 0.4611 | 0.64542 | 0.85771 | 1.0858 | 1.311 | 1.5088 | 1.6514 | 1.7134 | 1.6775 | 1.5413 | 1.3205 | 1.0645 | 0.7937 | 0.53597 | 0.33413 | 0.21271 | 0.057502 | 0.16971 | 0.36425 | 0.6732 | 1.1308 | 1.77 | 2.6172 | 3.6865 | 4.973 | 6.447 | 8.0514 | 9.7036 | 11.3044 | 12.7531 | 13.9657 | 14.9159 | 15.5927 | 16.0122 | 16.2324 | 16.3359 | 3687.115 | 7243.2269 | 12638.9415 | 20204.5057 | 30138.8656 | 42421.0663 | 56709.3982 | 72248.3472 | 87818.0855 | 101772.8947 | 112213.9088 | 117316.291 | 115774.9319 | 107255.7191 | 92675.873 | 75320.5105 | 56604.9678 | 38512.3985 | 24180.9169 | 15498.2638 | 3687.115 | 10930.3419 | 23569.2834 | 43773.7891 | 73912.6547 | 116333.7211 | 173043.1193 | 245291.4665 | 333109.552 | 434882.4468 | 547096.3556 | 664412.6466 | 780187.5785 | 887443.2976 | 980119.1706 | 1055439.6811 | 1112044.6489 | 1150557.0474 | 1174737.9643 | 1190236.2282 | 0.057502 | 0.11246 | 0.19533 | 0.31073 | 0.4611 | 0.64542 | 0.85771 | 1.0858 | 1.311 | 1.5088 | 1.6514 | 1.7134 | 1.6775 | 1.5413 | 1.3205 | 1.0645 | 0.7937 | 0.53597 | 0.33413 | 0.21271 | 0.057502 | 0.16971 | 0.36425 | 0.6732 | 1.1308 | 1.77 | 2.6172 | 3.6865 | 4.973 | 6.447 | 8.0514 | 9.7036 | 11.3044 | 12.7531 | 13.9657 | 14.9159 | 15.5927 | 16.0122 | 16.2324 | 16.3359 | 3687.115 | 7243.2269 | 12638.9415 | 20204.5057 | 30138.8656 | 42421.0663 | 56709.3982 | 72248.3472 | 87818.0855 | 101772.8947 | 112213.9088 | 117316.291 | 115774.9319 | 107255.7191 | 92675.873 | 75320.5105 | 56604.9678 | 38512.3985 | 24180.9169 | 15498.2638 | 3687.115 | 10930.3419 | 23569.2834 | 43773.7891 | 73912.6547 | 116333.7211 | 173043.1193 | 245291.4665 | 333109.552 | 434882.4468 | 547096.3556 | 664412.6466 | 780187.5785 | 887443.2976 | 980119.1706 | 1055439.6811 | 1112044.6489 | 1150557.0474 | 1174737.9643 | 1190236.2282 | 0.057502 | 0.11246 | 0.19533 | 0.31073 | 0.4611 | 0.64542 | 0.85771 | 1.0858 | 1.311 | 1.5088 | 1.6514 | 1.7134 | 1.6775 | 1.5413 | 1.3205 | 1.0645 | 0.7937 | 0.53597 | 0.33413 | 0.21271 | 0.057502 | 0.16971 | 0.36425 | 0.6732 | 1.1308 | 1.77 | 2.6172 | 3.6865 | 4.973 | 6.447 | 8.0514 | 9.7036 | 11.3044 | 12.7531 | 13.9657 | 14.9159 | 15.5927 | 16.0122 | 16.2324 | 16.3359 | 3687.115 | 7243.2269 | 12638.9415 | 20204.5057 | 30138.8656 | 42421.0663 | 56709.3982 | 72248.3472 | 87818.0855 | 101772.8947 | 112213.9088 | 117316.291 | 115774.9319 | 107255.7191 | 92675.873 | 75320.5105 | 56604.9678 | 38512.3985 | 24180.9169 | 15498.2638 | 3687.115 | 10930.3419 | 23569.2834 | 43773.7891 | 73912.6547 | 116333.7211 | 173043.1193 | 245291.4665 | 333109.552 | 434882.4468 | 547096.3556 | 664412.6466 | 780187.5785 | 887443.2976 | 980119.1706 | 1055439.6811 | 1112044.6489 | 1150557.0474 | 1174737.9643 | 1190236.2282 | 2871.0518 | 2877.8949 | 2884.7444 | 2891.5488 | 2898.2586 | 2904.8265 | 2911.207 | 2917.3565 | 2923.2335 | 2928.798 | 2934.0638 | 2939.044 | 2943.7515 | 2948.1982 | 2952.3957 | 2956.355 | 2960.0868 | 2963.6009 | 2966.907 | 2970.0142 | 459.0069 | 460.1009 | 461.196 | 462.2838 | 463.3566 | 464.4066 | 465.4267 | 466.4098 | 467.3494 | 468.239 | 469.0809 | 469.8771 | 470.6297 | 471.3406 | 472.0117 | 472.6447 | 473.2413 | 473.8031 | 474.3317 | 474.8284
WA_Industrial_Instruments_Existing_Space Heating_Natural Gas_Steam System Efficiency Improvements_A | WA | Industrial | Instruments | Existing | Space Heating | Natural Gas | Steam System Efficiency Improvements | A | IM512 | Average system efficiency | Optimized system | 5 | 0.14024 | 0 | 0 | 0.12 | 0 | 0 | 0 | 0.0594 |  | sqft | 30% | 60% | Retrofit | Retro1Slow | 84.81% | TBD | 0.2% | 2400.9215 |  | 1857.1634 |  | 0.0036233 | AEG Research | DOE - Improving Steam System Performance: A Sourcebook for Industry, Second Edition. October 2012. | DOE - Improving Steam System Performance: A Sourcebook for Industry, Second Edition. October 2012. | Average system efficiency | Average system efficiency | Average system efficiency | Average system efficiency | Average system efficiency | Average system efficiency | Average system efficiency | Average system efficiency | Average system efficiency | Average system efficiency | Average system efficiency | Average system efficiency | Average system efficiency | Average system efficiency | Average system efficiency | Average system efficiency | Average system efficiency | Average system efficiency | Average system efficiency | Average system efficiency | Average system efficiency | Average system efficiency | Optimized system | Optimized system | Optimized system | Optimized system | Optimized system | Optimized system | Optimized system | Optimized system | Optimized system | Optimized system | Optimized system | Optimized system | Optimized system | Optimized system | Optimized system | Optimized system | Optimized system | Optimized system | Optimized system | Optimized system | Optimized system | Optimized system | 0.12 | 0.12 | 0.12 | 0.12 | 0.12 | 0.12 | 0.12 | 0.12 | 0.12 | 0.12 | 0.12 | 0.12 | 0.12 | 0.12 | 0.12 | 0.12 | 0.12 | 0.12 | 0.12 | 0.12 | 0.12 | 0.12 | 0 | 0 | 0.13828 | 0.13616 | 0.13337 | 0.12985 | 0.12561 | 0.12082 | 0.11568 | 0.11047 | 0.10543 | 0.10073 | 0.096479 | 0.092697 | 0.089384 | 0.086485 | 0.08394 | 0.081732 | 0.079798 | 0.07806 | 0.076561 | 0.075143 | 0.004251 | 0.0082229 | 0.014055 | 0.021874 | 0.031566 | 0.042732 | 0.054699 | 0.066549 | 0.077198 | 0.085478 | 0.090267 | 0.090672 | 0.086283 | 0.077342 | 0.064861 | 0.051328 | 0.037661 | 0.025066 | 0.015436 | 0.0097101 | 0.004251 | 0.012409 | 0.02621 | 0.047392 | 0.077412 | 0.11719 | 0.16691 | 0.22594 | 0.29283 | 0.36525 | 0.44009 | 0.51352 | 0.58145 | 0.63993 | 0.68596 | 0.71925 | 0.73989 | 0.74883 | 0.74989 | 0.74572 | 30.7424 | 60.3925 | 105.3809 | 168.4609 | 251.2916 | 353.698 | 472.8311 | 602.3916 | 732.2088 | 848.5611 | 935.6161 | 978.1587 | 965.3072 | 894.2758 | 772.7121 | 628.0067 | 471.9604 | 321.1083 | 201.6154 | 129.2213 | 30.7424 | 91.1349 | 196.5158 | 364.9767 | 616.2683 | 969.9662 | 1442.7974 | 2045.189 | 2777.3978 | 3625.9589 | 4561.575 | 5539.7338 | 6505.0409 | 7399.3167 | 8172.0288 | 8800.0354 | 9271.9958 | 9593.1042 | 9794.7196 | 9923.9409 | 0.0036233 | 0.0070328 | 0.012073 | 0.01889 | 0.027434 | 0.037416 | 0.048291 | 0.059273 | 0.069381 | 0.077509 | 0.082553 | 0.083589 | 0.080117 | 0.07228 | 0.060969 | 0.048496 | 0.035749 | 0.023897 | 0.014775 | 0.0093312 | 0.0036233 | 0.010613 | 0.022513 | 0.040925 | 0.06728 | 0.10261 | 0.14736 | 0.20124 | 0.26317 | 0.3312 | 0.40248 | 0.4734 | 0.53989 | 0.59805 | 0.64479 | 0.67956 | 0.70232 | 0.71393 | 0.71778 | 0.71662 | 26.131 | 51.3336 | 89.5737 | 143.1918 | 213.5978 | 300.6433 | 401.9064 | 512.0329 | 622.3775 | 721.277 | 795.2737 | 831.4349 | 820.5111 | 760.1344 | 656.8052 | 533.8057 | 401.1663 | 272.9421 | 171.3731 | 109.8381 | 26.131 | 77.4647 | 167.0384 | 310.2302 | 523.828 | 824.4713 | 1226.3778 | 1738.4106 | 2360.7881 | 3082.0651 | 3877.3388 | 4708.7737 | 5529.2848 | 6289.4192 | 6946.2244 | 7480.0301 | 7881.1965 | 8154.1385 | 8325.5116 | 8435.3497 | 0.0036246 | 0.0070378 | 0.012086 | 0.018917 | 0.027485 | 0.037501 | 0.04842 | 0.059455 | 0.069621 | 0.077808 | 0.082902 | 0.083974 | 0.080516 | 0.072666 | 0.061316 | 0.048789 | 0.035977 | 0.024058 | 0.014879 | 0.0094004 | 0.0036246 | 0.01062 | 0.022537 | 0.040985 | 0.067405 | 0.10284 | 0.14775 | 0.20186 | 0.26408 | 0.33248 | 0.40419 | 0.47558 | 0.54258 | 0.60124 | 0.64846 | 0.68366 | 0.7068 | 0.71872 | 0.72285 | 0.72193 | 26.131 | 51.3336 | 89.5737 | 143.1918 | 213.5978 | 300.6433 | 401.9064 | 512.0329 | 622.3775 | 721.277 | 795.2737 | 831.4349 | 820.5111 | 760.1344 | 656.8052 | 533.8057 | 401.1663 | 272.9421 | 171.3731 | 109.8381 | 26.131 | 77.4647 | 167.0384 | 310.2302 | 523.828 | 824.4713 | 1226.3778 | 1738.4106 | 2360.7881 | 3082.0651 | 3877.3388 | 4708.7737 | 5529.2848 | 6289.4192 | 6946.2244 | 7480.0301 | 7881.1965 | 8154.1385 | 8325.5116 | 8435.3497 | 0.0036381 | 0.0071112 | 0.012342 | 0.019613 | 0.029062 | 0.0406 | 0.053816 | 0.067906 | 0.081656 | 0.093518 | 0.1018 | 0.105 | 0.10218 | 0.09334 | 0.079541 | 0.063816 | 0.047398 | 0.031908 | 0.019844 | 0.012608 | 0.0036381 | 0.010731 | 0.023015 | 0.042491 | 0.071272 | 0.11134 | 0.16421 | 0.23055 | 0.30974 | 0.39961 | 0.49634 | 0.59467 | 0.6886 | 0.77231 | 0.84121 | 0.89423 | 0.93117 | 0.95326 | 0.96404 | 0.96825 | 26.131 | 51.3336 | 89.5737 | 143.1918 | 213.5978 | 300.6433 | 401.9064 | 512.0329 | 622.3775 | 721.277 | 795.2737 | 831.4349 | 820.5111 | 760.1344 | 656.8052 | 533.8057 | 401.1663 | 272.9421 | 171.3731 | 109.8381 | 26.131 | 77.4647 | 167.0384 | 310.2302 | 523.828 | 824.4713 | 1226.3778 | 1738.4106 | 2360.7881 | 3082.0651 | 3877.3388 | 4708.7737 | 5529.2848 | 6289.4192 | 6946.2244 | 7480.0301 | 7881.1965 | 8154.1385 | 8325.5116 | 8435.3497 | 0.0036381 | 0.0071112 | 0.012342 | 0.019613 | 0.029062 | 0.0406 | 0.053816 | 0.067906 | 0.081656 | 0.093518 | 0.1018 | 0.105 | 0.10218 | 0.09334 | 0.079541 | 0.063816 | 0.047398 | 0.031908 | 0.019844 | 0.012608 | 0.0036381 | 0.010731 | 0.023015 | 0.042491 | 0.071272 | 0.11134 | 0.16421 | 0.23055 | 0.30974 | 0.39961 | 0.49634 | 0.59467 | 0.6886 | 0.77231 | 0.84121 | 0.89423 | 0.93117 | 0.95326 | 0.96404 | 0.96825 | 26.131 | 51.3336 | 89.5737 | 143.1918 | 213.5978 | 300.6433 | 401.9064 | 512.0329 | 622.3775 | 721.277 | 795.2737 | 831.4349 | 820.5111 | 760.1344 | 656.8052 | 533.8057 | 401.1663 | 272.9421 | 171.3731 | 109.8381 | 26.131 | 77.4647 | 167.0384 | 310.2302 | 523.828 | 824.4713 | 1226.3778 | 1738.4106 | 2360.7881 | 3082.0651 | 3877.3388 | 4708.7737 | 5529.2848 | 6289.4192 | 6946.2244 | 7480.0301 | 7881.1965 | 8154.1385 | 8325.5116 | 8435.3497 | 20960.8222 | 20993.2654 | 21025.1368 | 21056.357 | 21086.8524 | 21116.5548 | 21145.4014 | 21173.3337 | 21200.2977 | 21226.2432 | 21251.1241 | 21274.8974 | 21297.5235 | 21318.9656 | 21339.1899 | 21358.1651 | 21375.8625 | 21392.2554 | 21407.3196 | 21421.0327 | 16213.6374 | 16238.7328 | 16263.3861 | 16287.5355 | 16311.1243 | 16334.0998 | 16356.4133 | 16378.0195 | 16398.8767 | 16418.9461 | 16438.192 | 16456.5812 | 16474.0829 | 16490.6688 | 16506.3128 | 16520.9905 | 16534.6797 | 16547.36 | 16559.0125 | 16569.6199
WA_Industrial_Instruments_Existing_Process_Natural Gas_Steam System Efficiency Improvements_A | WA | Industrial | Instruments | Existing | Process | Natural Gas | Steam System Efficiency Improvements | A | IM513 | Average system efficiency | Optimized system | 5 | 0.087109 | 0 | 0 | 20 | 0 | 0 | 0 | 10.0002 |  | sqft | 30% | 60% | Retrofit | Retro1Slow | 84.81% | TBD | 0.2% | 2400.9215 |  | 1857.1634 |  | 0.00040855 | AEG Research | DOE - Improving Steam System Performance: A Sourcebook for Industry, Second Edition. October 2012. | DOE - Improving Steam System Performance: A Sourcebook for Industry, Second Edition. October 2012. | Average system efficiency | Average system efficiency | Average system efficiency | Average system efficiency | Average system efficiency | Average system efficiency | Average system efficiency | Average system efficiency | Average system efficiency | Average system efficiency | Average system efficiency | Average system efficiency | Average system efficiency | Average system efficiency | Average system efficiency | Average system efficiency | Average system efficiency | Average system efficiency | Average system efficiency | Average system efficiency | Average system efficiency | Average system efficiency | Optimized system | Optimized system | Optimized system | Optimized system | Optimized system | Optimized system | Optimized system | Optimized system | Optimized system | Optimized system | Optimized system | Optimized system | Optimized system | Optimized system | Optimized system | Optimized system | Optimized system | Optimized system | Optimized system | Optimized system | Optimized system | Optimized system | 20 | 20 | 20 | 20 | 20 | 20 | 20 | 20 | 20 | 20 | 20 | 20 | 20 | 20 | 20 | 20 | 20 | 20 | 20 | 20 | 20 | 20 | 0 | 0 | 0.086671 | 0.086229 | 0.085777 | 0.085309 | 0.084824 | 0.084331 | 0.083847 | 0.083372 | 0.08291 | 0.082466 | 0.082043 | 0.081644 | 0.081266 | 0.080904 | 0.080552 | 0.080205 | 0.079873 | 0.07954 | 0.079204 | 0.078864 | 0.00048029 | 0.0009387 | 0.0016294 | 0.0025905 | 0.0038423 | 0.0053767 | 0.0071464 | 0.009053 | 0.010943 | 0.012614 | 0.013837 | 0.014396 | 0.014141 | 0.013042 | 0.01122 | 0.0090795 | 0.0067952 | 0.0046039 | 0.0028785 | 0.001837 | 0.00048029 | 0.0014165 | 0.0030385 | 0.0056125 | 0.0094228 | 0.014745 | 0.021806 | 0.030736 | 0.041509 | 0.0539 | 0.067461 | 0.081528 | 0.095291 | 0.10791 | 0.11866 | 0.12723 | 0.1335 | 0.13754 | 0.13984 | 0.14108 | 5.5415 | 10.8862 | 18.9956 | 30.3663 | 45.2971 | 63.7565 | 85.2311 | 108.5853 | 131.9858 | 152.9591 | 168.6514 | 176.32 | 174.0034 | 161.1995 | 139.2868 | 113.2026 | 85.0742 | 57.882 | 36.3426 | 23.293 | 5.5415 | 16.4277 | 35.4233 | 65.7896 | 111.0867 | 174.8432 | 260.0743 | 368.6597 | 500.6454 | 653.6045 | 822.2559 | 998.5759 | 1172.5793 | 1333.7788 | 1473.0655 | 1586.2681 | 1671.3423 | 1729.2243 | 1765.5669 | 1788.86 | 0.00040855 | 0.00079911 | 0.0013882 | 0.0022089 | 0.003279 | 0.0045925 | 0.0061094 | 0.0077459 | 0.0093709 | 0.010811 | 0.011868 | 0.012356 | 0.012146 | 0.011209 | 0.0096499 | 0.0078142 | 0.0058519 | 0.0039674 | 0.0024821 | 0.001585 | 0.00040855 | 0.0012059 | 0.0025887 | 0.0047856 | 0.0080414 | 0.012594 | 0.018642 | 0.026298 | 0.035545 | 0.046194 | 0.057861 | 0.069978 | 0.081849 | 0.092748 | 0.10206 | 0.1095 | 0.11496 | 0.11853 | 0.12058 | 0.12173 | 4.7103 | 9.2532 | 16.1463 | 25.8113 | 38.5025 | 54.1931 | 72.4465 | 92.2975 | 112.1879 | 130.0152 | 143.3537 | 149.872 | 147.9029 | 137.0196 | 118.3938 | 96.2222 | 72.313 | 49.1997 | 30.8912 | 19.7991 | 4.7103 | 13.9636 | 30.1098 | 55.9212 | 94.4237 | 148.6167 | 221.0632 | 313.3607 | 425.5486 | 555.5639 | 698.9175 | 848.7895 | 996.6924 | 1133.7119 | 1252.1057 | 1348.3279 | 1420.641 | 1469.8407 | 1500.7319 | 1520.531 | 0 | 0 | 0 | 0 | 0 | 0 | 0 | 0 | 0 | 0 | 0 | 0 | 0 | 0 | 0 | 0 | 0 | 0 | 0 | 0 | 0 | 0 | 0 | 0 | 0 | 0 | 0 | 0 | 0 | 0 | 0 | 0 | 0 | 0 | 0 | 0 | 0 | 0 | 0 | 0 | 0 | 0 | 0 | 0 | 0 | 0 | 0 | 0 | 0 | 0 | 0 | 0 | 0 | 0 | 0 | 0 | 0 | 0 | 0 | 0 | 0 | 0 | 0 | 0 | 0 | 0 | 0 | 0 | 0 | 0 | 0 | 0 | 0 | 0 | 0 | 0 | 0 | 0 | 0 | 0 | 0 | 0 | 0 | 0 | 0 | 0 | 0 | 0 | 0 | 0 | 0 | 0 | 0 | 0 | 0 | 0 | 0 | 0 | 0 | 0 | 0 | 0 | 0 | 0 | 0 | 0 | 0 | 0 | 0 | 0 | 0 | 0 | 0 | 0 | 0 | 0 | 0 | 0 | 0 | 0 | 0 | 0 | 0 | 0 | 0 | 0 | 0 | 0 | 0 | 0 | 0 | 0 | 0 | 0 | 0 | 0 | 0 | 0 | 0 | 0 | 0 | 0 | 0 | 0 | 0 | 0 | 0 | 0 | 0 | 0 | 0 | 0 | 0 | 0 | 0 | 0 | 0 | 0 | 0 | 0 | 0 | 0 | 0 | 0 | 0 | 0 | 0 | 0 | 0 | 0 | 0 | 0 | 0 | 0 | 0 | 0 | 0 | 0 | 0 | 0 | 0 | 0 | 0 | 0 | 0 | 0 | 0 | 0 | 0 | 0 | 0 | 0 | 0 | 0 | 0 | 0 | 0 | 0 | 0 | 0 | 0 | 0 | 0 | 0 | 0 | 0 | 0 | 0 | 0 | 0 | 0 | 0 | 0 | 0 | 0 | 0 | 0 | 0 | 0 | 0 | 0 | 0 | 0 | 0 | 0 | 0 | 0 | 0 | 0 | 0 | 0 | 0 | 0 | 0 | 0 | 0 | 0 | 0 | 0 | 0 | 20960.8222 | 20993.2654 | 21025.1368 | 21056.357 | 21086.8524 | 21116.5548 | 21145.4014 | 21173.3337 | 21200.2977 | 21226.2432 | 21251.1241 | 21274.8974 | 21297.5235 | 21318.9656 | 21339.1899 | 21358.1651 | 21375.8625 | 21392.2554 | 21407.3196 | 21421.0327 | 16213.6374 | 16238.7328 | 16263.3861 | 16287.5355 | 16311.1243 | 16334.0998 | 16356.4133 | 16378.0195 | 16398.8767 | 16418.9461 | 16438.192 | 16456.5812 | 16474.0829 | 16490.6688 | 16506.3128 | 16520.9905 | 16534.6797 | 16547.36 | 16559.0125 | 16569.6199
WA_Industrial_Instruments_Existing_Space Heating_Natural Gas_Strategic Energy Management_A | WA | Industrial | Instruments | Existing | Space Heating | Natural Gas | Strategic Energy Management | A | IM514 | No energy management system | Energy management system installed and programmed | 5 | 3.2254 | 0 | 0 | 8.48 | 0 | 0.2 | 0 | 4.2389 |  | employee | 5% | 50% | Retrofit | RetroEven20 | 80.75% | TBD | 0.2% | 299.4486 |  | 252.2465 |  | 0.36187 | BEHAV_SEM-All-CPUC-2018_PG-26 | BEHAV_SEM-All-CPUC-2018_PG-26 | AEG Research | No energy management system | No energy management system | No energy management system | No energy management system | No energy management system | No energy management system | No energy management system | No energy management system | No energy management system | No energy management system | No energy management system | No energy management system | No energy management system | No energy management system | No energy management system | No energy management system | No energy management system | No energy management system | No energy management system | No energy management system | No energy management system | No energy management system | Energy management system installed and programmed | Energy management system installed and programmed | Energy management system installed and programmed | Energy management system installed and programmed | Energy management system installed and programmed | Energy management system installed and programmed | Energy management system installed and programmed | Energy management system installed and programmed | Energy management system installed and programmed | Energy management system installed and programmed | Energy management system installed and programmed | Energy management system installed and programmed | Energy management system installed and programmed | Energy management system installed and programmed | Energy management system installed and programmed | Energy management system installed and programmed | Energy management system installed and programmed | Energy management system installed and programmed | Energy management system installed and programmed | Energy management system installed and programmed | Energy management system installed and programmed | Energy management system installed and programmed | 8.48 | 8.48 | 8.48 | 8.48 | 8.48 | 8.48 | 8.48 | 8.48 | 8.48 | 8.48 | 8.48 | 8.48 | 8.48 | 8.48 | 8.48 | 8.48 | 8.48 | 8.48 | 8.48 | 8.48 | 8.48 | 8.48 | 0 | 0 | 3.2011 | 3.1834 | 3.1648 | 3.1451 | 3.1243 | 3.1022 | 3.0788 | 3.0541 | 3.0283 | 3.0017 | 2.9743 | 2.9463 | 2.9183 | 2.8901 | 2.8619 | 2.8354 | 2.8105 | 2.787 | 2.7648 | 2.7439 | 0.42495 | 0.41532 | 0.40577 | 0.39629 | 0.38688 | 0.37752 | 0.36822 | 0.35897 | 0.3498 | 0.34074 | 0.33182 | 0.32303 | 0.31444 | 0.30604 | 0.29782 | 0.28998 | 0.28247 | 0.27528 | 0.26838 | 0.26176 | 0.42495 | 0.83793 | 1.2388 | 1.6274 | 2.0035 | 2.3668 | 2.7172 | 3.0544 | 3.3784 | 3.6894 | 3.9876 | 4.2731 | 4.5469 | 4.8091 | 5.0599 | 5.303 | 5.539 | 5.7679 | 5.9904 | 6.2067 | 132.7525 | 130.4637 | 128.2143 | 126.0037 | 123.8312 | 121.6962 | 119.598 | 117.536 | 115.5095 | 113.5179 | 111.5607 | 109.6373 | 107.747 | 105.8893 | 104.0636 | 102.2694 | 100.5061 | 98.7733 | 97.0703 | 95.3966 | 132.7525 | 263.2162 | 391.4304 | 517.4341 | 641.2653 | 762.9615 | 882.5595 | 1000.0955 | 1115.6049 | 1229.1229 | 1340.6836 | 1450.3209 | 1558.0678 | 1663.9571 | 1768.0207 | 1870.29 | 1970.7961 | 2069.5694 | 2166.6397 | 2262.0363 | 0.36187 | 0.35436 | 0.34693 | 0.33958 | 0.33229 | 0.32504 | 0.31784 | 0.31068 | 0.30358 | 0.29655 | 0.28959 | 0.28272 | 0.27594 | 0.26924 | 0.26263 | 0.25627 | 0.25016 | 0.24428 | 0.23863 | 0.23321 | 0.36187 | 0.71494 | 1.0592 | 1.3945 | 1.7208 | 2.0378 | 2.3455 | 2.6435 | 2.932 | 3.2109 | 3.4802 | 3.74 | 3.9901 | 4.2308 | 4.4621 | 4.6867 | 4.9052 | 5.1183 | 5.3264 | 5.5299 | 112.8396 | 110.8941 | 108.9821 | 107.1031 | 105.2565 | 103.4418 | 101.6583 | 99.9056 | 98.183 | 96.4902 | 94.8266 | 93.1917 | 91.5849 | 90.0059 | 88.454 | 86.929 | 85.4302 | 83.9573 | 82.5097 | 81.0871 | 112.8396 | 223.7337 | 332.7159 | 439.819 | 545.0755 | 648.5173 | 750.1756 | 850.0812 | 948.2642 | 1044.7544 | 1139.5811 | 1232.7727 | 1324.3576 | 1414.3635 | 1502.8176 | 1589.7465 | 1675.1767 | 1759.134 | 1841.6437 | 1922.7309 | 0.36187 | 0.35436 | 0.34693 | 0.33958 | 0.33229 | 0.32504 | 0.31784 | 0.31068 | 0.30358 | 0.29655 | 0.28959 | 0.28272 | 0.27594 | 0.26924 | 0.26263 | 0.25627 | 0.25016 | 0.24428 | 0.23863 | 0.23321 | 0.36187 | 0.71494 | 1.0592 | 1.3945 | 1.7208 | 2.0378 | 2.3455 | 2.6435 | 2.932 | 3.2109 | 3.4802 | 3.74 | 3.9901 | 4.2308 | 4.4621 | 4.6867 | 4.9052 | 5.1183 | 5.3264 | 5.5299 | 112.8396 | 110.8941 | 108.9821 | 107.1031 | 105.2565 | 103.4418 | 101.6583 | 99.9056 | 98.183 | 96.4902 | 94.8266 | 93.1917 | 91.5849 | 90.0059 | 88.454 | 86.929 | 85.4302 | 83.9573 | 82.5097 | 81.0871 | 112.8396 | 223.7337 | 332.7159 | 439.819 | 545.0755 | 648.5173 | 750.1756 | 850.0812 | 948.2642 | 1044.7544 | 1139.5811 | 1232.7727 | 1324.3576 | 1414.3635 | 1502.8176 | 1589.7465 | 1675.1767 | 1759.134 | 1841.6437 | 1922.7309 | 0.36187 | 0.35436 | 0.34693 | 0.33958 | 0.33229 | 0.32504 | 0.31784 | 0.31068 | 0.30358 | 0.29655 | 0.28959 | 0.28272 | 0.27594 | 0.26924 | 0.26263 | 0.25627 | 0.25016 | 0.24428 | 0.23863 | 0.23321 | 0.36187 | 0.71494 | 1.0592 | 1.3945 | 1.7208 | 2.0378 | 2.3455 | 2.6435 | 2.932 | 3.2109 | 3.4802 | 3.74 | 3.9901 | 4.2308 | 4.4621 | 4.6867 | 4.9052 | 5.1183 | 5.3264 | 5.5299 | 112.8396 | 110.8941 | 108.9821 | 107.1031 | 105.2565 | 103.4418 | 101.6583 | 99.9056 | 98.183 | 96.4902 | 94.8266 | 93.1917 | 91.5849 | 90.0059 | 88.454 | 86.929 | 85.4302 | 83.9573 | 82.5097 | 81.0871 | 112.8396 | 223.7337 | 332.7159 | 439.819 | 545.0755 | 648.5173 | 750.1756 | 850.0812 | 948.2642 | 1044.7544 | 1139.5811 | 1232.7727 | 1324.3576 | 1414.3635 | 1502.8176 | 1589.7465 | 1675.1767 | 1759.134 | 1841.6437 | 1922.7309 | 0.36187 | 0.35436 | 0.34693 | 0.33958 | 0.33229 | 0.32504 | 0.31784 | 0.31068 | 0.30358 | 0.29655 | 0.28959 | 0.28272 | 0.27594 | 0.26924 | 0.26263 | 0.25627 | 0.25016 | 0.24428 | 0.23863 | 0.23321 | 0.36187 | 0.71494 | 1.0592 | 1.3945 | 1.7208 | 2.0378 | 2.3455 | 2.6435 | 2.932 | 3.2109 | 3.4802 | 3.74 | 3.9901 | 4.2308 | 4.4621 | 4.6867 | 4.9052 | 5.1183 | 5.3264 | 5.5299 | 112.8396 | 110.8941 | 108.9821 | 107.1031 | 105.2565 | 103.4418 | 101.6583 | 99.9056 | 98.183 | 96.4902 | 94.8266 | 93.1917 | 91.5849 | 90.0059 | 88.454 | 86.929 | 85.4302 | 83.9573 | 82.5097 | 81.0871 | 112.8396 | 223.7337 | 332.7159 | 439.819 | 545.0755 | 648.5173 | 750.1756 | 850.0812 | 948.2642 | 1044.7544 | 1139.5811 | 1232.7727 | 1324.3576 | 1414.3635 | 1502.8176 | 1589.7465 | 1675.1767 | 1759.134 | 1841.6437 | 1922.7309 | 300.868 | 301.2496 | 301.6308 | 302.0087 | 302.3804 | 302.7435 | 303.0956 | 303.4342 | 303.7571 | 304.0623 | 304.3507 | 304.6229 | 304.8799 | 305.1222 | 305.3507 | 305.5659 | 305.7685 | 305.959 | 306.1381 | 306.3062 | 258.5952 | 258.9233 | 259.2509 | 259.5756 | 259.8952 | 260.2073 | 260.5098 | 260.8009 | 261.0784 | 261.3408 | 261.5886 | 261.8226 | 262.0434 | 262.2517 | 262.4481 | 262.633 | 262.8072 | 262.9709 | 263.1249 | 263.2694
WA_Industrial_Instruments_Existing_Process_Natural Gas_Strategic Energy Management_A | WA | Industrial | Instruments | Existing | Process | Natural Gas | Strategic Energy Management | A | IM515 | No energy management system | Energy management system installed and programmed | 5 | 1.6994 | 0 | 0 | 8.48 | 0 | 0.2 | 0 | 4.2389 |  | employee | 5% | 50% | Retrofit | RetroEven20 | 80.75% | TBD | 0.2% | 299.4486 |  | 252.2465 |  | 0.93499 | BEHAV_SEM-All-CPUC-2018_PG-26 | BEHAV_SEM-All-CPUC-2018_PG-26 | AEG Research | No energy management system | No energy management system | No energy management system | No energy management system | No energy management system | No energy management system | No energy management system | No energy management system | No energy management system | No energy management system | No energy management system | No energy management system | No energy management system | No energy management system | No energy management system | No energy management system | No energy management system | No energy management system | No energy management system | No energy management system | No energy management system | No energy management system | Energy management system installed and programmed | Energy management system installed and programmed | Energy management system installed and programmed | Energy management system installed and programmed | Energy management system installed and programmed | Energy management system installed and programmed | Energy management system installed and programmed | Energy management system installed and programmed | Energy management system installed and programmed | Energy management system installed and programmed | Energy management system installed and programmed | Energy management system installed and programmed | Energy management system installed and programmed | Energy management system installed and programmed | Energy management system installed and programmed | Energy management system installed and programmed | Energy management system installed and programmed | Energy management system installed and programmed | Energy management system installed and programmed | Energy management system installed and programmed | Energy management system installed and programmed | Energy management system installed and programmed | 8.48 | 8.48 | 8.48 | 8.48 | 8.48 | 8.48 | 8.48 | 8.48 | 8.48 | 8.48 | 8.48 | 8.48 | 8.48 | 8.48 | 8.48 | 8.48 | 8.48 | 8.48 | 8.48 | 8.48 | 8.48 | 8.48 | 0 | 0 | 1.6963 | 1.6932 | 1.6901 | 1.6869 | 1.6835 | 1.6799 | 1.6761 | 1.6723 | 1.6685 | 1.6649 | 1.6614 | 1.6582 | 1.6553 | 1.6524 | 1.6496 | 1.6468 | 1.644 | 1.6411 | 1.6382 | 1.6353 | 1.0997 | 1.0788 | 1.0582 | 1.038 | 1.018 | 0.99834 | 0.97894 | 0.95986 | 0.94118 | 0.92293 | 0.90514 | 0.88783 | 0.87095 | 0.85446 | 0.83831 | 0.82246 | 0.80689 | 0.7916 | 0.77657 | 0.76181 | 1.0997 | 2.1765 | 3.2307 | 4.2625 | 5.272 | 6.259 | 7.224 | 8.1673 | 9.09 | 9.993 | 10.8775 | 11.7445 | 12.5944 | 13.4271 | 14.2427 | 15.041 | 15.8221 | 16.5862 | 17.3334 | 18.064 | 648.2848 | 637.1075 | 626.1229 | 615.3277 | 604.7186 | 594.2924 | 584.046 | 573.9762 | 564.0801 | 554.3545 | 544.7967 | 535.4037 | 526.1726 | 517.1006 | 508.1851 | 499.4233 | 490.8125 | 482.3502 | 474.0339 | 465.8609 | 648.2848 | 1285.3923 | 1911.5152 | 2526.8428 | 3131.5614 | 3725.8538 | 4309.8997 | 4883.8759 | 5447.956 | 6002.3105 | 6547.1072 | 7082.5109 | 7608.6834 | 8125.784 | 8633.9691 | 9133.3924 | 9624.2049 | 10106.5552 | 10580.589 | 11046.4499 | 0.93499 | 0.91746 | 0.90023 | 0.88327 | 0.86655 | 0.85006 | 0.83382 | 0.81786 | 0.80221 | 0.78691 | 0.77199 | 0.75745 | 0.74325 | 0.72937 | 0.71576 | 0.70241 | 0.6893 | 0.67641 | 0.66375 | 0.65131 | 0.93499 | 1.851 | 2.7483 | 3.6271 | 4.4875 | 5.3294 | 6.1531 | 6.959 | 7.7478 | 8.5203 | 9.2774 | 10.0198 | 10.7477 | 11.4614 | 12.1607 | 12.8456 | 13.5162 | 14.1727 | 14.8152 | 15.4438 | 551.0421 | 541.5414 | 532.2044 | 523.0285 | 514.0108 | 505.1485 | 496.4391 | 487.8798 | 479.468 | 471.2014 | 463.0772 | 455.0931 | 447.2467 | 439.5355 | 431.9573 | 424.5098 | 417.1907 | 409.9977 | 402.9288 | 395.9817 | 551.0421 | 1092.5835 | 1624.7879 | 2147.8164 | 2661.8272 | 3166.9757 | 3663.4148 | 4151.2945 | 4630.7626 | 5101.9639 | 5565.0411 | 6020.1342 | 6467.3809 | 6906.9164 | 7338.8738 | 7763.3835 | 8180.5742 | 8590.5719 | 8993.5007 | 9389.4824 | 0.93499 | 0.91746 | 0.90023 | 0.88327 | 0.86655 | 0.85006 | 0.83382 | 0.81786 | 0.80221 | 0.78691 | 0.77199 | 0.75745 | 0.74325 | 0.72937 | 0.71576 | 0.70241 | 0.6893 | 0.67641 | 0.66375 | 0.65131 | 0.93499 | 1.851 | 2.7483 | 3.6271 | 4.4875 | 5.3294 | 6.1531 | 6.959 | 7.7478 | 8.5203 | 9.2774 | 10.0198 | 10.7477 | 11.4614 | 12.1607 | 12.8456 | 13.5162 | 14.1727 | 14.8152 | 15.4438 | 551.0421 | 541.5414 | 532.2044 | 523.0285 | 514.0108 | 505.1485 | 496.4391 | 487.8798 | 479.468 | 471.2014 | 463.0772 | 455.0931 | 447.2467 | 439.5355 | 431.9573 | 424.5098 | 417.1907 | 409.9977 | 402.9288 | 395.9817 | 551.0421 | 1092.5835 | 1624.7879 | 2147.8164 | 2661.8272 | 3166.9757 | 3663.4148 | 4151.2945 | 4630.7626 | 5101.9639 | 5565.0411 | 6020.1342 | 6467.3809 | 6906.9164 | 7338.8738 | 7763.3835 | 8180.5742 | 8590.5719 | 8993.5007 | 9389.4824 | 0.93499 | 0.91746 | 0.90023 | 0.88327 | 0.86655 | 0.85006 | 0.83382 | 0.81786 | 0.80221 | 0.78691 | 0.77199 | 0.75745 | 0.74325 | 0.72937 | 0.71576 | 0.70241 | 0.6893 | 0.67641 | 0.66375 | 0.65131 | 0.93499 | 1.851 | 2.7483 | 3.6271 | 4.4875 | 5.3294 | 6.1531 | 6.959 | 7.7478 | 8.5203 | 9.2774 | 10.0198 | 10.7477 | 11.4614 | 12.1607 | 12.8456 | 13.5162 | 14.1727 | 14.8152 | 15.4438 | 551.0421 | 541.5414 | 532.2044 | 523.0285 | 514.0108 | 505.1485 | 496.4391 | 487.8798 | 479.468 | 471.2014 | 463.0772 | 455.0931 | 447.2467 | 439.5355 | 431.9573 | 424.5098 | 417.1907 | 409.9977 | 402.9288 | 395.9817 | 551.0421 | 1092.5835 | 1624.7879 | 2147.8164 | 2661.8272 | 3166.9757 | 3663.4148 | 4151.2945 | 4630.7626 | 5101.9639 | 5565.0411 | 6020.1342 | 6467.3809 | 6906.9164 | 7338.8738 | 7763.3835 | 8180.5742 | 8590.5719 | 8993.5007 | 9389.4824 | 0.93499 | 0.91746 | 0.90023 | 0.88327 | 0.86655 | 0.85006 | 0.83382 | 0.81786 | 0.80221 | 0.78691 | 0.77199 | 0.75745 | 0.74325 | 0.72937 | 0.71576 | 0.70241 | 0.6893 | 0.67641 | 0.66375 | 0.65131 | 0.93499 | 1.851 | 2.7483 | 3.6271 | 4.4875 | 5.3294 | 6.1531 | 6.959 | 7.7478 | 8.5203 | 9.2774 | 10.0198 | 10.7477 | 11.4614 | 12.1607 | 12.8456 | 13.5162 | 14.1727 | 14.8152 | 15.4438 | 551.0421 | 541.5414 | 532.2044 | 523.0285 | 514.0108 | 505.1485 | 496.4391 | 487.8798 | 479.468 | 471.2014 | 463.0772 | 455.0931 | 447.2467 | 439.5355 | 431.9573 | 424.5098 | 417.1907 | 409.9977 | 402.9288 | 395.9817 | 551.0421 | 1092.5835 | 1624.7879 | 2147.8164 | 2661.8272 | 3166.9757 | 3663.4148 | 4151.2945 | 4630.7626 | 5101.9639 | 5565.0411 | 6020.1342 | 6467.3809 | 6906.9164 | 7338.8738 | 7763.3835 | 8180.5742 | 8590.5719 | 8993.5007 | 9389.4824 | 300.868 | 301.2496 | 301.6308 | 302.0087 | 302.3804 | 302.7435 | 303.0956 | 303.4342 | 303.7571 | 304.0623 | 304.3507 | 304.6229 | 304.8799 | 305.1222 | 305.3507 | 305.5659 | 305.7685 | 305.959 | 306.1381 | 306.3062 | 258.5952 | 258.9233 | 259.2509 | 259.5756 | 259.8952 | 260.2073 | 260.5098 | 260.8009 | 261.0784 | 261.3408 | 261.5886 | 261.8226 | 262.0434 | 262.2517 | 262.4481 | 262.633 | 262.8072 | 262.9709 | 263.1249 | 263.2694
WA_Industrial_Instruments_Existing_Miscellaneous_Natural Gas_Strategic Energy Management_A | WA | Industrial | Instruments | Existing | Miscellaneous | Natural Gas | Strategic Energy Management | A | IM516 | No energy management system | Energy management system installed and programmed | 5 | 1.1153 | 0 | 0 | 8.48 | 0 | 0.2 | 0 | 4.2389 |  | employee | 5% | 50% | Retrofit | RetroEven20 | 80.75% | TBD | 0.2% | 299.4486 |  | 252.2465 |  | 0.15364 | BEHAV_SEM-All-CPUC-2018_PG-26 | BEHAV_SEM-All-CPUC-2018_PG-26 | AEG Research | No energy management system | No energy management system | No energy management system | No energy management system | No energy management system | No energy management system | No energy management system | No energy management system | No energy management system | No energy management system | No energy management system | No energy management system | No energy management system | No energy management system | No energy management system | No energy management system | No energy management system | No energy management system | No energy management system | No energy management system | No energy management system | No energy management system | Energy management system installed and programmed | Energy management system installed and programmed | Energy management system installed and programmed | Energy management system installed and programmed | Energy management system installed and programmed | Energy management system installed and programmed | Energy management system installed and programmed | Energy management system installed and programmed | Energy management system installed and programmed | Energy management system installed and programmed | Energy management system installed and programmed | Energy management system installed and programmed | Energy management system installed and programmed | Energy management system installed and programmed | Energy management system installed and programmed | Energy management system installed and programmed | Energy management system installed and programmed | Energy management system installed and programmed | Energy management system installed and programmed | Energy management system installed and programmed | Energy management system installed and programmed | Energy management system installed and programmed | 8.48 | 8.48 | 8.48 | 8.48 | 8.48 | 8.48 | 8.48 | 8.48 | 8.48 | 8.48 | 8.48 | 8.48 | 8.48 | 8.48 | 8.48 | 8.48 | 8.48 | 8.48 | 8.48 | 8.48 | 8.48 | 8.48 | 0 | 0 | 1.1153 | 1.1153 | 1.1153 | 1.1153 | 1.1153 | 1.1153 | 1.1153 | 1.1153 | 1.1153 | 1.1153 | 1.1153 | 1.1153 | 1.1153 | 1.1153 | 1.1153 | 1.1153 | 1.1153 | 1.1153 | 1.1153 | 1.1153 | 0.18075 | 0.17764 | 0.17457 | 0.17156 | 0.16861 | 0.1657 | 0.16284 | 0.16004 | 0.15728 | 0.15456 | 0.1519 | 0.14928 | 0.14671 | 0.14418 | 0.14169 | 0.13925 | 0.13685 | 0.13449 | 0.13217 | 0.12989 | 0.18075 | 0.35839 | 0.53297 | 0.70453 | 0.87314 | 1.0388 | 1.2017 | 1.3617 | 1.519 | 1.6736 | 1.8255 | 1.9747 | 2.1214 | 2.2656 | 2.4073 | 2.5466 | 2.6834 | 2.8179 | 2.9501 | 3.08 | 162.0712 | 159.2769 | 156.5307 | 153.8319 | 151.1796 | 148.5731 | 146.0115 | 143.494 | 141.02 | 138.5886 | 136.1992 | 133.8509 | 131.5431 | 129.2752 | 127.0463 | 124.8558 | 122.7031 | 120.5876 | 118.5085 | 116.4652 | 162.0712 | 321.3481 | 477.8788 | 631.7107 | 782.8903 | 931.4634 | 1077.4749 | 1220.969 | 1361.989 | 1500.5776 | 1636.7768 | 1770.6277 | 1902.1709 | 2031.446 | 2158.4923 | 2283.3481 | 2406.0512 | 2526.6388 | 2645.1473 | 2761.6125 | 0.15364 | 0.15099 | 0.14839 | 0.14583 | 0.14332 | 0.14084 | 0.13842 | 0.13603 | 0.13368 | 0.13138 | 0.12911 | 0.12689 | 0.1247 | 0.12255 | 0.12044 | 0.11836 | 0.11632 | 0.11432 | 0.11234 | 0.11041 | 0.15364 | 0.30463 | 0.45302 | 0.59885 | 0.74217 | 0.88301 | 1.0214 | 1.1575 | 1.2911 | 1.4225 | 1.5516 | 1.6785 | 1.8032 | 1.9258 | 2.0462 | 2.1646 | 2.2809 | 2.3952 | 2.5076 | 2.618 | 137.7605 | 135.3853 | 133.0511 | 130.7571 | 128.5027 | 126.2871 | 124.1098 | 121.9699 | 119.867 | 117.8003 | 115.7693 | 113.7733 | 111.8117 | 109.8839 | 107.9893 | 106.1274 | 104.2977 | 102.4994 | 100.7322 | 98.9954 | 137.7605 | 273.1459 | 406.197 | 536.9541 | 665.4568 | 791.7439 | 915.8537 | 1037.8236 | 1157.6906 | 1275.491 | 1391.2603 | 1505.0336 | 1616.8452 | 1726.7291 | 1834.7184 | 1940.8459 | 2045.1435 | 2147.643 | 2248.3752 | 2347.3706 | 0.15364 | 0.15099 | 0.14839 | 0.14583 | 0.14332 | 0.14084 | 0.13842 | 0.13603 | 0.13368 | 0.13138 | 0.12911 | 0.12689 | 0.1247 | 0.12255 | 0.12044 | 0.11836 | 0.11632 | 0.11432 | 0.11234 | 0.11041 | 0.15364 | 0.30463 | 0.45302 | 0.59885 | 0.74217 | 0.88301 | 1.0214 | 1.1575 | 1.2911 | 1.4225 | 1.5516 | 1.6785 | 1.8032 | 1.9258 | 2.0462 | 2.1646 | 2.2809 | 2.3952 | 2.5076 | 2.618 | 137.7605 | 135.3853 | 133.0511 | 130.7571 | 128.5027 | 126.2871 | 124.1098 | 121.9699 | 119.867 | 117.8003 | 115.7693 | 113.7733 | 111.8117 | 109.8839 | 107.9893 | 106.1274 | 104.2977 | 102.4994 | 100.7322 | 98.9954 | 137.7605 | 273.1459 | 406.197 | 536.9541 | 665.4568 | 791.7439 | 915.8537 | 1037.8236 | 1157.6906 | 1275.491 | 1391.2603 | 1505.0336 | 1616.8452 | 1726.7291 | 1834.7184 | 1940.8459 | 2045.1435 | 2147.643 | 2248.3752 | 2347.3706 | 0.15364 | 0.15099 | 0.14839 | 0.14583 | 0.14332 | 0.14084 | 0.13842 | 0.13603 | 0.13368 | 0.13138 | 0.12911 | 0.12689 | 0.1247 | 0.12255 | 0.12044 | 0.11836 | 0.11632 | 0.11432 | 0.11234 | 0.11041 | 0.15364 | 0.30463 | 0.45302 | 0.59885 | 0.74217 | 0.88301 | 1.0214 | 1.1575 | 1.2911 | 1.4225 | 1.5516 | 1.6785 | 1.8032 | 1.9258 | 2.0462 | 2.1646 | 2.2809 | 2.3952 | 2.5076 | 2.618 | 137.7605 | 135.3853 | 133.0511 | 130.7571 | 128.5027 | 126.2871 | 124.1098 | 121.9699 | 119.867 | 117.8003 | 115.7693 | 113.7733 | 111.8117 | 109.8839 | 107.9893 | 106.1274 | 104.2977 | 102.4994 | 100.7322 | 98.9954 | 137.7605 | 273.1459 | 406.197 | 536.9541 | 665.4568 | 791.7439 | 915.8537 | 1037.8236 | 1157.6906 | 1275.491 | 1391.2603 | 1505.0336 | 1616.8452 | 1726.7291 | 1834.7184 | 1940.8459 | 2045.1435 | 2147.643 | 2248.3752 | 2347.3706 | 0.15364 | 0.15099 | 0.14839 | 0.14583 | 0.14332 | 0.14084 | 0.13842 | 0.13603 | 0.13368 | 0.13138 | 0.12911 | 0.12689 | 0.1247 | 0.12255 | 0.12044 | 0.11836 | 0.11632 | 0.11432 | 0.11234 | 0.11041 | 0.15364 | 0.30463 | 0.45302 | 0.59885 | 0.74217 | 0.88301 | 1.0214 | 1.1575 | 1.2911 | 1.4225 | 1.5516 | 1.6785 | 1.8032 | 1.9258 | 2.0462 | 2.1646 | 2.2809 | 2.3952 | 2.5076 | 2.618 | 137.7605 | 135.3853 | 133.0511 | 130.7571 | 128.5027 | 126.2871 | 124.1098 | 121.9699 | 119.867 | 117.8003 | 115.7693 | 113.7733 | 111.8117 | 109.8839 | 107.9893 | 106.1274 | 104.2977 | 102.4994 | 100.7322 | 98.9954 | 137.7605 | 273.1459 | 406.197 | 536.9541 | 665.4568 | 791.7439 | 915.8537 | 1037.8236 | 1157.6906 | 1275.491 | 1391.2603 | 1505.0336 | 1616.8452 | 1726.7291 | 1834.7184 | 1940.8459 | 2045.1435 | 2147.643 | 2248.3752 | 2347.3706 | 300.868 | 301.2496 | 301.6308 | 302.0087 | 302.3804 | 302.7435 | 303.0956 | 303.4342 | 303.7571 | 304.0623 | 304.3507 | 304.6229 | 304.8799 | 305.1222 | 305.3507 | 305.5659 | 305.7685 | 305.959 | 306.1381 | 306.3062 | 258.5952 | 258.9233 | 259.2509 | 259.5756 | 259.8952 | 260.2073 | 260.5098 | 260.8009 | 261.0784 | 261.3408 | 261.5886 | 261.8226 | 262.0434 | 262.2517 | 262.4481 | 262.633 | 262.8072 | 262.9709 | 263.1249 | 263.2694
WA_Industrial_Instruments_Existing_Space Heating_Natural Gas_Commissioning_A | WA | Industrial | Instruments | Existing | Space Heating | Natural Gas | Commissioning | A | IM517 | New construction code | Optimized HVAC design and controls | 10 | 3.6864 | 0 | 0 | 0.27 | 0 | 0 | 0 | 0.1336 |  | employee | 0% | 0% | Retrofit | Retro12Med | 75.44% | TBD | 0.2% | 25.1768 |  | 17.9202 |  | 0 | DL20_COM_CX-Refrig-2021PLN-V11-3 | 2018 AMIL BUS Retro-Commissioning Initiative | U.S. Department of Energy. Lawrence Berkeley National Labs and Building Commissioning Association. https://www.bcxa.org/wp-content/uploads/2020/09/1-s2.0- S0378778819319553-main.pdf | New construction code | New construction code | New construction code | New construction code | New construction code | New construction code | New construction code | New construction code | New construction code | New construction code | New construction code | New construction code | New construction code | New construction code | New construction code | New construction code | New construction code | New construction code | New construction code | New construction code | New construction code | New construction code | Optimized HVAC design and controls | Optimized HVAC design and controls | Optimized HVAC design and controls | Optimized HVAC design and controls | Optimized HVAC design and controls | Optimized HVAC design and controls | Optimized HVAC design and controls | Optimized HVAC design and controls | Optimized HVAC design and controls | Optimized HVAC design and controls | Optimized HVAC design and controls | Optimized HVAC design and controls | Optimized HVAC design and controls | Optimized HVAC design and controls | Optimized HVAC design and controls | Optimized HVAC design and controls | Optimized HVAC design and controls | Optimized HVAC design and controls | Optimized HVAC design and controls | Optimized HVAC design and controls | Optimized HVAC design and controls | Optimized HVAC design and controls | 0.27 | 0.27 | 0.27 | 0.27 | 0.27 | 0.27 | 0.27 | 0.27 | 0.27 | 0.27 | 0.27 | 0.27 | 0.27 | 0.27 | 0.27 | 0.27 | 0.27 | 0.27 | 0.27 | 0.27 | 0.27 | 0.27 | 0 | 0 | 3.6618 | 3.645 | 3.6272 | 3.6082 | 3.5879 | 3.5664 | 3.5434 | 3.519 | 3.4933 | 3.4664 | 3.4386 | 3.4099 | 3.381 | 3.3519 | 3.3226 | 3.2952 | 3.2698 | 3.2459 | 3.2236 | 3.2028 | 0 | 0 | 0 | 0 | 0 | 0 | 0 | 0 | 0 | 0 | 0 | 0 | 0 | 0 | 0 | 0 | 0 | 0 | 0 | 0 | 0 | 0 | 0 | 0 | 0 | 0 | 0 | 0 | 0 | 0 | 0 | 0 | 0 | 0 | 0 | 0 | 0 | 0 | 0 | 0 | 0 | 0 | 0 | 0 | 0 | 0 | 0 | 0 | 0 | 0 | 0 | 0 | 0 | 0 | 0 | 0 | 0 | 0 | 0 | 0 | 0 | 0 | 0 | 0 | 0 | 0 | 0 | 0 | 0 | 0 | 0 | 0 | 0 | 0 | 0 | 0 | 0 | 0 | 0 | 0 | 0 | 0 | 0 | 0 | 0 | 0 | 0 | 0 | 0 | 0 | 0 | 0 | 0 | 0 | 0 | 0 | 0 | 0 | 0 | 0 | 0 | 0 | 0 | 0 | 0 | 0 | 0 | 0 | 0 | 0 | 0 | 0 | 0 | 0 | 0 | 0 | 0 | 0 | 0 | 0 | 0 | 0 | 0 | 0 | 0 | 0 | 0 | 0 | 0 | 0 | 0 | 0 | 0 | 0 | 0 | 0 | 0 | 0 | 0 | 0 | 0 | 0 | 0 | 0 | 0 | 0 | 0 | 0 | 0 | 0 | 0 | 0 | 0 | 0 | 0 | 0 | 0 | 0 | 0 | 0 | 0 | 0 | 0 | 0 | 0 | 0 | 0 | 0 | 0 | 0 | 0 | 0 | 0 | 0 | 0 | 0 | 0 | 0 | 0 | 0 | 0 | 0 | 0 | 0 | 0 | 0 | 0 | 0 | 0 | 0 | 0 | 0 | 0 | 0 | 0 | 0 | 0 | 0 | 0 | 0 | 0 | 0 | 0 | 0 | 0 | 0 | 0 | 0 | 0 | 0 | 0 | 0 | 0 | 0 | 0 | 0 | 0 | 0 | 0 | 0 | 0 | 0 | 0 | 0 | 0 | 0 | 0 | 0 | 0 | 0 | 0 | 0 | 0 | 0 | 0 | 0 | 0 | 0 | 0 | 0 | 0 | 0 | 0 | 0 | 0 | 0 | 0 | 0 | 0 | 0 | 0 | 0 | 0 | 0 | 0 | 0 | 0 | 0 | 0 | 0 | 0 | 0 | 0 | 0 | 0 | 0 | 0 | 0 | 0 | 0 | 0 | 0 | 0 | 0 | 0 | 0 | 0 | 0 | 0 | 0 | 0 | 0 | 0 | 0 | 0 | 0 | 0 | 0 | 0 | 0 | 0 | 0 | 0 | 0 | 0 | 0 | 0 | 0 | 0 | 0 | 0 | 0 | 0 | 0 | 0 | 0 | 0 | 0 | 0 | 0 | 0 | 0 | 0 | 0 | 0 | 0 | 0 | 0 | 0 | 0 | 0 | 0 | 0 | 0 | 0 | 0 | 0 | 0 | 0 | 0 | 0 | 0 | 0 | 0 | 0 | 0 | 0 | 0 | 0 | 0 | 0 | 0 | 0 | 0 | 0 | 0 | 0 | 0 | 0 | 0 | 0 | 0 | 0 | 0 | 0 | 0 | 0 | 0 | 0 | 0 | 0 | 0 | 0 | 0 | 0 | 0 | 0 | 0 | 0 | 0 | 0 | 0 | 0 | 0 | 0 | 0 | 0 | 0 | 0 | 0 | 0 | 0 | 0 | 0 | 0 | 0 | 0 | 0 | 0 | 0 | 0 | 0 | 0 | 0 | 0 | 0 | 0 | 0 | 0 | 0 | 2.8701 | 2.872 | 2.8739 | 2.8758 | 2.8776 | 2.8794 | 2.8812 | 2.8829 | 2.8845 | 2.886 | 2.8874 | 2.8887 | 2.89 | 2.8912 | 2.8923 | 2.8934 | 2.8944 | 2.8953 | 2.8962 | 2.897 | 2.0429 | 2.0442 | 2.0456 | 2.0469 | 2.0482 | 2.0495 | 2.0507 | 2.0519 | 2.0531 | 2.0542 | 2.0552 | 2.0561 | 2.057 | 2.0579 | 2.0587 | 2.0594 | 2.0601 | 2.0608 | 2.0614 | 2.062
WA_Industrial_Instruments_Existing_Process_Natural Gas_Commissioning_A | WA | Industrial | Instruments | Existing | Process | Natural Gas | Commissioning | A | IM518 | New construction code | Optimized process design and controls | 10 | 9.4849 | 0 | 0 | 0.27 | 0 | 0 | 0 | 0.1336 |  | employee | 0% | 0% | Retrofit | Retro12Med | 75.44% | TBD | 0.2% | 25.1768 |  | 17.9202 |  | 0 | DL20_COM_CX-Refrig-2021PLN-V11-3 | 2018 AMIL BUS Retro-Commissioning Initiative | U.S. Department of Energy. Lawrence Berkeley National Labs and Building Commissioning Association. https://www.bcxa.org/wp-content/uploads/2020/09/1-s2.0- S0378778819319553-main.pdf | New construction code | New construction code | New construction code | New construction code | New construction code | New construction code | New construction code | New construction code | New construction code | New construction code | New construction code | New construction code | New construction code | New construction code | New construction code | New construction code | New construction code | New construction code | New construction code | New construction code | New construction code | New construction code | Optimized process design and controls | Optimized process design and controls | Optimized process design and controls | Optimized process design and controls | Optimized process design and controls | Optimized process design and controls | Optimized process design and controls | Optimized process design and controls | Optimized process design and controls | Optimized process design and controls | Optimized process design and controls | Optimized process design and controls | Optimized process design and controls | Optimized process design and controls | Optimized process design and controls | Optimized process design and controls | Optimized process design and controls | Optimized process design and controls | Optimized process design and controls | Optimized process design and controls | Optimized process design and controls | Optimized process design and controls | 0.27 | 0.27 | 0.27 | 0.27 | 0.27 | 0.27 | 0.27 | 0.27 | 0.27 | 0.27 | 0.27 | 0.27 | 0.27 | 0.27 | 0.27 | 0.27 | 0.27 | 0.27 | 0.27 | 0.27 | 0.27 | 0.27 | 0 | 0 | 9.4814 | 9.479 | 9.4772 | 9.4758 | 9.4745 | 9.4733 | 9.4723 | 9.4713 | 9.4705 | 9.4697 | 9.4691 | 9.4685 | 9.4679 | 9.4674 | 9.467 | 9.4665 | 9.4661 | 9.4656 | 9.4652 | 9.4648 | 0 | 0 | 0 | 0 | 0 | 0 | 0 | 0 | 0 | 0 | 0 | 0 | 0 | 0 | 0 | 0 | 0 | 0 | 0 | 0 | 0 | 0 | 0 | 0 | 0 | 0 | 0 | 0 | 0 | 0 | 0 | 0 | 0 | 0 | 0 | 0 | 0 | 0 | 0 | 0 | 0 | 0 | 0 | 0 | 0 | 0 | 0 | 0 | 0 | 0 | 0 | 0 | 0 | 0 | 0 | 0 | 0 | 0 | 0 | 0 | 0 | 0 | 0 | 0 | 0 | 0 | 0 | 0 | 0 | 0 | 0 | 0 | 0 | 0 | 0 | 0 | 0 | 0 | 0 | 0 | 0 | 0 | 0 | 0 | 0 | 0 | 0 | 0 | 0 | 0 | 0 | 0 | 0 | 0 | 0 | 0 | 0 | 0 | 0 | 0 | 0 | 0 | 0 | 0 | 0 | 0 | 0 | 0 | 0 | 0 | 0 | 0 | 0 | 0 | 0 | 0 | 0 | 0 | 0 | 0 | 0 | 0 | 0 | 0 | 0 | 0 | 0 | 0 | 0 | 0 | 0 | 0 | 0 | 0 | 0 | 0 | 0 | 0 | 0 | 0 | 0 | 0 | 0 | 0 | 0 | 0 | 0 | 0 | 0 | 0 | 0 | 0 | 0 | 0 | 0 | 0 | 0 | 0 | 0 | 0 | 0 | 0 | 0 | 0 | 0 | 0 | 0 | 0 | 0 | 0 | 0 | 0 | 0 | 0 | 0 | 0 | 0 | 0 | 0 | 0 | 0 | 0 | 0 | 0 | 0 | 0 | 0 | 0 | 0 | 0 | 0 | 0 | 0 | 0 | 0 | 0 | 0 | 0 | 0 | 0 | 0 | 0 | 0 | 0 | 0 | 0 | 0 | 0 | 0 | 0 | 0 | 0 | 0 | 0 | 0 | 0 | 0 | 0 | 0 | 0 | 0 | 0 | 0 | 0 | 0 | 0 | 0 | 0 | 0 | 0 | 0 | 0 | 0 | 0 | 0 | 0 | 0 | 0 | 0 | 0 | 0 | 0 | 0 | 0 | 0 | 0 | 0 | 0 | 0 | 0 | 0 | 0 | 0 | 0 | 0 | 0 | 0 | 0 | 0 | 0 | 0 | 0 | 0 | 0 | 0 | 0 | 0 | 0 | 0 | 0 | 0 | 0 | 0 | 0 | 0 | 0 | 0 | 0 | 0 | 0 | 0 | 0 | 0 | 0 | 0 | 0 | 0 | 0 | 0 | 0 | 0 | 0 | 0 | 0 | 0 | 0 | 0 | 0 | 0 | 0 | 0 | 0 | 0 | 0 | 0 | 0 | 0 | 0 | 0 | 0 | 0 | 0 | 0 | 0 | 0 | 0 | 0 | 0 | 0 | 0 | 0 | 0 | 0 | 0 | 0 | 0 | 0 | 0 | 0 | 0 | 0 | 0 | 0 | 0 | 0 | 0 | 0 | 0 | 0 | 0 | 0 | 0 | 0 | 0 | 0 | 0 | 0 | 0 | 0 | 0 | 0 | 0 | 0 | 0 | 0 | 0 | 0 | 0 | 0 | 0 | 0 | 0 | 0 | 0 | 0 | 0 | 0 | 0 | 0 | 0 | 0 | 0 | 0 | 0 | 0 | 0 | 0 | 0 | 0 | 0 | 0 | 0 | 0 | 0 | 0 | 0 | 0 | 0 | 0 | 0 | 0 | 0 | 0 | 0 | 0 | 0 | 0 | 0 | 0 | 0 | 2.8701 | 2.872 | 2.8739 | 2.8758 | 2.8776 | 2.8794 | 2.8812 | 2.8829 | 2.8845 | 2.886 | 2.8874 | 2.8887 | 2.89 | 2.8912 | 2.8923 | 2.8934 | 2.8944 | 2.8953 | 2.8962 | 2.897 | 2.0429 | 2.0442 | 2.0456 | 2.0469 | 2.0482 | 2.0495 | 2.0507 | 2.0519 | 2.0531 | 2.0542 | 2.0552 | 2.0561 | 2.057 | 2.0579 | 2.0587 | 2.0594 | 2.0601 | 2.0608 | 2.0614 | 2.062
WA_Industrial_Instruments_Existing_Space Heating_Natural Gas_Retrocommissioning_A | WA | Industrial | Instruments | Existing | Space Heating | Natural Gas | Retrocommissioning | A | IM519 | Vintage/existing building | Optimized HVAC flow and controls | 5 | 0.51201 | 0 | 0 | 0.35 | 0 | 0 | 0 | 0.17385 |  | employee | 15% | 50% | Retrofit | RetroEven20 | 80.75% | TBD | 0.2% | 265.9379 |  | 205.7086 |  | 0.054589 | COM_RCX-Heating-7PLN-v5-18 | COM_RCX-All-XCELCO-2017-18-1 | COM_RCX-All-XCELCO-2017-18-1 | Vintage/existing building | Vintage/existing building | Vintage/existing building | Vintage/existing building | Vintage/existing building | Vintage/existing building | Vintage/existing building | Vintage/existing building | Vintage/existing building | Vintage/existing building | Vintage/existing building | Vintage/existing building | Vintage/existing building | Vintage/existing building | Vintage/existing building | Vintage/existing building | Vintage/existing building | Vintage/existing building | Vintage/existing building | Vintage/existing building | Vintage/existing building | Vintage/existing building | Optimized HVAC flow and controls | Optimized HVAC flow and controls | Optimized HVAC flow and controls | Optimized HVAC flow and controls | Optimized HVAC flow and controls | Optimized HVAC flow and controls | Optimized HVAC flow and controls | Optimized HVAC flow and controls | Optimized HVAC flow and controls | Optimized HVAC flow and controls | Optimized HVAC flow and controls | Optimized HVAC flow and controls | Optimized HVAC flow and controls | Optimized HVAC flow and controls | Optimized HVAC flow and controls | Optimized HVAC flow and controls | Optimized HVAC flow and controls | Optimized HVAC flow and controls | Optimized HVAC flow and controls | Optimized HVAC flow and controls | Optimized HVAC flow and controls | Optimized HVAC flow and controls | 0.35 | 0.35 | 0.35 | 0.35 | 0.35 | 0.35 | 0.35 | 0.35 | 0.35 | 0.35 | 0.35 | 0.35 | 0.35 | 0.35 | 0.35 | 0.35 | 0.35 | 0.35 | 0.35 | 0.35 | 0.35 | 0.35 | 0 | 0 | 0.5086 | 0.50627 | 0.50379 | 0.50115 | 0.49834 | 0.49535 | 0.49216 | 0.48877 | 0.48519 | 0.48146 | 0.4776 | 0.47361 | 0.4696 | 0.46555 | 0.46148 | 0.45769 | 0.45415 | 0.45084 | 0.44774 | 0.44485 | 0.064112 | 0.062717 | 0.061334 | 0.059961 | 0.058597 | 0.057241 | 0.055892 | 0.05455 | 0.053217 | 0.051897 | 0.050594 | 0.049306 | 0.048045 | 0.04681 | 0.045601 | 0.044446 | 0.043342 | 0.042284 | 0.04127 | 0.040296 | 0.064112 | 0.12653 | 0.18725 | 0.24623 | 0.30345 | 0.35886 | 0.41245 | 0.46415 | 0.51398 | 0.56192 | 0.60801 | 0.65224 | 0.69476 | 0.73557 | 0.77475 | 0.81282 | 0.84988 | 0.88597 | 0.92115 | 0.95549 | 126.0554 | 123.882 | 121.7461 | 119.647 | 117.5842 | 115.5569 | 113.5645 | 111.6065 | 109.6822 | 107.7912 | 105.9327 | 104.1063 | 102.3113 | 100.5473 | 98.8138 | 97.1101 | 95.4358 | 93.7903 | 92.1733 | 90.5841 | 126.0554 | 249.9374 | 371.6835 | 491.3306 | 608.9147 | 724.4716 | 838.0361 | 949.6425 | 1059.3248 | 1167.1159 | 1273.0486 | 1377.1549 | 1479.4662 | 1580.0136 | 1678.8273 | 1775.9374 | 1871.3732 | 1965.1635 | 2057.3368 | 2147.9208 | 0.054589 | 0.053497 | 0.052418 | 0.051351 | 0.050292 | 0.04924 | 0.048195 | 0.047155 | 0.046121 | 0.045096 | 0.04408 | 0.043073 | 0.042076 | 0.041091 | 0.040118 | 0.039181 | 0.038281 | 0.037416 | 0.036585 | 0.035788 | 0.054589 | 0.10793 | 0.16003 | 0.21087 | 0.26044 | 0.30871 | 0.35565 | 0.40123 | 0.44544 | 0.48828 | 0.52973 | 0.56978 | 0.60844 | 0.6457 | 0.6816 | 0.71655 | 0.75064 | 0.78397 | 0.8166 | 0.84861 | 107.1471 | 105.2997 | 103.4842 | 101.7 | 99.9465 | 98.2233 | 96.5298 | 94.8655 | 93.2299 | 91.6225 | 90.0428 | 88.4903 | 86.9646 | 85.4652 | 83.9917 | 82.5436 | 81.1204 | 79.7218 | 78.3473 | 76.9964 | 107.1471 | 212.4468 | 315.931 | 417.631 | 517.5775 | 615.8008 | 712.3306 | 807.1962 | 900.4261 | 992.0485 | 1082.0913 | 1170.5817 | 1257.5463 | 1343.0115 | 1427.0032 | 1509.5468 | 1590.6672 | 1670.389 | 1748.7362 | 1825.7327 | 0.054589 | 0.053497 | 0.052418 | 0.051351 | 0.050292 | 0.04924 | 0.048195 | 0.047155 | 0.046121 | 0.045096 | 0.04408 | 0.043073 | 0.042076 | 0.041091 | 0.040118 | 0.039181 | 0.038281 | 0.037416 | 0.036585 | 0.035788 | 0.054589 | 0.10793 | 0.16003 | 0.21087 | 0.26044 | 0.30871 | 0.35565 | 0.40123 | 0.44544 | 0.48828 | 0.52973 | 0.56978 | 0.60844 | 0.6457 | 0.6816 | 0.71655 | 0.75064 | 0.78397 | 0.8166 | 0.84861 | 107.1471 | 105.2997 | 103.4842 | 101.7 | 99.9465 | 98.2233 | 96.5298 | 94.8655 | 93.2299 | 91.6225 | 90.0428 | 88.4903 | 86.9646 | 85.4652 | 83.9917 | 82.5436 | 81.1204 | 79.7218 | 78.3473 | 76.9964 | 107.1471 | 212.4468 | 315.931 | 417.631 | 517.5775 | 615.8008 | 712.3306 | 807.1962 | 900.4261 | 992.0485 | 1082.0913 | 1170.5817 | 1257.5463 | 1343.0115 | 1427.0032 | 1509.5468 | 1590.6672 | 1670.389 | 1748.7362 | 1825.7327 | 0.054589 | 0.053497 | 0.052418 | 0.051351 | 0.050292 | 0.04924 | 0.048195 | 0.047155 | 0.046121 | 0.045096 | 0.04408 | 0.043073 | 0.042076 | 0.041091 | 0.040118 | 0.039181 | 0.038281 | 0.037416 | 0.036585 | 0.035788 | 0.054589 | 0.10793 | 0.16003 | 0.21087 | 0.26044 | 0.30871 | 0.35565 | 0.40123 | 0.44544 | 0.48828 | 0.52973 | 0.56978 | 0.60844 | 0.6457 | 0.6816 | 0.71655 | 0.75064 | 0.78397 | 0.8166 | 0.84861 | 107.1471 | 105.2997 | 103.4842 | 101.7 | 99.9465 | 98.2233 | 96.5298 | 94.8655 | 93.2299 | 91.6225 | 90.0428 | 88.4903 | 86.9646 | 85.4652 | 83.9917 | 82.5436 | 81.1204 | 79.7218 | 78.3473 | 76.9964 | 107.1471 | 212.4468 | 315.931 | 417.631 | 517.5775 | 615.8008 | 712.3306 | 807.1962 | 900.4261 | 992.0485 | 1082.0913 | 1170.5817 | 1257.5463 | 1343.0115 | 1427.0032 | 1509.5468 | 1590.6672 | 1670.389 | 1748.7362 | 1825.7327 | 0.054589 | 0.053497 | 0.052418 | 0.051351 | 0.050292 | 0.04924 | 0.048195 | 0.047155 | 0.046121 | 0.045096 | 0.04408 | 0.043073 | 0.042076 | 0.041091 | 0.040118 | 0.039181 | 0.038281 | 0.037416 | 0.036585 | 0.035788 | 0.054589 | 0.10793 | 0.16003 | 0.21087 | 0.26044 | 0.30871 | 0.35565 | 0.40123 | 0.44544 | 0.48828 | 0.52973 | 0.56978 | 0.60844 | 0.6457 | 0.6816 | 0.71655 | 0.75064 | 0.78397 | 0.8166 | 0.84861 | 107.1471 | 105.2997 | 103.4842 | 101.7 | 99.9465 | 98.2233 | 96.5298 | 94.8655 | 93.2299 | 91.6225 | 90.0428 | 88.4903 | 86.9646 | 85.4652 | 83.9917 | 82.5436 | 81.1204 | 79.7218 | 78.3473 | 76.9964 | 107.1471 | 212.4468 | 315.931 | 417.631 | 517.5775 | 615.8008 | 712.3306 | 807.1962 | 900.4261 | 992.0485 | 1082.0913 | 1170.5817 | 1257.5463 | 1343.0115 | 1427.0032 | 1509.5468 | 1590.6672 | 1670.389 | 1748.7362 | 1825.7327 | 163.1288 | 163.5176 | 163.9068 | 164.2934 | 164.6746 | 165.0478 | 165.4103 | 165.7597 | 166.0937 | 166.4098 | 166.709 | 166.992 | 167.2595 | 167.5121 | 167.7506 | 167.9756 | 168.1876 | 168.3873 | 168.5751 | 168.7517 | 126.1835 | 126.4843 | 126.7853 | 127.0844 | 127.3793 | 127.6679 | 127.9484 | 128.2186 | 128.4769 | 128.7215 | 128.9529 | 129.1718 | 129.3787 | 129.5741 | 129.7586 | 129.9326 | 130.0966 | 130.2511 | 130.3964 | 130.533
WA_Industrial_Instruments_Existing_Process_Natural Gas_Retrocommissioning_A | WA | Industrial | Instruments | Existing | Process | Natural Gas | Retrocommissioning | A | IM520 | Vintage/existing building | Optimized process design and controls | 5 | 0 | 0 | 0 | 0.35 | 0 | 0 | 0 | 0.17385 |  | employee | 15% | 50% | Retrofit | RetroEven20 | 80.75% | TBD | 0.2% | 265.9379 |  | 205.7086 |  | 0 | COM_RCX-Heating-7PLN-v5-18 | COM_RCX-All-XCELCO-2017-18-1 | n/a | Vintage/existing building | Vintage/existing building | Vintage/existing building | Vintage/existing building | Vintage/existing building | Vintage/existing building | Vintage/existing building | Vintage/existing building | Vintage/existing building | Vintage/existing building | Vintage/existing building | Vintage/existing building | Vintage/existing building | Vintage/existing building | Vintage/existing building | Vintage/existing building | Vintage/existing building | Vintage/existing building | Vintage/existing building | Vintage/existing building | Vintage/existing building | Vintage/existing building | Optimized process design and controls | Optimized process design and controls | Optimized process design and controls | Optimized process design and controls | Optimized process design and controls | Optimized process design and controls | Optimized process design and controls | Optimized process design and controls | Optimized process design and controls | Optimized process design and controls | Optimized process design and controls | Optimized process design and controls | Optimized process design and controls | Optimized process design and controls | Optimized process design and controls | Optimized process design and controls | Optimized process design and controls | Optimized process design and controls | Optimized process design and controls | Optimized process design and controls | Optimized process design and controls | Optimized process design and controls | 0.35 | 0.35 | 0.35 | 0.35 | 0.35 | 0.35 | 0.35 | 0.35 | 0.35 | 0.35 | 0.35 | 0.35 | 0.35 | 0.35 | 0.35 | 0.35 | 0.35 | 0.35 | 0.35 | 0.35 | 0.35 | 0.35 | 0 | 0 | 0 | 0 | 0 | 0 | 0 | 0 | 0 | 0 | 0 | 0 | 0 | 0 | 0 | 0 | 0 | 0 | 0 | 0 | 0 | 0 | 0 | 0 | 0 | 0 | 0 | 0 | 0 | 0 | 0 | 0 | 0 | 0 | 0 | 0 | 0 | 0 | 0 | 0 | 0 | 0 | 0 | 0 | 0 | 0 | 0 | 0 | 0 | 0 | 0 | 0 | 0 | 0 | 0 | 0 | 0 | 0 | 0 | 0 | 0 | 0 | 126.0554 | 123.882 | 121.7461 | 119.647 | 117.5842 | 115.5569 | 113.5645 | 111.6065 | 109.6822 | 107.7912 | 105.9327 | 104.1063 | 102.3113 | 100.5473 | 98.8138 | 97.1101 | 95.4358 | 93.7903 | 92.1733 | 90.5841 | 126.0554 | 249.9374 | 371.6835 | 491.3306 | 608.9147 | 724.4716 | 838.0361 | 949.6425 | 1059.3248 | 1167.1159 | 1273.0486 | 1377.1549 | 1479.4662 | 1580.0136 | 1678.8273 | 1775.9374 | 1871.3732 | 1965.1635 | 2057.3368 | 2147.9208 | 0 | 0 | 0 | 0 | 0 | 0 | 0 | 0 | 0 | 0 | 0 | 0 | 0 | 0 | 0 | 0 | 0 | 0 | 0 | 0 | 0 | 0 | 0 | 0 | 0 | 0 | 0 | 0 | 0 | 0 | 0 | 0 | 0 | 0 | 0 | 0 | 0 | 0 | 0 | 0 | 107.1471 | 105.2997 | 103.4842 | 101.7 | 99.9465 | 98.2233 | 96.5298 | 94.8655 | 93.2299 | 91.6225 | 90.0428 | 88.4903 | 86.9646 | 85.4652 | 83.9917 | 82.5436 | 81.1204 | 79.7218 | 78.3473 | 76.9964 | 107.1471 | 212.4468 | 315.931 | 417.631 | 517.5775 | 615.8008 | 712.3306 | 807.1962 | 900.4261 | 992.0485 | 1082.0913 | 1170.5817 | 1257.5463 | 1343.0115 | 1427.0032 | 1509.5468 | 1590.6672 | 1670.389 | 1748.7362 | 1825.7327 | 0 | 0 | 0 | 0 | 0 | 0 | 0 | 0 | 0 | 0 | 0 | 0 | 0 | 0 | 0 | 0 | 0 | 0 | 0 | 0 | 0 | 0 | 0 | 0 | 0 | 0 | 0 | 0 | 0 | 0 | 0 | 0 | 0 | 0 | 0 | 0 | 0 | 0 | 0 | 0 | 107.1471 | 105.2997 | 103.4842 | 101.7 | 99.9465 | 98.2233 | 96.5298 | 94.8655 | 93.2299 | 91.6225 | 90.0428 | 88.4903 | 86.9646 | 85.4652 | 83.9917 | 82.5436 | 81.1204 | 79.7218 | 78.3473 | 76.9964 | 107.1471 | 212.4468 | 315.931 | 417.631 | 517.5775 | 615.8008 | 712.3306 | 807.1962 | 900.4261 | 992.0485 | 1082.0913 | 1170.5817 | 1257.5463 | 1343.0115 | 1427.0032 | 1509.5468 | 1590.6672 | 1670.389 | 1748.7362 | 1825.7327 | 0 | 0 | 0 | 0 | 0 | 0 | 0 | 0 | 0 | 0 | 0 | 0 | 0 | 0 | 0 | 0 | 0 | 0 | 0 | 0 | 0 | 0 | 0 | 0 | 0 | 0 | 0 | 0 | 0 | 0 | 0 | 0 | 0 | 0 | 0 | 0 | 0 | 0 | 0 | 0 | 107.1471 | 105.2997 | 103.4842 | 101.7 | 99.9465 | 98.2233 | 96.5298 | 94.8655 | 93.2299 | 91.6225 | 90.0428 | 88.4903 | 86.9646 | 85.4652 | 83.9917 | 82.5436 | 81.1204 | 79.7218 | 78.3473 | 76.9964 | 107.1471 | 212.4468 | 315.931 | 417.631 | 517.5775 | 615.8008 | 712.3306 | 807.1962 | 900.4261 | 992.0485 | 1082.0913 | 1170.5817 | 1257.5463 | 1343.0115 | 1427.0032 | 1509.5468 | 1590.6672 | 1670.389 | 1748.7362 | 1825.7327 | 0 | 0 | 0 | 0 | 0 | 0 | 0 | 0 | 0 | 0 | 0 | 0 | 0 | 0 | 0 | 0 | 0 | 0 | 0 | 0 | 0 | 0 | 0 | 0 | 0 | 0 | 0 | 0 | 0 | 0 | 0 | 0 | 0 | 0 | 0 | 0 | 0 | 0 | 0 | 0 | 107.1471 | 105.2997 | 103.4842 | 101.7 | 99.9465 | 98.2233 | 96.5298 | 94.8655 | 93.2299 | 91.6225 | 90.0428 | 88.4903 | 86.9646 | 85.4652 | 83.9917 | 82.5436 | 81.1204 | 79.7218 | 78.3473 | 76.9964 | 107.1471 | 212.4468 | 315.931 | 417.631 | 517.5775 | 615.8008 | 712.3306 | 807.1962 | 900.4261 | 992.0485 | 1082.0913 | 1170.5817 | 1257.5463 | 1343.0115 | 1427.0032 | 1509.5468 | 1590.6672 | 1670.389 | 1748.7362 | 1825.7327 | 163.1288 | 163.5176 | 163.9068 | 164.2934 | 164.6746 | 165.0478 | 165.4103 | 165.7597 | 166.0937 | 166.4098 | 166.709 | 166.992 | 167.2595 | 167.5121 | 167.7506 | 167.9756 | 168.1876 | 168.3873 | 168.5751 | 168.7517 | 126.1835 | 126.4843 | 126.7853 | 127.0844 | 127.3793 | 127.6679 | 127.9484 | 128.2186 | 128.4769 | 128.7215 | 128.9529 | 129.1718 | 129.3787 | 129.5741 | 129.7586 | 129.9326 | 130.0966 | 130.2511 | 130.3964 | 130.533
WA_Industrial_Instruments_New_Space Heating_Natural Gas_Insulation - Roof/Ceiling_A | WA | Industrial | Instruments | New | Space Heating | Natural Gas | Insulation - Roof/Ceiling | A | IM521 | R-13 | R-38 | 45 | 0.078976 | 0 | 0 | 1.11 | 0 | 0 | 0 | 0.55475 |  | sqft | 0% | 0% | Retrofit | Retro3Slow | 81.94% | TBD | 0.2% | 116.4128 |  | 62.2694 |  | 0 | RTF Wkbk - ComWeatherizationSchool_v3_1 | RTF Wkbk - ComWeatherizationSchool_v3_1 | Building Energy Simulation Tool | R-13 | R-13 | R-13 | R-13 | R-13 | R-13 | R-13 | R-13 | R-13 | R-13 | R-13 | R-13 | R-13 | R-13 | R-13 | R-13 | R-13 | R-13 | R-13 | R-13 | R-13 | R-13 | R-38 | R-38 | R-38 | R-38 | R-38 | R-38 | R-38 | R-38 | R-38 | R-38 | R-38 | R-38 | R-38 | R-38 | R-38 | R-38 | R-38 | R-38 | R-38 | R-38 | R-38 | R-38 | 1.11 | 1.11 | 1.11 | 1.11 | 1.11 | 1.11 | 1.11 | 1.11 | 1.11 | 1.11 | 1.11 | 1.11 | 1.11 | 1.11 | 1.11 | 1.11 | 1.11 | 1.11 | 1.11 | 1.11 | 1.11 | 1.11 | 0 | 0 | 0.078561 | 0.073867 | 0.071969 | 0.070813 | 0.070239 | 0.069714 | 0.069246 | 0.068788 | 0.068359 | 0.067916 | 0.067315 | 0.066786 | 0.066206 | 0.066125 | 0.066017 | 0.065885 | 0.065891 | 0.065858 | 0.065931 | 0.065949 | 0 | 0 | 0 | 0 | 0 | 0 | 0 | 0 | 0 | 0 | 0 | 0 | 0 | 0 | 0 | 0 | 0 | 0 | 0 | 0 | 0 | 0 | 0 | 0 | 0 | 0 | 0 | 0 | 0 | 0 | 0 | 0 | 0 | 0 | 0 | 0 | 0 | 0 | 0 | 0 | 0 | 0 | 0 | 0 | 0 | 0 | 0 | 0 | 0 | 0 | 0 | 0 | 0 | 0 | 0 | 0 | 0 | 0 | 0 | 0 | 0 | 0 | 0 | 0 | 0 | 0 | 0 | 0 | 0 | 0 | 0 | 0 | 0 | 0 | 0 | 0 | 0 | 0 | 0 | 0 | 0 | 0 | 0 | 0 | 0 | 0 | 0 | 0 | 0 | 0 | 0 | 0 | 0 | 0 | 0 | 0 | 0 | 0 | 0 | 0 | 0 | 0 | 0 | 0 | 0 | 0 | 0 | 0 | 0 | 0 | 0 | 0 | 0 | 0 | 0 | 0 | 0 | 0 | 0 | 0 | 0 | 0 | 0 | 0 | 0 | 0 | 0 | 0 | 0 | 0 | 0 | 0 | 0 | 0 | 0 | 0 | 0 | 0 | 0 | 0 | 0 | 0 | 0 | 0 | 0 | 0 | 0 | 0 | 0 | 0 | 0 | 0 | 0 | 0 | 0 | 0 | 0 | 0 | 0 | 0 | 0 | 0 | 0 | 0 | 0 | 0 | 0 | 0 | 0 | 0 | 0 | 0 | 0 | 0 | 0 | 0 | 0 | 0 | 0 | 0 | 0 | 0 | 0 | 0 | 0 | 0 | 0 | 0 | 0 | 0 | 0 | 0 | 0 | 0 | 0 | 0 | 0 | 0 | 0 | 0 | 0 | 0 | 0 | 0 | 0 | 0 | 0 | 0 | 0 | 0 | 0 | 0 | 0 | 0 | 0 | 0 | 0 | 0 | 0 | 0 | 0 | 0 | 0 | 0 | 0 | 0 | 0 | 0 | 0 | 0 | 0 | 0 | 0 | 0 | 0 | 0 | 0 | 0 | 0 | 0 | 0 | 0 | 0 | 0 | 0 | 0 | 0 | 0 | 0 | 0 | 0 | 0 | 0 | 0 | 0 | 0 | 0 | 0 | 0 | 0 | 0 | 0 | 0 | 0 | 0 | 0 | 0 | 0 | 0 | 0 | 0 | 0 | 0 | 0 | 0 | 0 | 0 | 0 | 0 | 0 | 0 | 0 | 0 | 0 | 0 | 0 | 0 | 0 | 0 | 0 | 0 | 0 | 0 | 0 | 0 | 0 | 0 | 0 | 0 | 0 | 0 | 0 | 0 | 0 | 0 | 0 | 0 | 0 | 0 | 0 | 0 | 0 | 0 | 0 | 0 | 0 | 0 | 0 | 0 | 0 | 0 | 0 | 0 | 0 | 0 | 0 | 0 | 0 | 0 | 0 | 0 | 0 | 0 | 0 | 0 | 0 | 0 | 0 | 0 | 0 | 0 | 0 | 0 | 0 | 0 | 0 | 0 | 0 | 0 | 0 | 0 | 0 | 0 | 0 | 0 | 0 | 0 | 0 | 0 | 0 | 0 | 0 | 0 | 0 | 0 | 0 | 0 | 0 | 0 | 0 | 0 | 0 | 0 | 0 | 0 | 0 | 0 | 0 | 0 | 0 | 0 | 0 | 0 | 0 | 0 | 0 | 0 | 0 | 0 | 0 | 0 | 0 | 0 | 0 | 0 | 0 | 0 | 0 | 0 | 0 | 955.4003 | 955.4003 | 955.4003 | 955.4003 | 955.4003 | 955.4003 | 955.4003 | 955.4003 | 955.4003 | 955.4003 | 955.4003 | 955.4003 | 955.4003 | 955.4003 | 955.4003 | 955.4003 | 955.4003 | 955.4003 | 955.4003 | 955.4003 | 511.0451 | 511.0451 | 511.0451 | 511.0451 | 511.0451 | 511.0451 | 511.0451 | 511.0451 | 511.0451 | 511.0451 | 511.0451 | 511.0451 | 511.0451 | 511.0451 | 511.0451 | 511.0451 | 511.0451 | 511.0451 | 511.0451 | 511.0451
WA_Industrial_Instruments_New_Space Heating_Natural Gas_Insulation - Wall Cavity_A | WA | Industrial | Instruments | New | Space Heating | Natural Gas | Insulation - Wall Cavity | A | IM522 | R-11 or less | R-21 | 45 | 0.017277 | 0 | 0 | 0.24 | 0 | 0 | 0 | 0.1203 |  | sqft | 0% | 0% | Retrofit | Retro3Slow | 81.94% | TBD | 0.2% | 90.615 |  | 48.4701 |  | 0 | RTF Wkbk - ComWeatherizationSchool_v3_1 | N/A | Building Energy Simulation Tool | R-11 or less | R-11 or less | R-11 or less | R-11 or less | R-11 or less | R-11 or less | R-11 or less | R-11 or less | R-11 or less | R-11 or less | R-11 or less | R-11 or less | R-11 or less | R-11 or less | R-11 or less | R-11 or less | R-11 or less | R-11 or less | R-11 or less | R-11 or less | R-11 or less | R-11 or less | R-21 | R-21 | R-21 | R-21 | R-21 | R-21 | R-21 | R-21 | R-21 | R-21 | R-21 | R-21 | R-21 | R-21 | R-21 | R-21 | R-21 | R-21 | R-21 | R-21 | R-21 | R-21 | 0.24 | 0.24 | 0.24 | 0.24 | 0.24 | 0.24 | 0.24 | 0.24 | 0.24 | 0.24 | 0.24 | 0.24 | 0.24 | 0.24 | 0.24 | 0.24 | 0.24 | 0.24 | 0.24 | 0.24 | 0.24 | 0.24 | 0 | 0 | 0.017187 | 0.01616 | 0.015744 | 0.015492 | 0.015366 | 0.015251 | 0.015149 | 0.015048 | 0.014955 | 0.014858 | 0.014726 | 0.01461 | 0.014484 | 0.014466 | 0.014442 | 0.014413 | 0.014415 | 0.014408 | 0.014424 | 0.014428 | 0 | 0 | 0 | 0 | 0 | 0 | 0 | 0 | 0 | 0 | 0 | 0 | 0 | 0 | 0 | 0 | 0 | 0 | 0 | 0 | 0 | 0 | 0 | 0 | 0 | 0 | 0 | 0 | 0 | 0 | 0 | 0 | 0 | 0 | 0 | 0 | 0 | 0 | 0 | 0 | 0 | 0 | 0 | 0 | 0 | 0 | 0 | 0 | 0 | 0 | 0 | 0 | 0 | 0 | 0 | 0 | 0 | 0 | 0 | 0 | 0 | 0 | 0 | 0 | 0 | 0 | 0 | 0 | 0 | 0 | 0 | 0 | 0 | 0 | 0 | 0 | 0 | 0 | 0 | 0 | 0 | 0 | 0 | 0 | 0 | 0 | 0 | 0 | 0 | 0 | 0 | 0 | 0 | 0 | 0 | 0 | 0 | 0 | 0 | 0 | 0 | 0 | 0 | 0 | 0 | 0 | 0 | 0 | 0 | 0 | 0 | 0 | 0 | 0 | 0 | 0 | 0 | 0 | 0 | 0 | 0 | 0 | 0 | 0 | 0 | 0 | 0 | 0 | 0 | 0 | 0 | 0 | 0 | 0 | 0 | 0 | 0 | 0 | 0 | 0 | 0 | 0 | 0 | 0 | 0 | 0 | 0 | 0 | 0 | 0 | 0 | 0 | 0 | 0 | 0 | 0 | 0 | 0 | 0 | 0 | 0 | 0 | 0 | 0 | 0 | 0 | 0 | 0 | 0 | 0 | 0 | 0 | 0 | 0 | 0 | 0 | 0 | 0 | 0 | 0 | 0 | 0 | 0 | 0 | 0 | 0 | 0 | 0 | 0 | 0 | 0 | 0 | 0 | 0 | 0 | 0 | 0 | 0 | 0 | 0 | 0 | 0 | 0 | 0 | 0 | 0 | 0 | 0 | 0 | 0 | 0 | 0 | 0 | 0 | 0 | 0 | 0 | 0 | 0 | 0 | 0 | 0 | 0 | 0 | 0 | 0 | 0 | 0 | 0 | 0 | 0 | 0 | 0 | 0 | 0 | 0 | 0 | 0 | 0 | 0 | 0 | 0 | 0 | 0 | 0 | 0 | 0 | 0 | 0 | 0 | 0 | 0 | 0 | 0 | 0 | 0 | 0 | 0 | 0 | 0 | 0 | 0 | 0 | 0 | 0 | 0 | 0 | 0 | 0 | 0 | 0 | 0 | 0 | 0 | 0 | 0 | 0 | 0 | 0 | 0 | 0 | 0 | 0 | 0 | 0 | 0 | 0 | 0 | 0 | 0 | 0 | 0 | 0 | 0 | 0 | 0 | 0 | 0 | 0 | 0 | 0 | 0 | 0 | 0 | 0 | 0 | 0 | 0 | 0 | 0 | 0 | 0 | 0 | 0 | 0 | 0 | 0 | 0 | 0 | 0 | 0 | 0 | 0 | 0 | 0 | 0 | 0 | 0 | 0 | 0 | 0 | 0 | 0 | 0 | 0 | 0 | 0 | 0 | 0 | 0 | 0 | 0 | 0 | 0 | 0 | 0 | 0 | 0 | 0 | 0 | 0 | 0 | 0 | 0 | 0 | 0 | 0 | 0 | 0 | 0 | 0 | 0 | 0 | 0 | 0 | 0 | 0 | 0 | 0 | 0 | 0 | 0 | 0 | 0 | 0 | 0 | 0 | 0 | 0 | 0 | 0 | 0 | 0 | 0 | 0 | 0 | 0 | 0 | 0 | 0 | 0 | 0 | 0 | 0 | 0 | 0 | 0 | 0 | 0 | 0 | 944.2619 | 944.2619 | 944.2619 | 944.2619 | 944.2619 | 944.2619 | 944.2619 | 944.2619 | 944.2619 | 944.2619 | 944.2619 | 944.2619 | 944.2619 | 944.2619 | 944.2619 | 944.2619 | 944.2619 | 944.2619 | 944.2619 | 944.2619 | 505.0872 | 505.0872 | 505.0872 | 505.0872 | 505.0872 | 505.0872 | 505.0872 | 505.0872 | 505.0872 | 505.0872 | 505.0872 | 505.0872 | 505.0872 | 505.0872 | 505.0872 | 505.0872 | 505.0872 | 505.0872 | 505.0872 | 505.0872
WA_Industrial_Instruments_New_Space Heating_Natural Gas_Insulation - Ducting_A | WA | Industrial | Instruments | New | Space Heating | Natural Gas | Insulation - Ducting | A | IM523 | ~2°F thermal losses | 50% reduction in thermal losses | 20 | 0.0012737 | 0 | 0 | 1.52 | 0 | 0 | 0 | 0.76105 |  | sqft | 0% | 0% | Retrofit | Retro5Med | 81.71% | TBD | 0.2% | 182.7943 |  | 115.102 |  | 0 | MA TRM - 2019-2021 - COM-HVAC-DI | MEMD - MMD8.25.01.FESH23.v01 | Building Energy Simulation Tool | ~2°F thermal losses | ~2°F thermal losses | ~2°F thermal losses | ~2°F thermal losses | ~2°F thermal losses | ~2°F thermal losses | ~2°F thermal losses | ~2°F thermal losses | ~2°F thermal losses | ~2°F thermal losses | ~2°F thermal losses | ~2°F thermal losses | ~2°F thermal losses | ~2°F thermal losses | ~2°F thermal losses | ~2°F thermal losses | ~2°F thermal losses | ~2°F thermal losses | ~2°F thermal losses | ~2°F thermal losses | ~2°F thermal losses | ~2°F thermal losses | 50% reduction in thermal losses | 50% reduction in thermal losses | 50% reduction in thermal losses | 50% reduction in thermal losses | 50% reduction in thermal losses | 50% reduction in thermal losses | 50% reduction in thermal losses | 50% reduction in thermal losses | 50% reduction in thermal losses | 50% reduction in thermal losses | 50% reduction in thermal losses | 50% reduction in thermal losses | 50% reduction in thermal losses | 50% reduction in thermal losses | 50% reduction in thermal losses | 50% reduction in thermal losses | 50% reduction in thermal losses | 50% reduction in thermal losses | 50% reduction in thermal losses | 50% reduction in thermal losses | 50% reduction in thermal losses | 50% reduction in thermal losses | 1.52 | 1.52 | 1.52 | 1.52 | 1.52 | 1.52 | 1.52 | 1.52 | 1.52 | 1.52 | 1.52 | 1.52 | 1.52 | 1.52 | 1.52 | 1.52 | 1.52 | 1.52 | 1.52 | 1.52 | 1.52 | 1.52 | 0 | 0 | 0.0012666 | 0.0011908 | 0.00116 | 0.0011412 | 0.0011317 | 0.001123 | 0.0011153 | 0.0011077 | 0.0011006 | 0.0010933 | 0.0010835 | 0.0010748 | 0.0010653 | 0.0010639 | 0.001062 | 0.0010598 | 0.0010598 | 0.0010592 | 0.0010604 | 0.0010606 | 0 | 0 | 0 | 0 | 0 | 0 | 0 | 0 | 0 | 0 | 0 | 0 | 0 | 0 | 0 | 0 | 0 | 0 | 0 | 0 | 0 | 0 | 0 | 0 | 0 | 0 | 0 | 0 | 0 | 0 | 0 | 0 | 0 | 0 | 0 | 0 | 0 | 0 | 0 | 0 | 0 | 0 | 0 | 0 | 0 | 0 | 0 | 0 | 0 | 0 | 0 | 0 | 0 | 0 | 0 | 0 | 0 | 0 | 0 | 0 | 0 | 0 | 0 | 0 | 0 | 0 | 0 | 0 | 0 | 0 | 0 | 0 | 0 | 0 | 0 | 0 | 0 | 0 | 0 | 0 | 0 | 0 | 0 | 0 | 0 | 0 | 0 | 0 | 0 | 0 | 0 | 0 | 0 | 0 | 0 | 0 | 0 | 0 | 0 | 0 | 0 | 0 | 0 | 0 | 0 | 0 | 0 | 0 | 0 | 0 | 0 | 0 | 0 | 0 | 0 | 0 | 0 | 0 | 0 | 0 | 0 | 0 | 0 | 0 | 0 | 0 | 0 | 0 | 0 | 0 | 0 | 0 | 0 | 0 | 0 | 0 | 0 | 0 | 0 | 0 | 0 | 0 | 0 | 0 | 0 | 0 | 0 | 0 | 0 | 0 | 0 | 0 | 0 | 0 | 0 | 0 | 0 | 0 | 0 | 0 | 0 | 0 | 0 | 0 | 0 | 0 | 0 | 0 | 0 | 0 | 0 | 0 | 0 | 0 | 0 | 0 | 0 | 0 | 0 | 0 | 0 | 0 | 0 | 0 | 0 | 0 | 0 | 0 | 0 | 0 | 0 | 0 | 0 | 0 | 0 | 0 | 0 | 0 | 0 | 0 | 0 | 0 | 0 | 0 | 0 | 0 | 0 | 0 | 0 | 0 | 0 | 0 | 0 | 0 | 0 | 0 | 0 | 0 | 0 | 0 | 0 | 0 | 0 | 0 | 0 | 0 | 0 | 0 | 0 | 0 | 0 | 0 | 0 | 0 | 0 | 0 | 0 | 0 | 0 | 0 | 0 | 0 | 0 | 0 | 0 | 0 | 0 | 0 | 0 | 0 | 0 | 0 | 0 | 0 | 0 | 0 | 0 | 0 | 0 | 0 | 0 | 0 | 0 | 0 | 0 | 0 | 0 | 0 | 0 | 0 | 0 | 0 | 0 | 0 | 0 | 0 | 0 | 0 | 0 | 0 | 0 | 0 | 0 | 0 | 0 | 0 | 0 | 0 | 0 | 0 | 0 | 0 | 0 | 0 | 0 | 0 | 0 | 0 | 0 | 0 | 0 | 0 | 0 | 0 | 0 | 0 | 0 | 0 | 0 | 0 | 0 | 0 | 0 | 0 | 0 | 0 | 0 | 0 | 0 | 0 | 0 | 0 | 0 | 0 | 0 | 0 | 0 | 0 | 0 | 0 | 0 | 0 | 0 | 0 | 0 | 0 | 0 | 0 | 0 | 0 | 0 | 0 | 0 | 0 | 0 | 0 | 0 | 0 | 0 | 0 | 0 | 0 | 0 | 0 | 0 | 0 | 0 | 0 | 0 | 0 | 0 | 0 | 0 | 0 | 0 | 0 | 0 | 0 | 0 | 0 | 0 | 0 | 0 | 0 | 0 | 0 | 0 | 0 | 0 | 0 | 0 | 0 | 0 | 0 | 0 | 0 | 0 | 0 | 0 | 0 | 0 | 0 | 0 | 0 | 0 | 0 | 0 | 0 | 0 | 0 | 110751.8776 | 110751.8776 | 110751.8776 | 110751.8776 | 110751.8776 | 110751.8776 | 110751.8776 | 110751.8776 | 110751.8776 | 110751.8776 | 110751.8776 | 110751.8776 | 110751.8776 | 110751.8776 | 110751.8776 | 110751.8776 | 110751.8776 | 110751.8776 | 110751.8776 | 110751.8776 | 69223.2564 | 69223.2564 | 69223.2564 | 69223.2564 | 69223.2564 | 69223.2564 | 69223.2564 | 69223.2564 | 69223.2564 | 69223.2564 | 69223.2564 | 69223.2564 | 69223.2564 | 69223.2564 | 69223.2564 | 69223.2564 | 69223.2564 | 69223.2564 | 69223.2564 | 69223.2564
WA_Industrial_Instruments_New_Space Heating_Natural Gas_HVAC - Duct Repair and Sealing_A | WA | Industrial | Instruments | New | Space Heating | Natural Gas | HVAC - Duct Repair and Sealing | A | IM524 | Poorly sealed/leaky ducts | 30% reduced duct leaking | 20 | 0.0036023 | 0 | 0 | 0 | 0 | 0 | 0 | 0 |  | sqft | 0% | 0% | Retrofit | RetroEven20 | 80.75% | TBD | 0.2% | 112.0167 |  | 70.8916 |  | 0 | MA TRM - 2019-2021 - COM-HVAC-DS | N/A | Building Energy Simulation Tool | Poorly sealed/leaky ducts | Poorly sealed/leaky ducts | Poorly sealed/leaky ducts | Poorly sealed/leaky ducts | Poorly sealed/leaky ducts | Poorly sealed/leaky ducts | Poorly sealed/leaky ducts | Poorly sealed/leaky ducts | Poorly sealed/leaky ducts | Poorly sealed/leaky ducts | Poorly sealed/leaky ducts | Poorly sealed/leaky ducts | Poorly sealed/leaky ducts | Poorly sealed/leaky ducts | Poorly sealed/leaky ducts | Poorly sealed/leaky ducts | Poorly sealed/leaky ducts | Poorly sealed/leaky ducts | Poorly sealed/leaky ducts | Poorly sealed/leaky ducts | Poorly sealed/leaky ducts | Poorly sealed/leaky ducts | 30% reduced duct leaking | 30% reduced duct leaking | 30% reduced duct leaking | 30% reduced duct leaking | 30% reduced duct leaking | 30% reduced duct leaking | 30% reduced duct leaking | 30% reduced duct leaking | 30% reduced duct leaking | 30% reduced duct leaking | 30% reduced duct leaking | 30% reduced duct leaking | 30% reduced duct leaking | 30% reduced duct leaking | 30% reduced duct leaking | 30% reduced duct leaking | 30% reduced duct leaking | 30% reduced duct leaking | 30% reduced duct leaking | 30% reduced duct leaking | 30% reduced duct leaking | 30% reduced duct leaking | 0 | 0 | 0 | 0 | 0 | 0 | 0 | 0 | 0 | 0 | 0 | 0 | 0 | 0 | 0 | 0 | 0 | 0 | 0 | 0 | 0 | 0 | 0 | 0 | 0.0035824 | 0.0033678 | 0.0032808 | 0.0032276 | 0.0032008 | 0.0031763 | 0.0031544 | 0.003133 | 0.0031129 | 0.0030922 | 0.0030643 | 0.0030398 | 0.003013 | 0.0030089 | 0.0030036 | 0.0029975 | 0.0029975 | 0.0029958 | 0.002999 | 0.0029997 | 0 | 0 | 0 | 0 | 0 | 0 | 0 | 0 | 0 | 0 | 0 | 0 | 0 | 0 | 0 | 0 | 0 | 0 | 0 | 0 | 0 | 0 | 0 | 0 | 0 | 0 | 0 | 0 | 0 | 0 | 0 | 0 | 0 | 0 | 0 | 0 | 0 | 0 | 0 | 0 | 0 | 0 | 0 | 0 | 0 | 0 | 0 | 0 | 0 | 0 | 0 | 0 | 0 | 0 | 0 | 0 | 0 | 0 | 0 | 0 | 0 | 0 | 0 | 0 | 0 | 0 | 0 | 0 | 0 | 0 | 0 | 0 | 0 | 0 | 0 | 0 | 0 | 0 | 0 | 0 | 0 | 0 | 0 | 0 | 0 | 0 | 0 | 0 | 0 | 0 | 0 | 0 | 0 | 0 | 0 | 0 | 0 | 0 | 0 | 0 | 0 | 0 | 0 | 0 | 0 | 0 | 0 | 0 | 0 | 0 | 0 | 0 | 0 | 0 | 0 | 0 | 0 | 0 | 0 | 0 | 0 | 0 | 0 | 0 | 0 | 0 | 0 | 0 | 0 | 0 | 0 | 0 | 0 | 0 | 0 | 0 | 0 | 0 | 0 | 0 | 0 | 0 | 0 | 0 | 0 | 0 | 0 | 0 | 0 | 0 | 0 | 0 | 0 | 0 | 0 | 0 | 0 | 0 | 0 | 0 | 0 | 0 | 0 | 0 | 0 | 0 | 0 | 0 | 0 | 0 | 0 | 0 | 0 | 0 | 0 | 0 | 0 | 0 | 0 | 0 | 0 | 0 | 0 | 0 | 0 | 0 | 0 | 0 | 0 | 0 | 0 | 0 | 0 | 0 | 0 | 0 | 0 | 0 | 0 | 0 | 0 | 0 | 0 | 0 | 0 | 0 | 0 | 0 | 0 | 0 | 0 | 0 | 0 | 0 | 0 | 0 | 0 | 0 | 0 | 0 | 0 | 0 | 0 | 0 | 0 | 0 | 0 | 0 | 0 | 0 | 0 | 0 | 0 | 0 | 0 | 0 | 0 | 0 | 0 | 0 | 0 | 0 | 0 | 0 | 0 | 0 | 0 | 0 | 0 | 0 | 0 | 0 | 0 | 0 | 0 | 0 | 0 | 0 | 0 | 0 | 0 | 0 | 0 | 0 | 0 | 0 | 0 | 0 | 0 | 0 | 0 | 0 | 0 | 0 | 0 | 0 | 0 | 0 | 0 | 0 | 0 | 0 | 0 | 0 | 0 | 0 | 0 | 0 | 0 | 0 | 0 | 0 | 0 | 0 | 0 | 0 | 0 | 0 | 0 | 0 | 0 | 0 | 0 | 0 | 0 | 0 | 0 | 0 | 0 | 0 | 0 | 0 | 0 | 0 | 0 | 0 | 0 | 0 | 0 | 0 | 0 | 0 | 0 | 0 | 0 | 0 | 0 | 0 | 0 | 0 | 0 | 0 | 0 | 0 | 0 | 0 | 0 | 0 | 0 | 0 | 0 | 0 | 0 | 0 | 0 | 0 | 0 | 0 | 0 | 0 | 0 | 0 | 0 | 0 | 0 | 0 | 0 | 0 | 0 | 0 | 0 | 0 | 0 | 0 | 0 | 0 | 0 | 0 | 0 | 0 | 0 | 0 | 0 | 0 | 0 | 0 | 0 | 0 | 0 | 0 | 0 | 0 | 0 | 0 | 0 | 0 | 0 | 0 | 0 | 0 | 0 | 0 | 0 | 0 | 0 | 0 | 0 | 0 | 0 | 0 | 0 | 0 | 0 | 0 | 0 | 0 | 0 | 0 | 0 | 0 | 0 | 0 | 0 | 0 | 0 | 0 | 0 | 0 | 0 | 0 | 0 | 0 | 0 | 0 | 0 | 0 | 0 | 0 | 0 | 0 | 0 | 0 | 0 | 0 | 0 | 0 | 0 | 0 | 0 | 0
WA_Industrial_Instruments_New_Space Heating_Natural Gas_Windows - High Efficiency_A | WA | Industrial | Instruments | New | Space Heating | Natural Gas | Windows - High Efficiency | A | IM525 | U-.5 or worse | U-.22 or better | 45 | 0.0073878 | 0 | 0 | 0 | 0 | 0 | 0 | 0 |  | sqft | 0% | 0% | Retrofit | Retro1Slow | 84.81% | TBD | 0.2% | 82.9217 |  | 44.355 |  | 0 | RTF Wkbk - ComWeatherizationSchool_v3_1 | N/A | Building Energy Simulation Tool | U-.5 or worse | U-.5 or worse | U-.5 or worse | U-.5 or worse | U-.5 or worse | U-.5 or worse | U-.5 or worse | U-.5 or worse | U-.5 or worse | U-.5 or worse | U-.5 or worse | U-.5 or worse | U-.5 or worse | U-.5 or worse | U-.5 or worse | U-.5 or worse | U-.5 or worse | U-.5 or worse | U-.5 or worse | U-.5 or worse | U-.5 or worse | U-.5 or worse | U-.22 or better | U-.22 or better | U-.22 or better | U-.22 or better | U-.22 or better | U-.22 or better | U-.22 or better | U-.22 or better | U-.22 or better | U-.22 or better | U-.22 or better | U-.22 or better | U-.22 or better | U-.22 or better | U-.22 or better | U-.22 or better | U-.22 or better | U-.22 or better | U-.22 or better | U-.22 or better | U-.22 or better | U-.22 or better | 0 | 0 | 0 | 0 | 0 | 0 | 0 | 0 | 0 | 0 | 0 | 0 | 0 | 0 | 0 | 0 | 0 | 0 | 0 | 0 | 0 | 0 | 0 | 0 | 0.007347 | 0.006907 | 0.0067284 | 0.0066194 | 0.0065644 | 0.0065142 | 0.0064693 | 0.0064254 | 0.0063841 | 0.0063417 | 0.0062845 | 0.0062343 | 0.0061792 | 0.0061708 | 0.00616 | 0.0061474 | 0.0061474 | 0.006144 | 0.0061506 | 0.006152 | 0 | 0 | 0 | 0 | 0 | 0 | 0 | 0 | 0 | 0 | 0 | 0 | 0 | 0 | 0 | 0 | 0 | 0 | 0 | 0 | 0 | 0 | 0 | 0 | 0 | 0 | 0 | 0 | 0 | 0 | 0 | 0 | 0 | 0 | 0 | 0 | 0 | 0 | 0 | 0 | 0 | 0 | 0 | 0 | 0 | 0 | 0 | 0 | 0 | 0 | 0 | 0 | 0 | 0 | 0 | 0 | 0 | 0 | 0 | 0 | 0 | 0 | 0 | 0 | 0 | 0 | 0 | 0 | 0 | 0 | 0 | 0 | 0 | 0 | 0 | 0 | 0 | 0 | 0 | 0 | 0 | 0 | 0 | 0 | 0 | 0 | 0 | 0 | 0 | 0 | 0 | 0 | 0 | 0 | 0 | 0 | 0 | 0 | 0 | 0 | 0 | 0 | 0 | 0 | 0 | 0 | 0 | 0 | 0 | 0 | 0 | 0 | 0 | 0 | 0 | 0 | 0 | 0 | 0 | 0 | 0 | 0 | 0 | 0 | 0 | 0 | 0 | 0 | 0 | 0 | 0 | 0 | 0 | 0 | 0 | 0 | 0 | 0 | 0 | 0 | 0 | 0 | 0 | 0 | 0 | 0 | 0 | 0 | 0 | 0 | 0 | 0 | 0 | 0 | 0 | 0 | 0 | 0 | 0 | 0 | 0 | 0 | 0 | 0 | 0 | 0 | 0 | 0 | 0 | 0 | 0 | 0 | 0 | 0 | 0 | 0 | 0 | 0 | 0 | 0 | 0 | 0 | 0 | 0 | 0 | 0 | 0 | 0 | 0 | 0 | 0 | 0 | 0 | 0 | 0 | 0 | 0 | 0 | 0 | 0 | 0 | 0 | 0 | 0 | 0 | 0 | 0 | 0 | 0 | 0 | 0 | 0 | 0 | 0 | 0 | 0 | 0 | 0 | 0 | 0 | 0 | 0 | 0 | 0 | 0 | 0 | 0 | 0 | 0 | 0 | 0 | 0 | 0 | 0 | 0 | 0 | 0 | 0 | 0 | 0 | 0 | 0 | 0 | 0 | 0 | 0 | 0 | 0 | 0 | 0 | 0 | 0 | 0 | 0 | 0 | 0 | 0 | 0 | 0 | 0 | 0 | 0 | 0 | 0 | 0 | 0 | 0 | 0 | 0 | 0 | 0 | 0 | 0 | 0 | 0 | 0 | 0 | 0 | 0 | 0 | 0 | 0 | 0 | 0 | 0 | 0 | 0 | 0 | 0 | 0 | 0 | 0 | 0 | 0 | 0 | 0 | 0 | 0 | 0 | 0 | 0 | 0 | 0 | 0 | 0 | 0 | 0 | 0 | 0 | 0 | 0 | 0 | 0 | 0 | 0 | 0 | 0 | 0 | 0 | 0 | 0 | 0 | 0 | 0 | 0 | 0 | 0 | 0 | 0 | 0 | 0 | 0 | 0 | 0 | 0 | 0 | 0 | 0 | 0 | 0 | 0 | 0 | 0 | 0 | 0 | 0 | 0 | 0 | 0 | 0 | 0 | 0 | 0 | 0 | 0 | 0 | 0 | 0 | 0 | 0 | 0 | 0 | 0 | 0 | 0 | 0 | 0 | 0 | 0 | 0 | 0 | 0 | 0 | 0 | 0 | 0 | 0 | 0 | 0 | 0 | 0 | 0 | 0 | 0 | 0 | 0 | 0 | 0 | 0 | 0 | 0 | 0 | 0 | 0 | 0 | 0 | 0 | 0 | 0 | 0 | 0 | 0 | 0 | 0 | 0 | 0 | 0 | 0 | 0 | 0 | 0 | 0 | 0 | 0 | 0 | 0 | 0 | 0 | 0 | 0 | 0 | 0 | 0 | 0 | 0 | 0 | 0 | 0 | 0 | 0 | 0 | 0 | 0 | 0 | 0 | 0 | 0 | 0 | 0 | 0
WA_Industrial_Instruments_New_Space Heating_Natural Gas_Gas Boiler - Maintenance_A | WA | Industrial | Instruments | New | Space Heating | Natural Gas | Gas Boiler - Maintenance | A | IM526 | Degrade performance | General cleaning and maintenance | 3 | 3.9458 | 0 | 0 | 0.02 | 0 | 0 | 0 | 0.00995 |  | sqft | 5% | 10% | Retrofit | Retro20Fast | 65.82% | TBD | 0.2% | 106.7312 |  | 85.709 |  | 0.00048707 | IL TRM - 4.3.10 - CI-HWE-DBTU-V01-180101 | IL TRM - 4.3.10 - CI-HWE-DBTU-V01-180101 | IL TRM - 4.3.10 - CI-HWE-DBTU-V01-180101 | Degrade performance | Degrade performance | Degrade performance | Degrade performance | Degrade performance | Degrade performance | Degrade performance | Degrade performance | Degrade performance | Degrade performance | Degrade performance | Degrade performance | Degrade performance | Degrade performance | Degrade performance | Degrade performance | Degrade performance | Degrade performance | Degrade performance | Degrade performance | Degrade performance | Degrade performance | General cleaning and maintenance | General cleaning and maintenance | General cleaning and maintenance | General cleaning and maintenance | General cleaning and maintenance | General cleaning and maintenance | General cleaning and maintenance | General cleaning and maintenance | General cleaning and maintenance | General cleaning and maintenance | General cleaning and maintenance | General cleaning and maintenance | General cleaning and maintenance | General cleaning and maintenance | General cleaning and maintenance | General cleaning and maintenance | General cleaning and maintenance | General cleaning and maintenance | General cleaning and maintenance | General cleaning and maintenance | General cleaning and maintenance | General cleaning and maintenance | 0.02 | 0.02 | 0.02 | 0.02 | 0.02 | 0.02 | 0.02 | 0.02 | 0.02 | 0.02 | 0.02 | 0.02 | 0.02 | 0.02 | 0.02 | 0.02 | 0.02 | 0.02 | 0.02 | 0.02 | 0.02 | 0.02 | 0 | 0 | 3.9327 | 3.7024 | 3.6123 | 3.5598 | 3.5394 | 3.5215 | 3.508 | 3.4962 | 3.489 | 3.482 | 3.4679 | 3.4567 | 3.4447 | 3.4552 | 3.4615 | 3.4613 | 3.4678 | 3.4668 | 3.4684 | 3.4652 | 0.00057131 | 0.00065793 | 0.00063366 | 0.00064915 | 0.00065091 | 0.00064579 | 0.00063971 | 0.00064296 | 0.00063982 | 0.0011408 | 0.001254 | 0.0012403 | 0.0022571 | 0.0024989 | 0.002484 | 0.0045361 | 0.005016 | 0.0049756 | 0.0092195 | 0.010046 | 0.00057131 | 0.0011958 | 0.0018003 | 0.0019062 | 0.0019172 | 0.0019356 | 0.0019282 | 0.0019216 | 0.0019177 | 0.0019139 | 0.0019061 | 0.0018999 | 0.0018933 | 0.0018992 | 0.0019026 | 0.0019025 | 0.0019061 | 0.0019055 | 0.0019064 | 0.0019046 | 0.14527 | 0.1777 | 0.17542 | 0.18236 | 0.18391 | 0.18338 | 0.18236 | 0.18391 | 0.18338 | 0.32763 | 0.36161 | 0.3588 | 0.65526 | 0.72322 | 0.71761 | 1.3105 | 1.4464 | 1.4352 | 2.6581 | 2.8991 | 0.14527 | 0.32298 | 0.49839 | 0.53548 | 0.54168 | 0.54965 | 0.54965 | 0.54965 | 0.54965 | 0.54965 | 0.54965 | 0.54965 | 0.54965 | 0.54965 | 0.54965 | 0.54965 | 0.54965 | 0.54965 | 0.54965 | 0.54965 | 0.00048707 | 0.00058927 | 0.00057735 | 0.0005961 | 0.00059885 | 0.00059451 | 0.00058876 | 0.00059131 | 0.00058796 | 0.0010473 | 0.0011507 | 0.0011371 | 0.0020686 | 0.0022756 | 0.0022509 | 0.0040938 | 0.0045094 | 0.004462 | 0.0082455 | 0.0089802 | 0.00048707 | 0.001071 | 0.0016404 | 0.0017504 | 0.0017639 | 0.0017819 | 0.0017746 | 0.0017673 | 0.0017623 | 0.001757 | 0.0017491 | 0.001742 | 0.0017352 | 0.0017295 | 0.0017241 | 0.001717 | 0.0017136 | 0.0017088 | 0.001705 | 0.0017026 | 0.12348 | 0.15105 | 0.14911 | 0.155 | 0.15632 | 0.15588 | 0.155 | 0.15632 | 0.15588 | 0.27848 | 0.30737 | 0.30498 | 0.55697 | 0.61474 | 0.60996 | 1.1139 | 1.2295 | 1.2199 | 2.2594 | 2.4642 | 0.12348 | 0.27453 | 0.42364 | 0.45516 | 0.46043 | 0.4672 | 0.4672 | 0.4672 | 0.4672 | 0.4672 | 0.4672 | 0.4672 | 0.4672 | 0.4672 | 0.4672 | 0.4672 | 0.4672 | 0.4672 | 0.4672 | 0.4672 | 0.00048707 | 0.00058927 | 0.00057735 | 0.0005961 | 0.00059885 | 0.00059451 | 0.00058876 | 0.00059131 | 0.00058796 | 0.0010473 | 0.0011507 | 0.0011371 | 0.0020686 | 0.0022756 | 0.0022509 | 0.0040938 | 0.0045094 | 0.004462 | 0.0082455 | 0.0089802 | 0.00048707 | 0.001071 | 0.0016404 | 0.0017504 | 0.0017639 | 0.0017819 | 0.0017746 | 0.0017673 | 0.0017623 | 0.001757 | 0.0017491 | 0.001742 | 0.0017352 | 0.0017295 | 0.0017241 | 0.001717 | 0.0017136 | 0.0017088 | 0.001705 | 0.0017026 | 0.12348 | 0.15105 | 0.14911 | 0.155 | 0.15632 | 0.15588 | 0.155 | 0.15632 | 0.15588 | 0.27848 | 0.30737 | 0.30498 | 0.55697 | 0.61474 | 0.60996 | 1.1139 | 1.2295 | 1.2199 | 2.2594 | 2.4642 | 0.12348 | 0.27453 | 0.42364 | 0.45516 | 0.46043 | 0.4672 | 0.4672 | 0.4672 | 0.4672 | 0.4672 | 0.4672 | 0.4672 | 0.4672 | 0.4672 | 0.4672 | 0.4672 | 0.4672 | 0.4672 | 0.4672 | 0.4672 | 0.00048707 | 0.00058927 | 0.00057735 | 0.0005961 | 0.00059885 | 0.00059451 | 0.00058876 | 0.00059131 | 0.00058796 | 0.0010473 | 0.0011507 | 0.0011371 | 0.0020686 | 0.0022756 | 0.0022509 | 0.0040938 | 0.0045094 | 0.004462 | 0.0082455 | 0.0089802 | 0.00048707 | 0.001071 | 0.0016404 | 0.0017504 | 0.0017639 | 0.0017819 | 0.0017746 | 0.0017673 | 0.0017623 | 0.001757 | 0.0017491 | 0.001742 | 0.0017352 | 0.0017295 | 0.0017241 | 0.001717 | 0.0017136 | 0.0017088 | 0.001705 | 0.0017026 | 0.12348 | 0.15105 | 0.14911 | 0.155 | 0.15632 | 0.15588 | 0.155 | 0.15632 | 0.15588 | 0.27848 | 0.30737 | 0.30498 | 0.55697 | 0.61474 | 0.60996 | 1.1139 | 1.2295 | 1.2199 | 2.2594 | 2.4642 | 0.12348 | 0.27453 | 0.42364 | 0.45516 | 0.46043 | 0.4672 | 0.4672 | 0.4672 | 0.4672 | 0.4672 | 0.4672 | 0.4672 | 0.4672 | 0.4672 | 0.4672 | 0.4672 | 0.4672 | 0.4672 | 0.4672 | 0.4672 | 0.00048707 | 0.00058927 | 0.00057735 | 0.0005961 | 0.00059885 | 0.00059451 | 0.00058876 | 0.00059131 | 0.00058796 | 0.0010473 | 0.0011507 | 0.0011371 | 0.0020686 | 0.0022756 | 0.0022509 | 0.0040938 | 0.0045094 | 0.004462 | 0.0082455 | 0.0089802 | 0.00048707 | 0.001071 | 0.0016404 | 0.0017504 | 0.0017639 | 0.0017819 | 0.0017746 | 0.0017673 | 0.0017623 | 0.001757 | 0.0017491 | 0.001742 | 0.0017352 | 0.0017295 | 0.0017241 | 0.001717 | 0.0017136 | 0.0017088 | 0.001705 | 0.0017026 | 0.12348 | 0.15105 | 0.14911 | 0.155 | 0.15632 | 0.15588 | 0.155 | 0.15632 | 0.15588 | 0.27848 | 0.30737 | 0.30498 | 0.55697 | 0.61474 | 0.60996 | 1.1139 | 1.2295 | 1.2199 | 2.2594 | 2.4642 | 0.12348 | 0.27453 | 0.42364 | 0.45516 | 0.46043 | 0.4672 | 0.4672 | 0.4672 | 0.4672 | 0.4672 | 0.4672 | 0.4672 | 0.4672 | 0.4672 | 0.4672 | 0.4672 | 0.4672 | 0.4672 | 0.4672 | 0.4672 | 1.1311 | 1.1311 | 1.1311 | 1.1311 | 1.1311 | 1.1311 | 1.1311 | 1.1311 | 1.1311 | 1.1311 | 1.1311 | 1.1311 | 1.1311 | 1.1311 | 1.1311 | 1.1311 | 1.1311 | 1.1311 | 1.1311 | 1.1311 | 0.90828 | 0.90828 | 0.90828 | 0.90828 | 0.90828 | 0.90828 | 0.90828 | 0.90828 | 0.90828 | 0.90828 | 0.90828 | 0.90828 | 0.90828 | 0.90828 | 0.90828 | 0.90828 | 0.90828 | 0.90828 | 0.90828 | 0.90828
WA_Industrial_Instruments_New_Process_Natural Gas_Gas Boiler - Maintenance_A | WA | Industrial | Instruments | New | Process | Natural Gas | Gas Boiler - Maintenance | A | IM527 | Degrade performance | General cleaning and maintenance | 3 | 2.58 | 0 | 0 | 0.02 | 0 | 0 | 0 | 0.00995 |  | sqft | 5% | 10% | Retrofit | Retro20Fast | 65.82% | TBD | 0.2% | 106.7312 |  | 85.709 |  | 0.0096642 | IL TRM - 4.3.10 - CI-HWE-DBTU-V01-180101 | IL TRM - 4.3.10 - CI-HWE-DBTU-V01-180101 | IL TRM - 4.3.10 - CI-HWE-DBTU-V01-180101 | Degrade performance | Degrade performance | Degrade performance | Degrade performance | Degrade performance | Degrade performance | Degrade performance | Degrade performance | Degrade performance | Degrade performance | Degrade performance | Degrade performance | Degrade performance | Degrade performance | Degrade performance | Degrade performance | Degrade performance | Degrade performance | Degrade performance | Degrade performance | Degrade performance | Degrade performance | General cleaning and maintenance | General cleaning and maintenance | General cleaning and maintenance | General cleaning and maintenance | General cleaning and maintenance | General cleaning and maintenance | General cleaning and maintenance | General cleaning and maintenance | General cleaning and maintenance | General cleaning and maintenance | General cleaning and maintenance | General cleaning and maintenance | General cleaning and maintenance | General cleaning and maintenance | General cleaning and maintenance | General cleaning and maintenance | General cleaning and maintenance | General cleaning and maintenance | General cleaning and maintenance | General cleaning and maintenance | General cleaning and maintenance | General cleaning and maintenance | 0.02 | 0.02 | 0.02 | 0.02 | 0.02 | 0.02 | 0.02 | 0.02 | 0.02 | 0.02 | 0.02 | 0.02 | 0.02 | 0.02 | 0.02 | 0.02 | 0.02 | 0.02 | 0.02 | 0.02 | 0.02 | 0.02 | 0 | 0 | 2.58 | 2.58 | 2.58 | 2.58 | 2.58 | 2.58 | 2.58 | 2.58 | 2.58 | 2.58 | 2.58 | 2.58 | 2.58 | 2.58 | 2.58 | 2.58 | 2.58 | 2.58 | 2.58 | 2.58 | 0.01137 | 0.013908 | 0.013729 | 0.014272 | 0.014393 | 0.014352 | 0.014272 | 0.014393 | 0.014352 | 0.025642 | 0.028301 | 0.028081 | 0.051283 | 0.056602 | 0.056163 | 0.10257 | 0.1132 | 0.11233 | 0.20804 | 0.22689 | 0.01137 | 0.025278 | 0.039006 | 0.041909 | 0.042394 | 0.043018 | 0.043018 | 0.043018 | 0.043018 | 0.043018 | 0.043018 | 0.043018 | 0.043018 | 0.043018 | 0.043018 | 0.043018 | 0.043018 | 0.043018 | 0.043018 | 0.043018 | 4.4068 | 5.3906 | 5.3213 | 5.5317 | 5.5788 | 5.5629 | 5.5317 | 5.5788 | 5.5629 | 9.9385 | 10.9694 | 10.8842 | 19.8771 | 21.9387 | 21.7684 | 39.7542 | 43.8774 | 43.5368 | 80.6333 | 87.943 | 4.4068 | 9.7974 | 15.1187 | 16.2436 | 16.4317 | 16.6734 | 16.6734 | 16.6734 | 16.6734 | 16.6734 | 16.6734 | 16.6734 | 16.6734 | 16.6734 | 16.6734 | 16.6734 | 16.6734 | 16.6734 | 16.6734 | 16.6734 | 0.0096642 | 0.011822 | 0.01167 | 0.012131 | 0.012234 | 0.0122 | 0.012131 | 0.012234 | 0.0122 | 0.021795 | 0.024056 | 0.023869 | 0.043591 | 0.048112 | 0.047738 | 0.087182 | 0.096224 | 0.095477 | 0.17683 | 0.19286 | 0.0096642 | 0.021486 | 0.033156 | 0.035622 | 0.036035 | 0.036565 | 0.036565 | 0.036565 | 0.036565 | 0.036565 | 0.036565 | 0.036565 | 0.036565 | 0.036565 | 0.036565 | 0.036565 | 0.036565 | 0.036565 | 0.036565 | 0.036565 | 3.7458 | 4.582 | 4.5231 | 4.702 | 4.7419 | 4.7285 | 4.702 | 4.7419 | 4.7285 | 8.4478 | 9.324 | 9.2516 | 16.8955 | 18.6479 | 18.5031 | 33.7911 | 37.2958 | 37.0063 | 68.5383 | 74.7516 | 3.7458 | 8.3278 | 12.8509 | 13.8071 | 13.967 | 14.1724 | 14.1724 | 14.1724 | 14.1724 | 14.1724 | 14.1724 | 14.1724 | 14.1724 | 14.1724 | 14.1724 | 14.1724 | 14.1724 | 14.1724 | 14.1724 | 14.1724 | 0.0096642 | 0.011822 | 0.01167 | 0.012131 | 0.012234 | 0.0122 | 0.012131 | 0.012234 | 0.0122 | 0.021795 | 0.024056 | 0.023869 | 0.043591 | 0.048112 | 0.047738 | 0.087182 | 0.096224 | 0.095477 | 0.17683 | 0.19286 | 0.0096642 | 0.021486 | 0.033156 | 0.035622 | 0.036035 | 0.036565 | 0.036565 | 0.036565 | 0.036565 | 0.036565 | 0.036565 | 0.036565 | 0.036565 | 0.036565 | 0.036565 | 0.036565 | 0.036565 | 0.036565 | 0.036565 | 0.036565 | 3.7458 | 4.582 | 4.5231 | 4.702 | 4.7419 | 4.7285 | 4.702 | 4.7419 | 4.7285 | 8.4478 | 9.324 | 9.2516 | 16.8955 | 18.6479 | 18.5031 | 33.7911 | 37.2958 | 37.0063 | 68.5383 | 74.7516 | 3.7458 | 8.3278 | 12.8509 | 13.8071 | 13.967 | 14.1724 | 14.1724 | 14.1724 | 14.1724 | 14.1724 | 14.1724 | 14.1724 | 14.1724 | 14.1724 | 14.1724 | 14.1724 | 14.1724 | 14.1724 | 14.1724 | 14.1724 | 0.0096642 | 0.011822 | 0.01167 | 0.012131 | 0.012234 | 0.0122 | 0.012131 | 0.012234 | 0.0122 | 0.021795 | 0.024056 | 0.023869 | 0.043591 | 0.048112 | 0.047738 | 0.087182 | 0.096224 | 0.095477 | 0.17683 | 0.19286 | 0.0096642 | 0.021486 | 0.033156 | 0.035622 | 0.036035 | 0.036565 | 0.036565 | 0.036565 | 0.036565 | 0.036565 | 0.036565 | 0.036565 | 0.036565 | 0.036565 | 0.036565 | 0.036565 | 0.036565 | 0.036565 | 0.036565 | 0.036565 | 3.7458 | 4.582 | 4.5231 | 4.702 | 4.7419 | 4.7285 | 4.702 | 4.7419 | 4.7285 | 8.4478 | 9.324 | 9.2516 | 16.8955 | 18.6479 | 18.5031 | 33.7911 | 37.2958 | 37.0063 | 68.5383 | 74.7516 | 3.7458 | 8.3278 | 12.8509 | 13.8071 | 13.967 | 14.1724 | 14.1724 | 14.1724 | 14.1724 | 14.1724 | 14.1724 | 14.1724 | 14.1724 | 14.1724 | 14.1724 | 14.1724 | 14.1724 | 14.1724 | 14.1724 | 14.1724 | 0.0096642 | 0.011822 | 0.01167 | 0.012131 | 0.012234 | 0.0122 | 0.012131 | 0.012234 | 0.0122 | 0.021795 | 0.024056 | 0.023869 | 0.043591 | 0.048112 | 0.047738 | 0.087182 | 0.096224 | 0.095477 | 0.17683 | 0.19286 | 0.0096642 | 0.021486 | 0.033156 | 0.035622 | 0.036035 | 0.036565 | 0.036565 | 0.036565 | 0.036565 | 0.036565 | 0.036565 | 0.036565 | 0.036565 | 0.036565 | 0.036565 | 0.036565 | 0.036565 | 0.036565 | 0.036565 | 0.036565 | 3.7458 | 4.582 | 4.5231 | 4.702 | 4.7419 | 4.7285 | 4.702 | 4.7419 | 4.7285 | 8.4478 | 9.324 | 9.2516 | 16.8955 | 18.6479 | 18.5031 | 33.7911 | 37.2958 | 37.0063 | 68.5383 | 74.7516 | 3.7458 | 8.3278 | 12.8509 | 13.8071 | 13.967 | 14.1724 | 14.1724 | 14.1724 | 14.1724 | 14.1724 | 14.1724 | 14.1724 | 14.1724 | 14.1724 | 14.1724 | 14.1724 | 14.1724 | 14.1724 | 14.1724 | 14.1724 | 1.1311 | 1.1311 | 1.1311 | 1.1311 | 1.1311 | 1.1311 | 1.1311 | 1.1311 | 1.1311 | 1.1311 | 1.1311 | 1.1311 | 1.1311 | 1.1311 | 1.1311 | 1.1311 | 1.1311 | 1.1311 | 1.1311 | 1.1311 | 0.90828 | 0.90828 | 0.90828 | 0.90828 | 0.90828 | 0.90828 | 0.90828 | 0.90828 | 0.90828 | 0.90828 | 0.90828 | 0.90828 | 0.90828 | 0.90828 | 0.90828 | 0.90828 | 0.90828 | 0.90828 | 0.90828 | 0.90828
WA_Industrial_Instruments_New_Space Heating_Natural Gas_Gas Furnace - Maintenance_A | WA | Industrial | Instruments | New | Space Heating | Natural Gas | Gas Furnace - Maintenance | A | IM528 | Degrade performance | General cleaning and maintenance | 3 | 0.0083129 | 0 | 0 | 0.01 | 0 | 0 | 0 | 0.0026 |  | sqft | 5% | 10% | Retrofit | Retro20Fast | 65.82% | TBD | 0.2% | 451.8295 |  | 362.8354 |  | 1.2368e-05 | IL TRM - 4.4.31 - CI-HVC-FTUN-V03-200101 | MN TRM 3.1 - Forced-Air Heating Maintenance v2.0 | MN TRM v3.1 - Forced-Air Heating Maintenance | Degrade performance | Degrade performance | Degrade performance | Degrade performance | Degrade performance | Degrade performance | Degrade performance | Degrade performance | Degrade performance | Degrade performance | Degrade performance | Degrade performance | Degrade performance | Degrade performance | Degrade performance | Degrade performance | Degrade performance | Degrade performance | Degrade performance | Degrade performance | Degrade performance | Degrade performance | General cleaning and maintenance | General cleaning and maintenance | General cleaning and maintenance | General cleaning and maintenance | General cleaning and maintenance | General cleaning and maintenance | General cleaning and maintenance | General cleaning and maintenance | General cleaning and maintenance | General cleaning and maintenance | General cleaning and maintenance | General cleaning and maintenance | General cleaning and maintenance | General cleaning and maintenance | General cleaning and maintenance | General cleaning and maintenance | General cleaning and maintenance | General cleaning and maintenance | General cleaning and maintenance | General cleaning and maintenance | General cleaning and maintenance | General cleaning and maintenance | 0.01 | 0.01 | 0.01 | 0.01 | 0.01 | 0.01 | 0.01 | 0.01 | 0.01 | 0.01 | 0.01 | 0.01 | 0.01 | 0.01 | 0.01 | 0.01 | 0.01 | 0.01 | 0.01 | 0.01 | 0.01 | 0.01 | 0 | 0 | 0.008285 | 0.0077998 | 0.0076099 | 0.0074994 | 0.0074564 | 0.0074188 | 0.0073904 | 0.0073654 | 0.0073503 | 0.0073356 | 0.007306 | 0.0072822 | 0.007257 | 0.0072792 | 0.0072925 | 0.0072921 | 0.0073058 | 0.0073036 | 0.0073071 | 0.0073003 | 1.4507e-05 | 1.6707e-05 | 1.609e-05 | 1.6484e-05 | 1.6528e-05 | 1.6399e-05 | 1.6244e-05 | 1.6327e-05 | 1.6247e-05 | 2.8968e-05 | 3.1844e-05 | 3.1494e-05 | 5.7316e-05 | 6.3455e-05 | 6.3077e-05 | 0.00011519 | 0.00012737 | 0.00012635 | 0.00023411 | 0.0002551 | 1.4507e-05 | 3.0364e-05 | 4.5715e-05 | 4.8404e-05 | 4.8683e-05 | 4.915e-05 | 4.8962e-05 | 4.8797e-05 | 4.8696e-05 | 4.8599e-05 | 4.8403e-05 | 4.8245e-05 | 4.8078e-05 | 4.8226e-05 | 4.8314e-05 | 4.8311e-05 | 4.8402e-05 | 4.8387e-05 | 4.841e-05 | 4.8365e-05 | 1.751 | 2.1419 | 2.1144 | 2.198 | 2.2167 | 2.2104 | 2.198 | 2.2167 | 2.2104 | 3.949 | 4.3586 | 4.3248 | 7.8981 | 8.7172 | 8.6496 | 15.7961 | 17.4345 | 17.2991 | 32.0392 | 34.9437 | 1.751 | 3.893 | 6.0073 | 6.4543 | 6.5291 | 6.6251 | 6.6251 | 6.6251 | 6.6251 | 6.6251 | 6.6251 | 6.6251 | 6.6251 | 6.6251 | 6.6251 | 6.6251 | 6.6251 | 6.6251 | 6.6251 | 6.6251 | 1.2368e-05 | 1.4963e-05 | 1.466e-05 | 1.5137e-05 | 1.5207e-05 | 1.5096e-05 | 1.4951e-05 | 1.5015e-05 | 1.493e-05 | 2.6593e-05 | 2.9221e-05 | 2.8876e-05 | 5.2529e-05 | 5.7785e-05 | 5.7157e-05 | 0.00010396 | 0.00011451 | 0.00011331 | 0.00020938 | 0.00022804 | 1.2368e-05 | 2.7196e-05 | 4.1653e-05 | 4.4448e-05 | 4.4789e-05 | 4.5247e-05 | 4.5063e-05 | 4.4876e-05 | 4.4749e-05 | 4.4615e-05 | 4.4415e-05 | 4.4235e-05 | 4.4062e-05 | 4.3917e-05 | 4.378e-05 | 4.36e-05 | 4.3513e-05 | 4.3393e-05 | 4.3296e-05 | 4.3234e-05 | 1.4884 | 1.8206 | 1.7972 | 1.8683 | 1.8842 | 1.8788 | 1.8683 | 1.8842 | 1.8788 | 3.3567 | 3.7048 | 3.6761 | 6.7134 | 7.4096 | 7.3521 | 13.4267 | 14.8193 | 14.7043 | 27.2333 | 29.7021 | 1.4884 | 3.309 | 5.1062 | 5.4862 | 5.5497 | 5.6313 | 5.6313 | 5.6313 | 5.6313 | 5.6313 | 5.6313 | 5.6313 | 5.6313 | 5.6313 | 5.6313 | 5.6313 | 5.6313 | 5.6313 | 5.6313 | 5.6313 | 1.2368e-05 | 1.4963e-05 | 1.466e-05 | 1.5137e-05 | 1.5207e-05 | 1.5096e-05 | 1.4951e-05 | 1.5015e-05 | 1.493e-05 | 2.6593e-05 | 2.9221e-05 | 2.8876e-05 | 5.2529e-05 | 5.7785e-05 | 5.7157e-05 | 0.00010396 | 0.00011451 | 0.00011331 | 0.00020938 | 0.00022804 | 1.2368e-05 | 2.7196e-05 | 4.1653e-05 | 4.4448e-05 | 4.4789e-05 | 4.5247e-05 | 4.5063e-05 | 4.4876e-05 | 4.4749e-05 | 4.4615e-05 | 4.4415e-05 | 4.4235e-05 | 4.4062e-05 | 4.3917e-05 | 4.378e-05 | 4.36e-05 | 4.3513e-05 | 4.3393e-05 | 4.3296e-05 | 4.3234e-05 | 1.4884 | 1.8206 | 1.7972 | 1.8683 | 1.8842 | 1.8788 | 1.8683 | 1.8842 | 1.8788 | 3.3567 | 3.7048 | 3.6761 | 6.7134 | 7.4096 | 7.3521 | 13.4267 | 14.8193 | 14.7043 | 27.2333 | 29.7021 | 1.4884 | 3.309 | 5.1062 | 5.4862 | 5.5497 | 5.6313 | 5.6313 | 5.6313 | 5.6313 | 5.6313 | 5.6313 | 5.6313 | 5.6313 | 5.6313 | 5.6313 | 5.6313 | 5.6313 | 5.6313 | 5.6313 | 5.6313 | 1.2368e-05 | 1.4963e-05 | 1.466e-05 | 1.5137e-05 | 1.5207e-05 | 1.5096e-05 | 1.4951e-05 | 1.5015e-05 | 1.493e-05 | 2.6593e-05 | 2.9221e-05 | 2.8876e-05 | 5.2529e-05 | 5.7785e-05 | 5.7157e-05 | 0.00010396 | 0.00011451 | 0.00011331 | 0.00020938 | 0.00022804 | 1.2368e-05 | 2.7196e-05 | 4.1653e-05 | 4.4448e-05 | 4.4789e-05 | 4.5247e-05 | 4.5063e-05 | 4.4876e-05 | 4.4749e-05 | 4.4615e-05 | 4.4415e-05 | 4.4235e-05 | 4.4062e-05 | 4.3917e-05 | 4.378e-05 | 4.36e-05 | 4.3513e-05 | 4.3393e-05 | 4.3296e-05 | 4.3234e-05 | 1.4884 | 1.8206 | 1.7972 | 1.8683 | 1.8842 | 1.8788 | 1.8683 | 1.8842 | 1.8788 | 3.3567 | 3.7048 | 3.6761 | 6.7134 | 7.4096 | 7.3521 | 13.4267 | 14.8193 | 14.7043 | 27.2333 | 29.7021 | 1.4884 | 3.309 | 5.1062 | 5.4862 | 5.5497 | 5.6313 | 5.6313 | 5.6313 | 5.6313 | 5.6313 | 5.6313 | 5.6313 | 5.6313 | 5.6313 | 5.6313 | 5.6313 | 5.6313 | 5.6313 | 5.6313 | 5.6313 | 1.2368e-05 | 1.4963e-05 | 1.466e-05 | 1.5137e-05 | 1.5207e-05 | 1.5096e-05 | 1.4951e-05 | 1.5015e-05 | 1.493e-05 | 2.6593e-05 | 2.9221e-05 | 2.8876e-05 | 5.2529e-05 | 5.7785e-05 | 5.7157e-05 | 0.00010396 | 0.00011451 | 0.00011331 | 0.00020938 | 0.00022804 | 1.2368e-05 | 2.7196e-05 | 4.1653e-05 | 4.4448e-05 | 4.4789e-05 | 4.5247e-05 | 4.5063e-05 | 4.4876e-05 | 4.4749e-05 | 4.4615e-05 | 4.4415e-05 | 4.4235e-05 | 4.4062e-05 | 4.3917e-05 | 4.378e-05 | 4.36e-05 | 4.3513e-05 | 4.3393e-05 | 4.3296e-05 | 4.3234e-05 | 1.4884 | 1.8206 | 1.7972 | 1.8683 | 1.8842 | 1.8788 | 1.8683 | 1.8842 | 1.8788 | 3.3567 | 3.7048 | 3.6761 | 6.7134 | 7.4096 | 7.3521 | 13.4267 | 14.8193 | 14.7043 | 27.2333 | 29.7021 | 1.4884 | 3.309 | 5.1062 | 5.4862 | 5.5497 | 5.6313 | 5.6313 | 5.6313 | 5.6313 | 5.6313 | 5.6313 | 5.6313 | 5.6313 | 5.6313 | 5.6313 | 5.6313 | 5.6313 | 5.6313 | 5.6313 | 5.6313 | 443.9549 | 443.9549 | 443.9549 | 443.9549 | 443.9549 | 443.9549 | 443.9549 | 443.9549 | 443.9549 | 443.9549 | 443.9549 | 443.9549 | 443.9549 | 443.9549 | 443.9549 | 443.9549 | 443.9549 | 443.9549 | 443.9549 | 443.9549 | 356.5118 | 356.5118 | 356.5118 | 356.5118 | 356.5118 | 356.5118 | 356.5118 | 356.5118 | 356.5118 | 356.5118 | 356.5118 | 356.5118 | 356.5118 | 356.5118 | 356.5118 | 356.5118 | 356.5118 | 356.5118 | 356.5118 | 356.5118
WA_Industrial_Instruments_New_Space Heating_Natural Gas_Gas Boiler - Hot Water Reset_A | WA | Industrial | Instruments | New | Space Heating | Natural Gas | Gas Boiler - Hot Water Reset | A | IM529 | No control | Reset control installed | 16 | 14.3485 | 0 | 0 | 37.98 | 0 | 0 | 0 | 18.9886 |  | sqft | 20% | 45% | Retrofit | Retro5Med | 81.71% | TBD | 0.2% | 199.7941 |  | 131.1922 |  | 0.0017208 | IL TRM - 4.4.4 - CI-HVC-BLRC-V04-210101 | IL TRM - 4.4.4 - CI-HVC-BLRC-V04-210101 | IL TRM - 4.4.4 - CI-HVC-BLRC-V04-210101 | No control | No control | No control | No control | No control | No control | No control | No control | No control | No control | No control | No control | No control | No control | No control | No control | No control | No control | No control | No control | No control | No control | Reset control installed | Reset control installed | Reset control installed | Reset control installed | Reset control installed | Reset control installed | Reset control installed | Reset control installed | Reset control installed | Reset control installed | Reset control installed | Reset control installed | Reset control installed | Reset control installed | Reset control installed | Reset control installed | Reset control installed | Reset control installed | Reset control installed | Reset control installed | Reset control installed | Reset control installed | 37.98 | 37.98 | 37.98 | 37.98 | 37.98 | 37.98 | 37.98 | 37.98 | 37.98 | 37.98 | 37.98 | 37.98 | 37.98 | 37.98 | 37.98 | 37.98 | 37.98 | 37.98 | 37.98 | 37.98 | 37.98 | 37.98 | 0 | 0 | 14.2937 | 13.453 | 13.1223 | 12.9288 | 12.8506 | 12.7825 | 12.7302 | 12.6842 | 12.6545 | 12.626 | 12.5719 | 12.5283 | 12.4811 | 12.5162 | 12.5359 | 12.533 | 12.5539 | 12.5481 | 12.5524 | 12.5392 | 0.0020183 | 0.0040705 | 0.0069281 | 0.010577 | 0.013803 | 0.018497 | 0.022846 | 0.026275 | 0.026818 | 0.025087 | 0.020916 | 0.015008 | 0.0091581 | 0.0047015 | 0.0021106 | 0.00081741 | 0.0017726 | 0.0037967 | 0.0066272 | 0.010258 | 0.0020183 | 0.00597 | 0.012751 | 0.02314 | 0.036803 | 0.055105 | 0.077725 | 0.10372 | 0.1303 | 0.15509 | 0.17534 | 0.18974 | 0.19818 | 0.20344 | 0.20587 | 0.20664 | 0.20699 | 0.20689 | 0.20696 | 0.20675 | 0.1412 | 0.30257 | 0.52797 | 0.81808 | 1.0741 | 1.447 | 1.7947 | 2.0715 | 2.1193 | 1.9869 | 1.6637 | 1.198 | 0.73376 | 0.37563 | 0.16836 | 0.065221 | 0.1412 | 0.30257 | 0.52797 | 0.81808 | 0.1412 | 0.44377 | 0.97174 | 1.7898 | 2.8639 | 4.311 | 6.1056 | 8.1771 | 10.2963 | 12.2833 | 13.947 | 15.1449 | 15.8787 | 16.2543 | 16.4227 | 16.4879 | 16.4879 | 16.4879 | 16.4879 | 16.4879 | 0.0017208 | 0.0036461 | 0.0063134 | 0.0097144 | 0.012702 | 0.017033 | 0.021033 | 0.024172 | 0.024654 | 0.02304 | 0.019202 | 0.013767 | 0.0083977 | 0.0042838 | 0.0019137 | 0.00073818 | 0.0015947 | 0.0034072 | 0.0059314 | 0.0091766 | 0.0017208 | 0.0053477 | 0.01162 | 0.021253 | 0.033867 | 0.050742 | 0.071558 | 0.09542 | 0.11978 | 0.14243 | 0.16097 | 0.17405 | 0.18173 | 0.18537 | 0.18667 | 0.18661 | 0.18621 | 0.18567 | 0.18523 | 0.18495 | 0.12002 | 0.25718 | 0.44877 | 0.69537 | 0.91297 | 1.23 | 1.5255 | 1.7608 | 1.8014 | 1.6889 | 1.4142 | 1.0183 | 0.62369 | 0.31928 | 0.14311 | 0.055438 | 0.12002 | 0.25718 | 0.44877 | 0.69537 | 0.12002 | 0.37721 | 0.82598 | 1.5213 | 2.4343 | 3.6643 | 5.1898 | 6.9505 | 8.7519 | 10.4408 | 11.8549 | 12.8732 | 13.4969 | 13.8162 | 13.9593 | 14.0147 | 14.0147 | 14.0147 | 14.0147 | 14.0147 | 0.0017208 | 0.0036461 | 0.0063134 | 0.0097144 | 0.012702 | 0.017033 | 0.021033 | 0.024172 | 0.024654 | 0.02304 | 0.019202 | 0.013767 | 0.0083977 | 0.0042838 | 0.0019137 | 0.00073818 | 0.0015947 | 0.0034072 | 0.0059314 | 0.0091766 | 0.0017208 | 0.0053477 | 0.01162 | 0.021253 | 0.033867 | 0.050742 | 0.071558 | 0.09542 | 0.11978 | 0.14243 | 0.16097 | 0.17405 | 0.18173 | 0.18537 | 0.18667 | 0.18661 | 0.18621 | 0.18567 | 0.18523 | 0.18495 | 0.12002 | 0.25718 | 0.44877 | 0.69537 | 0.91297 | 1.23 | 1.5255 | 1.7608 | 1.8014 | 1.6889 | 1.4142 | 1.0183 | 0.62369 | 0.31928 | 0.14311 | 0.055438 | 0.12002 | 0.25718 | 0.44877 | 0.69537 | 0.12002 | 0.37721 | 0.82598 | 1.5213 | 2.4343 | 3.6643 | 5.1898 | 6.9505 | 8.7519 | 10.4408 | 11.8549 | 12.8732 | 13.4969 | 13.8162 | 13.9593 | 14.0147 | 14.0147 | 14.0147 | 14.0147 | 14.0147 | 0.0017208 | 0.0036461 | 0.0063134 | 0.0097144 | 0.012702 | 0.017033 | 0.021033 | 0.024172 | 0.024654 | 0.02304 | 0.019202 | 0.013767 | 0.0083977 | 0.0042838 | 0.0019137 | 0.00073818 | 0.0015947 | 0.0034072 | 0.0059314 | 0.0091766 | 0.0017208 | 0.0053477 | 0.01162 | 0.021253 | 0.033867 | 0.050742 | 0.071558 | 0.09542 | 0.11978 | 0.14243 | 0.16097 | 0.17405 | 0.18173 | 0.18537 | 0.18667 | 0.18661 | 0.18621 | 0.18567 | 0.18523 | 0.18495 | 0.12002 | 0.25718 | 0.44877 | 0.69537 | 0.91297 | 1.23 | 1.5255 | 1.7608 | 1.8014 | 1.6889 | 1.4142 | 1.0183 | 0.62369 | 0.31928 | 0.14311 | 0.055438 | 0.12002 | 0.25718 | 0.44877 | 0.69537 | 0.12002 | 0.37721 | 0.82598 | 1.5213 | 2.4343 | 3.6643 | 5.1898 | 6.9505 | 8.7519 | 10.4408 | 11.8549 | 12.8732 | 13.4969 | 13.8162 | 13.9593 | 14.0147 | 14.0147 | 14.0147 | 14.0147 | 14.0147 | 0.0017208 | 0.0036461 | 0.0063134 | 0.0097144 | 0.012702 | 0.017033 | 0.021033 | 0.024172 | 0.024654 | 0.02304 | 0.019202 | 0.013767 | 0.0083977 | 0.0042838 | 0.0019137 | 0.00073818 | 0.0015947 | 0.0034072 | 0.0059314 | 0.0091766 | 0.0017208 | 0.0053477 | 0.01162 | 0.021253 | 0.033867 | 0.050742 | 0.071558 | 0.09542 | 0.11978 | 0.14243 | 0.16097 | 0.17405 | 0.18173 | 0.18537 | 0.18667 | 0.18661 | 0.18621 | 0.18567 | 0.18523 | 0.18495 | 0.12002 | 0.25718 | 0.44877 | 0.69537 | 0.91297 | 1.23 | 1.5255 | 1.7608 | 1.8014 | 1.6889 | 1.4142 | 1.0183 | 0.62369 | 0.31928 | 0.14311 | 0.055438 | 0.12002 | 0.25718 | 0.44877 | 0.69537 | 0.12002 | 0.37721 | 0.82598 | 1.5213 | 2.4343 | 3.6643 | 5.1898 | 6.9505 | 8.7519 | 10.4408 | 11.8549 | 12.8732 | 13.4969 | 13.8162 | 13.9593 | 14.0147 | 14.0147 | 14.0147 | 14.0147 | 14.0147 | 207.3971 | 207.3971 | 207.3971 | 207.3971 | 207.3971 | 207.3971 | 207.3971 | 207.3971 | 207.3971 | 207.3971 | 207.3971 | 207.3971 | 207.3971 | 207.3971 | 207.3971 | 207.3971 | 207.3971 | 207.3971 | 207.3971 | 207.3971 | 136.1846 | 136.1846 | 136.1846 | 136.1846 | 136.1846 | 136.1846 | 136.1846 | 136.1846 | 136.1846 | 136.1846 | 136.1846 | 136.1846 | 136.1846 | 136.1846 | 136.1846 | 136.1846 | 136.1846 | 136.1846 | 136.1846 | 136.1846
WA_Industrial_Instruments_New_Process_Natural Gas_Gas Boiler - Hot Water Reset_A | WA | Industrial | Instruments | New | Process | Natural Gas | Gas Boiler - Hot Water Reset | A | IM530 | No control | Reset control installed | 16 | 4.6909 | 0 | 0 | 37.98 | 0 | 0 | 0 | 18.9886 |  | sqft | 20% | 45% | Retrofit | Retro5Med | 81.71% | TBD | 0.2% | 199.7941 |  | 131.1922 |  | 0.017076 | IL TRM - 4.4.4 - CI-HVC-BLRC-V04-210101 | IL TRM - 4.4.4 - CI-HVC-BLRC-V04-210101 | XCEL CO 2019-2020 DSM Plan | No control | No control | No control | No control | No control | No control | No control | No control | No control | No control | No control | No control | No control | No control | No control | No control | No control | No control | No control | No control | No control | No control | Reset control installed | Reset control installed | Reset control installed | Reset control installed | Reset control installed | Reset control installed | Reset control installed | Reset control installed | Reset control installed | Reset control installed | Reset control installed | Reset control installed | Reset control installed | Reset control installed | Reset control installed | Reset control installed | Reset control installed | Reset control installed | Reset control installed | Reset control installed | Reset control installed | Reset control installed | 37.98 | 37.98 | 37.98 | 37.98 | 37.98 | 37.98 | 37.98 | 37.98 | 37.98 | 37.98 | 37.98 | 37.98 | 37.98 | 37.98 | 37.98 | 37.98 | 37.98 | 37.98 | 37.98 | 37.98 | 37.98 | 37.98 | 0 | 0 | 4.6901 | 4.6899 | 4.6898 | 4.69 | 4.6901 | 4.6902 | 4.6903 | 4.6904 | 4.6904 | 4.6905 | 4.6905 | 4.6905 | 4.6906 | 4.6906 | 4.6906 | 4.6906 | 4.6906 | 4.6906 | 4.6907 | 4.6907 | 0.020089 | 0.043045 | 0.07511 | 0.11639 | 0.15281 | 0.20588 | 0.25534 | 0.29473 | 0.30153 | 0.28271 | 0.23672 | 0.17045 | 0.1044 | 0.053447 | 0.023956 | 0.0092802 | 0.020091 | 0.043052 | 0.075124 | 0.11641 | 0.020089 | 0.063133 | 0.13824 | 0.25464 | 0.40746 | 0.61335 | 0.8687 | 1.1634 | 1.465 | 1.7477 | 1.9844 | 2.1549 | 2.2593 | 2.3128 | 2.3368 | 2.346 | 2.3461 | 2.3461 | 2.3461 | 2.3461 | 4.2833 | 9.1784 | 16.0157 | 24.8164 | 32.5822 | 43.8958 | 54.4404 | 62.838 | 64.2872 | 60.2726 | 50.4688 | 36.3397 | 22.2584 | 11.3946 | 5.1073 | 1.9785 | 4.2833 | 9.1784 | 16.0157 | 24.8164 | 4.2833 | 13.4617 | 29.4774 | 54.2938 | 86.876 | 130.7718 | 185.2122 | 248.0502 | 312.3374 | 372.6101 | 423.0789 | 459.4185 | 481.677 | 493.0716 | 498.1788 | 500.1573 | 500.1573 | 500.1573 | 500.1573 | 500.1573 | 0.017076 | 0.03659 | 0.063846 | 0.098934 | 0.1299 | 0.175 | 0.21704 | 0.25053 | 0.25631 | 0.2403 | 0.20122 | 0.14489 | 0.088745 | 0.045431 | 0.020363 | 0.0078882 | 0.017078 | 0.036595 | 0.063856 | 0.098946 | 0.017076 | 0.053665 | 0.11751 | 0.21645 | 0.34635 | 0.52136 | 0.73841 | 0.98895 | 1.2453 | 1.4856 | 1.6868 | 1.8317 | 1.9205 | 1.9659 | 1.9863 | 1.9942 | 1.9942 | 1.9942 | 1.9942 | 1.9942 | 3.6408 | 7.8016 | 13.6134 | 21.0939 | 27.6949 | 37.3114 | 46.2743 | 53.4123 | 54.6441 | 51.2317 | 42.8985 | 30.8887 | 18.9197 | 9.6854 | 4.3412 | 1.6817 | 3.6408 | 7.8016 | 13.6134 | 21.0939 | 3.6408 | 11.4424 | 25.0558 | 46.1497 | 73.8446 | 111.156 | 157.4303 | 210.8427 | 265.4868 | 316.7185 | 359.617 | 390.5058 | 409.4254 | 419.1108 | 423.452 | 425.1337 | 425.1337 | 425.1337 | 425.1337 | 425.1337 | 0.017076 | 0.03659 | 0.063846 | 0.098934 | 0.1299 | 0.175 | 0.21704 | 0.25053 | 0.25631 | 0.2403 | 0.20122 | 0.14489 | 0.088745 | 0.045431 | 0.020363 | 0.0078882 | 0.017078 | 0.036595 | 0.063856 | 0.098946 | 0.017076 | 0.053665 | 0.11751 | 0.21645 | 0.34635 | 0.52136 | 0.73841 | 0.98895 | 1.2453 | 1.4856 | 1.6868 | 1.8317 | 1.9205 | 1.9659 | 1.9863 | 1.9942 | 1.9942 | 1.9942 | 1.9942 | 1.9942 | 3.6408 | 7.8016 | 13.6134 | 21.0939 | 27.6949 | 37.3114 | 46.2743 | 53.4123 | 54.6441 | 51.2317 | 42.8985 | 30.8887 | 18.9197 | 9.6854 | 4.3412 | 1.6817 | 3.6408 | 7.8016 | 13.6134 | 21.0939 | 3.6408 | 11.4424 | 25.0558 | 46.1497 | 73.8446 | 111.156 | 157.4303 | 210.8427 | 265.4868 | 316.7185 | 359.617 | 390.5058 | 409.4254 | 419.1108 | 423.452 | 425.1337 | 425.1337 | 425.1337 | 425.1337 | 425.1337 | 0.017076 | 0.03659 | 0.063846 | 0.098934 | 0.1299 | 0.175 | 0.21704 | 0.25053 | 0.25631 | 0.2403 | 0.20122 | 0.14489 | 0.088745 | 0.045431 | 0.020363 | 0.0078882 | 0.017078 | 0.036595 | 0.063856 | 0.098946 | 0.017076 | 0.053665 | 0.11751 | 0.21645 | 0.34635 | 0.52136 | 0.73841 | 0.98895 | 1.2453 | 1.4856 | 1.6868 | 1.8317 | 1.9205 | 1.9659 | 1.9863 | 1.9942 | 1.9942 | 1.9942 | 1.9942 | 1.9942 | 3.6408 | 7.8016 | 13.6134 | 21.0939 | 27.6949 | 37.3114 | 46.2743 | 53.4123 | 54.6441 | 51.2317 | 42.8985 | 30.8887 | 18.9197 | 9.6854 | 4.3412 | 1.6817 | 3.6408 | 7.8016 | 13.6134 | 21.0939 | 3.6408 | 11.4424 | 25.0558 | 46.1497 | 73.8446 | 111.156 | 157.4303 | 210.8427 | 265.4868 | 316.7185 | 359.617 | 390.5058 | 409.4254 | 419.1108 | 423.452 | 425.1337 | 425.1337 | 425.1337 | 425.1337 | 425.1337 | 0.017076 | 0.03659 | 0.063846 | 0.098934 | 0.1299 | 0.175 | 0.21704 | 0.25053 | 0.25631 | 0.2403 | 0.20122 | 0.14489 | 0.088745 | 0.045431 | 0.020363 | 0.0078882 | 0.017078 | 0.036595 | 0.063856 | 0.098946 | 0.017076 | 0.053665 | 0.11751 | 0.21645 | 0.34635 | 0.52136 | 0.73841 | 0.98895 | 1.2453 | 1.4856 | 1.6868 | 1.8317 | 1.9205 | 1.9659 | 1.9863 | 1.9942 | 1.9942 | 1.9942 | 1.9942 | 1.9942 | 3.6408 | 7.8016 | 13.6134 | 21.0939 | 27.6949 | 37.3114 | 46.2743 | 53.4123 | 54.6441 | 51.2317 | 42.8985 | 30.8887 | 18.9197 | 9.6854 | 4.3412 | 1.6817 | 3.6408 | 7.8016 | 13.6134 | 21.0939 | 3.6408 | 11.4424 | 25.0558 | 46.1497 | 73.8446 | 111.156 | 157.4303 | 210.8427 | 265.4868 | 316.7185 | 359.617 | 390.5058 | 409.4254 | 419.1108 | 423.452 | 425.1337 | 425.1337 | 425.1337 | 425.1337 | 425.1337 | 207.3971 | 207.3971 | 207.3971 | 207.3971 | 207.3971 | 207.3971 | 207.3971 | 207.3971 | 207.3971 | 207.3971 | 207.3971 | 207.3971 | 207.3971 | 207.3971 | 207.3971 | 207.3971 | 207.3971 | 207.3971 | 207.3971 | 207.3971 | 136.1846 | 136.1846 | 136.1846 | 136.1846 | 136.1846 | 136.1846 | 136.1846 | 136.1846 | 136.1846 | 136.1846 | 136.1846 | 136.1846 | 136.1846 | 136.1846 | 136.1846 | 136.1846 | 136.1846 | 136.1846 | 136.1846 | 136.1846
WA_Industrial_Instruments_New_Space Heating_Natural Gas_Steam Trap Maintenance_A | WA | Industrial | Instruments | New | Space Heating | Natural Gas | Steam Trap Maintenance | A | IM531 | Degrade performance | Cleaning and maintenance | 6 | 5.069 | 0 | 0 | 4.61 | 0 | 0 | 0 | 2.306 |  | sqft | 0% | 0% | Retrofit | RetroEven20 | 80.75% | TBD | 0.2% | 139.5578 |  | 105.7567 |  | 0 | IL TRM - 4.4.16 - CI-HVC-STRE-V07-210101 | IL TRM - 4.4.16 - CI-HVC-STRE-V07-210101 | IL TRM - 4.4.16 - CI-HVC-STRE-V07-210101 | Degrade performance | Degrade performance | Degrade performance | Degrade performance | Degrade performance | Degrade performance | Degrade performance | Degrade performance | Degrade performance | Degrade performance | Degrade performance | Degrade performance | Degrade performance | Degrade performance | Degrade performance | Degrade performance | Degrade performance | Degrade performance | Degrade performance | Degrade performance | Degrade performance | Degrade performance | Cleaning and maintenance | Cleaning and maintenance | Cleaning and maintenance | Cleaning and maintenance | Cleaning and maintenance | Cleaning and maintenance | Cleaning and maintenance | Cleaning and maintenance | Cleaning and maintenance | Cleaning and maintenance | Cleaning and maintenance | Cleaning and maintenance | Cleaning and maintenance | Cleaning and maintenance | Cleaning and maintenance | Cleaning and maintenance | Cleaning and maintenance | Cleaning and maintenance | Cleaning and maintenance | Cleaning and maintenance | Cleaning and maintenance | Cleaning and maintenance | 4.61 | 4.61 | 4.61 | 4.61 | 4.61 | 4.61 | 4.61 | 4.61 | 4.61 | 4.61 | 4.61 | 4.61 | 4.61 | 4.61 | 4.61 | 4.61 | 4.61 | 4.61 | 4.61 | 4.61 | 4.61 | 4.61 | 0 | 0 | 5.052 | 4.7561 | 4.6404 | 4.573 | 4.5467 | 4.5238 | 4.5065 | 4.4913 | 4.482 | 4.4731 | 4.455 | 4.4405 | 4.4251 | 4.4387 | 4.4468 | 4.4466 | 4.4549 | 4.4536 | 4.4557 | 4.4515 | 0 | 0 | 0 | 0 | 0 | 0 | 0 | 0 | 0 | 0 | 0 | 0 | 0 | 0 | 0 | 0 | 0 | 0 | 0 | 0 | 0 | 0 | 0 | 0 | 0 | 0 | 0 | 0 | 0 | 0 | 0 | 0 | 0 | 0 | 0 | 0 | 0 | 0 | 0 | 0 | 0 | 0 | 0 | 0 | 0 | 0 | 0 | 0 | 0 | 0 | 0 | 0 | 0 | 0 | 0 | 0 | 0 | 0 | 0 | 0 | 0 | 0 | 0 | 0 | 0 | 0 | 0 | 0 | 0 | 0 | 0 | 0 | 0 | 0 | 0 | 0 | 0 | 0 | 0 | 0 | 0 | 0 | 0 | 0 | 0 | 0 | 0 | 0 | 0 | 0 | 0 | 0 | 0 | 0 | 0 | 0 | 0 | 0 | 0 | 0 | 0 | 0 | 0 | 0 | 0 | 0 | 0 | 0 | 0 | 0 | 0 | 0 | 0 | 0 | 0 | 0 | 0 | 0 | 0 | 0 | 0 | 0 | 0 | 0 | 0 | 0 | 0 | 0 | 0 | 0 | 0 | 0 | 0 | 0 | 0 | 0 | 0 | 0 | 0 | 0 | 0 | 0 | 0 | 0 | 0 | 0 | 0 | 0 | 0 | 0 | 0 | 0 | 0 | 0 | 0 | 0 | 0 | 0 | 0 | 0 | 0 | 0 | 0 | 0 | 0 | 0 | 0 | 0 | 0 | 0 | 0 | 0 | 0 | 0 | 0 | 0 | 0 | 0 | 0 | 0 | 0 | 0 | 0 | 0 | 0 | 0 | 0 | 0 | 0 | 0 | 0 | 0 | 0 | 0 | 0 | 0 | 0 | 0 | 0 | 0 | 0 | 0 | 0 | 0 | 0 | 0 | 0 | 0 | 0 | 0 | 0 | 0 | 0 | 0 | 0 | 0 | 0 | 0 | 0 | 0 | 0 | 0 | 0 | 0 | 0 | 0 | 0 | 0 | 0 | 0 | 0 | 0 | 0 | 0 | 0 | 0 | 0 | 0 | 0 | 0 | 0 | 0 | 0 | 0 | 0 | 0 | 0 | 0 | 0 | 0 | 0 | 0 | 0 | 0 | 0 | 0 | 0 | 0 | 0 | 0 | 0 | 0 | 0 | 0 | 0 | 0 | 0 | 0 | 0 | 0 | 0 | 0 | 0 | 0 | 0 | 0 | 0 | 0 | 0 | 0 | 0 | 0 | 0 | 0 | 0 | 0 | 0 | 0 | 0 | 0 | 0 | 0 | 0 | 0 | 0 | 0 | 0 | 0 | 0 | 0 | 0 | 0 | 0 | 0 | 0 | 0 | 0 | 0 | 0 | 0 | 0 | 0 | 0 | 0 | 0 | 0 | 0 | 0 | 0 | 0 | 0 | 0 | 0 | 0 | 0 | 0 | 0 | 0 | 0 | 0 | 0 | 0 | 0 | 0 | 0 | 0 | 0 | 0 | 0 | 0 | 0 | 0 | 0 | 0 | 0 | 0 | 0 | 0 | 0 | 0 | 0 | 0 | 0 | 0 | 0 | 0 | 0 | 0 | 0 | 0 | 0 | 0 | 0 | 0 | 0 | 0 | 0 | 0 | 0 | 0 | 0 | 0 | 0 | 0 | 0 | 0 | 0 | 0 | 0 | 0 | 0 | 0 | 0 | 0 | 0 | 0 | 0 | 0 | 0 | 0 | 0 | 0 | 0 | 0 | 0 | 0 | 0 | 0 | 0 | 0 | 112.9162 | 112.9162 | 112.9162 | 112.9162 | 112.9162 | 112.9162 | 112.9162 | 112.9162 | 112.9162 | 112.9162 | 112.9162 | 112.9162 | 112.9162 | 112.9162 | 112.9162 | 112.9162 | 112.9162 | 112.9162 | 112.9162 | 112.9162 | 85.5677 | 85.5677 | 85.5677 | 85.5677 | 85.5677 | 85.5677 | 85.5677 | 85.5677 | 85.5677 | 85.5677 | 85.5677 | 85.5677 | 85.5677 | 85.5677 | 85.5677 | 85.5677 | 85.5677 | 85.5677 | 85.5677 | 85.5677
WA_Industrial_Instruments_New_Process_Natural Gas_Steam Trap Maintenance_A | WA | Industrial | Instruments | New | Process | Natural Gas | Steam Trap Maintenance | A | IM532 | Degrade performance | Cleaning and maintenance | 6 | 3.3144 | 0 | 0 | 4.61 | 0 | 0 | 0 | 2.306 |  | sqft | 0% | 0% | Retrofit | RetroEven20 | 80.75% | TBD | 0.2% | 139.5578 |  | 105.7567 |  | 0 | IL TRM - 4.4.16 - CI-HVC-STRE-V07-210101 | IL TRM - 4.4.16 - CI-HVC-STRE-V07-210101 | IL TRM - 4.4.16 - CI-HVC-STRE-V07-210101 | Degrade performance | Degrade performance | Degrade performance | Degrade performance | Degrade performance | Degrade performance | Degrade performance | Degrade performance | Degrade performance | Degrade performance | Degrade performance | Degrade performance | Degrade performance | Degrade performance | Degrade performance | Degrade performance | Degrade performance | Degrade performance | Degrade performance | Degrade performance | Degrade performance | Degrade performance | Cleaning and maintenance | Cleaning and maintenance | Cleaning and maintenance | Cleaning and maintenance | Cleaning and maintenance | Cleaning and maintenance | Cleaning and maintenance | Cleaning and maintenance | Cleaning and maintenance | Cleaning and maintenance | Cleaning and maintenance | Cleaning and maintenance | Cleaning and maintenance | Cleaning and maintenance | Cleaning and maintenance | Cleaning and maintenance | Cleaning and maintenance | Cleaning and maintenance | Cleaning and maintenance | Cleaning and maintenance | Cleaning and maintenance | Cleaning and maintenance | 4.61 | 4.61 | 4.61 | 4.61 | 4.61 | 4.61 | 4.61 | 4.61 | 4.61 | 4.61 | 4.61 | 4.61 | 4.61 | 4.61 | 4.61 | 4.61 | 4.61 | 4.61 | 4.61 | 4.61 | 4.61 | 4.61 | 0 | 0 | 3.3138 | 3.3137 | 3.3136 | 3.3138 | 3.3138 | 3.3139 | 3.314 | 3.314 | 3.314 | 3.3141 | 3.3141 | 3.3141 | 3.3141 | 3.3142 | 3.3142 | 3.3142 | 3.3142 | 3.3142 | 3.3142 | 3.3142 | 0 | 0 | 0 | 0 | 0 | 0 | 0 | 0 | 0 | 0 | 0 | 0 | 0 | 0 | 0 | 0 | 0 | 0 | 0 | 0 | 0 | 0 | 0 | 0 | 0 | 0 | 0 | 0 | 0 | 0 | 0 | 0 | 0 | 0 | 0 | 0 | 0 | 0 | 0 | 0 | 0 | 0 | 0 | 0 | 0 | 0 | 0 | 0 | 0 | 0 | 0 | 0 | 0 | 0 | 0 | 0 | 0 | 0 | 0 | 0 | 0 | 0 | 0 | 0 | 0 | 0 | 0 | 0 | 0 | 0 | 0 | 0 | 0 | 0 | 0 | 0 | 0 | 0 | 0 | 0 | 0 | 0 | 0 | 0 | 0 | 0 | 0 | 0 | 0 | 0 | 0 | 0 | 0 | 0 | 0 | 0 | 0 | 0 | 0 | 0 | 0 | 0 | 0 | 0 | 0 | 0 | 0 | 0 | 0 | 0 | 0 | 0 | 0 | 0 | 0 | 0 | 0 | 0 | 0 | 0 | 0 | 0 | 0 | 0 | 0 | 0 | 0 | 0 | 0 | 0 | 0 | 0 | 0 | 0 | 0 | 0 | 0 | 0 | 0 | 0 | 0 | 0 | 0 | 0 | 0 | 0 | 0 | 0 | 0 | 0 | 0 | 0 | 0 | 0 | 0 | 0 | 0 | 0 | 0 | 0 | 0 | 0 | 0 | 0 | 0 | 0 | 0 | 0 | 0 | 0 | 0 | 0 | 0 | 0 | 0 | 0 | 0 | 0 | 0 | 0 | 0 | 0 | 0 | 0 | 0 | 0 | 0 | 0 | 0 | 0 | 0 | 0 | 0 | 0 | 0 | 0 | 0 | 0 | 0 | 0 | 0 | 0 | 0 | 0 | 0 | 0 | 0 | 0 | 0 | 0 | 0 | 0 | 0 | 0 | 0 | 0 | 0 | 0 | 0 | 0 | 0 | 0 | 0 | 0 | 0 | 0 | 0 | 0 | 0 | 0 | 0 | 0 | 0 | 0 | 0 | 0 | 0 | 0 | 0 | 0 | 0 | 0 | 0 | 0 | 0 | 0 | 0 | 0 | 0 | 0 | 0 | 0 | 0 | 0 | 0 | 0 | 0 | 0 | 0 | 0 | 0 | 0 | 0 | 0 | 0 | 0 | 0 | 0 | 0 | 0 | 0 | 0 | 0 | 0 | 0 | 0 | 0 | 0 | 0 | 0 | 0 | 0 | 0 | 0 | 0 | 0 | 0 | 0 | 0 | 0 | 0 | 0 | 0 | 0 | 0 | 0 | 0 | 0 | 0 | 0 | 0 | 0 | 0 | 0 | 0 | 0 | 0 | 0 | 0 | 0 | 0 | 0 | 0 | 0 | 0 | 0 | 0 | 0 | 0 | 0 | 0 | 0 | 0 | 0 | 0 | 0 | 0 | 0 | 0 | 0 | 0 | 0 | 0 | 0 | 0 | 0 | 0 | 0 | 0 | 0 | 0 | 0 | 0 | 0 | 0 | 0 | 0 | 0 | 0 | 0 | 0 | 0 | 0 | 0 | 0 | 0 | 0 | 0 | 0 | 0 | 0 | 0 | 0 | 0 | 0 | 0 | 0 | 0 | 0 | 0 | 0 | 0 | 0 | 0 | 0 | 0 | 0 | 0 | 0 | 0 | 0 | 0 | 0 | 0 | 0 | 0 | 0 | 0 | 0 | 0 | 0 | 0 | 0 | 0 | 0 | 0 | 0 | 0 | 0 | 0 | 112.9162 | 112.9162 | 112.9162 | 112.9162 | 112.9162 | 112.9162 | 112.9162 | 112.9162 | 112.9162 | 112.9162 | 112.9162 | 112.9162 | 112.9162 | 112.9162 | 112.9162 | 112.9162 | 112.9162 | 112.9162 | 112.9162 | 112.9162 | 85.5677 | 85.5677 | 85.5677 | 85.5677 | 85.5677 | 85.5677 | 85.5677 | 85.5677 | 85.5677 | 85.5677 | 85.5677 | 85.5677 | 85.5677 | 85.5677 | 85.5677 | 85.5677 | 85.5677 | 85.5677 | 85.5677 | 85.5677
WA_Industrial_Instruments_New_Space Heating_Natural Gas_Gas Boiler - High Turndown_A | WA | Industrial | Instruments | New | Space Heating | Natural Gas | Gas Boiler - High Turndown | A | IM533 | No control | Turndown control installed | 15 | 5.3807 | 0 | 0 | 65.98 | 0 | 0 | 0 | 32.9888 |  | sqft | 35% | 50% | Retrofit | Retro12Med | 75.44% | TBD | 0.2% | 678.8952 |  | 450.3824 |  | 0.00098363 | MN TRM 3.1 - Boiler Modifications, Space Heating Only v4.0 | MN TRM 3.1 - Boiler Modifications, Space Heating Only v4.0 | MN TRM 3.1 - Boiler Modifications, Space Heating Only v4.0 | No control | No control | No control | No control | No control | No control | No control | No control | No control | No control | No control | No control | No control | No control | No control | No control | No control | No control | No control | No control | No control | No control | Turndown control installed | Turndown control installed | Turndown control installed | Turndown control installed | Turndown control installed | Turndown control installed | Turndown control installed | Turndown control installed | Turndown control installed | Turndown control installed | Turndown control installed | Turndown control installed | Turndown control installed | Turndown control installed | Turndown control installed | Turndown control installed | Turndown control installed | Turndown control installed | Turndown control installed | Turndown control installed | Turndown control installed | Turndown control installed | 65.98 | 65.98 | 65.98 | 65.98 | 65.98 | 65.98 | 65.98 | 65.98 | 65.98 | 65.98 | 65.98 | 65.98 | 65.98 | 65.98 | 65.98 | 65.98 | 65.98 | 65.98 | 65.98 | 65.98 | 65.98 | 65.98 | 0 | 0 | 5.3524 | 5.0326 | 4.9033 | 4.8245 | 4.7854 | 4.7496 | 4.7178 | 4.6866 | 4.6573 | 4.6272 | 4.5862 | 4.5502 | 4.5107 | 4.5051 | 4.4978 | 4.4888 | 4.4892 | 4.487 | 4.4919 | 4.4932 | 0.0011534 | 0.0018927 | 0.0026295 | 0.0034535 | 0.0039429 | 0.0040587 | 0.0036462 | 0.003274 | 0.0028257 | 0.0024497 | 0.0021018 | 0.0018149 | 0.0015183 | 0.0012899 | 0.0010914 | 0.00096732 | 0.0016883 | 0.0024062 | 0.0032154 | 0.0037022 | 0.0011534 | 0.0029772 | 0.0055301 | 0.0088948 | 0.012766 | 0.016729 | 0.020263 | 0.023403 | 0.026083 | 0.028363 | 0.030214 | 0.031791 | 0.033034 | 0.034283 | 0.035319 | 0.035248 | 0.035251 | 0.035234 | 0.035273 | 0.035283 | 0.2155 | 0.37608 | 0.53627 | 0.71582 | 0.82395 | 0.85453 | 0.77286 | 0.6986 | 0.60673 | 0.52941 | 0.45828 | 0.39888 | 0.33661 | 0.28632 | 0.24266 | 0.2155 | 0.37608 | 0.53627 | 0.71582 | 0.82395 | 0.2155 | 0.59158 | 1.1278 | 1.8437 | 2.6676 | 3.5222 | 4.295 | 4.9936 | 5.6003 | 6.1297 | 6.588 | 6.9869 | 7.3235 | 7.6098 | 7.8525 | 7.8525 | 7.8525 | 7.8525 | 7.8525 | 7.8525 | 0.00098363 | 0.001696 | 0.0023975 | 0.0031742 | 0.0036322 | 0.0037426 | 0.0033628 | 0.0030187 | 0.002605 | 0.0022576 | 0.0019376 | 0.001673 | 0.0014001 | 0.0011827 | 0.0009963 | 0.00087968 | 0.0015298 | 0.0021751 | 0.0028984 | 0.0033349 | 0.00098363 | 0.0026678 | 0.0050422 | 0.0081755 | 0.01176 | 0.015426 | 0.018688 | 0.021578 | 0.024045 | 0.02614 | 0.027854 | 0.029305 | 0.030461 | 0.031433 | 0.03224 | 0.032055 | 0.031943 | 0.031849 | 0.031795 | 0.031782 | 0.18317 | 0.31967 | 0.45583 | 0.60845 | 0.70036 | 0.72635 | 0.65694 | 0.59381 | 0.51572 | 0.45 | 0.38954 | 0.33904 | 0.28612 | 0.24337 | 0.20626 | 0.18317 | 0.31967 | 0.45583 | 0.60845 | 0.70036 | 0.18317 | 0.50284 | 0.95867 | 1.5671 | 2.2675 | 2.9938 | 3.6508 | 4.2446 | 4.7603 | 5.2103 | 5.5998 | 5.9389 | 6.225 | 6.4684 | 6.6746 | 6.6746 | 6.6746 | 6.6746 | 6.6746 | 6.6746 | 0 | 0 | 0 | 0 | 0 | 0 | 0 | 0 | 0 | 0 | 0 | 0 | 0 | 0 | 0 | 0 | 0 | 0 | 0 | 0 | 0 | 0 | 0 | 0 | 0 | 0 | 0 | 0 | 0 | 0 | 0 | 0 | 0 | 0 | 0 | 0 | 0 | 0 | 0 | 0 | 0 | 0 | 0 | 0 | 0 | 0 | 0 | 0 | 0 | 0 | 0 | 0 | 0 | 0 | 0 | 0 | 0 | 0 | 0 | 0 | 0 | 0 | 0 | 0 | 0 | 0 | 0 | 0 | 0 | 0 | 0 | 0 | 0 | 0 | 0 | 0 | 0 | 0 | 0 | 0 | 0.00098363 | 0.001696 | 0.0023975 | 0.0031742 | 0.0036322 | 0.0037426 | 0.0033628 | 0.0030187 | 0.002605 | 0.0022576 | 0.0019376 | 0.001673 | 0.0014001 | 0.0011827 | 0.0009963 | 0.00087968 | 0.0015298 | 0.0021751 | 0.0028984 | 0.0033349 | 0.00098363 | 0.0026678 | 0.0050422 | 0.0081755 | 0.01176 | 0.015426 | 0.018688 | 0.021578 | 0.024045 | 0.02614 | 0.027854 | 0.029305 | 0.030461 | 0.031433 | 0.03224 | 0.032055 | 0.031943 | 0.031849 | 0.031795 | 0.031782 | 0.18317 | 0.31967 | 0.45583 | 0.60845 | 0.70036 | 0.72635 | 0.65694 | 0.59381 | 0.51572 | 0.45 | 0.38954 | 0.33904 | 0.28612 | 0.24337 | 0.20626 | 0.18317 | 0.31967 | 0.45583 | 0.60845 | 0.70036 | 0.18317 | 0.50284 | 0.95867 | 1.5671 | 2.2675 | 2.9938 | 3.6508 | 4.2446 | 4.7603 | 5.2103 | 5.5998 | 5.9389 | 6.225 | 6.4684 | 6.6746 | 6.6746 | 6.6746 | 6.6746 | 6.6746 | 6.6746 | 0 | 0 | 0 | 0 | 0 | 0 | 0 | 0 | 0 | 0 | 0 | 0 | 0 | 0 | 0 | 0 | 0 | 0 | 0 | 0 | 0 | 0 | 0 | 0 | 0 | 0 | 0 | 0 | 0 | 0 | 0 | 0 | 0 | 0 | 0 | 0 | 0 | 0 | 0 | 0 | 0 | 0 | 0 | 0 | 0 | 0 | 0 | 0 | 0 | 0 | 0 | 0 | 0 | 0 | 0 | 0 | 0 | 0 | 0 | 0 | 0 | 0 | 0 | 0 | 0 | 0 | 0 | 0 | 0 | 0 | 0 | 0 | 0 | 0 | 0 | 0 | 0 | 0 | 0 | 0 | 801.5262 | 801.5262 | 801.5262 | 801.5262 | 801.5262 | 801.5262 | 801.5262 | 801.5262 | 801.5262 | 801.5262 | 801.5262 | 801.5262 | 801.5262 | 801.5262 | 801.5262 | 801.5262 | 801.5262 | 801.5262 | 801.5262 | 801.5262 | 531.7364 | 531.7364 | 531.7364 | 531.7364 | 531.7364 | 531.7364 | 531.7364 | 531.7364 | 531.7364 | 531.7364 | 531.7364 | 531.7364 | 531.7364 | 531.7364 | 531.7364 | 531.7364 | 531.7364 | 531.7364 | 531.7364 | 531.7364
WA_Industrial_Instruments_New_Process_Natural Gas_Gas Boiler - High Turndown_A | WA | Industrial | Instruments | New | Process | Natural Gas | Gas Boiler - High Turndown | A | IM534 | No control | Turndown control installed | 15 | 3.5182 | 0 | 0 | 65.98 | 0 | 0 | 0 | 32.9888 |  | sqft | 35% | 50% | Retrofit | Retro12Med | 75.44% | TBD | 0.2% | 678.8952 |  | 450.3824 |  | 0.019493 | MN TRM 3.1 - Boiler Modifications, Space Heating Only v4.0 | MN TRM 3.1 - Boiler Modifications, Space Heating Only v4.0 | MN TRM 3.1 - Boiler Modifications, Space Heating Only v4.0 | No control | No control | No control | No control | No control | No control | No control | No control | No control | No control | No control | No control | No control | No control | No control | No control | No control | No control | No control | No control | No control | No control | Turndown control installed | Turndown control installed | Turndown control installed | Turndown control installed | Turndown control installed | Turndown control installed | Turndown control installed | Turndown control installed | Turndown control installed | Turndown control installed | Turndown control installed | Turndown control installed | Turndown control installed | Turndown control installed | Turndown control installed | Turndown control installed | Turndown control installed | Turndown control installed | Turndown control installed | Turndown control installed | Turndown control installed | Turndown control installed | 65.98 | 65.98 | 65.98 | 65.98 | 65.98 | 65.98 | 65.98 | 65.98 | 65.98 | 65.98 | 65.98 | 65.98 | 65.98 | 65.98 | 65.98 | 65.98 | 65.98 | 65.98 | 65.98 | 65.98 | 65.98 | 65.98 | 0 | 0 | 3.5065 | 3.4997 | 3.4933 | 3.4876 | 3.4794 | 3.4731 | 3.4676 | 3.4635 | 3.4588 | 3.4555 | 3.4528 | 3.4516 | 3.4494 | 3.4484 | 3.4475 | 3.4479 | 3.4471 | 3.4471 | 3.4468 | 3.4465 | 0.022922 | 0.039926 | 0.056827 | 0.07573 | 0.086966 | 0.09003 | 0.081298 | 0.073398 | 0.063658 | 0.055493 | 0.048001 | 0.041764 | 0.035222 | 0.02995 | 0.025378 | 0.022539 | 0.039326 | 0.056076 | 0.074846 | 0.086142 | 0.022922 | 0.062803 | 0.11951 | 0.19505 | 0.28156 | 0.37108 | 0.45179 | 0.52465 | 0.58759 | 0.64252 | 0.69004 | 0.73156 | 0.76632 | 0.79604 | 0.82121 | 0.82131 | 0.82112 | 0.82111 | 0.82105 | 0.82096 | 6.537 | 11.4083 | 16.2677 | 21.7143 | 24.9944 | 25.922 | 23.4447 | 21.1918 | 18.4049 | 16.0594 | 13.9018 | 12.0998 | 10.2111 | 8.6853 | 7.3612 | 6.537 | 11.4083 | 16.2677 | 21.7143 | 24.9944 | 6.537 | 17.9454 | 34.2131 | 55.9273 | 80.9218 | 106.8438 | 130.2885 | 151.4803 | 169.8852 | 185.9446 | 199.8464 | 211.9462 | 222.1573 | 230.8426 | 238.2038 | 238.2038 | 238.2038 | 238.2038 | 238.2038 | 238.2038 | 0.019493 | 0.033964 | 0.048355 | 0.064455 | 0.074044 | 0.076674 | 0.069254 | 0.062535 | 0.054248 | 0.047296 | 0.040916 | 0.035602 | 0.030028 | 0.025535 | 0.021637 | 0.019217 | 0.03353 | 0.047811 | 0.063815 | 0.073448 | 0.019493 | 0.053425 | 0.1017 | 0.16601 | 0.23972 | 0.31603 | 0.38486 | 0.44701 | 0.50074 | 0.54762 | 0.58819 | 0.62362 | 0.65331 | 0.67867 | 0.70016 | 0.70023 | 0.7001 | 0.70009 | 0.70004 | 0.69998 | 5.5565 | 9.6971 | 13.8275 | 18.4571 | 21.2453 | 22.0337 | 19.928 | 18.013 | 15.6442 | 13.6505 | 11.8165 | 10.2848 | 8.6794 | 7.3825 | 6.257 | 5.5565 | 9.6971 | 13.8275 | 18.4571 | 21.2453 | 5.5565 | 15.2536 | 29.0811 | 47.5382 | 68.7835 | 90.8172 | 110.7452 | 128.7582 | 144.4024 | 158.0529 | 169.8695 | 180.1543 | 188.8337 | 196.2162 | 202.4732 | 202.4732 | 202.4732 | 202.4732 | 202.4732 | 202.4732 | 0 | 0 | 0 | 0 | 0 | 0 | 0 | 0 | 0 | 0 | 0 | 0 | 0 | 0 | 0 | 0 | 0 | 0 | 0 | 0 | 0 | 0 | 0 | 0 | 0 | 0 | 0 | 0 | 0 | 0 | 0 | 0 | 0 | 0 | 0 | 0 | 0 | 0 | 0 | 0 | 0 | 0 | 0 | 0 | 0 | 0 | 0 | 0 | 0 | 0 | 0 | 0 | 0 | 0 | 0 | 0 | 0 | 0 | 0 | 0 | 0 | 0 | 0 | 0 | 0 | 0 | 0 | 0 | 0 | 0 | 0 | 0 | 0 | 0 | 0 | 0 | 0 | 0 | 0 | 0 | 0.019493 | 0.033964 | 0.048355 | 0.064455 | 0.074044 | 0.076674 | 0.069254 | 0.062535 | 0.054248 | 0.047296 | 0.040916 | 0.035602 | 0.030028 | 0.025535 | 0.021637 | 0.019217 | 0.03353 | 0.047811 | 0.063815 | 0.073448 | 0.019493 | 0.053425 | 0.1017 | 0.16601 | 0.23972 | 0.31603 | 0.38486 | 0.44701 | 0.50074 | 0.54762 | 0.58819 | 0.62362 | 0.65331 | 0.67867 | 0.70016 | 0.70023 | 0.7001 | 0.70009 | 0.70004 | 0.69998 | 5.5565 | 9.6971 | 13.8275 | 18.4571 | 21.2453 | 22.0337 | 19.928 | 18.013 | 15.6442 | 13.6505 | 11.8165 | 10.2848 | 8.6794 | 7.3825 | 6.257 | 5.5565 | 9.6971 | 13.8275 | 18.4571 | 21.2453 | 5.5565 | 15.2536 | 29.0811 | 47.5382 | 68.7835 | 90.8172 | 110.7452 | 128.7582 | 144.4024 | 158.0529 | 169.8695 | 180.1543 | 188.8337 | 196.2162 | 202.4732 | 202.4732 | 202.4732 | 202.4732 | 202.4732 | 202.4732 | 0 | 0 | 0 | 0 | 0 | 0 | 0 | 0 | 0 | 0 | 0 | 0 | 0 | 0 | 0 | 0 | 0 | 0 | 0 | 0 | 0 | 0 | 0 | 0 | 0 | 0 | 0 | 0 | 0 | 0 | 0 | 0 | 0 | 0 | 0 | 0 | 0 | 0 | 0 | 0 | 0 | 0 | 0 | 0 | 0 | 0 | 0 | 0 | 0 | 0 | 0 | 0 | 0 | 0 | 0 | 0 | 0 | 0 | 0 | 0 | 0 | 0 | 0 | 0 | 0 | 0 | 0 | 0 | 0 | 0 | 0 | 0 | 0 | 0 | 0 | 0 | 0 | 0 | 0 | 0 | 801.5262 | 801.5262 | 801.5262 | 801.5262 | 801.5262 | 801.5262 | 801.5262 | 801.5262 | 801.5262 | 801.5262 | 801.5262 | 801.5262 | 801.5262 | 801.5262 | 801.5262 | 801.5262 | 801.5262 | 801.5262 | 801.5262 | 801.5262 | 531.7364 | 531.7364 | 531.7364 | 531.7364 | 531.7364 | 531.7364 | 531.7364 | 531.7364 | 531.7364 | 531.7364 | 531.7364 | 531.7364 | 531.7364 | 531.7364 | 531.7364 | 531.7364 | 531.7364 | 531.7364 | 531.7364 | 531.7364
WA_Industrial_Instruments_New_Space Heating_Natural Gas_Gas Boiler - Burner Control Optimization_A | WA | Industrial | Instruments | New | Space Heating | Natural Gas | Gas Boiler - Burner Control Optimization | A | IM535 | Average performance | Optimized burner controls | 18 | 1.5604 | 0 | 0 | 22.17 | 0 | 0 | 0 | 11.0832 |  | sqft | 5% | 85% | Retrofit | Retro3Slow | 84.16% | TBD | 0.2% | 522.1871 |  | 336.3592 |  | 7.6945e-05 | IL TRM - 4.4.22 - CI-HVC-O2TC-V01-140601 | GBLR_O2TRM-Heating-MEMD-2018-1 | IL TRM - 4.4.22 - CI-HVC-O2TC-V01-140601 | Average performance | Average performance | Average performance | Average performance | Average performance | Average performance | Average performance | Average performance | Average performance | Average performance | Average performance | Average performance | Average performance | Average performance | Average performance | Average performance | Average performance | Average performance | Average performance | Average performance | Average performance | Average performance | Optimized burner controls | Optimized burner controls | Optimized burner controls | Optimized burner controls | Optimized burner controls | Optimized burner controls | Optimized burner controls | Optimized burner controls | Optimized burner controls | Optimized burner controls | Optimized burner controls | Optimized burner controls | Optimized burner controls | Optimized burner controls | Optimized burner controls | Optimized burner controls | Optimized burner controls | Optimized burner controls | Optimized burner controls | Optimized burner controls | Optimized burner controls | Optimized burner controls | 22.17 | 22.17 | 22.17 | 22.17 | 22.17 | 22.17 | 22.17 | 22.17 | 22.17 | 22.17 | 22.17 | 22.17 | 22.17 | 22.17 | 22.17 | 22.17 | 22.17 | 22.17 | 22.17 | 22.17 | 22.17 | 22.17 | 0 | 0 | 1.5521 | 1.4593 | 1.4218 | 1.3989 | 1.3875 | 1.3771 | 1.3679 | 1.3588 | 1.3503 | 1.3416 | 1.3297 | 1.3193 | 1.3078 | 1.3062 | 1.3041 | 1.3015 | 1.3016 | 1.301 | 1.3025 | 1.3028 | 9.0227e-05 | 0.00023272 | 0.00064662 | 0.0014862 | 0.0026394 | 0.0042261 | 0.0060399 | 0.0079091 | 0.0091889 | 0.0099576 | 0.0099673 | 0.0094141 | 0.0081072 | 0.0066961 | 0.0052187 | 0.0038839 | 0.0026943 | 0.0017959 | 0.0011431 | 0.00080708 | 9.0227e-05 | 0.00031755 | 0.000956 | 0.0024268 | 0.0050464 | 0.0092346 | 0.015213 | 0.023021 | 0.032066 | 0.041816 | 0.051413 | 0.060423 | 0.068006 | 0.074619 | 0.079716 | 0.083442 | 0.086144 | 0.087898 | 0.089064 | 0.089688 | 0.058131 | 0.15947 | 0.45479 | 1.0624 | 1.9022 | 3.0688 | 4.4155 | 5.8205 | 6.8049 | 7.4222 | 7.4958 | 7.1358 | 6.199 | 5.1263 | 4.0018 | 2.9841 | 2.07 | 1.3804 | 0.87765 | 0.61949 | 0.058131 | 0.2176 | 0.67239 | 1.7347 | 3.6369 | 6.7057 | 11.1212 | 16.9417 | 23.7467 | 31.1688 | 38.6646 | 45.8005 | 51.9995 | 57.1258 | 61.1276 | 64.1117 | 66.1817 | 67.5621 | 68.3816 | 68.8416 | 7.6945e-05 | 0.00020854 | 0.00058957 | 0.001366 | 0.0024314 | 0.003897 | 0.0055707 | 0.0072926 | 0.0084715 | 0.0091771 | 0.0091889 | 0.0086779 | 0.0074761 | 0.0061396 | 0.0047639 | 0.0035321 | 0.0024415 | 0.0016234 | 0.0010304 | 0.00072702 | 7.6945e-05 | 0.00028456 | 0.00087166 | 0.0022306 | 0.0046488 | 0.0085156 | 0.014031 | 0.021226 | 0.029562 | 0.038539 | 0.047398 | 0.055698 | 0.062712 | 0.068418 | 0.072769 | 0.075885 | 0.078061 | 0.079456 | 0.080284 | 0.080792 | 0.049411 | 0.13555 | 0.38657 | 0.903 | 1.6169 | 2.6084 | 3.7532 | 4.9475 | 5.7842 | 6.3088 | 6.3714 | 6.0654 | 5.2692 | 4.3574 | 3.4015 | 2.5365 | 1.7595 | 1.1733 | 0.746 | 0.52656 | 0.049411 | 0.18496 | 0.57153 | 1.4745 | 3.0914 | 5.6998 | 9.453 | 14.4005 | 20.1847 | 26.4935 | 32.865 | 38.9304 | 44.1996 | 48.557 | 51.9584 | 54.495 | 56.2544 | 57.4278 | 58.1244 | 58.5154 | 0 | 0 | 0 | 0 | 0 | 0 | 0 | 0 | 0 | 0 | 0 | 0 | 0 | 0 | 0 | 0 | 0 | 0 | 0 | 0 | 0 | 0 | 0 | 0 | 0 | 0 | 0 | 0 | 0 | 0 | 0 | 0 | 0 | 0 | 0 | 0 | 0 | 0 | 0 | 0 | 0 | 0 | 0 | 0 | 0 | 0 | 0 | 0 | 0 | 0 | 0 | 0 | 0 | 0 | 0 | 0 | 0 | 0 | 0 | 0 | 0 | 0 | 0 | 0 | 0 | 0 | 0 | 0 | 0 | 0 | 0 | 0 | 0 | 0 | 0 | 0 | 0 | 0 | 0 | 0 | 7.6945e-05 | 0.00020854 | 0.00058957 | 0.001366 | 0.0024314 | 0.003897 | 0.0055707 | 0.0072926 | 0.0084715 | 0.0091771 | 0.0091889 | 0.0086779 | 0.0074761 | 0.0061396 | 0.0047639 | 0.0035321 | 0.0024415 | 0.0016234 | 0.0010304 | 0.00072702 | 7.6945e-05 | 0.00028456 | 0.00087166 | 0.0022306 | 0.0046488 | 0.0085156 | 0.014031 | 0.021226 | 0.029562 | 0.038539 | 0.047398 | 0.055698 | 0.062712 | 0.068418 | 0.072769 | 0.075885 | 0.078061 | 0.079456 | 0.080284 | 0.080792 | 0.049411 | 0.13555 | 0.38657 | 0.903 | 1.6169 | 2.6084 | 3.7532 | 4.9475 | 5.7842 | 6.3088 | 6.3714 | 6.0654 | 5.2692 | 4.3574 | 3.4015 | 2.5365 | 1.7595 | 1.1733 | 0.746 | 0.52656 | 0.049411 | 0.18496 | 0.57153 | 1.4745 | 3.0914 | 5.6998 | 9.453 | 14.4005 | 20.1847 | 26.4935 | 32.865 | 38.9304 | 44.1996 | 48.557 | 51.9584 | 54.495 | 56.2544 | 57.4278 | 58.1244 | 58.5154 | 0 | 0 | 0 | 0 | 0 | 0 | 0 | 0 | 0 | 0 | 0 | 0 | 0 | 0 | 0 | 0 | 0 | 0 | 0 | 0 | 0 | 0 | 0 | 0 | 0 | 0 | 0 | 0 | 0 | 0 | 0 | 0 | 0 | 0 | 0 | 0 | 0 | 0 | 0 | 0 | 0 | 0 | 0 | 0 | 0 | 0 | 0 | 0 | 0 | 0 | 0 | 0 | 0 | 0 | 0 | 0 | 0 | 0 | 0 | 0 | 0 | 0 | 0 | 0 | 0 | 0 | 0 | 0 | 0 | 0 | 0 | 0 | 0 | 0 | 0 | 0 | 0 | 0 | 0 | 0 | 834.222 | 834.222 | 834.222 | 834.222 | 834.222 | 834.222 | 834.222 | 834.222 | 834.222 | 834.222 | 834.222 | 834.222 | 834.222 | 834.222 | 834.222 | 834.222 | 834.222 | 834.222 | 834.222 | 834.222 | 537.3519 | 537.3519 | 537.3519 | 537.3519 | 537.3519 | 537.3519 | 537.3519 | 537.3519 | 537.3519 | 537.3519 | 537.3519 | 537.3519 | 537.3519 | 537.3519 | 537.3519 | 537.3519 | 537.3519 | 537.3519 | 537.3519 | 537.3519
WA_Industrial_Instruments_New_Process_Natural Gas_Gas Boiler - Burner Control Optimization_A | WA | Industrial | Instruments | New | Process | Natural Gas | Gas Boiler - Burner Control Optimization | A | IM536 | Average performance | Optimized burner controls | 18 | 1.0203 | 0 | 0 | 22.17 | 0 | 0 | 0 | 11.0832 |  | sqft | 5% | 85% | Retrofit | Retro3Slow | 84.16% | TBD | 0.2% | 522.1871 |  | 336.3592 |  | 0.0015245 | IL TRM - 4.4.22 - CI-HVC-O2TC-V01-140601 | GBLR_O2TRM-Heating-MEMD-2018-1 | IL TRM - 4.4.22 - CI-HVC-O2TC-V01-140601 | Average performance | Average performance | Average performance | Average performance | Average performance | Average performance | Average performance | Average performance | Average performance | Average performance | Average performance | Average performance | Average performance | Average performance | Average performance | Average performance | Average performance | Average performance | Average performance | Average performance | Average performance | Average performance | Optimized burner controls | Optimized burner controls | Optimized burner controls | Optimized burner controls | Optimized burner controls | Optimized burner controls | Optimized burner controls | Optimized burner controls | Optimized burner controls | Optimized burner controls | Optimized burner controls | Optimized burner controls | Optimized burner controls | Optimized burner controls | Optimized burner controls | Optimized burner controls | Optimized burner controls | Optimized burner controls | Optimized burner controls | Optimized burner controls | Optimized burner controls | Optimized burner controls | 22.17 | 22.17 | 22.17 | 22.17 | 22.17 | 22.17 | 22.17 | 22.17 | 22.17 | 22.17 | 22.17 | 22.17 | 22.17 | 22.17 | 22.17 | 22.17 | 22.17 | 22.17 | 22.17 | 22.17 | 22.17 | 22.17 | 0 | 0 | 1.0165 | 1.0143 | 1.0123 | 1.0104 | 1.0078 | 1.0058 | 1.0041 | 1.0029 | 1.0015 | 1.0005 | 0.99977 | 0.99947 | 0.99884 | 0.99857 | 0.99836 | 0.99856 | 0.99839 | 0.99843 | 0.99841 | 0.99835 | 0.0017925 | 0.0049068 | 0.013965 | 0.032563 | 0.058154 | 0.093633 | 0.1345 | 0.17708 | 0.20673 | 0.22527 | 0.22733 | 0.21635 | 0.18783 | 0.15528 | 0.12119 | 0.090393 | 0.062691 | 0.041809 | 0.026581 | 0.018761 | 0.0017925 | 0.0066954 | 0.020647 | 0.053172 | 0.11119 | 0.2046 | 0.33876 | 0.51542 | 0.72142 | 0.94599 | 1.1726 | 1.3886 | 1.5756 | 1.7304 | 1.8512 | 1.942 | 2.0044 | 2.0463 | 2.071 | 2.0848 | 1.7634 | 4.8375 | 13.7959 | 32.2262 | 57.7022 | 93.09 | 133.9443 | 176.5648 | 206.4262 | 225.1499 | 227.3835 | 216.4633 | 188.0467 | 155.5061 | 121.3923 | 90.523 | 62.792 | 41.8744 | 26.6232 | 18.792 | 1.7634 | 6.6009 | 20.3968 | 52.623 | 110.3251 | 203.4152 | 337.3595 | 513.9243 | 720.3505 | 945.5004 | 1172.884 | 1389.3473 | 1577.394 | 1732.9002 | 1854.2924 | 1944.8155 | 2007.6074 | 2049.4819 | 2074.3417 | 2088.2962 | 0.0015245 | 0.0041744 | 0.011884 | 0.027719 | 0.049522 | 0.079759 | 0.1146 | 0.15091 | 0.17621 | 0.19204 | 0.19382 | 0.18447 | 0.16016 | 0.13242 | 0.10335 | 0.077083 | 0.053461 | 0.035653 | 0.022667 | 0.015999 | 0.0015245 | 0.0056961 | 0.017571 | 0.045262 | 0.094685 | 0.17428 | 0.28863 | 0.43924 | 0.61492 | 0.80646 | 0.99977 | 1.184 | 1.3435 | 1.4756 | 1.5787 | 1.6561 | 1.7093 | 1.745 | 1.7661 | 1.7779 | 1.4989 | 4.1118 | 11.7266 | 27.3922 | 49.0468 | 79.1265 | 113.8527 | 150.0801 | 175.4623 | 191.3774 | 193.276 | 183.9938 | 159.8397 | 132.1802 | 103.1834 | 76.9446 | 53.3732 | 35.5933 | 22.6297 | 15.9732 | 1.4989 | 5.6107 | 17.3373 | 44.7295 | 93.7764 | 172.9029 | 286.7556 | 436.8357 | 612.298 | 803.6754 | 996.9514 | 1180.9452 | 1340.7849 | 1472.9651 | 1576.1485 | 1653.0931 | 1706.4663 | 1742.0596 | 1763.1904 | 1775.0518 | 0 | 0 | 0 | 0 | 0 | 0 | 0 | 0 | 0 | 0 | 0 | 0 | 0 | 0 | 0 | 0 | 0 | 0 | 0 | 0 | 0 | 0 | 0 | 0 | 0 | 0 | 0 | 0 | 0 | 0 | 0 | 0 | 0 | 0 | 0 | 0 | 0 | 0 | 0 | 0 | 0 | 0 | 0 | 0 | 0 | 0 | 0 | 0 | 0 | 0 | 0 | 0 | 0 | 0 | 0 | 0 | 0 | 0 | 0 | 0 | 0 | 0 | 0 | 0 | 0 | 0 | 0 | 0 | 0 | 0 | 0 | 0 | 0 | 0 | 0 | 0 | 0 | 0 | 0 | 0 | 0.0015245 | 0.0041744 | 0.011884 | 0.027719 | 0.049522 | 0.079759 | 0.1146 | 0.15091 | 0.17621 | 0.19204 | 0.19382 | 0.18447 | 0.16016 | 0.13242 | 0.10335 | 0.077083 | 0.053461 | 0.035653 | 0.022667 | 0.015999 | 0.0015245 | 0.0056961 | 0.017571 | 0.045262 | 0.094685 | 0.17428 | 0.28863 | 0.43924 | 0.61492 | 0.80646 | 0.99977 | 1.184 | 1.3435 | 1.4756 | 1.5787 | 1.6561 | 1.7093 | 1.745 | 1.7661 | 1.7779 | 1.4989 | 4.1118 | 11.7266 | 27.3922 | 49.0468 | 79.1265 | 113.8527 | 150.0801 | 175.4623 | 191.3774 | 193.276 | 183.9938 | 159.8397 | 132.1802 | 103.1834 | 76.9446 | 53.3732 | 35.5933 | 22.6297 | 15.9732 | 1.4989 | 5.6107 | 17.3373 | 44.7295 | 93.7764 | 172.9029 | 286.7556 | 436.8357 | 612.298 | 803.6754 | 996.9514 | 1180.9452 | 1340.7849 | 1472.9651 | 1576.1485 | 1653.0931 | 1706.4663 | 1742.0596 | 1763.1904 | 1775.0518 | 0 | 0 | 0 | 0 | 0 | 0 | 0 | 0 | 0 | 0 | 0 | 0 | 0 | 0 | 0 | 0 | 0 | 0 | 0 | 0 | 0 | 0 | 0 | 0 | 0 | 0 | 0 | 0 | 0 | 0 | 0 | 0 | 0 | 0 | 0 | 0 | 0 | 0 | 0 | 0 | 0 | 0 | 0 | 0 | 0 | 0 | 0 | 0 | 0 | 0 | 0 | 0 | 0 | 0 | 0 | 0 | 0 | 0 | 0 | 0 | 0 | 0 | 0 | 0 | 0 | 0 | 0 | 0 | 0 | 0 | 0 | 0 | 0 | 0 | 0 | 0 | 0 | 0 | 0 | 0 | 834.222 | 834.222 | 834.222 | 834.222 | 834.222 | 834.222 | 834.222 | 834.222 | 834.222 | 834.222 | 834.222 | 834.222 | 834.222 | 834.222 | 834.222 | 834.222 | 834.222 | 834.222 | 834.222 | 834.222 | 537.3519 | 537.3519 | 537.3519 | 537.3519 | 537.3519 | 537.3519 | 537.3519 | 537.3519 | 537.3519 | 537.3519 | 537.3519 | 537.3519 | 537.3519 | 537.3519 | 537.3519 | 537.3519 | 537.3519 | 537.3519 | 537.3519 | 537.3519
WA_Industrial_Instruments_New_Space Heating_Natural Gas_HVAC - Demand Controlled Ventilation_A | WA | Industrial | Instruments | New | Space Heating | Natural Gas | HVAC - Demand Controlled Ventilation | A | IM537 | Constant ventilation | DCV enabled | 15 | 0.067787 | 0 | 0 | 0.17 | 0.02 | 0 | 0 | 0.08455 |  | sqft | 55% | 75% | Retrofit | RetroEven20 | 80.75% | TBD | 0.2% | 147.6935 |  | 90.8304 |  | 0.0091741 | VENT_DCV-Heating-7PLN-v5-8 | VENT_DCV-Heating-7PLN-v5-8 | VENT_DCV-Heating-7PLN-v5-8 | Constant ventilation | Constant ventilation | Constant ventilation | Constant ventilation | Constant ventilation | Constant ventilation | Constant ventilation | Constant ventilation | Constant ventilation | Constant ventilation | Constant ventilation | Constant ventilation | Constant ventilation | Constant ventilation | Constant ventilation | Constant ventilation | Constant ventilation | Constant ventilation | Constant ventilation | Constant ventilation | Constant ventilation | Constant ventilation | DCV enabled | DCV enabled | DCV enabled | DCV enabled | DCV enabled | DCV enabled | DCV enabled | DCV enabled | DCV enabled | DCV enabled | DCV enabled | DCV enabled | DCV enabled | DCV enabled | DCV enabled | DCV enabled | DCV enabled | DCV enabled | DCV enabled | DCV enabled | DCV enabled | DCV enabled | 0.17 | 0.17 | 0.17 | 0.17 | 0.17 | 0.17 | 0.17 | 0.17 | 0.17 | 0.17 | 0.17 | 0.17 | 0.17 | 0.17 | 0.17 | 0.17 | 0.17 | 0.17 | 0.17 | 0.17 | 0.17 | 0.17 | 0 | 0 | 0.067559 | 0.063603 | 0.062055 | 0.061153 | 0.060802 | 0.060496 | 0.060264 | 0.060061 | 0.059937 | 0.059818 | 0.059576 | 0.059382 | 0.059177 | 0.059358 | 0.059466 | 0.059463 | 0.059575 | 0.059557 | 0.059585 | 0.05953 | 0.010761 | 0.01768 | 0.024597 | 0.032355 | 0.037029 | 0.042455 | 0.047813 | 0.053841 | 0.05833 | 0.063494 | 0.068427 | 0.074205 | 0.078005 | 0.083192 | 0.088296 | 0.094056 | 0.098048 | 0.10272 | 0.10734 | 0.1118 | 0.010761 | 0.02781 | 0.05173 | 0.083334 | 0.11988 | 0.16174 | 0.20893 | 0.26206 | 0.31986 | 0.38271 | 0.4496 | 0.52234 | 0.59853 | 0.68356 | 0.7731 | 0.85764 | 0.94075 | 1.0196 | 1.0959 | 1.1704 | 159.2786 | 277.9713 | 396.3725 | 529.0817 | 609.0045 | 701.7843 | 793.3949 | 896.4426 | 973.1919 | 1061.4642 | 1148.5658 | 1249.606 | 1318.1824 | 1401.5274 | 1484.8094 | 1581.7608 | 1645.8001 | 1724.7116 | 1801.474 | 1878.0096 | 159.2786 | 437.2499 | 833.6223 | 1362.704 | 1971.7085 | 2673.4929 | 3466.8878 | 4363.3303 | 5336.5223 | 6397.9865 | 7546.5523 | 8796.1583 | 10114.3406 | 11515.8681 | 13000.6774 | 14423.1596 | 15790.9885 | 17119.3277 | 18391.72 | 19660.7251 | 0.0091741 | 0.015835 | 0.022411 | 0.029711 | 0.034067 | 0.039084 | 0.044006 | 0.049515 | 0.053603 | 0.058289 | 0.06279 | 0.068036 | 0.07149 | 0.075759 | 0.08001 | 0.084885 | 0.088146 | 0.092116 | 0.096001 | 0.099937 | 0.0091741 | 0.024908 | 0.047133 | 0.076525 | 0.1103 | 0.14889 | 0.19229 | 0.24101 | 0.29393 | 0.35134 | 0.41256 | 0.47891 | 0.54854 | 0.62248 | 0.70055 | 0.77402 | 0.84573 | 0.91434 | 0.9801 | 1.0462 | 135.3868 | 236.2756 | 336.9166 | 449.7194 | 517.6539 | 596.5167 | 674.3857 | 761.9762 | 827.2131 | 902.2446 | 976.2809 | 1062.1651 | 1120.455 | 1191.2983 | 1262.088 | 1344.4967 | 1398.9301 | 1466.0049 | 1531.2529 | 1596.3082 | 135.3868 | 371.6624 | 708.579 | 1158.2984 | 1675.9522 | 2272.4689 | 2946.8546 | 3708.8308 | 4536.0439 | 5438.2885 | 6414.5694 | 7476.7345 | 8597.1895 | 9788.4878 | 11050.5758 | 12259.6857 | 13422.3402 | 14551.4285 | 15632.962 | 16711.6163 | 0.0091741 | 0.015835 | 0.022411 | 0.029711 | 0.034067 | 0.039084 | 0.044006 | 0.049515 | 0.053603 | 0.058289 | 0.06279 | 0.068036 | 0.07149 | 0.075759 | 0.08001 | 0.084885 | 0.088146 | 0.092116 | 0.096001 | 0.099937 | 0.0091741 | 0.024908 | 0.047133 | 0.076525 | 0.1103 | 0.14889 | 0.19229 | 0.24101 | 0.29393 | 0.35134 | 0.41256 | 0.47891 | 0.54854 | 0.62248 | 0.70055 | 0.77402 | 0.84573 | 0.91434 | 0.9801 | 1.0462 | 135.3868 | 236.2756 | 336.9166 | 449.7194 | 517.6539 | 596.5167 | 674.3857 | 761.9762 | 827.2131 | 902.2446 | 976.2809 | 1062.1651 | 1120.455 | 1191.2983 | 1262.088 | 1344.4967 | 1398.9301 | 1466.0049 | 1531.2529 | 1596.3082 | 135.3868 | 371.6624 | 708.579 | 1158.2984 | 1675.9522 | 2272.4689 | 2946.8546 | 3708.8308 | 4536.0439 | 5438.2885 | 6414.5694 | 7476.7345 | 8597.1895 | 9788.4878 | 11050.5758 | 12259.6857 | 13422.3402 | 14551.4285 | 15632.962 | 16711.6163 | 0.0091741 | 0.015835 | 0.022411 | 0.029711 | 0.034067 | 0.039084 | 0.044006 | 0.049515 | 0.053603 | 0.058289 | 0.06279 | 0.068036 | 0.07149 | 0.075759 | 0.08001 | 0.084885 | 0.088146 | 0.092116 | 0.096001 | 0.099937 | 0.0091741 | 0.024908 | 0.047133 | 0.076525 | 0.1103 | 0.14889 | 0.19229 | 0.24101 | 0.29393 | 0.35134 | 0.41256 | 0.47891 | 0.54854 | 0.62248 | 0.70055 | 0.77402 | 0.84573 | 0.91434 | 0.9801 | 1.0462 | 135.3868 | 236.2756 | 336.9166 | 449.7194 | 517.6539 | 596.5167 | 674.3857 | 761.9762 | 827.2131 | 902.2446 | 976.2809 | 1062.1651 | 1120.455 | 1191.2983 | 1262.088 | 1344.4967 | 1398.9301 | 1466.0049 | 1531.2529 | 1596.3082 | 135.3868 | 371.6624 | 708.579 | 1158.2984 | 1675.9522 | 2272.4689 | 2946.8546 | 3708.8308 | 4536.0439 | 5438.2885 | 6414.5694 | 7476.7345 | 8597.1895 | 9788.4878 | 11050.5758 | 12259.6857 | 13422.3402 | 14551.4285 | 15632.962 | 16711.6163 | 0.0091741 | 0.015835 | 0.022411 | 0.029711 | 0.034067 | 0.039084 | 0.044006 | 0.049515 | 0.053603 | 0.058289 | 0.06279 | 0.068036 | 0.07149 | 0.075759 | 0.08001 | 0.084885 | 0.088146 | 0.092116 | 0.096001 | 0.099937 | 0.0091741 | 0.024908 | 0.047133 | 0.076525 | 0.1103 | 0.14889 | 0.19229 | 0.24101 | 0.29393 | 0.35134 | 0.41256 | 0.47891 | 0.54854 | 0.62248 | 0.70055 | 0.77402 | 0.84573 | 0.91434 | 0.9801 | 1.0462 | 135.3868 | 236.2756 | 336.9166 | 449.7194 | 517.6539 | 596.5167 | 674.3857 | 761.9762 | 827.2131 | 902.2446 | 976.2809 | 1062.1651 | 1120.455 | 1191.2983 | 1262.088 | 1344.4967 | 1398.9301 | 1466.0049 | 1531.2529 | 1596.3082 | 135.3868 | 371.6624 | 708.579 | 1158.2984 | 1675.9522 | 2272.4689 | 2946.8546 | 3708.8308 | 4536.0439 | 5438.2885 | 6414.5694 | 7476.7345 | 8597.1895 | 9788.4878 | 11050.5758 | 12259.6857 | 13422.3402 | 14551.4285 | 15632.962 | 16711.6163 | 582.9502 | 582.9502 | 582.9502 | 582.9502 | 582.9502 | 582.9502 | 582.9502 | 582.9502 | 582.9502 | 582.9502 | 582.9502 | 582.9502 | 582.9502 | 582.9502 | 582.9502 | 582.9502 | 582.9502 | 582.9502 | 582.9502 | 582.9502 | 179.855 | 179.855 | 179.855 | 179.855 | 179.855 | 179.855 | 179.855 | 179.855 | 179.855 | 179.855 | 179.855 | 179.855 | 179.855 | 179.855 | 179.855 | 179.855 | 179.855 | 179.855 | 179.855 | 179.855
WA_Industrial_Instruments_New_Space Heating_Natural Gas_Gas Boiler - Stack Economizer_A | WA | Industrial | Instruments | New | Space Heating | Natural Gas | Gas Boiler - Stack Economizer | A | IM538 | None | Economizer installed | 15 | 3.9279 | 0 | 0 | 43.49 | 0 | 0 | 0 | 21.7444 |  | sqft | 15% | 55% | Retrofit | Retro12Med | 75.44% | TBD | 0.2% | 533.8282 |  | 354.1442 |  | 0.001915 | IL TRM - 4.4.28 - CI-HVC-BECO-V02-210101 | XCEL CO 2019-2020 DSM Plan | IL TRM - 4.4.28 - CI-HVC-BECO-V02-210101 | None | None | None | None | None | None | None | None | None | None | None | None | None | None | None | None | None | None | None | None | None | None | Economizer installed | Economizer installed | Economizer installed | Economizer installed | Economizer installed | Economizer installed | Economizer installed | Economizer installed | Economizer installed | Economizer installed | Economizer installed | Economizer installed | Economizer installed | Economizer installed | Economizer installed | Economizer installed | Economizer installed | Economizer installed | Economizer installed | Economizer installed | Economizer installed | Economizer installed | 43.49 | 43.49 | 43.49 | 43.49 | 43.49 | 43.49 | 43.49 | 43.49 | 43.49 | 43.49 | 43.49 | 43.49 | 43.49 | 43.49 | 43.49 | 43.49 | 43.49 | 43.49 | 43.49 | 43.49 | 43.49 | 43.49 | 0 | 0 | 3.9077 | 3.6744 | 3.5801 | 3.5228 | 3.4944 | 3.4685 | 3.4453 | 3.4226 | 3.4012 | 3.3793 | 3.3493 | 3.3229 | 3.2941 | 3.29 | 3.2846 | 3.278 | 3.2782 | 3.2766 | 3.2801 | 3.281 | 0.0022456 | 0.003685 | 0.0051198 | 0.0067245 | 0.007678 | 0.0079038 | 0.0071007 | 0.006376 | 0.005503 | 0.0047707 | 0.0040931 | 0.0035345 | 0.0029569 | 0.002512 | 0.0021255 | 0.0018837 | 0.0032877 | 0.0046857 | 0.0062613 | 0.007209 | 0.0022456 | 0.0057965 | 0.010768 | 0.01732 | 0.024858 | 0.032577 | 0.039461 | 0.045576 | 0.050795 | 0.055237 | 0.058841 | 0.061912 | 0.064332 | 0.066764 | 0.06878 | 0.068641 | 0.068646 | 0.068611 | 0.068686 | 0.068704 | 0.57466 | 1.0029 | 1.4301 | 1.9089 | 2.1972 | 2.2787 | 2.061 | 1.8629 | 1.6179 | 1.4118 | 1.2221 | 1.0637 | 0.89763 | 0.76351 | 0.6471 | 0.57466 | 1.0029 | 1.4301 | 1.9089 | 2.1972 | 0.57466 | 1.5775 | 3.0076 | 4.9165 | 7.1137 | 9.3924 | 11.4534 | 13.3163 | 14.9342 | 16.346 | 17.5681 | 18.6317 | 19.5294 | 20.2929 | 20.94 | 20.94 | 20.94 | 20.94 | 20.94 | 20.94 | 0.001915 | 0.0033019 | 0.0046679 | 0.0061805 | 0.0070726 | 0.0072878 | 0.0065485 | 0.0058785 | 0.0050729 | 0.0043963 | 0.0037731 | 0.0032578 | 0.0027264 | 0.002303 | 0.0019401 | 0.001713 | 0.002979 | 0.0042353 | 0.0056437 | 0.0064935 | 0.001915 | 0.005194 | 0.0098172 | 0.015918 | 0.022898 | 0.030038 | 0.036392 | 0.04202 | 0.046825 | 0.050903 | 0.054241 | 0.057066 | 0.059318 | 0.06121 | 0.06278 | 0.062419 | 0.0622 | 0.062017 | 0.061911 | 0.061885 | 0.48846 | 0.85245 | 1.2156 | 1.6225 | 1.8676 | 1.9369 | 1.7518 | 1.5835 | 1.3752 | 1.2 | 1.0388 | 0.90412 | 0.76299 | 0.64898 | 0.55004 | 0.48846 | 0.85245 | 1.2156 | 1.6225 | 1.8676 | 0.48846 | 1.3409 | 2.5565 | 4.179 | 6.0466 | 7.9835 | 9.7354 | 11.3189 | 12.6941 | 13.8941 | 14.9329 | 15.837 | 16.6 | 17.249 | 17.799 | 17.799 | 17.799 | 17.799 | 17.799 | 17.799 | 0 | 0 | 0 | 0 | 0 | 0 | 0 | 0 | 0 | 0 | 0 | 0 | 0 | 0 | 0 | 0 | 0 | 0 | 0 | 0 | 0 | 0 | 0 | 0 | 0 | 0 | 0 | 0 | 0 | 0 | 0 | 0 | 0 | 0 | 0 | 0 | 0 | 0 | 0 | 0 | 0 | 0 | 0 | 0 | 0 | 0 | 0 | 0 | 0 | 0 | 0 | 0 | 0 | 0 | 0 | 0 | 0 | 0 | 0 | 0 | 0 | 0 | 0 | 0 | 0 | 0 | 0 | 0 | 0 | 0 | 0 | 0 | 0 | 0 | 0 | 0 | 0 | 0 | 0 | 0 | 0.001915 | 0.0033019 | 0.0046679 | 0.0061805 | 0.0070726 | 0.0072878 | 0.0065485 | 0.0058785 | 0.0050729 | 0.0043963 | 0.0037731 | 0.0032578 | 0.0027264 | 0.002303 | 0.0019401 | 0.001713 | 0.002979 | 0.0042353 | 0.0056437 | 0.0064935 | 0.001915 | 0.005194 | 0.0098172 | 0.015918 | 0.022898 | 0.030038 | 0.036392 | 0.04202 | 0.046825 | 0.050903 | 0.054241 | 0.057066 | 0.059318 | 0.06121 | 0.06278 | 0.062419 | 0.0622 | 0.062017 | 0.061911 | 0.061885 | 0.48846 | 0.85245 | 1.2156 | 1.6225 | 1.8676 | 1.9369 | 1.7518 | 1.5835 | 1.3752 | 1.2 | 1.0388 | 0.90412 | 0.76299 | 0.64898 | 0.55004 | 0.48846 | 0.85245 | 1.2156 | 1.6225 | 1.8676 | 0.48846 | 1.3409 | 2.5565 | 4.179 | 6.0466 | 7.9835 | 9.7354 | 11.3189 | 12.6941 | 13.8941 | 14.9329 | 15.837 | 16.6 | 17.249 | 17.799 | 17.799 | 17.799 | 17.799 | 17.799 | 17.799 | 0.001915 | 0.0033019 | 0.0046679 | 0.0061805 | 0.0070726 | 0.0072878 | 0.0065485 | 0.0058785 | 0.0050729 | 0.0043963 | 0.0037731 | 0.0032578 | 0.0027264 | 0.002303 | 0.0019401 | 0.001713 | 0.002979 | 0.0042353 | 0.0056437 | 0.0064935 | 0.001915 | 0.005194 | 0.0098172 | 0.015918 | 0.022898 | 0.030038 | 0.036392 | 0.04202 | 0.046825 | 0.050903 | 0.054241 | 0.057066 | 0.059318 | 0.06121 | 0.06278 | 0.062419 | 0.0622 | 0.062017 | 0.061911 | 0.061885 | 0.48846 | 0.85245 | 1.2156 | 1.6225 | 1.8676 | 1.9369 | 1.7518 | 1.5835 | 1.3752 | 1.2 | 1.0388 | 0.90412 | 0.76299 | 0.64898 | 0.55004 | 0.48846 | 0.85245 | 1.2156 | 1.6225 | 1.8676 | 0.48846 | 1.3409 | 2.5565 | 4.179 | 6.0466 | 7.9835 | 9.7354 | 11.3189 | 12.6941 | 13.8941 | 14.9329 | 15.837 | 16.6 | 17.249 | 17.799 | 17.799 | 17.799 | 17.799 | 17.799 | 17.799 | 643.5585 | 643.5585 | 643.5585 | 643.5585 | 643.5585 | 643.5585 | 643.5585 | 643.5585 | 643.5585 | 643.5585 | 643.5585 | 643.5585 | 643.5585 | 643.5585 | 643.5585 | 643.5585 | 643.5585 | 643.5585 | 643.5585 | 643.5585 | 426.9399 | 426.9399 | 426.9399 | 426.9399 | 426.9399 | 426.9399 | 426.9399 | 426.9399 | 426.9399 | 426.9399 | 426.9399 | 426.9399 | 426.9399 | 426.9399 | 426.9399 | 426.9399 | 426.9399 | 426.9399 | 426.9399 | 426.9399
WA_Industrial_Instruments_New_Process_Natural Gas_Gas Boiler - Stack Economizer_A | WA | Industrial | Instruments | New | Process | Natural Gas | Gas Boiler - Stack Economizer | A | IM539 | None | Economizer installed | 15 | 3.3775 | 0 | 0 | 43.49 | 0 | 0 | 0 | 21.7444 |  | sqft | 15% | 55% | Retrofit | Retro12Med | 75.44% | TBD | 0.2% | 533.8282 |  | 354.1442 |  | 0.049943 | IL TRM - 4.4.28 - CI-HVC-BECO-V02-210101 | XCEL CO 2019-2020 DSM Plan | IL TRM - 4.4.29 - CI-HVC-PECO-V01-150601 | None | None | None | None | None | None | None | None | None | None | None | None | None | None | None | None | None | None | None | None | None | None | Economizer installed | Economizer installed | Economizer installed | Economizer installed | Economizer installed | Economizer installed | Economizer installed | Economizer installed | Economizer installed | Economizer installed | Economizer installed | Economizer installed | Economizer installed | Economizer installed | Economizer installed | Economizer installed | Economizer installed | Economizer installed | Economizer installed | Economizer installed | Economizer installed | Economizer installed | 43.49 | 43.49 | 43.49 | 43.49 | 43.49 | 43.49 | 43.49 | 43.49 | 43.49 | 43.49 | 43.49 | 43.49 | 43.49 | 43.49 | 43.49 | 43.49 | 43.49 | 43.49 | 43.49 | 43.49 | 43.49 | 43.49 | 0 | 0 | 3.3693 | 3.3646 | 3.3601 | 3.3561 | 3.3504 | 3.3458 | 3.3414 | 3.3378 | 3.3337 | 3.3305 | 3.3279 | 3.3264 | 3.3242 | 3.3229 | 3.3218 | 3.3214 | 3.3202 | 3.3197 | 3.319 | 3.3182 | 0.058735 | 0.10236 | 0.14576 | 0.19434 | 0.22331 | 0.23128 | 0.2089 | 0.18862 | 0.16362 | 0.14263 | 0.12337 | 0.10733 | 0.090517 | 0.076962 | 0.065205 | 0.057899 | 0.10101 | 0.14401 | 0.19218 | 0.22116 | 0.058735 | 0.16101 | 0.30656 | 0.50053 | 0.72298 | 0.95327 | 1.1609 | 1.3483 | 1.5102 | 1.6514 | 1.7735 | 1.8801 | 1.9693 | 2.0455 | 2.11 | 2.1098 | 2.109 | 2.1087 | 2.1082 | 2.1077 | 17.4321 | 30.4223 | 43.3805 | 57.9047 | 66.6518 | 69.1254 | 62.5192 | 56.5114 | 49.0798 | 42.8252 | 37.0715 | 32.2661 | 27.2295 | 23.1609 | 19.6297 | 17.4321 | 30.4223 | 43.3805 | 57.9047 | 66.6518 | 17.4321 | 47.8543 | 91.2349 | 149.1396 | 215.7914 | 284.9168 | 347.436 | 403.9474 | 453.0272 | 495.8524 | 532.9238 | 565.19 | 592.4195 | 615.5804 | 635.2101 | 635.2101 | 635.2101 | 635.2101 | 635.2101 | 635.2101 | 0.049943 | 0.087056 | 0.124 | 0.16534 | 0.19004 | 0.19687 | 0.17785 | 0.16062 | 0.13935 | 0.12149 | 0.1051 | 0.09144 | 0.077123 | 0.065578 | 0.055563 | 0.049338 | 0.086078 | 0.12273 | 0.16379 | 0.18849 | 0.049943 | 0.13694 | 0.26078 | 0.42586 | 0.61528 | 0.81143 | 0.98839 | 1.1481 | 1.2862 | 1.4067 | 1.5108 | 1.6017 | 1.6779 | 1.743 | 1.798 | 1.7978 | 1.7973 | 1.797 | 1.7967 | 1.7964 | 14.8173 | 25.8589 | 36.8735 | 49.219 | 56.654 | 58.7566 | 53.1413 | 48.0347 | 41.7178 | 36.4014 | 31.5107 | 27.4262 | 23.1451 | 19.6868 | 16.6853 | 14.8173 | 25.8589 | 36.8735 | 49.219 | 56.654 | 14.8173 | 40.6762 | 77.5496 | 126.7687 | 183.4227 | 242.1793 | 295.3206 | 343.3553 | 385.0731 | 421.4745 | 452.9853 | 480.4115 | 503.5565 | 523.2433 | 539.9286 | 539.9286 | 539.9286 | 539.9286 | 539.9286 | 539.9286 | 0 | 0 | 0 | 0 | 0 | 0 | 0 | 0 | 0 | 0 | 0 | 0 | 0 | 0 | 0 | 0 | 0 | 0 | 0 | 0 | 0 | 0 | 0 | 0 | 0 | 0 | 0 | 0 | 0 | 0 | 0 | 0 | 0 | 0 | 0 | 0 | 0 | 0 | 0 | 0 | 0 | 0 | 0 | 0 | 0 | 0 | 0 | 0 | 0 | 0 | 0 | 0 | 0 | 0 | 0 | 0 | 0 | 0 | 0 | 0 | 0 | 0 | 0 | 0 | 0 | 0 | 0 | 0 | 0 | 0 | 0 | 0 | 0 | 0 | 0 | 0 | 0 | 0 | 0 | 0 | 0.049943 | 0.087056 | 0.124 | 0.16534 | 0.19004 | 0.19687 | 0.17785 | 0.16062 | 0.13935 | 0.12149 | 0.1051 | 0.09144 | 0.077123 | 0.065578 | 0.055563 | 0.049338 | 0.086078 | 0.12273 | 0.16379 | 0.18849 | 0.049943 | 0.13694 | 0.26078 | 0.42586 | 0.61528 | 0.81143 | 0.98839 | 1.1481 | 1.2862 | 1.4067 | 1.5108 | 1.6017 | 1.6779 | 1.743 | 1.798 | 1.7978 | 1.7973 | 1.797 | 1.7967 | 1.7964 | 14.8173 | 25.8589 | 36.8735 | 49.219 | 56.654 | 58.7566 | 53.1413 | 48.0347 | 41.7178 | 36.4014 | 31.5107 | 27.4262 | 23.1451 | 19.6868 | 16.6853 | 14.8173 | 25.8589 | 36.8735 | 49.219 | 56.654 | 14.8173 | 40.6762 | 77.5496 | 126.7687 | 183.4227 | 242.1793 | 295.3206 | 343.3553 | 385.0731 | 421.4745 | 452.9853 | 480.4115 | 503.5565 | 523.2433 | 539.9286 | 539.9286 | 539.9286 | 539.9286 | 539.9286 | 539.9286 | 0.049943 | 0.087056 | 0.124 | 0.16534 | 0.19004 | 0.19687 | 0.17785 | 0.16062 | 0.13935 | 0.12149 | 0.1051 | 0.09144 | 0.077123 | 0.065578 | 0.055563 | 0.049338 | 0.086078 | 0.12273 | 0.16379 | 0.18849 | 0.049943 | 0.13694 | 0.26078 | 0.42586 | 0.61528 | 0.81143 | 0.98839 | 1.1481 | 1.2862 | 1.4067 | 1.5108 | 1.6017 | 1.6779 | 1.743 | 1.798 | 1.7978 | 1.7973 | 1.797 | 1.7967 | 1.7964 | 14.8173 | 25.8589 | 36.8735 | 49.219 | 56.654 | 58.7566 | 53.1413 | 48.0347 | 41.7178 | 36.4014 | 31.5107 | 27.4262 | 23.1451 | 19.6868 | 16.6853 | 14.8173 | 25.8589 | 36.8735 | 49.219 | 56.654 | 14.8173 | 40.6762 | 77.5496 | 126.7687 | 183.4227 | 242.1793 | 295.3206 | 343.3553 | 385.0731 | 421.4745 | 452.9853 | 480.4115 | 503.5565 | 523.2433 | 539.9286 | 539.9286 | 539.9286 | 539.9286 | 539.9286 | 539.9286 | 643.5585 | 643.5585 | 643.5585 | 643.5585 | 643.5585 | 643.5585 | 643.5585 | 643.5585 | 643.5585 | 643.5585 | 643.5585 | 643.5585 | 643.5585 | 643.5585 | 643.5585 | 643.5585 | 643.5585 | 643.5585 | 643.5585 | 643.5585 | 426.9399 | 426.9399 | 426.9399 | 426.9399 | 426.9399 | 426.9399 | 426.9399 | 426.9399 | 426.9399 | 426.9399 | 426.9399 | 426.9399 | 426.9399 | 426.9399 | 426.9399 | 426.9399 | 426.9399 | 426.9399 | 426.9399 | 426.9399
WA_Industrial_Instruments_New_Space Heating_Natural Gas_Gas Furnace Tube Inserts_A | WA | Industrial | Instruments | New | Space Heating | Natural Gas | Gas Furnace Tube Inserts | A | IM540 | None | Tube inserts installed | 5 | 0.077933 | 0 | 0 | 0.02 | 0 | 0 | 0 | 0.0086 |  | sqft | 0% | 0% | Retrofit | Retro3Slow | 84.16% | TBD | 0.2% | 282.1807 |  | 218.2727 |  | 0 | WI TRM - Radiant Tube Inserts, 2507 | WI TRM - Radiant Tube Inserts, 2507 | WI TRM - Radiant Tube Inserts, 2507 | None | None | None | None | None | None | None | None | None | None | None | None | None | None | None | None | None | None | None | None | None | None | Tube inserts installed | Tube inserts installed | Tube inserts installed | Tube inserts installed | Tube inserts installed | Tube inserts installed | Tube inserts installed | Tube inserts installed | Tube inserts installed | Tube inserts installed | Tube inserts installed | Tube inserts installed | Tube inserts installed | Tube inserts installed | Tube inserts installed | Tube inserts installed | Tube inserts installed | Tube inserts installed | Tube inserts installed | Tube inserts installed | Tube inserts installed | Tube inserts installed | 0.02 | 0.02 | 0.02 | 0.02 | 0.02 | 0.02 | 0.02 | 0.02 | 0.02 | 0.02 | 0.02 | 0.02 | 0.02 | 0.02 | 0.02 | 0.02 | 0.02 | 0.02 | 0.02 | 0.02 | 0.02 | 0.02 | 0 | 0 | 0.077672 | 0.073123 | 0.071343 | 0.070307 | 0.069903 | 0.069551 | 0.069285 | 0.069051 | 0.068909 | 0.068771 | 0.068494 | 0.068271 | 0.068034 | 0.068243 | 0.068367 | 0.068363 | 0.068492 | 0.068472 | 0.068504 | 0.06844 | 0 | 0 | 0 | 0 | 0 | 0 | 0 | 0 | 0 | 0 | 0 | 0 | 0 | 0 | 0 | 0 | 0 | 0 | 0 | 0 | 0 | 0 | 0 | 0 | 0 | 0 | 0 | 0 | 0 | 0 | 0 | 0 | 0 | 0 | 0 | 0 | 0 | 0 | 0 | 0 | 0 | 0 | 0 | 0 | 0 | 0 | 0 | 0 | 0 | 0 | 0 | 0 | 0 | 0 | 0 | 0 | 0 | 0 | 0 | 0 | 0 | 0 | 0 | 0 | 0 | 0 | 0 | 0 | 0 | 0 | 0 | 0 | 0 | 0 | 0 | 0 | 0 | 0 | 0 | 0 | 0 | 0 | 0 | 0 | 0 | 0 | 0 | 0 | 0 | 0 | 0 | 0 | 0 | 0 | 0 | 0 | 0 | 0 | 0 | 0 | 0 | 0 | 0 | 0 | 0 | 0 | 0 | 0 | 0 | 0 | 0 | 0 | 0 | 0 | 0 | 0 | 0 | 0 | 0 | 0 | 0 | 0 | 0 | 0 | 0 | 0 | 0 | 0 | 0 | 0 | 0 | 0 | 0 | 0 | 0 | 0 | 0 | 0 | 0 | 0 | 0 | 0 | 0 | 0 | 0 | 0 | 0 | 0 | 0 | 0 | 0 | 0 | 0 | 0 | 0 | 0 | 0 | 0 | 0 | 0 | 0 | 0 | 0 | 0 | 0 | 0 | 0 | 0 | 0 | 0 | 0 | 0 | 0 | 0 | 0 | 0 | 0 | 0 | 0 | 0 | 0 | 0 | 0 | 0 | 0 | 0 | 0 | 0 | 0 | 0 | 0 | 0 | 0 | 0 | 0 | 0 | 0 | 0 | 0 | 0 | 0 | 0 | 0 | 0 | 0 | 0 | 0 | 0 | 0 | 0 | 0 | 0 | 0 | 0 | 0 | 0 | 0 | 0 | 0 | 0 | 0 | 0 | 0 | 0 | 0 | 0 | 0 | 0 | 0 | 0 | 0 | 0 | 0 | 0 | 0 | 0 | 0 | 0 | 0 | 0 | 0 | 0 | 0 | 0 | 0 | 0 | 0 | 0 | 0 | 0 | 0 | 0 | 0 | 0 | 0 | 0 | 0 | 0 | 0 | 0 | 0 | 0 | 0 | 0 | 0 | 0 | 0 | 0 | 0 | 0 | 0 | 0 | 0 | 0 | 0 | 0 | 0 | 0 | 0 | 0 | 0 | 0 | 0 | 0 | 0 | 0 | 0 | 0 | 0 | 0 | 0 | 0 | 0 | 0 | 0 | 0 | 0 | 0 | 0 | 0 | 0 | 0 | 0 | 0 | 0 | 0 | 0 | 0 | 0 | 0 | 0 | 0 | 0 | 0 | 0 | 0 | 0 | 0 | 0 | 0 | 0 | 0 | 0 | 0 | 0 | 0 | 0 | 0 | 0 | 0 | 0 | 0 | 0 | 0 | 0 | 0 | 0 | 0 | 0 | 0 | 0 | 0 | 0 | 0 | 0 | 0 | 0 | 0 | 0 | 0 | 0 | 0 | 0 | 0 | 0 | 0 | 0 | 0 | 0 | 0 | 0 | 0 | 0 | 0 | 0 | 0 | 0 | 0 | 0 | 0 | 0 | 0 | 0 | 0 | 0 | 0 | 0 | 0 | 0 | 0 | 0 | 0 | 0 | 0 | 0 | 0 | 0 | 0 | 0 | 0 | 0 | 0 | 0 | 0 | 0 | 0 | 0 | 0 | 0 | 0 | 60.9549 | 60.9549 | 60.9549 | 60.9549 | 60.9549 | 60.9549 | 60.9549 | 60.9549 | 60.9549 | 60.9549 | 60.9549 | 60.9549 | 60.9549 | 60.9549 | 60.9549 | 60.9549 | 60.9549 | 60.9549 | 60.9549 | 60.9549 | 47.1499 | 47.1499 | 47.1499 | 47.1499 | 47.1499 | 47.1499 | 47.1499 | 47.1499 | 47.1499 | 47.1499 | 47.1499 | 47.1499 | 47.1499 | 47.1499 | 47.1499 | 47.1499 | 47.1499 | 47.1499 | 47.1499 | 47.1499
WA_Industrial_Instruments_New_Space Heating_Natural Gas_Space Heating - Heat Recovery Ventilator_A | WA | Industrial | Instruments | New | Space Heating | Natural Gas | Space Heating - Heat Recovery Ventilator | A | IM541 | None | HRV installed | 15 | 0.012707 | 0 | 0 | 0.28 | 0 | 0 | 0 | 0.139 |  | sqft | 5% | 10% | Retrofit | RetroEven20 | 80.75% | TBD | 0.2% | 146.5862 |  | 97.246 |  | 0.0042025 | IL TRM - 4.4.27 - CI-HVC-ERVE-V04-200101 | IL TRM - 4.4.27 - CI-HVC-ERVE-V04-200101 | IL TRM - 4.4.27 - CI-HVC-ERVE-V04-200101 | None | None | None | None | None | None | None | None | None | None | None | None | None | None | None | None | None | None | None | None | None | None | HRV installed | HRV installed | HRV installed | HRV installed | HRV installed | HRV installed | HRV installed | HRV installed | HRV installed | HRV installed | HRV installed | HRV installed | HRV installed | HRV installed | HRV installed | HRV installed | HRV installed | HRV installed | HRV installed | HRV installed | HRV installed | HRV installed | 0.28 | 0.28 | 0.28 | 0.28 | 0.28 | 0.28 | 0.28 | 0.28 | 0.28 | 0.28 | 0.28 | 0.28 | 0.28 | 0.28 | 0.28 | 0.28 | 0.28 | 0.28 | 0.28 | 0.28 | 0.28 | 0.28 | 0 | 0 | 0.01264 | 0.011884 | 0.011578 | 0.011392 | 0.011299 | 0.011214 | 0.011138 | 0.011063 | 0.010994 | 0.010922 | 0.010825 | 0.010739 | 0.010646 | 0.010633 | 0.010615 | 0.010594 | 0.010595 | 0.01059 | 0.010602 | 0.010605 | 0.0049279 | 0.008086 | 0.011233 | 0.014753 | 0.016843 | 0.019263 | 0.02163 | 0.024276 | 0.026188 | 0.028377 | 0.030433 | 0.032849 | 0.03435 | 0.036476 | 0.038581 | 0.041019 | 0.042683 | 0.044709 | 0.046751 | 0.048752 | 0.0049279 | 0.012719 | 0.023625 | 0.037998 | 0.054531 | 0.073383 | 0.094516 | 0.11816 | 0.1436 | 0.17104 | 0.19995 | 0.23123 | 0.26356 | 0.29971 | 0.3378 | 0.37402 | 0.40954 | 0.44377 | 0.4773 | 0.51038 | 389.8704 | 680.3976 | 970.2114 | 1295.0472 | 1490.6766 | 1717.7762 | 1942.0137 | 2194.2463 | 2382.1077 | 2598.1742 | 2811.3749 | 3058.6938 | 3226.55 | 3430.5559 | 3634.4073 | 3871.718 | 4028.4686 | 4221.6225 | 4409.5158 | 4596.854 | 389.8704 | 1070.2681 | 2040.4795 | 3335.5267 | 4826.2033 | 6543.9795 | 8485.9932 | 10680.2395 | 13062.3473 | 15660.5215 | 18471.8964 | 21530.5901 | 24757.1401 | 28187.696 | 31822.1033 | 35303.9508 | 38652.0218 | 41903.4329 | 45017.9014 | 48124.0789 | 0.0042025 | 0.0072458 | 0.010242 | 0.01356 | 0.015516 | 0.017763 | 0.01995 | 0.022384 | 0.024145 | 0.026154 | 0.028057 | 0.030282 | 0.031677 | 0.033447 | 0.035221 | 0.037306 | 0.038681 | 0.040417 | 0.042145 | 0.043919 | 0.0042025 | 0.011398 | 0.021541 | 0.034926 | 0.050235 | 0.067669 | 0.087175 | 0.10895 | 0.1324 | 0.15765 | 0.18435 | 0.21316 | 0.24306 | 0.27482 | 0.30838 | 0.34017 | 0.37113 | 0.40118 | 0.43027 | 0.45978 | 331.3899 | 578.338 | 824.6797 | 1100.7901 | 1267.0751 | 1460.1098 | 1650.7117 | 1865.1094 | 2024.7916 | 2208.4481 | 2389.6687 | 2599.8897 | 2742.5675 | 2915.9725 | 3089.2462 | 3290.9603 | 3424.1983 | 3588.3791 | 3748.0884 | 3907.3259 | 331.3899 | 909.7279 | 1734.4076 | 2835.1977 | 4102.2728 | 5562.3826 | 7213.0942 | 9078.2036 | 11102.9952 | 13311.4432 | 15701.1119 | 18301.0016 | 21043.5691 | 23959.5416 | 27048.7878 | 30008.3582 | 32854.2185 | 35617.9179 | 38265.2162 | 40905.467 | 0 | 0 | 0 | 0 | 0 | 0 | 0 | 0 | 0 | 0 | 0 | 0 | 0 | 0 | 0 | 0 | 0 | 0 | 0 | 0 | 0 | 0 | 0 | 0 | 0 | 0 | 0 | 0 | 0 | 0 | 0 | 0 | 0 | 0 | 0 | 0 | 0 | 0 | 0 | 0 | 0 | 0 | 0 | 0 | 0 | 0 | 0 | 0 | 0 | 0 | 0 | 0 | 0 | 0 | 0 | 0 | 0 | 0 | 0 | 0 | 0 | 0 | 0 | 0 | 0 | 0 | 0 | 0 | 0 | 0 | 0 | 0 | 0 | 0 | 0 | 0 | 0 | 0 | 0 | 0 | 0 | 0 | 0 | 0 | 0 | 0 | 0 | 0 | 0 | 0 | 0 | 0 | 0 | 0 | 0 | 0 | 0 | 0 | 0 | 0 | 0 | 0 | 0 | 0 | 0 | 0 | 0 | 0 | 0 | 0 | 0 | 0 | 0 | 0 | 0 | 0 | 0 | 0 | 0 | 0 | 0 | 0 | 0 | 0 | 0 | 0 | 0 | 0 | 0 | 0 | 0 | 0 | 0 | 0 | 0 | 0 | 0 | 0 | 0 | 0 | 0 | 0 | 0 | 0 | 0 | 0 | 0 | 0 | 0 | 0 | 0 | 0 | 0 | 0 | 0 | 0 | 0 | 0 | 0 | 0 | 0 | 0 | 0 | 0 | 0 | 0 | 0 | 0 | 0 | 0 | 0 | 0 | 0 | 0 | 0 | 0 | 0 | 0 | 0 | 0 | 0 | 0 | 0 | 0 | 0 | 0 | 0 | 0 | 0 | 0 | 0 | 0 | 0 | 0 | 0 | 0 | 0 | 0 | 0 | 0 | 0 | 0 | 0 | 0 | 0 | 0 | 0 | 0 | 0 | 0 | 0 | 0 | 0 | 0 | 0 | 0 | 0 | 0 | 0 | 0 | 0 | 0 | 0 | 0 | 0 | 0 | 0 | 0 | 0 | 0 | 0 | 0 | 0 | 0 | 0 | 0 | 0 | 0 | 0 | 0 | 2382.0251 | 2382.0251 | 2382.0251 | 2382.0251 | 2382.0251 | 2382.0251 | 2382.0251 | 2382.0251 | 2382.0251 | 2382.0251 | 2382.0251 | 2382.0251 | 2382.0251 | 2382.0251 | 2382.0251 | 2382.0251 | 2382.0251 | 2382.0251 | 2382.0251 | 2382.0251 | 1580.247 | 1580.247 | 1580.247 | 1580.247 | 1580.247 | 1580.247 | 1580.247 | 1580.247 | 1580.247 | 1580.247 | 1580.247 | 1580.247 | 1580.247 | 1580.247 | 1580.247 | 1580.247 | 1580.247 | 1580.247 | 1580.247 | 1580.247
WA_Industrial_Instruments_New_Space Heating_Natural Gas_Thermostat - Programmable_A | WA | Industrial | Instruments | New | Space Heating | Natural Gas | Thermostat - Programmable | A | IM542 | Manual control | Programmable thermostat installed | 11 | 0.0061474 | 0 | 0 | 0.17 | 0.01 | 0 | 0 | 0.0859 |  | sqft | 25% | 40% | Retrofit | RetroEven20 | 80.75% | TBD | 0.2% | 175.7871 |  | 119.9913 |  | 0.0060981 | IL TRM - 4.4.48 - CI-HVC-THST-V02-210101 | IL TRM - 4.4.48 - CI-HVC-THST-V02-210101 | BEST | Manual control | Manual control | Manual control | Manual control | Manual control | Manual control | Manual control | Manual control | Manual control | Manual control | Manual control | Manual control | Manual control | Manual control | Manual control | Manual control | Manual control | Manual control | Manual control | Manual control | Manual control | Manual control | Programmable thermostat installed | Programmable thermostat installed | Programmable thermostat installed | Programmable thermostat installed | Programmable thermostat installed | Programmable thermostat installed | Programmable thermostat installed | Programmable thermostat installed | Programmable thermostat installed | Programmable thermostat installed | Programmable thermostat installed | Programmable thermostat installed | Programmable thermostat installed | Programmable thermostat installed | Programmable thermostat installed | Programmable thermostat installed | Programmable thermostat installed | Programmable thermostat installed | Programmable thermostat installed | Programmable thermostat installed | Programmable thermostat installed | Programmable thermostat installed | 0.17 | 0.17 | 0.17 | 0.17 | 0.17 | 0.17 | 0.17 | 0.17 | 0.17 | 0.17 | 0.17 | 0.17 | 0.17 | 0.17 | 0.17 | 0.17 | 0.17 | 0.17 | 0.17 | 0.17 | 0.17 | 0.17 | 0 | 0 | 0.0061135 | 0.0057473 | 0.0055988 | 0.0055081 | 0.0054623 | 0.0054205 | 0.0053831 | 0.0053466 | 0.0053122 | 0.0052769 | 0.0052294 | 0.0051876 | 0.0051417 | 0.0051348 | 0.0051258 | 0.0051153 | 0.0051153 | 0.0051124 | 0.0051179 | 0.0051191 | 0.0071504 | 0.011731 | 0.016296 | 0.0214 | 0.024428 | 0.027933 | 0.031362 | 0.035195 | 0.037963 | 0.041131 | 0.044105 | 0.047602 | 0.04977 | 0.052845 | 0.055888 | 0.059415 | 0.06182 | 0.064748 | 0.067703 | 0.070596 | 0.0071504 | 0.018453 | 0.034272 | 0.055117 | 0.079086 | 0.10641 | 0.13704 | 0.17131 | 0.20817 | 0.24792 | 0.28979 | 0.32901 | 0.36537 | 0.40278 | 0.43805 | 0.47369 | 0.50915 | 0.54383 | 0.57842 | 0.61258 | 1169.6113 | 2041.1929 | 2910.6342 | 3885.1417 | 4472.0298 | 5153.3285 | 5826.0412 | 6582.739 | 7146.3232 | 7794.5226 | 8434.1248 | 9176.0813 | 9679.65 | 10291.6677 | 10903.2219 | 11615.1539 | 12085.4058 | 12664.8674 | 13228.5473 | 13790.5621 | 1169.6113 | 3210.8043 | 6121.4385 | 10006.5801 | 14478.6099 | 19631.9384 | 25457.9796 | 32040.7186 | 39187.0418 | 46981.5644 | 55415.6892 | 63422.1591 | 71060.6161 | 78441.6496 | 85459.7298 | 92602.8539 | 99534.9312 | 106373.7574 | 113019.5658 | 119663.8046 | 0.0060981 | 0.010513 | 0.014859 | 0.019671 | 0.022506 | 0.025762 | 0.028931 | 0.032458 | 0.035006 | 0.037917 | 0.040671 | 0.043892 | 0.04591 | 0.048469 | 0.051035 | 0.054053 | 0.05604 | 0.058552 | 0.061052 | 0.063618 | 0.0060981 | 0.016537 | 0.031251 | 0.050665 | 0.072864 | 0.098141 | 0.12642 | 0.15799 | 0.19196 | 0.22854 | 0.26723 | 0.30337 | 0.33703 | 0.36943 | 0.40001 | 0.43094 | 0.46154 | 0.49178 | 0.52161 | 0.55203 | 994.1696 | 1735.014 | 2474.0391 | 3302.3704 | 3801.2253 | 4380.3293 | 4952.135 | 5595.3281 | 6074.3748 | 6625.3442 | 7169.0061 | 7799.6691 | 8227.7025 | 8747.9175 | 9267.7386 | 9872.8808 | 10272.595 | 10765.1373 | 11244.2652 | 11721.9778 | 994.1696 | 2729.1836 | 5203.2227 | 8505.5931 | 12306.8184 | 16687.1477 | 21639.2827 | 27234.6108 | 33308.9856 | 39934.3297 | 47103.3358 | 53908.8352 | 60401.5237 | 66675.4022 | 72640.7703 | 78712.4258 | 84604.6915 | 90417.6938 | 96066.6309 | 101714.2339 | 0 | 0 | 0 | 0 | 0 | 0 | 0 | 0 | 0 | 0 | 0 | 0 | 0 | 0 | 0 | 0 | 0 | 0 | 0 | 0 | 0 | 0 | 0 | 0 | 0 | 0 | 0 | 0 | 0 | 0 | 0 | 0 | 0 | 0 | 0 | 0 | 0 | 0 | 0 | 0 | 0 | 0 | 0 | 0 | 0 | 0 | 0 | 0 | 0 | 0 | 0 | 0 | 0 | 0 | 0 | 0 | 0 | 0 | 0 | 0 | 0 | 0 | 0 | 0 | 0 | 0 | 0 | 0 | 0 | 0 | 0 | 0 | 0 | 0 | 0 | 0 | 0 | 0 | 0 | 0 | 0 | 0 | 0 | 0 | 0 | 0 | 0 | 0 | 0 | 0 | 0 | 0 | 0 | 0 | 0 | 0 | 0 | 0 | 0 | 0 | 0 | 0 | 0 | 0 | 0 | 0 | 0 | 0 | 0 | 0 | 0 | 0 | 0 | 0 | 0 | 0 | 0 | 0 | 0 | 0 | 0 | 0 | 0 | 0 | 0 | 0 | 0 | 0 | 0 | 0 | 0 | 0 | 0 | 0 | 0 | 0 | 0 | 0 | 0 | 0 | 0 | 0 | 0 | 0 | 0 | 0 | 0 | 0 | 0 | 0 | 0 | 0 | 0 | 0 | 0 | 0 | 0 | 0 | 0 | 0 | 0 | 0 | 0 | 0 | 0 | 0 | 0 | 0 | 0 | 0 | 0 | 0 | 0 | 0 | 0 | 0 | 0 | 0 | 0 | 0 | 0 | 0 | 0 | 0 | 0 | 0 | 0 | 0 | 0 | 0 | 0 | 0 | 0 | 0 | 0 | 0 | 0 | 0 | 0 | 0 | 0 | 0 | 0 | 0 | 0 | 0 | 0 | 0 | 0 | 0 | 0 | 0 | 0 | 0 | 0 | 0 | 0 | 0 | 0 | 0 | 0 | 0 | 0 | 0 | 0 | 0 | 0 | 0 | 0 | 0 | 0 | 0 | 0 | 0 | 0 | 0 | 0 | 0 | 0 | 0 | 4596.6879 | 4596.6879 | 4596.6879 | 4596.6879 | 4596.6879 | 4596.6879 | 4596.6879 | 4596.6879 | 4596.6879 | 4596.6879 | 4596.6879 | 4596.6879 | 4596.6879 | 4596.6879 | 4596.6879 | 4596.6879 | 4596.6879 | 4596.6879 | 4596.6879 | 4596.6879 | 2541.7387 | 2541.7387 | 2541.7387 | 2541.7387 | 2541.7387 | 2541.7387 | 2541.7387 | 2541.7387 | 2541.7387 | 2541.7387 | 2541.7387 | 2541.7387 | 2541.7387 | 2541.7387 | 2541.7387 | 2541.7387 | 2541.7387 | 2541.7387 | 2541.7387 | 2541.7387
WA_Industrial_Instruments_New_Space Heating_Natural Gas_ENERGY STAR Connected Thermostat_A | WA | Industrial | Instruments | New | Space Heating | Natural Gas | ENERGY STAR Connected Thermostat | A | IM543 | Manual control | Wi-Fi/interactive thermostat installed | 5 | 0.01486 | 0 | 0 | 0.39 | 0.01 | 0 | 0 | 0.1927 |  | sqft | 5% | 20% | Retrofit | RetroEven20 | 80.75% | TBD | 0.2% | 340.6279 |  | 258.9105 |  | 0.014737 | ComConnectedThermostats_v1_1 | ComConnectedThermostats_v1_1 | ComConnectedThermostats_v1_1 | Manual control | Manual control | Manual control | Manual control | Manual control | Manual control | Manual control | Manual control | Manual control | Manual control | Manual control | Manual control | Manual control | Manual control | Manual control | Manual control | Manual control | Manual control | Manual control | Manual control | Manual control | Manual control | Wi-Fi/interactive thermostat installed | Wi-Fi/interactive thermostat installed | Wi-Fi/interactive thermostat installed | Wi-Fi/interactive thermostat installed | Wi-Fi/interactive thermostat installed | Wi-Fi/interactive thermostat installed | Wi-Fi/interactive thermostat installed | Wi-Fi/interactive thermostat installed | Wi-Fi/interactive thermostat installed | Wi-Fi/interactive thermostat installed | Wi-Fi/interactive thermostat installed | Wi-Fi/interactive thermostat installed | Wi-Fi/interactive thermostat installed | Wi-Fi/interactive thermostat installed | Wi-Fi/interactive thermostat installed | Wi-Fi/interactive thermostat installed | Wi-Fi/interactive thermostat installed | Wi-Fi/interactive thermostat installed | Wi-Fi/interactive thermostat installed | Wi-Fi/interactive thermostat installed | Wi-Fi/interactive thermostat installed | Wi-Fi/interactive thermostat installed | 0.39 | 0.39 | 0.39 | 0.39 | 0.39 | 0.39 | 0.39 | 0.39 | 0.39 | 0.39 | 0.39 | 0.39 | 0.39 | 0.39 | 0.39 | 0.39 | 0.39 | 0.39 | 0.39 | 0.39 | 0.39 | 0.39 | 0 | 0 | 0.014774 | 0.013886 | 0.013525 | 0.013304 | 0.013191 | 0.013088 | 0.012995 | 0.012905 | 0.01282 | 0.012732 | 0.012615 | 0.012513 | 0.012401 | 0.012383 | 0.012361 | 0.012335 | 0.012334 | 0.012326 | 0.012339 | 0.012341 | 0.01728 | 0.028345 | 0.039367 | 0.051689 | 0.058991 | 0.067445 | 0.075711 | 0.084951 | 0.091613 | 0.099243 | 0.1064 | 0.11482 | 0.12004 | 0.12744 | 0.13477 | 0.14327 | 0.14906 | 0.15611 | 0.17493 | 0.18975 | 0.01728 | 0.044587 | 0.082795 | 0.13313 | 0.19099 | 0.24163 | 0.28911 | 0.33449 | 0.37408 | 0.41384 | 0.45143 | 0.48969 | 0.5237 | 0.5619 | 0.59931 | 0.62286 | 0.63351 | 0.63405 | 0.6347 | 0.63483 | 1169.6113 | 2041.1929 | 2910.6342 | 3885.1417 | 4472.0298 | 5153.3285 | 5826.0412 | 6582.739 | 7146.3232 | 7794.5226 | 8434.1248 | 9176.0813 | 9679.65 | 10291.6677 | 10903.2219 | 11615.1539 | 12085.4058 | 12664.8674 | 14176.8093 | 15375.2517 | 1169.6113 | 3210.8043 | 6121.4385 | 10006.5801 | 14478.6099 | 18462.3271 | 22247.1754 | 25919.2801 | 29180.4617 | 32502.9545 | 35783.7507 | 39133.7908 | 42230.7018 | 45376.0462 | 48484.7455 | 50496.1633 | 51364.2949 | 51438.8782 | 51438.8782 | 51438.8782 | 0.014737 | 0.025403 | 0.0359 | 0.04752 | 0.054358 | 0.062213 | 0.069855 | 0.078362 | 0.0845 | 0.091512 | 0.098147 | 0.10591 | 0.11076 | 0.11693 | 0.12311 | 0.13039 | 0.13517 | 0.14123 | 0.15781 | 0.17107 | 0.014737 | 0.039959 | 0.075503 | 0.12239 | 0.17599 | 0.22288 | 0.26675 | 0.30855 | 0.34504 | 0.3816 | 0.41641 | 0.45168 | 0.48325 | 0.51555 | 0.54747 | 0.56686 | 0.57451 | 0.5736 | 0.57259 | 0.57232 | 994.1696 | 1735.014 | 2474.0391 | 3302.3704 | 3801.2253 | 4380.3293 | 4952.135 | 5595.3281 | 6074.3748 | 6625.3442 | 7169.0061 | 7799.6691 | 8227.7025 | 8747.9175 | 9267.7386 | 9872.8808 | 10272.595 | 10765.1373 | 12050.2879 | 13068.9639 | 994.1696 | 2729.1836 | 5203.2227 | 8505.5931 | 12306.8184 | 15692.978 | 18910.0991 | 22031.3881 | 24803.3925 | 27627.5113 | 30416.1881 | 33263.7222 | 35896.0965 | 38569.6393 | 41212.0337 | 42921.7388 | 43659.6507 | 43723.0465 | 43723.0465 | 43723.0465 | 0 | 0 | 0 | 0 | 0 | 0 | 0 | 0 | 0 | 0 | 0 | 0 | 0 | 0 | 0 | 0 | 0 | 0 | 0 | 0 | 0 | 0 | 0 | 0 | 0 | 0 | 0 | 0 | 0 | 0 | 0 | 0 | 0 | 0 | 0 | 0 | 0 | 0 | 0 | 0 | 0 | 0 | 0 | 0 | 0 | 0 | 0 | 0 | 0 | 0 | 0 | 0 | 0 | 0 | 0 | 0 | 0 | 0 | 0 | 0 | 0 | 0 | 0 | 0 | 0 | 0 | 0 | 0 | 0 | 0 | 0 | 0 | 0 | 0 | 0 | 0 | 0 | 0 | 0 | 0 | 0 | 0 | 0 | 0 | 0 | 0 | 0 | 0 | 0 | 0 | 0 | 0 | 0 | 0 | 0 | 0 | 0 | 0 | 0 | 0 | 0 | 0 | 0 | 0 | 0 | 0 | 0 | 0 | 0 | 0 | 0 | 0 | 0 | 0 | 0 | 0 | 0 | 0 | 0 | 0 | 0 | 0 | 0 | 0 | 0 | 0 | 0 | 0 | 0 | 0 | 0 | 0 | 0 | 0 | 0 | 0 | 0 | 0 | 0 | 0 | 0 | 0 | 0 | 0 | 0 | 0 | 0 | 0 | 0 | 0 | 0 | 0 | 0 | 0 | 0 | 0 | 0 | 0 | 0 | 0 | 0 | 0 | 0 | 0 | 0 | 0 | 0 | 0 | 0 | 0 | 0 | 0 | 0 | 0 | 0 | 0 | 0 | 0 | 0 | 0 | 0 | 0 | 0 | 0 | 0 | 0 | 0 | 0 | 0 | 0 | 0 | 0 | 0 | 0 | 0 | 0 | 0 | 0 | 0 | 0 | 0 | 0 | 0 | 0 | 0 | 0 | 0 | 0 | 0 | 0 | 0 | 0 | 0 | 0 | 0 | 0 | 0 | 0 | 0 | 0 | 0 | 0 | 0 | 0 | 0 | 0 | 0 | 0 | 0 | 0 | 0 | 0 | 0 | 0 | 0 | 0 | 0 | 0 | 0 | 0 | 6993.6862 | 6993.6862 | 6993.6862 | 6993.6862 | 6993.6862 | 6993.6862 | 6993.6862 | 6993.6862 | 6993.6862 | 6993.6862 | 6993.6862 | 6993.6862 | 6993.6862 | 6993.6862 | 6993.6862 | 6993.6862 | 6993.6862 | 6993.6862 | 6993.6862 | 6993.6862 | 4821.7774 | 4821.7774 | 4821.7774 | 4821.7774 | 4821.7774 | 4821.7774 | 4821.7774 | 4821.7774 | 4821.7774 | 4821.7774 | 4821.7774 | 4821.7774 | 4821.7774 | 4821.7774 | 4821.7774 | 4821.7774 | 4821.7774 | 4821.7774 | 4821.7774 | 4821.7774
WA_Industrial_Instruments_New_Space Heating_Natural Gas_Destratification Fans (HVLS)_A | WA | Industrial | Instruments | New | Space Heating | Natural Gas | Destratification Fans (HVLS) | A | IM544 | None/Standard ventilation | Fans installed | 10 | 0.01486 | 0 | 0 | 0.6 | 0.01 | 0 | 0 | 0.2991 |  | sqft | 15% | 30% | Retrofit | RetroEven20 | 80.75% | TBD | 0.2% | 218.9297 |  | 150.6408 |  | 0.014728 | IL TRM - 4.4.34 - CI-HVC-DSFN-V05-210101 | IL TRM - 4.4.34 - CI-HVC-DSFN-V05-210101 | IL TRM - 4.4.34 - CI-HVC-DSFN-V05-210101 | None/Standard ventilation | None/Standard ventilation | None/Standard ventilation | None/Standard ventilation | None/Standard ventilation | None/Standard ventilation | None/Standard ventilation | None/Standard ventilation | None/Standard ventilation | None/Standard ventilation | None/Standard ventilation | None/Standard ventilation | None/Standard ventilation | None/Standard ventilation | None/Standard ventilation | None/Standard ventilation | None/Standard ventilation | None/Standard ventilation | None/Standard ventilation | None/Standard ventilation | None/Standard ventilation | None/Standard ventilation | Fans installed | Fans installed | Fans installed | Fans installed | Fans installed | Fans installed | Fans installed | Fans installed | Fans installed | Fans installed | Fans installed | Fans installed | Fans installed | Fans installed | Fans installed | Fans installed | Fans installed | Fans installed | Fans installed | Fans installed | Fans installed | Fans installed | 0.6 | 0.6 | 0.6 | 0.6 | 0.6 | 0.6 | 0.6 | 0.6 | 0.6 | 0.6 | 0.6 | 0.6 | 0.6 | 0.6 | 0.6 | 0.6 | 0.6 | 0.6 | 0.6 | 0.6 | 0.6 | 0.6 | 0 | 0 | 0.014763 | 0.01387 | 0.013504 | 0.013279 | 0.013159 | 0.013053 | 0.012958 | 0.012867 | 0.01278 | 0.012693 | 0.012575 | 0.012473 | 0.01236 | 0.012342 | 0.01232 | 0.012295 | 0.012294 | 0.012289 | 0.012303 | 0.012307 | 0.017267 | 0.028312 | 0.039305 | 0.051589 | 0.058847 | 0.067264 | 0.075494 | 0.0847 | 0.091332 | 0.098932 | 0.10606 | 0.11446 | 0.11964 | 0.12702 | 0.13432 | 0.1428 | 0.14858 | 0.15564 | 0.16275 | 0.16972 | 0.017267 | 0.044534 | 0.082664 | 0.13287 | 0.19052 | 0.25625 | 0.32989 | 0.41227 | 0.50082 | 0.59632 | 0.68216 | 0.76562 | 0.84237 | 0.9202 | 0.99773 | 1.0752 | 1.1521 | 1.2263 | 1.3026 | 1.3768 | 1169.6113 | 2041.1929 | 2910.6342 | 3885.1417 | 4472.0298 | 5153.3285 | 5826.0412 | 6582.739 | 7146.3232 | 7794.5226 | 8434.1248 | 9176.0813 | 9679.65 | 10291.6677 | 10903.2219 | 11615.1539 | 12085.4058 | 12664.8674 | 13228.5473 | 13790.5621 | 1169.6113 | 3210.8043 | 6121.4385 | 10006.5801 | 14478.6099 | 19631.9384 | 25457.9796 | 32040.7186 | 39187.0418 | 46981.5644 | 54246.0778 | 61380.9662 | 68149.9819 | 74556.5079 | 80987.7 | 87449.5253 | 93708.89 | 99791.0185 | 105873.2426 | 111869.2821 | 0.014728 | 0.025377 | 0.035852 | 0.047442 | 0.054245 | 0.062071 | 0.069685 | 0.078165 | 0.08428 | 0.091269 | 0.097881 | 0.10562 | 0.11046 | 0.1166 | 0.12276 | 0.13003 | 0.13481 | 0.14086 | 0.14689 | 0.15307 | 0.014728 | 0.039919 | 0.075402 | 0.12219 | 0.17562 | 0.23646 | 0.3045 | 0.38046 | 0.46215 | 0.55012 | 0.62955 | 0.70652 | 0.77767 | 0.84472 | 0.91188 | 0.97898 | 1.0453 | 1.1099 | 1.1756 | 1.2417 | 994.1696 | 1735.014 | 2474.0391 | 3302.3704 | 3801.2253 | 4380.3293 | 4952.135 | 5595.3281 | 6074.3748 | 6625.3442 | 7169.0061 | 7799.6691 | 8227.7025 | 8747.9175 | 9267.7386 | 9872.8808 | 10272.595 | 10765.1373 | 11244.2652 | 11721.9778 | 994.1696 | 2729.1836 | 5203.2227 | 8505.5931 | 12306.8184 | 16687.1477 | 21639.2827 | 27234.6108 | 33308.9856 | 39934.3297 | 46109.1662 | 52173.8213 | 57927.4846 | 63373.0317 | 68839.545 | 74332.0965 | 79652.5565 | 84822.3657 | 89992.2562 | 95088.8898 | 0 | 0 | 0 | 0 | 0 | 0 | 0 | 0 | 0 | 0 | 0 | 0 | 0 | 0 | 0 | 0 | 0 | 0 | 0 | 0 | 0 | 0 | 0 | 0 | 0 | 0 | 0 | 0 | 0 | 0 | 0 | 0 | 0 | 0 | 0 | 0 | 0 | 0 | 0 | 0 | 0 | 0 | 0 | 0 | 0 | 0 | 0 | 0 | 0 | 0 | 0 | 0 | 0 | 0 | 0 | 0 | 0 | 0 | 0 | 0 | 0 | 0 | 0 | 0 | 0 | 0 | 0 | 0 | 0 | 0 | 0 | 0 | 0 | 0 | 0 | 0 | 0 | 0 | 0 | 0 | 0 | 0 | 0 | 0 | 0 | 0 | 0 | 0 | 0 | 0 | 0 | 0 | 0 | 0 | 0 | 0 | 0 | 0 | 0 | 0 | 0 | 0 | 0 | 0 | 0 | 0 | 0 | 0 | 0 | 0 | 0 | 0 | 0 | 0 | 0 | 0 | 0 | 0 | 0 | 0 | 0 | 0 | 0 | 0 | 0 | 0 | 0 | 0 | 0 | 0 | 0 | 0 | 0 | 0 | 0 | 0 | 0 | 0 | 0 | 0 | 0 | 0 | 0 | 0 | 0 | 0 | 0 | 0 | 0 | 0 | 0 | 0 | 0 | 0 | 0 | 0 | 0 | 0 | 0 | 0 | 0 | 0 | 0 | 0 | 0 | 0 | 0 | 0 | 0 | 0 | 0 | 0 | 0 | 0 | 0 | 0 | 0 | 0 | 0 | 0 | 0 | 0 | 0 | 0 | 0 | 0 | 0 | 0 | 0 | 0 | 0 | 0 | 0 | 0 | 0 | 0 | 0 | 0 | 0 | 0 | 0 | 0 | 0 | 0 | 0 | 0 | 0 | 0 | 0 | 0 | 0 | 0 | 0 | 0 | 0 | 0 | 0 | 0 | 0 | 0 | 0 | 0 | 0 | 0 | 0 | 0 | 0 | 0 | 0 | 0 | 0 | 0 | 0 | 0 | 0 | 0 | 0 | 0 | 0 | 0 | 6582.7662 | 6582.7662 | 6582.7662 | 6582.7662 | 6582.7662 | 6582.7662 | 6582.7662 | 6582.7662 | 6582.7662 | 6582.7662 | 6582.7662 | 6582.7662 | 6582.7662 | 6582.7662 | 6582.7662 | 6582.7662 | 6582.7662 | 6582.7662 | 6582.7662 | 6582.7662 | 4018.3685 | 4018.3685 | 4018.3685 | 4018.3685 | 4018.3685 | 4018.3685 | 4018.3685 | 4018.3685 | 4018.3685 | 4018.3685 | 4018.3685 | 4018.3685 | 4018.3685 | 4018.3685 | 4018.3685 | 4018.3685 | 4018.3685 | 4018.3685 | 4018.3685 | 4018.3685
WA_Industrial_Instruments_New_Space Heating_Natural Gas_Gas Boiler - Insulate Steam Lines/Condensate Tank_A | WA | Industrial | Instruments | New | Space Heating | Natural Gas | Gas Boiler - Insulate Steam Lines/Condensate Tank | A | IM545 | No insulation | Lines and condenstate tank insulated | 20 | 42.7328 | 0 | 0 | 263.63 | 0 | 0 | 0 | 131.814 |  | sqft | 30% | 35% | Retrofit | RetroEven20 | 80.75% | TBD | 0.2% | 335.5793 |  | 212.3767 |  | 0.0011906 | PGE Workpaper - SWWH017-01 | PGE Workpaper - SWWH017-01 | PGE Workpaper - SWWH017-01 | No insulation | No insulation | No insulation | No insulation | No insulation | No insulation | No insulation | No insulation | No insulation | No insulation | No insulation | No insulation | No insulation | No insulation | No insulation | No insulation | No insulation | No insulation | No insulation | No insulation | No insulation | No insulation | Lines and condenstate tank insulated | Lines and condenstate tank insulated | Lines and condenstate tank insulated | Lines and condenstate tank insulated | Lines and condenstate tank insulated | Lines and condenstate tank insulated | Lines and condenstate tank insulated | Lines and condenstate tank insulated | Lines and condenstate tank insulated | Lines and condenstate tank insulated | Lines and condenstate tank insulated | Lines and condenstate tank insulated | Lines and condenstate tank insulated | Lines and condenstate tank insulated | Lines and condenstate tank insulated | Lines and condenstate tank insulated | Lines and condenstate tank insulated | Lines and condenstate tank insulated | Lines and condenstate tank insulated | Lines and condenstate tank insulated | Lines and condenstate tank insulated | Lines and condenstate tank insulated | 263.63 | 263.63 | 263.63 | 263.63 | 263.63 | 263.63 | 263.63 | 263.63 | 263.63 | 263.63 | 263.63 | 263.63 | 263.63 | 263.63 | 263.63 | 263.63 | 263.63 | 263.63 | 263.63 | 263.63 | 263.63 | 263.63 | 0 | 0 | 42.5152 | 39.9784 | 38.9542 | 38.3315 | 38.0246 | 37.7435 | 37.4927 | 37.246 | 37.0155 | 36.7773 | 36.4528 | 36.1668 | 35.8542 | 35.8111 | 35.7534 | 35.6822 | 35.6862 | 35.6691 | 35.7094 | 35.72 | 0.0013961 | 0.0022911 | 0.0031833 | 0.0041811 | 0.0047742 | 0.0054608 | 0.0061327 | 0.0068836 | 0.0074267 | 0.0080482 | 0.0086318 | 0.0093175 | 0.0097438 | 0.010347 | 0.010945 | 0.011636 | 0.012109 | 0.012683 | 0.013262 | 0.01383 | 0.0013961 | 0.0036039 | 0.0066948 | 0.010769 | 0.015457 | 0.020803 | 0.026798 | 0.033505 | 0.040724 | 0.048511 | 0.056714 | 0.065587 | 0.074764 | 0.085021 | 0.095829 | 0.10727 | 0.11939 | 0.13202 | 0.14543 | 0.15931 | 0.032838 | 0.057308 | 0.081718 | 0.10908 | 0.12556 | 0.14468 | 0.16357 | 0.18481 | 0.20064 | 0.21884 | 0.23679 | 0.25762 | 0.27176 | 0.28895 | 0.30612 | 0.3261 | 0.33931 | 0.35557 | 0.3714 | 0.38718 | 0.032838 | 0.090145 | 0.17186 | 0.28094 | 0.4065 | 0.55118 | 0.71475 | 0.89956 | 1.1002 | 1.319 | 1.5558 | 1.8135 | 2.0852 | 2.3742 | 2.6803 | 3.0064 | 3.3457 | 3.7013 | 4.0727 | 4.4598 | 0.0011906 | 0.0020529 | 0.0029022 | 0.0038428 | 0.0043976 | 0.005035 | 0.0056555 | 0.0063462 | 0.0068459 | 0.0074163 | 0.0079564 | 0.0085875 | 0.0089838 | 0.0094859 | 0.0099891 | 0.01058 | 0.010971 | 0.011463 | 0.011953 | 0.012456 | 0.0011906 | 0.0032292 | 0.0061038 | 0.0098974 | 0.014238 | 0.019181 | 0.024713 | 0.030889 | 0.03754 | 0.044702 | 0.052277 | 0.060449 | 0.068932 | 0.077942 | 0.087463 | 0.097543 | 0.10817 | 0.11932 | 0.13107 | 0.14348 | 0.027912 | 0.048712 | 0.06946 | 0.092716 | 0.10672 | 0.12298 | 0.13903 | 0.15709 | 0.17054 | 0.18601 | 0.20127 | 0.21898 | 0.231 | 0.2456 | 0.2602 | 0.27719 | 0.28841 | 0.30224 | 0.31569 | 0.3291 | 0.027912 | 0.076624 | 0.14608 | 0.2388 | 0.34552 | 0.4685 | 0.60754 | 0.76463 | 0.93517 | 1.1212 | 1.3225 | 1.5414 | 1.7724 | 2.018 | 2.2782 | 2.5554 | 2.8438 | 3.1461 | 3.4618 | 3.7909 | 0.0011906 | 0.0020529 | 0.0029022 | 0.0038428 | 0.0043976 | 0.005035 | 0.0056555 | 0.0063462 | 0.0068459 | 0.0074163 | 0.0079564 | 0.0085875 | 0.0089838 | 0.0094859 | 0.0099891 | 0.01058 | 0.010971 | 0.011463 | 0.011953 | 0.012456 | 0.0011906 | 0.0032292 | 0.0061038 | 0.0098974 | 0.014238 | 0.019181 | 0.024713 | 0.030889 | 0.03754 | 0.044702 | 0.052277 | 0.060449 | 0.068932 | 0.077942 | 0.087463 | 0.097543 | 0.10817 | 0.11932 | 0.13107 | 0.14348 | 0.027912 | 0.048712 | 0.06946 | 0.092716 | 0.10672 | 0.12298 | 0.13903 | 0.15709 | 0.17054 | 0.18601 | 0.20127 | 0.21898 | 0.231 | 0.2456 | 0.2602 | 0.27719 | 0.28841 | 0.30224 | 0.31569 | 0.3291 | 0.027912 | 0.076624 | 0.14608 | 0.2388 | 0.34552 | 0.4685 | 0.60754 | 0.76463 | 0.93517 | 1.1212 | 1.3225 | 1.5414 | 1.7724 | 2.018 | 2.2782 | 2.5554 | 2.8438 | 3.1461 | 3.4618 | 3.7909 | 0.0011906 | 0.0020529 | 0.0029022 | 0.0038428 | 0.0043976 | 0.005035 | 0.0056555 | 0.0063462 | 0.0068459 | 0.0074163 | 0.0079564 | 0.0085875 | 0.0089838 | 0.0094859 | 0.0099891 | 0.01058 | 0.010971 | 0.011463 | 0.011953 | 0.012456 | 0.0011906 | 0.0032292 | 0.0061038 | 0.0098974 | 0.014238 | 0.019181 | 0.024713 | 0.030889 | 0.03754 | 0.044702 | 0.052277 | 0.060449 | 0.068932 | 0.077942 | 0.087463 | 0.097543 | 0.10817 | 0.11932 | 0.13107 | 0.14348 | 0.027912 | 0.048712 | 0.06946 | 0.092716 | 0.10672 | 0.12298 | 0.13903 | 0.15709 | 0.17054 | 0.18601 | 0.20127 | 0.21898 | 0.231 | 0.2456 | 0.2602 | 0.27719 | 0.28841 | 0.30224 | 0.31569 | 0.3291 | 0.027912 | 0.076624 | 0.14608 | 0.2388 | 0.34552 | 0.4685 | 0.60754 | 0.76463 | 0.93517 | 1.1212 | 1.3225 | 1.5414 | 1.7724 | 2.018 | 2.2782 | 2.5554 | 2.8438 | 3.1461 | 3.4618 | 3.7909 | 0.0011906 | 0.0020529 | 0.0029022 | 0.0038428 | 0.0043976 | 0.005035 | 0.0056555 | 0.0063462 | 0.0068459 | 0.0074163 | 0.0079564 | 0.0085875 | 0.0089838 | 0.0094859 | 0.0099891 | 0.01058 | 0.010971 | 0.011463 | 0.011953 | 0.012456 | 0.0011906 | 0.0032292 | 0.0061038 | 0.0098974 | 0.014238 | 0.019181 | 0.024713 | 0.030889 | 0.03754 | 0.044702 | 0.052277 | 0.060449 | 0.068932 | 0.077942 | 0.087463 | 0.097543 | 0.10817 | 0.11932 | 0.13107 | 0.14348 | 0.027912 | 0.048712 | 0.06946 | 0.092716 | 0.10672 | 0.12298 | 0.13903 | 0.15709 | 0.17054 | 0.18601 | 0.20127 | 0.21898 | 0.231 | 0.2456 | 0.2602 | 0.27719 | 0.28841 | 0.30224 | 0.31569 | 0.3291 | 0.027912 | 0.076624 | 0.14608 | 0.2388 | 0.34552 | 0.4685 | 0.60754 | 0.76463 | 0.93517 | 1.1212 | 1.3225 | 1.5414 | 1.7724 | 2.018 | 2.2782 | 2.5554 | 2.8438 | 3.1461 | 3.4618 | 3.7909 | 341.8898 | 341.8898 | 341.8898 | 341.8898 | 341.8898 | 341.8898 | 341.8898 | 341.8898 | 341.8898 | 341.8898 | 341.8898 | 341.8898 | 341.8898 | 341.8898 | 341.8898 | 341.8898 | 341.8898 | 341.8898 | 341.8898 | 341.8898 | 216.3704 | 216.3704 | 216.3704 | 216.3704 | 216.3704 | 216.3704 | 216.3704 | 216.3704 | 216.3704 | 216.3704 | 216.3704 | 216.3704 | 216.3704 | 216.3704 | 216.3704 | 216.3704 | 216.3704 | 216.3704 | 216.3704 | 216.3704
WA_Industrial_Instruments_New_Process_Natural Gas_Gas Boiler - Insulate Steam Lines/Condensate Tank_A | WA | Industrial | Instruments | New | Process | Natural Gas | Gas Boiler - Insulate Steam Lines/Condensate Tank | A | IM546 | No insulation | Lines and condenstate tank insulated | 20 | 27.9412 | 0 | 0 | 263.63 | 0 | 0 | 0 | 131.814 |  | sqft | 30% | 35% | Retrofit | RetroEven20 | 80.75% | TBD | 0.2% | 335.5793 |  | 212.3767 |  | 0.023618 | PGE Workpaper - SWWH017-01 | PGE Workpaper - SWWH017-01 | PGE Workpaper - SWWH017-01 | No insulation | No insulation | No insulation | No insulation | No insulation | No insulation | No insulation | No insulation | No insulation | No insulation | No insulation | No insulation | No insulation | No insulation | No insulation | No insulation | No insulation | No insulation | No insulation | No insulation | No insulation | No insulation | Lines and condenstate tank insulated | Lines and condenstate tank insulated | Lines and condenstate tank insulated | Lines and condenstate tank insulated | Lines and condenstate tank insulated | Lines and condenstate tank insulated | Lines and condenstate tank insulated | Lines and condenstate tank insulated | Lines and condenstate tank insulated | Lines and condenstate tank insulated | Lines and condenstate tank insulated | Lines and condenstate tank insulated | Lines and condenstate tank insulated | Lines and condenstate tank insulated | Lines and condenstate tank insulated | Lines and condenstate tank insulated | Lines and condenstate tank insulated | Lines and condenstate tank insulated | Lines and condenstate tank insulated | Lines and condenstate tank insulated | Lines and condenstate tank insulated | Lines and condenstate tank insulated | 263.63 | 263.63 | 263.63 | 263.63 | 263.63 | 263.63 | 263.63 | 263.63 | 263.63 | 263.63 | 263.63 | 263.63 | 263.63 | 263.63 | 263.63 | 263.63 | 263.63 | 263.63 | 263.63 | 263.63 | 263.63 | 263.63 | 0 | 0 | 27.8863 | 27.8543 | 27.8236 | 27.7963 | 27.7567 | 27.7256 | 27.6965 | 27.6726 | 27.6458 | 27.6263 | 27.6114 | 27.6048 | 27.5942 | 27.5901 | 27.5871 | 27.5898 | 27.5876 | 27.5897 | 27.5908 | 27.5912 | 0.027778 | 0.048423 | 0.068972 | 0.091974 | 0.10572 | 0.12169 | 0.13743 | 0.15514 | 0.16826 | 0.18339 | 0.19833 | 0.21573 | 0.22748 | 0.24183 | 0.25617 | 0.27293 | 0.28395 | 0.29759 | 0.31085 | 0.32406 | 0.027778 | 0.076169 | 0.14506 | 0.23689 | 0.34227 | 0.46357 | 0.60051 | 0.75513 | 0.92266 | 1.1054 | 1.3031 | 1.5186 | 1.7455 | 1.987 | 2.243 | 2.5161 | 2.7999 | 3.0977 | 3.4087 | 3.7328 | 0.99612 | 1.7384 | 2.4789 | 3.3089 | 3.8087 | 4.3889 | 4.9619 | 5.6063 | 6.0863 | 6.6384 | 7.1831 | 7.815 | 8.2439 | 8.7651 | 9.2859 | 9.8923 | 10.2928 | 10.7863 | 11.2663 | 11.745 | 0.99612 | 2.7345 | 5.2134 | 8.5223 | 12.331 | 16.7199 | 21.6818 | 27.2881 | 33.3744 | 40.0127 | 47.1958 | 55.0108 | 63.2547 | 72.0198 | 81.3057 | 91.198 | 101.4907 | 112.277 | 123.5433 | 135.2883 | 0.023618 | 0.041178 | 0.058663 | 0.078239 | 0.089949 | 0.10355 | 0.11697 | 0.13206 | 0.14325 | 0.15615 | 0.16889 | 0.18371 | 0.19372 | 0.20595 | 0.21816 | 0.23243 | 0.24182 | 0.25343 | 0.26472 | 0.27597 | 0.023618 | 0.064774 | 0.12338 | 0.20151 | 0.29122 | 0.39449 | 0.51111 | 0.64279 | 0.78552 | 0.9412 | 1.1096 | 1.2931 | 1.4864 | 1.6922 | 1.9102 | 2.1428 | 2.3845 | 2.6381 | 2.9029 | 3.1789 | 0.8467 | 1.4777 | 2.1071 | 2.8125 | 3.2374 | 3.7306 | 4.2176 | 4.7654 | 5.1734 | 5.6426 | 6.1056 | 6.6427 | 7.0073 | 7.4503 | 7.893 | 8.4084 | 8.7489 | 9.1683 | 9.5764 | 9.9832 | 0.8467 | 2.3244 | 4.4314 | 7.244 | 10.4813 | 14.2119 | 18.4295 | 23.1949 | 28.3682 | 34.0108 | 40.1165 | 46.7592 | 53.7665 | 61.2168 | 69.1098 | 77.5183 | 86.2671 | 95.4355 | 105.0118 | 114.9951 | 0.023618 | 0.041178 | 0.058663 | 0.078239 | 0.089949 | 0.10355 | 0.11697 | 0.13206 | 0.14325 | 0.15615 | 0.16889 | 0.18371 | 0.19372 | 0.20595 | 0.21816 | 0.23243 | 0.24182 | 0.25343 | 0.26472 | 0.27597 | 0.023618 | 0.064774 | 0.12338 | 0.20151 | 0.29122 | 0.39449 | 0.51111 | 0.64279 | 0.78552 | 0.9412 | 1.1096 | 1.2931 | 1.4864 | 1.6922 | 1.9102 | 2.1428 | 2.3845 | 2.6381 | 2.9029 | 3.1789 | 0.8467 | 1.4777 | 2.1071 | 2.8125 | 3.2374 | 3.7306 | 4.2176 | 4.7654 | 5.1734 | 5.6426 | 6.1056 | 6.6427 | 7.0073 | 7.4503 | 7.893 | 8.4084 | 8.7489 | 9.1683 | 9.5764 | 9.9832 | 0.8467 | 2.3244 | 4.4314 | 7.244 | 10.4813 | 14.2119 | 18.4295 | 23.1949 | 28.3682 | 34.0108 | 40.1165 | 46.7592 | 53.7665 | 61.2168 | 69.1098 | 77.5183 | 86.2671 | 95.4355 | 105.0118 | 114.9951 | 0.023618 | 0.041178 | 0.058663 | 0.078239 | 0.089949 | 0.10355 | 0.11697 | 0.13206 | 0.14325 | 0.15615 | 0.16889 | 0.18371 | 0.19372 | 0.20595 | 0.21816 | 0.23243 | 0.24182 | 0.25343 | 0.26472 | 0.27597 | 0.023618 | 0.064774 | 0.12338 | 0.20151 | 0.29122 | 0.39449 | 0.51111 | 0.64279 | 0.78552 | 0.9412 | 1.1096 | 1.2931 | 1.4864 | 1.6922 | 1.9102 | 2.1428 | 2.3845 | 2.6381 | 2.9029 | 3.1789 | 0.8467 | 1.4777 | 2.1071 | 2.8125 | 3.2374 | 3.7306 | 4.2176 | 4.7654 | 5.1734 | 5.6426 | 6.1056 | 6.6427 | 7.0073 | 7.4503 | 7.893 | 8.4084 | 8.7489 | 9.1683 | 9.5764 | 9.9832 | 0.8467 | 2.3244 | 4.4314 | 7.244 | 10.4813 | 14.2119 | 18.4295 | 23.1949 | 28.3682 | 34.0108 | 40.1165 | 46.7592 | 53.7665 | 61.2168 | 69.1098 | 77.5183 | 86.2671 | 95.4355 | 105.0118 | 114.9951 | 0.023618 | 0.041178 | 0.058663 | 0.078239 | 0.089949 | 0.10355 | 0.11697 | 0.13206 | 0.14325 | 0.15615 | 0.16889 | 0.18371 | 0.19372 | 0.20595 | 0.21816 | 0.23243 | 0.24182 | 0.25343 | 0.26472 | 0.27597 | 0.023618 | 0.064774 | 0.12338 | 0.20151 | 0.29122 | 0.39449 | 0.51111 | 0.64279 | 0.78552 | 0.9412 | 1.1096 | 1.2931 | 1.4864 | 1.6922 | 1.9102 | 2.1428 | 2.3845 | 2.6381 | 2.9029 | 3.1789 | 0.8467 | 1.4777 | 2.1071 | 2.8125 | 3.2374 | 3.7306 | 4.2176 | 4.7654 | 5.1734 | 5.6426 | 6.1056 | 6.6427 | 7.0073 | 7.4503 | 7.893 | 8.4084 | 8.7489 | 9.1683 | 9.5764 | 9.9832 | 0.8467 | 2.3244 | 4.4314 | 7.244 | 10.4813 | 14.2119 | 18.4295 | 23.1949 | 28.3682 | 34.0108 | 40.1165 | 46.7592 | 53.7665 | 61.2168 | 69.1098 | 77.5183 | 86.2671 | 95.4355 | 105.0118 | 114.9951 | 341.8898 | 341.8898 | 341.8898 | 341.8898 | 341.8898 | 341.8898 | 341.8898 | 341.8898 | 341.8898 | 341.8898 | 341.8898 | 341.8898 | 341.8898 | 341.8898 | 341.8898 | 341.8898 | 341.8898 | 341.8898 | 341.8898 | 341.8898 | 216.3704 | 216.3704 | 216.3704 | 216.3704 | 216.3704 | 216.3704 | 216.3704 | 216.3704 | 216.3704 | 216.3704 | 216.3704 | 216.3704 | 216.3704 | 216.3704 | 216.3704 | 216.3704 | 216.3704 | 216.3704 | 216.3704 | 216.3704
WA_Industrial_Instruments_New_Space Heating_Natural Gas_Gas Boiler - Insulate Hot Water Lines_A | WA | Industrial | Instruments | New | Space Heating | Natural Gas | Gas Boiler - Insulate Hot Water Lines | A | IM547 | No insulation | Insulated water lines | 20 | 48.3016 | 0 | 0 | 187.17 | 0 | 0 | 0 | 93.5866 |  | sqft | 45% | 50% | Retrofit | RetroEven20 | 80.75% | TBD | 0.2% | 212.2473 |  | 134.3241 |  | 0.0013471 | PGE Workpaper - SWWH017-01 | PGE Workpaper - SWWH017-01 | PGE Workpaper - SWWH017-01 | No insulation | No insulation | No insulation | No insulation | No insulation | No insulation | No insulation | No insulation | No insulation | No insulation | No insulation | No insulation | No insulation | No insulation | No insulation | No insulation | No insulation | No insulation | No insulation | No insulation | No insulation | No insulation | Insulated water lines | Insulated water lines | Insulated water lines | Insulated water lines | Insulated water lines | Insulated water lines | Insulated water lines | Insulated water lines | Insulated water lines | Insulated water lines | Insulated water lines | Insulated water lines | Insulated water lines | Insulated water lines | Insulated water lines | Insulated water lines | Insulated water lines | Insulated water lines | Insulated water lines | Insulated water lines | Insulated water lines | Insulated water lines | 187.17 | 187.17 | 187.17 | 187.17 | 187.17 | 187.17 | 187.17 | 187.17 | 187.17 | 187.17 | 187.17 | 187.17 | 187.17 | 187.17 | 187.17 | 187.17 | 187.17 | 187.17 | 187.17 | 187.17 | 187.17 | 187.17 | 0 | 0 | 48.1128 | 45.2799 | 44.163 | 43.5081 | 43.2392 | 43.0037 | 42.8213 | 42.6607 | 42.5547 | 42.4547 | 42.2704 | 42.1237 | 41.9655 | 42.0854 | 42.1538 | 42.1468 | 42.2185 | 42.2012 | 42.2173 | 42.1743 | 0.0015799 | 0.0025949 | 0.0036089 | 0.0047458 | 0.0054289 | 0.0062219 | 0.0070043 | 0.0078843 | 0.0085381 | 0.0092906 | 0.010009 | 0.010852 | 0.011405 | 0.01216 | 0.012904 | 0.013744 | 0.014325 | 0.015006 | 0.015679 | 0.016329 | 0.0015799 | 0.0040818 | 0.00759 | 0.012223 | 0.017577 | 0.023703 | 0.030606 | 0.038376 | 0.046819 | 0.055999 | 0.065766 | 0.07639 | 0.087507 | 0.099918 | 0.11298 | 0.12671 | 0.14125 | 0.1562 | 0.17194 | 0.18809 | 0.032838 | 0.057308 | 0.081718 | 0.10908 | 0.12556 | 0.14468 | 0.16357 | 0.18481 | 0.20064 | 0.21884 | 0.23679 | 0.25762 | 0.27176 | 0.28895 | 0.30612 | 0.3261 | 0.33931 | 0.35557 | 0.3714 | 0.38718 | 0.032838 | 0.090145 | 0.17186 | 0.28094 | 0.4065 | 0.55118 | 0.71475 | 0.89956 | 1.1002 | 1.319 | 1.5558 | 1.8135 | 2.0852 | 2.3742 | 2.6803 | 3.0064 | 3.3457 | 3.7013 | 4.0727 | 4.4598 | 0.0013471 | 0.0023244 | 0.0032888 | 0.004359 | 0.0049962 | 0.0057299 | 0.0064492 | 0.0072543 | 0.0078503 | 0.008534 | 0.0091906 | 0.0099566 | 0.01046 | 0.011082 | 0.011702 | 0.012414 | 0.012889 | 0.013468 | 0.014035 | 0.014609 | 0.0013471 | 0.0036563 | 0.0069168 | 0.011227 | 0.016176 | 0.021828 | 0.028181 | 0.03531 | 0.043047 | 0.051439 | 0.060386 | 0.070086 | 0.080256 | 0.091058 | 0.10246 | 0.11445 | 0.12709 | 0.14019 | 0.1539 | 0.16828 | 0.027912 | 0.048712 | 0.06946 | 0.092716 | 0.10672 | 0.12298 | 0.13903 | 0.15709 | 0.17054 | 0.18601 | 0.20127 | 0.21898 | 0.231 | 0.2456 | 0.2602 | 0.27719 | 0.28841 | 0.30224 | 0.31569 | 0.3291 | 0.027912 | 0.076624 | 0.14608 | 0.2388 | 0.34552 | 0.4685 | 0.60754 | 0.76463 | 0.93517 | 1.1212 | 1.3225 | 1.5414 | 1.7724 | 2.018 | 2.2782 | 2.5554 | 2.8438 | 3.1461 | 3.4618 | 3.7909 | 0.0013471 | 0.0023244 | 0.0032888 | 0.004359 | 0.0049962 | 0.0057299 | 0.0064492 | 0.0072543 | 0.0078503 | 0.008534 | 0.0091906 | 0.0099566 | 0.01046 | 0.011082 | 0.011702 | 0.012414 | 0.012889 | 0.013468 | 0.014035 | 0.014609 | 0.0013471 | 0.0036563 | 0.0069168 | 0.011227 | 0.016176 | 0.021828 | 0.028181 | 0.03531 | 0.043047 | 0.051439 | 0.060386 | 0.070086 | 0.080256 | 0.091058 | 0.10246 | 0.11445 | 0.12709 | 0.14019 | 0.1539 | 0.16828 | 0.027912 | 0.048712 | 0.06946 | 0.092716 | 0.10672 | 0.12298 | 0.13903 | 0.15709 | 0.17054 | 0.18601 | 0.20127 | 0.21898 | 0.231 | 0.2456 | 0.2602 | 0.27719 | 0.28841 | 0.30224 | 0.31569 | 0.3291 | 0.027912 | 0.076624 | 0.14608 | 0.2388 | 0.34552 | 0.4685 | 0.60754 | 0.76463 | 0.93517 | 1.1212 | 1.3225 | 1.5414 | 1.7724 | 2.018 | 2.2782 | 2.5554 | 2.8438 | 3.1461 | 3.4618 | 3.7909 | 0.0013471 | 0.0023244 | 0.0032888 | 0.004359 | 0.0049962 | 0.0057299 | 0.0064492 | 0.0072543 | 0.0078503 | 0.008534 | 0.0091906 | 0.0099566 | 0.01046 | 0.011082 | 0.011702 | 0.012414 | 0.012889 | 0.013468 | 0.014035 | 0.014609 | 0.0013471 | 0.0036563 | 0.0069168 | 0.011227 | 0.016176 | 0.021828 | 0.028181 | 0.03531 | 0.043047 | 0.051439 | 0.060386 | 0.070086 | 0.080256 | 0.091058 | 0.10246 | 0.11445 | 0.12709 | 0.14019 | 0.1539 | 0.16828 | 0.027912 | 0.048712 | 0.06946 | 0.092716 | 0.10672 | 0.12298 | 0.13903 | 0.15709 | 0.17054 | 0.18601 | 0.20127 | 0.21898 | 0.231 | 0.2456 | 0.2602 | 0.27719 | 0.28841 | 0.30224 | 0.31569 | 0.3291 | 0.027912 | 0.076624 | 0.14608 | 0.2388 | 0.34552 | 0.4685 | 0.60754 | 0.76463 | 0.93517 | 1.1212 | 1.3225 | 1.5414 | 1.7724 | 2.018 | 2.2782 | 2.5554 | 2.8438 | 3.1461 | 3.4618 | 3.7909 | 0.0013471 | 0.0023244 | 0.0032888 | 0.004359 | 0.0049962 | 0.0057299 | 0.0064492 | 0.0072543 | 0.0078503 | 0.008534 | 0.0091906 | 0.0099566 | 0.01046 | 0.011082 | 0.011702 | 0.012414 | 0.012889 | 0.013468 | 0.014035 | 0.014609 | 0.0013471 | 0.0036563 | 0.0069168 | 0.011227 | 0.016176 | 0.021828 | 0.028181 | 0.03531 | 0.043047 | 0.051439 | 0.060386 | 0.070086 | 0.080256 | 0.091058 | 0.10246 | 0.11445 | 0.12709 | 0.14019 | 0.1539 | 0.16828 | 0.027912 | 0.048712 | 0.06946 | 0.092716 | 0.10672 | 0.12298 | 0.13903 | 0.15709 | 0.17054 | 0.18601 | 0.20127 | 0.21898 | 0.231 | 0.2456 | 0.2602 | 0.27719 | 0.28841 | 0.30224 | 0.31569 | 0.3291 | 0.027912 | 0.076624 | 0.14608 | 0.2388 | 0.34552 | 0.4685 | 0.60754 | 0.76463 | 0.93517 | 1.1212 | 1.3225 | 1.5414 | 1.7724 | 2.018 | 2.2782 | 2.5554 | 2.8438 | 3.1461 | 3.4618 | 3.7909 | 214.7475 | 214.7475 | 214.7475 | 214.7475 | 214.7475 | 214.7475 | 214.7475 | 214.7475 | 214.7475 | 214.7475 | 214.7475 | 214.7475 | 214.7475 | 214.7475 | 214.7475 | 214.7475 | 214.7475 | 214.7475 | 214.7475 | 214.7475 | 135.9064 | 135.9064 | 135.9064 | 135.9064 | 135.9064 | 135.9064 | 135.9064 | 135.9064 | 135.9064 | 135.9064 | 135.9064 | 135.9064 | 135.9064 | 135.9064 | 135.9064 | 135.9064 | 135.9064 | 135.9064 | 135.9064 | 135.9064
WA_Industrial_Instruments_New_Process_Natural Gas_Gas Boiler - Insulate Hot Water Lines_A | WA | Industrial | Instruments | New | Process | Natural Gas | Gas Boiler - Insulate Hot Water Lines | A | IM548 | No insulation | Insulated water lines | 20 | 31.5823 | 0 | 0 | 187.17 | 0 | 0 | 0 | 93.5866 |  | sqft | 45% | 50% | Retrofit | RetroEven20 | 80.75% | TBD | 0.2% | 212.2473 |  | 134.3241 |  | 0.02673 | PGE Workpaper - SWWH017-01 | PGE Workpaper - SWWH017-01 | PGE Workpaper - SWWH017-01 | No insulation | No insulation | No insulation | No insulation | No insulation | No insulation | No insulation | No insulation | No insulation | No insulation | No insulation | No insulation | No insulation | No insulation | No insulation | No insulation | No insulation | No insulation | No insulation | No insulation | No insulation | No insulation | Insulated water lines | Insulated water lines | Insulated water lines | Insulated water lines | Insulated water lines | Insulated water lines | Insulated water lines | Insulated water lines | Insulated water lines | Insulated water lines | Insulated water lines | Insulated water lines | Insulated water lines | Insulated water lines | Insulated water lines | Insulated water lines | Insulated water lines | Insulated water lines | Insulated water lines | Insulated water lines | Insulated water lines | Insulated water lines | 187.17 | 187.17 | 187.17 | 187.17 | 187.17 | 187.17 | 187.17 | 187.17 | 187.17 | 187.17 | 187.17 | 187.17 | 187.17 | 187.17 | 187.17 | 187.17 | 187.17 | 187.17 | 187.17 | 187.17 | 187.17 | 187.17 | 0 | 0 | 31.5666 | 31.5569 | 31.5466 | 31.5376 | 31.5234 | 31.5077 | 31.4906 | 31.4749 | 31.4586 | 31.4476 | 31.4414 | 31.4419 | 31.4429 | 31.4481 | 31.4543 | 31.4617 | 31.4664 | 31.4717 | 31.4764 | 31.4808 | 0.031444 | 0.054859 | 0.078201 | 0.10435 | 0.12006 | 0.13828 | 0.15625 | 0.17646 | 0.19147 | 0.20876 | 0.22585 | 0.24572 | 0.25921 | 0.27565 | 0.29208 | 0.31123 | 0.32388 | 0.33946 | 0.35462 | 0.36974 | 0.031444 | 0.086294 | 0.16447 | 0.26877 | 0.38871 | 0.52681 | 0.68277 | 0.85889 | 1.0499 | 1.2583 | 1.4839 | 1.7296 | 1.9889 | 2.2649 | 2.5574 | 2.8692 | 3.1935 | 3.5336 | 3.8887 | 4.259 | 0.99612 | 1.7384 | 2.4789 | 3.3089 | 3.8087 | 4.3889 | 4.9619 | 5.6063 | 6.0863 | 6.6384 | 7.1831 | 7.815 | 8.2439 | 8.7651 | 9.2859 | 9.8923 | 10.2928 | 10.7863 | 11.2663 | 11.745 | 0.99612 | 2.7345 | 5.2134 | 8.5223 | 12.331 | 16.7199 | 21.6818 | 27.2881 | 33.3744 | 40.0127 | 47.1958 | 55.0108 | 63.2547 | 72.0198 | 81.3057 | 91.198 | 101.4907 | 112.277 | 123.5433 | 135.2883 | 0.02673 | 0.046636 | 0.066482 | 0.088719 | 0.10208 | 0.11758 | 0.13287 | 0.15007 | 0.16284 | 0.17756 | 0.1921 | 0.209 | 0.22048 | 0.23445 | 0.24842 | 0.2647 | 0.27545 | 0.2887 | 0.30158 | 0.31443 | 0.02673 | 0.073359 | 0.13982 | 0.22851 | 0.3305 | 0.44794 | 0.58061 | 0.73043 | 0.89295 | 1.0702 | 1.2622 | 1.4712 | 1.6917 | 1.9264 | 2.1751 | 2.4403 | 2.716 | 3.0051 | 3.3071 | 3.6219 | 0.8467 | 1.4777 | 2.1071 | 2.8125 | 3.2374 | 3.7306 | 4.2176 | 4.7654 | 5.1734 | 5.6426 | 6.1056 | 6.6427 | 7.0073 | 7.4503 | 7.893 | 8.4084 | 8.7489 | 9.1683 | 9.5764 | 9.9832 | 0.8467 | 2.3244 | 4.4314 | 7.244 | 10.4813 | 14.2119 | 18.4295 | 23.1949 | 28.3682 | 34.0108 | 40.1165 | 46.7592 | 53.7665 | 61.2168 | 69.1098 | 77.5183 | 86.2671 | 95.4355 | 105.0118 | 114.9951 | 0.02673 | 0.046636 | 0.066482 | 0.088719 | 0.10208 | 0.11758 | 0.13287 | 0.15007 | 0.16284 | 0.17756 | 0.1921 | 0.209 | 0.22048 | 0.23445 | 0.24842 | 0.2647 | 0.27545 | 0.2887 | 0.30158 | 0.31443 | 0.02673 | 0.073359 | 0.13982 | 0.22851 | 0.3305 | 0.44794 | 0.58061 | 0.73043 | 0.89295 | 1.0702 | 1.2622 | 1.4712 | 1.6917 | 1.9264 | 2.1751 | 2.4403 | 2.716 | 3.0051 | 3.3071 | 3.6219 | 0.8467 | 1.4777 | 2.1071 | 2.8125 | 3.2374 | 3.7306 | 4.2176 | 4.7654 | 5.1734 | 5.6426 | 6.1056 | 6.6427 | 7.0073 | 7.4503 | 7.893 | 8.4084 | 8.7489 | 9.1683 | 9.5764 | 9.9832 | 0.8467 | 2.3244 | 4.4314 | 7.244 | 10.4813 | 14.2119 | 18.4295 | 23.1949 | 28.3682 | 34.0108 | 40.1165 | 46.7592 | 53.7665 | 61.2168 | 69.1098 | 77.5183 | 86.2671 | 95.4355 | 105.0118 | 114.9951 | 0.02673 | 0.046636 | 0.066482 | 0.088719 | 0.10208 | 0.11758 | 0.13287 | 0.15007 | 0.16284 | 0.17756 | 0.1921 | 0.209 | 0.22048 | 0.23445 | 0.24842 | 0.2647 | 0.27545 | 0.2887 | 0.30158 | 0.31443 | 0.02673 | 0.073359 | 0.13982 | 0.22851 | 0.3305 | 0.44794 | 0.58061 | 0.73043 | 0.89295 | 1.0702 | 1.2622 | 1.4712 | 1.6917 | 1.9264 | 2.1751 | 2.4403 | 2.716 | 3.0051 | 3.3071 | 3.6219 | 0.8467 | 1.4777 | 2.1071 | 2.8125 | 3.2374 | 3.7306 | 4.2176 | 4.7654 | 5.1734 | 5.6426 | 6.1056 | 6.6427 | 7.0073 | 7.4503 | 7.893 | 8.4084 | 8.7489 | 9.1683 | 9.5764 | 9.9832 | 0.8467 | 2.3244 | 4.4314 | 7.244 | 10.4813 | 14.2119 | 18.4295 | 23.1949 | 28.3682 | 34.0108 | 40.1165 | 46.7592 | 53.7665 | 61.2168 | 69.1098 | 77.5183 | 86.2671 | 95.4355 | 105.0118 | 114.9951 | 0.02673 | 0.046636 | 0.066482 | 0.088719 | 0.10208 | 0.11758 | 0.13287 | 0.15007 | 0.16284 | 0.17756 | 0.1921 | 0.209 | 0.22048 | 0.23445 | 0.24842 | 0.2647 | 0.27545 | 0.2887 | 0.30158 | 0.31443 | 0.02673 | 0.073359 | 0.13982 | 0.22851 | 0.3305 | 0.44794 | 0.58061 | 0.73043 | 0.89295 | 1.0702 | 1.2622 | 1.4712 | 1.6917 | 1.9264 | 2.1751 | 2.4403 | 2.716 | 3.0051 | 3.3071 | 3.6219 | 0.8467 | 1.4777 | 2.1071 | 2.8125 | 3.2374 | 3.7306 | 4.2176 | 4.7654 | 5.1734 | 5.6426 | 6.1056 | 6.6427 | 7.0073 | 7.4503 | 7.893 | 8.4084 | 8.7489 | 9.1683 | 9.5764 | 9.9832 | 0.8467 | 2.3244 | 4.4314 | 7.244 | 10.4813 | 14.2119 | 18.4295 | 23.1949 | 28.3682 | 34.0108 | 40.1165 | 46.7592 | 53.7665 | 61.2168 | 69.1098 | 77.5183 | 86.2671 | 95.4355 | 105.0118 | 114.9951 | 214.7475 | 214.7475 | 214.7475 | 214.7475 | 214.7475 | 214.7475 | 214.7475 | 214.7475 | 214.7475 | 214.7475 | 214.7475 | 214.7475 | 214.7475 | 214.7475 | 214.7475 | 214.7475 | 214.7475 | 214.7475 | 214.7475 | 214.7475 | 135.9064 | 135.9064 | 135.9064 | 135.9064 | 135.9064 | 135.9064 | 135.9064 | 135.9064 | 135.9064 | 135.9064 | 135.9064 | 135.9064 | 135.9064 | 135.9064 | 135.9064 | 135.9064 | 135.9064 | 135.9064 | 135.9064 | 135.9064
WA_Industrial_Instruments_New_Process_Natural Gas_Process - Insulate Heated Process Fluids_A | WA | Industrial | Instruments | New | Process | Natural Gas | Process - Insulate Heated Process Fluids | A | IM549 | No insulation | Insulated process fluid lines | 20 | 9.2315 | 0 | 0 | 263.63 | 0 | 0 | 0 | 131.814 |  | employee | 5% | 10% | Retrofit | Retro12Med | 75.44% | TBD | 0.2% | 2171.9194 |  | 1374.5336 |  | 0.017044 | PGE Workpaper - SWWH017-01 | PGE Workpaper - SWWH017-01 | PGE Workpaper - SWWH017-01 | No insulation | No insulation | No insulation | No insulation | No insulation | No insulation | No insulation | No insulation | No insulation | No insulation | No insulation | No insulation | No insulation | No insulation | No insulation | No insulation | No insulation | No insulation | No insulation | No insulation | No insulation | No insulation | Insulated process fluid lines | Insulated process fluid lines | Insulated process fluid lines | Insulated process fluid lines | Insulated process fluid lines | Insulated process fluid lines | Insulated process fluid lines | Insulated process fluid lines | Insulated process fluid lines | Insulated process fluid lines | Insulated process fluid lines | Insulated process fluid lines | Insulated process fluid lines | Insulated process fluid lines | Insulated process fluid lines | Insulated process fluid lines | Insulated process fluid lines | Insulated process fluid lines | Insulated process fluid lines | Insulated process fluid lines | Insulated process fluid lines | Insulated process fluid lines | 263.63 | 263.63 | 263.63 | 263.63 | 263.63 | 263.63 | 263.63 | 263.63 | 263.63 | 263.63 | 263.63 | 263.63 | 263.63 | 263.63 | 263.63 | 263.63 | 263.63 | 263.63 | 263.63 | 263.63 | 263.63 | 263.63 | 0 | 0 | 9.1971 | 9.1771 | 9.1578 | 9.1401 | 9.1147 | 9.094 | 9.0756 | 9.0609 | 9.0442 | 9.0319 | 9.0221 | 9.0172 | 9.0096 | 9.0062 | 9.004 | 9.0063 | 9.005 | 9.0061 | 9.0068 | 9.0071 | 0.02004 | 0.034898 | 0.049659 | 0.066157 | 0.075939 | 0.078578 | 0.070925 | 0.064006 | 0.055486 | 0.048349 | 0.041808 | 0.036369 | 0.030666 | 0.026074 | 0.022093 | 0.018834 | 0.00013364 | 5.0023e-05 | 1.7814e-05 | 6.0559e-06 | 0.02004 | 0.054895 | 0.10444 | 0.17039 | 0.24586 | 0.32388 | 0.39415 | 0.45752 | 0.51216 | 0.55981 | 0.60101 | 0.63706 | 0.66718 | 0.69301 | 0.71493 | 0.73395 | 0.73397 | 0.73411 | 0.73418 | 0.73422 | 2.179 | 3.8028 | 5.4226 | 7.2381 | 8.3315 | 8.6407 | 7.8149 | 7.0639 | 6.135 | 5.3531 | 4.6339 | 4.0333 | 3.4037 | 2.8951 | 2.4537 | 2.0911 | 0.014841 | 0.0055544 | 0.0019778 | 0.00067234 | 2.179 | 5.9818 | 11.4044 | 18.6424 | 26.9739 | 35.6146 | 43.4295 | 50.4934 | 56.6284 | 61.9815 | 66.6155 | 70.6487 | 74.0524 | 76.9475 | 79.4013 | 81.4924 | 81.5073 | 81.5128 | 81.5148 | 81.5155 | 0.017044 | 0.02969 | 0.042261 | 0.056318 | 0.064671 | 0.066942 | 0.06044 | 0.054557 | 0.047308 | 0.041232 | 0.035659 | 0.031023 | 0.026161 | 0.022245 | 0.01885 | 0.016068 | 0.00011402 | 4.2678e-05 | 1.5198e-05 | 5.1665e-06 | 0.017044 | 0.046702 | 0.08888 | 0.14505 | 0.20938 | 0.27592 | 0.33588 | 0.38998 | 0.43668 | 0.47741 | 0.51263 | 0.54341 | 0.56918 | 0.59125 | 0.60997 | 0.62618 | 0.62621 | 0.62632 | 0.62637 | 0.6264 | 1.8522 | 3.2324 | 4.6092 | 6.1524 | 7.0818 | 7.3446 | 6.6427 | 6.0043 | 5.2147 | 4.5502 | 3.9388 | 3.4283 | 2.8931 | 2.4608 | 2.0857 | 1.7775 | 0.012615 | 0.0047212 | 0.0016811 | 0.00057149 | 1.8522 | 5.0845 | 9.6937 | 15.8461 | 22.9278 | 30.2724 | 36.9151 | 42.9194 | 48.1341 | 52.6843 | 56.6232 | 60.0514 | 62.9446 | 65.4054 | 67.4911 | 69.2685 | 69.2812 | 69.2859 | 69.2876 | 69.2881 | 0 | 0 | 0 | 0 | 0 | 0 | 0 | 0 | 0 | 0 | 0 | 0 | 0 | 0 | 0 | 0 | 0 | 0 | 0 | 0 | 0 | 0 | 0 | 0 | 0 | 0 | 0 | 0 | 0 | 0 | 0 | 0 | 0 | 0 | 0 | 0 | 0 | 0 | 0 | 0 | 0 | 0 | 0 | 0 | 0 | 0 | 0 | 0 | 0 | 0 | 0 | 0 | 0 | 0 | 0 | 0 | 0 | 0 | 0 | 0 | 0 | 0 | 0 | 0 | 0 | 0 | 0 | 0 | 0 | 0 | 0 | 0 | 0 | 0 | 0 | 0 | 0 | 0 | 0 | 0 | 0 | 0 | 0 | 0 | 0 | 0 | 0 | 0 | 0 | 0 | 0 | 0 | 0 | 0 | 0 | 0 | 0 | 0 | 0 | 0 | 0 | 0 | 0 | 0 | 0 | 0 | 0 | 0 | 0 | 0 | 0 | 0 | 0 | 0 | 0 | 0 | 0 | 0 | 0 | 0 | 0 | 0 | 0 | 0 | 0 | 0 | 0 | 0 | 0 | 0 | 0 | 0 | 0 | 0 | 0 | 0 | 0 | 0 | 0 | 0 | 0 | 0 | 0 | 0 | 0 | 0 | 0 | 0 | 0 | 0 | 0 | 0 | 0 | 0 | 0 | 0 | 0 | 0 | 0 | 0 | 0 | 0 | 0 | 0 | 0 | 0 | 0 | 0 | 0 | 0 | 0 | 0 | 0 | 0 | 0 | 0 | 0 | 0 | 0 | 0 | 0 | 0 | 0 | 0 | 0 | 0 | 0 | 0 | 0 | 0 | 0 | 0 | 0 | 0 | 0 | 0 | 0 | 0 | 0 | 0 | 0 | 0 | 0 | 0 | 0 | 0 | 0 | 0 | 0 | 0 | 0 | 0 | 0 | 0 | 0 | 0 | 0 | 0 | 0 | 0 | 0 | 0 | 0 | 0 | 0 | 0 | 0 | 0 | 0 | 0 | 0 | 0 | 0 | 0 | 0 | 0 | 0 | 0 | 0 | 0 | 2617.421 | 2617.421 | 2617.421 | 2617.421 | 2617.421 | 2617.421 | 2617.421 | 2617.421 | 2617.421 | 2617.421 | 2617.421 | 2617.421 | 2617.421 | 2617.421 | 2617.421 | 2617.421 | 2617.421 | 2617.421 | 2617.421 | 2617.421 | 1656.4763 | 1656.4763 | 1656.4763 | 1656.4763 | 1656.4763 | 1656.4763 | 1656.4763 | 1656.4763 | 1656.4763 | 1656.4763 | 1656.4763 | 1656.4763 | 1656.4763 | 1656.4763 | 1656.4763 | 1656.4763 | 1656.4763 | 1656.4763 | 1656.4763 | 1656.4763
WA_Industrial_Instruments_New_Process_Natural Gas_Process Heat Recovery_A | WA | Industrial | Instruments | New | Process | Natural Gas | Process Heat Recovery | A | IM550 | No HR system | HR system installed | 15 | 0.14017 | 0 | 0 | 312.38 | 0 | 0 | 0 | 156.1916 |  | cfm | 5% | 50% | Retrofit | Retro12Med | 75.44% | TBD | 0.2% | 15926.7994 |  | 10565.916 |  | 0.0093137 | MN TRM v3.1 - Exhaust Energy Recovery | WI TRM - Process Exhaust Filtration, 3244 | MN TRM v3.1 - Exhaust Energy Recovery | No HR system | No HR system | No HR system | No HR system | No HR system | No HR system | No HR system | No HR system | No HR system | No HR system | No HR system | No HR system | No HR system | No HR system | No HR system | No HR system | No HR system | No HR system | No HR system | No HR system | No HR system | No HR system | HR system installed | HR system installed | HR system installed | HR system installed | HR system installed | HR system installed | HR system installed | HR system installed | HR system installed | HR system installed | HR system installed | HR system installed | HR system installed | HR system installed | HR system installed | HR system installed | HR system installed | HR system installed | HR system installed | HR system installed | HR system installed | HR system installed | 312.38 | 312.38 | 312.38 | 312.38 | 312.38 | 312.38 | 312.38 | 312.38 | 312.38 | 312.38 | 312.38 | 312.38 | 312.38 | 312.38 | 312.38 | 312.38 | 312.38 | 312.38 | 312.38 | 312.38 | 312.38 | 312.38 | 0 | 0 | 0.1396 | 0.13927 | 0.13895 | 0.13866 | 0.13825 | 0.13791 | 0.13762 | 0.13739 | 0.13713 | 0.13695 | 0.1368 | 0.13673 | 0.13662 | 0.13657 | 0.13654 | 0.13658 | 0.13657 | 0.13659 | 0.13661 | 0.13662 | 0.010951 | 0.019066 | 0.027125 | 0.036132 | 0.041465 | 0.0429 | 0.038718 | 0.034939 | 0.030287 | 0.026392 | 0.022821 | 0.019853 | 0.01674 | 0.014234 | 0.012061 | 0.010714 | 0.018696 | 0.026664 | 0.035596 | 0.040977 | 0.010951 | 0.029991 | 0.057048 | 0.093061 | 0.13425 | 0.17682 | 0.21517 | 0.24975 | 0.27956 | 0.30558 | 0.32807 | 0.34776 | 0.3642 | 0.37831 | 0.39029 | 0.39041 | 0.39037 | 0.39044 | 0.39049 | 0.39052 | 78.4443 | 136.9001 | 195.2124 | 260.5713 | 299.9332 | 311.0643 | 281.3363 | 254.3015 | 220.8589 | 192.7133 | 166.8216 | 145.1976 | 122.5327 | 104.2241 | 88.3338 | 78.4443 | 136.9001 | 195.2124 | 260.5713 | 299.9332 | 78.4443 | 215.3444 | 410.5568 | 671.1282 | 971.0614 | 1282.1256 | 1563.462 | 1817.7635 | 2038.6224 | 2231.3357 | 2398.1573 | 2543.3549 | 2665.8876 | 2770.1117 | 2858.4455 | 2858.4455 | 2858.4455 | 2858.4455 | 2858.4455 | 2858.4455 | 0.0093137 | 0.016222 | 0.023087 | 0.030762 | 0.035318 | 0.036554 | 0.033001 | 0.029788 | 0.025829 | 0.022511 | 0.019469 | 0.016938 | 0.014284 | 0.012146 | 0.010292 | 0.0091425 | 0.015954 | 0.022753 | 0.030374 | 0.034965 | 0.0093137 | 0.025517 | 0.048554 | 0.07923 | 0.11435 | 0.15067 | 0.18339 | 0.21292 | 0.23841 | 0.26065 | 0.27988 | 0.2967 | 0.31077 | 0.32282 | 0.33306 | 0.33314 | 0.33311 | 0.33316 | 0.3332 | 0.33322 | 66.6777 | 116.3651 | 165.9306 | 221.4856 | 254.9432 | 264.4046 | 239.1359 | 216.1563 | 187.7301 | 163.8063 | 141.7984 | 123.418 | 104.1528 | 88.5904 | 75.0838 | 66.6777 | 116.3651 | 165.9306 | 221.4856 | 254.9432 | 66.6777 | 183.0428 | 348.9733 | 570.459 | 825.4021 | 1089.8068 | 1328.9427 | 1545.099 | 1732.829 | 1896.6354 | 2038.4337 | 2161.8517 | 2266.0045 | 2354.5949 | 2429.6787 | 2429.6787 | 2429.6787 | 2429.6787 | 2429.6787 | 2429.6787 | 0 | 0 | 0 | 0 | 0 | 0 | 0 | 0 | 0 | 0 | 0 | 0 | 0 | 0 | 0 | 0 | 0 | 0 | 0 | 0 | 0 | 0 | 0 | 0 | 0 | 0 | 0 | 0 | 0 | 0 | 0 | 0 | 0 | 0 | 0 | 0 | 0 | 0 | 0 | 0 | 0 | 0 | 0 | 0 | 0 | 0 | 0 | 0 | 0 | 0 | 0 | 0 | 0 | 0 | 0 | 0 | 0 | 0 | 0 | 0 | 0 | 0 | 0 | 0 | 0 | 0 | 0 | 0 | 0 | 0 | 0 | 0 | 0 | 0 | 0 | 0 | 0 | 0 | 0 | 0 | 0 | 0 | 0 | 0 | 0 | 0 | 0 | 0 | 0 | 0 | 0 | 0 | 0 | 0 | 0 | 0 | 0 | 0 | 0 | 0 | 0 | 0 | 0 | 0 | 0 | 0 | 0 | 0 | 0 | 0 | 0 | 0 | 0 | 0 | 0 | 0 | 0 | 0 | 0 | 0 | 0 | 0 | 0 | 0 | 0 | 0 | 0 | 0 | 0 | 0 | 0 | 0 | 0 | 0 | 0 | 0 | 0 | 0 | 0 | 0 | 0 | 0 | 0 | 0 | 0 | 0 | 0 | 0 | 0 | 0 | 0 | 0 | 0 | 0 | 0 | 0 | 0 | 0 | 0 | 0 | 0 | 0 | 0 | 0 | 0 | 0 | 0 | 0 | 0 | 0 | 0 | 0 | 0 | 0 | 0 | 0 | 0 | 0 | 0 | 0 | 0 | 0 | 0 | 0 | 0 | 0 | 0 | 0 | 0 | 0 | 0 | 0 | 0 | 0 | 0 | 0 | 0 | 0 | 0 | 0 | 0 | 0 | 0 | 0 | 0 | 0 | 0 | 0 | 0 | 0 | 0 | 0 | 0 | 0 | 0 | 0 | 0 | 0 | 0 | 0 | 0 | 0 | 0 | 0 | 0 | 0 | 0 | 0 | 0 | 0 | 0 | 0 | 0 | 0 | 0 | 0 | 0 | 0 | 0 | 0 | 240926.4113 | 240926.4113 | 240926.4113 | 240926.4113 | 240926.4113 | 240926.4113 | 240926.4113 | 240926.4113 | 240926.4113 | 240926.4113 | 240926.4113 | 240926.4113 | 240926.4113 | 240926.4113 | 240926.4113 | 240926.4113 | 240926.4113 | 240926.4113 | 240926.4113 | 240926.4113 | 159831.7499 | 159831.7499 | 159831.7499 | 159831.7499 | 159831.7499 | 159831.7499 | 159831.7499 | 159831.7499 | 159831.7499 | 159831.7499 | 159831.7499 | 159831.7499 | 159831.7499 | 159831.7499 | 159831.7499 | 159831.7499 | 159831.7499 | 159831.7499 | 159831.7499 | 159831.7499
WA_Industrial_Instruments_New_Space Heating_Natural Gas_Building Automation System_A | WA | Industrial | Instruments | New | Space Heating | Natural Gas | Building Automation System | A | IM551 | No control system | Automation system installed and programmed | 15 | 0.01486 | 0 | 0 | 0.09 | 0.03 | 0 | 0 | 0.04595 |  | sqft | 5% | 65% | Retrofit | Retro1Slow | 84.81% | TBD | 0.2% | 153.9797 |  | 90.3681 |  | 0.0030282 | COM_EMS-All-XCELCO-2017-18-3 | BEHAV_EIS-All-CPUC-2018_PG-10 | COM_EMS-All-XCELCO-2017-18-3 | No control system | No control system | No control system | No control system | No control system | No control system | No control system | No control system | No control system | No control system | No control system | No control system | No control system | No control system | No control system | No control system | No control system | No control system | No control system | No control system | No control system | No control system | Automation system installed and programmed | Automation system installed and programmed | Automation system installed and programmed | Automation system installed and programmed | Automation system installed and programmed | Automation system installed and programmed | Automation system installed and programmed | Automation system installed and programmed | Automation system installed and programmed | Automation system installed and programmed | Automation system installed and programmed | Automation system installed and programmed | Automation system installed and programmed | Automation system installed and programmed | Automation system installed and programmed | Automation system installed and programmed | Automation system installed and programmed | Automation system installed and programmed | Automation system installed and programmed | Automation system installed and programmed | Automation system installed and programmed | Automation system installed and programmed | 0.09 | 0.09 | 0.09 | 0.09 | 0.09 | 0.09 | 0.09 | 0.09 | 0.09 | 0.09 | 0.09 | 0.09 | 0.09 | 0.09 | 0.09 | 0.09 | 0.09 | 0.09 | 0.09 | 0.09 | 0.09 | 0.09 | 0 | 0 | 0.014801 | 0.013929 | 0.013585 | 0.013383 | 0.0133 | 0.013227 | 0.01317 | 0.013121 | 0.013087 | 0.013056 | 0.012999 | 0.012954 | 0.012904 | 0.012941 | 0.012961 | 0.012959 | 0.01298 | 0.012974 | 0.012979 | 0.012965 | 0.0035516 | 0.01166 | 0.028791 | 0.061584 | 0.10693 | 0.1755 | 0.26874 | 0.39215 | 0.52521 | 0.67392 | 0.81455 | 0.93946 | 0.99137 | 0.99642 | 0.92961 | 0.81881 | 0.65258 | 0.47324 | 0.31591 | 0.21456 | 0.0035516 | 0.015002 | 0.043423 | 0.10436 | 0.21064 | 0.38499 | 0.65208 | 1.0418 | 1.5643 | 2.2345 | 3.0393 | 3.9681 | 4.9444 | 5.9548 | 6.8938 | 7.7082 | 8.3627 | 8.8047 | 9.0639 | 9.1646 | 239.9478 | 837.0624 | 2119.3036 | 4601.5387 | 8039.5681 | 13268.5565 | 20404.9715 | 29887.8786 | 40131.0295 | 51616.4893 | 62662.3487 | 72525.1555 | 76824.6194 | 76999.088 | 71722.2725 | 63186.437 | 50275.2883 | 36474.8183 | 24340.5271 | 16548.6745 | 239.9478 | 1077.0103 | 3196.3139 | 7797.8526 | 15837.4207 | 29105.9772 | 49510.9487 | 79398.8273 | 119529.8568 | 171146.3462 | 233808.6948 | 306333.8503 | 383158.4697 | 460157.5577 | 531879.8302 | 594826.3194 | 644264.5452 | 678620.0599 | 698359.0482 | 706868.1546 | 0.0030282 | 0.010445 | 0.026238 | 0.056566 | 0.098407 | 0.16163 | 0.24746 | 0.36083 | 0.48293 | 0.61907 | 0.74798 | 0.862 | 0.90929 | 0.90815 | 0.8431 | 0.73963 | 0.58722 | 0.42479 | 0.28281 | 0.19198 | 0.0030282 | 0.013439 | 0.039572 | 0.095858 | 0.19386 | 0.35456 | 0.60044 | 0.95857 | 1.4384 | 2.0527 | 2.7909 | 3.6409 | 4.535 | 5.4272 | 6.2523 | 6.9628 | 7.525 | 7.9033 | 8.1141 | 8.2005 | 203.9557 | 711.5031 | 1801.4081 | 3911.3079 | 6833.6329 | 11278.273 | 17344.2258 | 25404.6968 | 34111.3751 | 43874.0159 | 53262.9964 | 61646.3821 | 65300.9265 | 65449.2248 | 60963.9317 | 53708.4715 | 42733.9951 | 31003.5955 | 20689.448 | 14066.3733 | 203.9557 | 915.4587 | 2716.8668 | 6628.1747 | 13461.8076 | 24740.0806 | 42084.3064 | 67489.0032 | 101600.3783 | 145474.3942 | 198737.3906 | 260383.7727 | 325684.6992 | 391133.924 | 452097.8557 | 505602.3715 | 547624.8635 | 576827.0509 | 593605.191 | 600837.9314 | 0.0030282 | 0.010445 | 0.026238 | 0.056566 | 0.098407 | 0.16163 | 0.24746 | 0.36083 | 0.48293 | 0.61907 | 0.74798 | 0.862 | 0.90929 | 0.90815 | 0.8431 | 0.73963 | 0.58722 | 0.42479 | 0.28281 | 0.19198 | 0.0030282 | 0.013439 | 0.039572 | 0.095858 | 0.19386 | 0.35456 | 0.60044 | 0.95857 | 1.4384 | 2.0527 | 2.7909 | 3.6409 | 4.535 | 5.4272 | 6.2523 | 6.9628 | 7.525 | 7.9033 | 8.1141 | 8.2005 | 203.9557 | 711.5031 | 1801.4081 | 3911.3079 | 6833.6329 | 11278.273 | 17344.2258 | 25404.6968 | 34111.3751 | 43874.0159 | 53262.9964 | 61646.3821 | 65300.9265 | 65449.2248 | 60963.9317 | 53708.4715 | 42733.9951 | 31003.5955 | 20689.448 | 14066.3733 | 203.9557 | 915.4587 | 2716.8668 | 6628.1747 | 13461.8076 | 24740.0806 | 42084.3064 | 67489.0032 | 101600.3783 | 145474.3942 | 198737.3906 | 260383.7727 | 325684.6992 | 391133.924 | 452097.8557 | 505602.3715 | 547624.8635 | 576827.0509 | 593605.191 | 600837.9314 | 0.0030282 | 0.010445 | 0.026238 | 0.056566 | 0.098407 | 0.16163 | 0.24746 | 0.36083 | 0.48293 | 0.61907 | 0.74798 | 0.862 | 0.90929 | 0.90815 | 0.8431 | 0.73963 | 0.58722 | 0.42479 | 0.28281 | 0.19198 | 0.0030282 | 0.013439 | 0.039572 | 0.095858 | 0.19386 | 0.35456 | 0.60044 | 0.95857 | 1.4384 | 2.0527 | 2.7909 | 3.6409 | 4.535 | 5.4272 | 6.2523 | 6.9628 | 7.525 | 7.9033 | 8.1141 | 8.2005 | 203.9557 | 711.5031 | 1801.4081 | 3911.3079 | 6833.6329 | 11278.273 | 17344.2258 | 25404.6968 | 34111.3751 | 43874.0159 | 53262.9964 | 61646.3821 | 65300.9265 | 65449.2248 | 60963.9317 | 53708.4715 | 42733.9951 | 31003.5955 | 20689.448 | 14066.3733 | 203.9557 | 915.4587 | 2716.8668 | 6628.1747 | 13461.8076 | 24740.0806 | 42084.3064 | 67489.0032 | 101600.3783 | 145474.3942 | 198737.3906 | 260383.7727 | 325684.6992 | 391133.924 | 452097.8557 | 505602.3715 | 547624.8635 | 576827.0509 | 593605.191 | 600837.9314 | 0.0030282 | 0.010445 | 0.026238 | 0.056566 | 0.098407 | 0.16163 | 0.24746 | 0.36083 | 0.48293 | 0.61907 | 0.74798 | 0.862 | 0.90929 | 0.90815 | 0.8431 | 0.73963 | 0.58722 | 0.42479 | 0.28281 | 0.19198 | 0.0030282 | 0.013439 | 0.039572 | 0.095858 | 0.19386 | 0.35456 | 0.60044 | 0.95857 | 1.4384 | 2.0527 | 2.7909 | 3.6409 | 4.535 | 5.4272 | 6.2523 | 6.9628 | 7.525 | 7.9033 | 8.1141 | 8.2005 | 203.9557 | 711.5031 | 1801.4081 | 3911.3079 | 6833.6329 | 11278.273 | 17344.2258 | 25404.6968 | 34111.3751 | 43874.0159 | 53262.9964 | 61646.3821 | 65300.9265 | 65449.2248 | 60963.9317 | 53708.4715 | 42733.9951 | 31003.5955 | 20689.448 | 14066.3733 | 203.9557 | 915.4587 | 2716.8668 | 6628.1747 | 13461.8076 | 24740.0806 | 42084.3064 | 67489.0032 | 101600.3783 | 145474.3942 | 198737.3906 | 260383.7727 | 325684.6992 | 391133.924 | 452097.8557 | 505602.3715 | 547624.8635 | 576827.0509 | 593605.191 | 600837.9314 | 2938.7371 | 2938.7371 | 2938.7371 | 2938.7371 | 2938.7371 | 2938.7371 | 2938.7371 | 2938.7371 | 2938.7371 | 2938.7371 | 2938.7371 | 2938.7371 | 2938.7371 | 2938.7371 | 2938.7371 | 2938.7371 | 2938.7371 | 2938.7371 | 2938.7371 | 2938.7371 | 434.3403 | 434.3403 | 434.3403 | 434.3403 | 434.3403 | 434.3403 | 434.3403 | 434.3403 | 434.3403 | 434.3403 | 434.3403 | 434.3403 | 434.3403 | 434.3403 | 434.3403 | 434.3403 | 434.3403 | 434.3403 | 434.3403 | 434.3403
WA_Industrial_Instruments_New_Space Heating_Natural Gas_Steam System Efficiency Improvements_A | WA | Industrial | Instruments | New | Space Heating | Natural Gas | Steam System Efficiency Improvements | A | IM552 | Average system efficiency | Optimized system | 5 | 0.13322 | 0 | 0 | 0.11 | 0 | 0 | 0 | 0.05645 |  | sqft | 30% | 60% | Retrofit | Retro1Slow | 84.81% | TBD | 0.2% | 2297.4566 |  | 1777.1311 |  | 0.00019185 | AEG Research | DOE - Improving Steam System Performance: A Sourcebook for Industry, Second Edition. October 2012. | DOE - Improving Steam System Performance: A Sourcebook for Industry, Second Edition. October 2012. | Average system efficiency | Average system efficiency | Average system efficiency | Average system efficiency | Average system efficiency | Average system efficiency | Average system efficiency | Average system efficiency | Average system efficiency | Average system efficiency | Average system efficiency | Average system efficiency | Average system efficiency | Average system efficiency | Average system efficiency | Average system efficiency | Average system efficiency | Average system efficiency | Average system efficiency | Average system efficiency | Average system efficiency | Average system efficiency | Optimized system | Optimized system | Optimized system | Optimized system | Optimized system | Optimized system | Optimized system | Optimized system | Optimized system | Optimized system | Optimized system | Optimized system | Optimized system | Optimized system | Optimized system | Optimized system | Optimized system | Optimized system | Optimized system | Optimized system | Optimized system | Optimized system | 0.11 | 0.11 | 0.11 | 0.11 | 0.11 | 0.11 | 0.11 | 0.11 | 0.11 | 0.11 | 0.11 | 0.11 | 0.11 | 0.11 | 0.11 | 0.11 | 0.11 | 0.11 | 0.11 | 0.11 | 0.11 | 0.11 | 0 | 0 | 0.13225 | 0.1242 | 0.12087 | 0.11881 | 0.11768 | 0.11668 | 0.11579 | 0.11493 | 0.1141 | 0.11327 | 0.11219 | 0.11126 | 0.11023 | 0.11005 | 0.10983 | 0.1096 | 0.10958 | 0.10952 | 0.10963 | 0.10966 | 0.00022489 | 0.00073678 | 0.0018155 | 0.0038746 | 0.0067052 | 0.010972 | 0.016744 | 0.024344 | 0.032453 | 0.041437 | 0.049824 | 0.057188 | 0.060014 | 0.060052 | 0.055826 | 0.049079 | 0.056972 | 0.061273 | 0.063402 | 0.061988 | 0.00022489 | 0.00094799 | 0.0027381 | 0.006566 | 0.013209 | 0.02387 | 0.039745 | 0.062069 | 0.090354 | 0.12468 | 0.16276 | 0.20251 | 0.23729 | 0.26566 | 0.28078 | 0.28041 | 0.28036 | 0.28021 | 0.2805 | 0.28057 | 1.7005 | 5.9324 | 15.0198 | 32.6117 | 56.9774 | 94.0359 | 144.6125 | 211.8191 | 284.4135 | 365.8124 | 444.0957 | 513.9946 | 544.4655 | 545.702 | 508.3045 | 447.81 | 519.927 | 559.4852 | 578.3136 | 565.2819 | 1.7005 | 7.6329 | 22.6527 | 55.2643 | 112.2417 | 204.5771 | 343.2572 | 540.0565 | 791.8584 | 1100.6934 | 1450.7532 | 1820.1353 | 2152.7817 | 2414.0702 | 2556.5623 | 2558.5761 | 2558.5761 | 2558.5761 | 2558.5761 | 2558.5761 | 0.00019185 | 0.00066054 | 0.0016564 | 0.0035642 | 0.0061831 | 0.010129 | 0.015463 | 0.022479 | 0.029965 | 0.038253 | 0.046015 | 0.052813 | 0.055449 | 0.055172 | 0.051065 | 0.044726 | 0.051736 | 0.055506 | 0.057274 | 0.055959 | 0.00019185 | 0.00084989 | 0.0024981 | 0.0060399 | 0.01218 | 0.022037 | 0.036704 | 0.057312 | 0.083429 | 0.1151 | 0.15032 | 0.18702 | 0.21924 | 0.24407 | 0.25684 | 0.25555 | 0.25459 | 0.25383 | 0.25339 | 0.25328 | 1.4455 | 5.0425 | 12.7668 | 27.7199 | 48.4308 | 79.9305 | 122.9206 | 180.0462 | 241.7515 | 310.9405 | 377.4814 | 436.8955 | 462.7957 | 463.8467 | 432.0588 | 380.6385 | 441.938 | 475.5625 | 491.5666 | 480.4896 | 1.4455 | 6.488 | 19.2548 | 46.9747 | 95.4055 | 173.8905 | 291.7687 | 459.0481 | 673.0796 | 935.5893 | 1233.1402 | 1547.115 | 1829.8645 | 2051.9597 | 2173.078 | 2174.7897 | 2174.7897 | 2174.7897 | 2174.7897 | 2174.7897 | 0.0001922 | 0.00066247 | 0.0016628 | 0.0035813 | 0.0062206 | 0.0102 | 0.015585 | 0.02267 | 0.030246 | 0.038637 | 0.046504 | 0.053395 | 0.05609 | 0.055828 | 0.051688 | 0.045275 | 0.052381 | 0.0562 | 0.057992 | 0.056662 | 0.0001922 | 0.00085237 | 0.0025079 | 0.0060689 | 0.012254 | 0.022191 | 0.036992 | 0.0578 | 0.084209 | 0.11626 | 0.15192 | 0.18908 | 0.22178 | 0.24697 | 0.25997 | 0.25868 | 0.25777 | 0.25701 | 0.25657 | 0.25646 | 1.4455 | 5.0425 | 12.7668 | 27.7199 | 48.4308 | 79.9305 | 122.9206 | 180.0462 | 241.7515 | 310.9405 | 377.4814 | 436.8955 | 462.7957 | 463.8467 | 432.0588 | 380.6385 | 441.938 | 475.5625 | 491.5666 | 480.4896 | 1.4455 | 6.488 | 19.2548 | 46.9747 | 95.4055 | 173.8905 | 291.7687 | 459.0481 | 673.0796 | 935.5893 | 1233.1402 | 1547.115 | 1829.8645 | 2051.9597 | 2173.078 | 2174.7897 | 2174.7897 | 2174.7897 | 2174.7897 | 2174.7897 | 0.00019218 | 0.00066233 | 0.0016624 | 0.00358 | 0.0062177 | 0.010195 | 0.015575 | 0.022654 | 0.030223 | 0.038606 | 0.046465 | 0.053349 | 0.056041 | 0.055779 | 0.051643 | 0.045237 | 0.052339 | 0.056156 | 0.057949 | 0.056621 | 0.00019218 | 0.00085219 | 0.0025072 | 0.0060668 | 0.012248 | 0.022179 | 0.036969 | 0.05776 | 0.084145 | 0.11616 | 0.15179 | 0.18892 | 0.22158 | 0.24675 | 0.25974 | 0.25846 | 0.25756 | 0.25681 | 0.25638 | 0.25628 | 1.4455 | 5.0425 | 12.7668 | 27.7199 | 48.4308 | 79.9305 | 122.9206 | 180.0462 | 241.7515 | 310.9405 | 377.4814 | 436.8955 | 462.7957 | 463.8467 | 432.0588 | 380.6385 | 441.938 | 475.5625 | 491.5666 | 480.4896 | 1.4455 | 6.488 | 19.2548 | 46.9747 | 95.4055 | 173.8905 | 291.7687 | 459.0481 | 673.0796 | 935.5893 | 1233.1402 | 1547.115 | 1829.8645 | 2051.9597 | 2173.078 | 2174.7897 | 2174.7897 | 2174.7897 | 2174.7897 | 2174.7897 | 0.00019218 | 0.00066233 | 0.0016624 | 0.00358 | 0.0062177 | 0.010195 | 0.015575 | 0.022654 | 0.030223 | 0.038606 | 0.046465 | 0.053349 | 0.056041 | 0.055779 | 0.051643 | 0.045237 | 0.052339 | 0.056156 | 0.057949 | 0.056621 | 0.00019218 | 0.00085219 | 0.0025072 | 0.0060668 | 0.012248 | 0.022179 | 0.036969 | 0.05776 | 0.084145 | 0.11616 | 0.15179 | 0.18892 | 0.22158 | 0.24675 | 0.25974 | 0.25846 | 0.25756 | 0.25681 | 0.25638 | 0.25628 | 1.4455 | 5.0425 | 12.7668 | 27.7199 | 48.4308 | 79.9305 | 122.9206 | 180.0462 | 241.7515 | 310.9405 | 377.4814 | 436.8955 | 462.7957 | 463.8467 | 432.0588 | 380.6385 | 441.938 | 475.5625 | 491.5666 | 480.4896 | 1.4455 | 6.488 | 19.2548 | 46.9747 | 95.4055 | 173.8905 | 291.7687 | 459.0481 | 673.0796 | 935.5893 | 1233.1402 | 1547.115 | 1829.8645 | 2051.9597 | 2173.078 | 2174.7897 | 2174.7897 | 2174.7897 | 2174.7897 | 2174.7897 | 20482.3845 | 20482.3845 | 20482.3845 | 20482.3845 | 20482.3845 | 20482.3845 | 20482.3845 | 20482.3845 | 20482.3845 | 20482.3845 | 20482.3845 | 20482.3845 | 20482.3845 | 20482.3845 | 20482.3845 | 20482.3845 | 20482.3845 | 20482.3845 | 20482.3845 | 20482.3845 | 15843.5558 | 15843.5558 | 15843.5558 | 15843.5558 | 15843.5558 | 15843.5558 | 15843.5558 | 15843.5558 | 15843.5558 | 15843.5558 | 15843.5558 | 15843.5558 | 15843.5558 | 15843.5558 | 15843.5558 | 15843.5558 | 15843.5558 | 15843.5558 | 15843.5558 | 15843.5558
WA_Industrial_Instruments_New_Process_Natural Gas_Steam System Efficiency Improvements_A | WA | Industrial | Instruments | New | Process | Natural Gas | Steam System Efficiency Improvements | A | IM553 | Average system efficiency | Optimized system | 5 | 0.087109 | 0 | 0 | 19 | 0 | 0 | 0 | 9.4995 |  | sqft | 30% | 60% | Retrofit | Retro1Slow | 84.81% | TBD | 0.2% | 2297.4566 |  | 1777.1311 |  | 2.2615e-05 | AEG Research | DOE - Improving Steam System Performance: A Sourcebook for Industry, Second Edition. October 2012. | DOE - Improving Steam System Performance: A Sourcebook for Industry, Second Edition. October 2012. | Average system efficiency | Average system efficiency | Average system efficiency | Average system efficiency | Average system efficiency | Average system efficiency | Average system efficiency | Average system efficiency | Average system efficiency | Average system efficiency | Average system efficiency | Average system efficiency | Average system efficiency | Average system efficiency | Average system efficiency | Average system efficiency | Average system efficiency | Average system efficiency | Average system efficiency | Average system efficiency | Average system efficiency | Average system efficiency | Optimized system | Optimized system | Optimized system | Optimized system | Optimized system | Optimized system | Optimized system | Optimized system | Optimized system | Optimized system | Optimized system | Optimized system | Optimized system | Optimized system | Optimized system | Optimized system | Optimized system | Optimized system | Optimized system | Optimized system | Optimized system | Optimized system | 19 | 19 | 19 | 19 | 19 | 19 | 19 | 19 | 19 | 19 | 19 | 19 | 19 | 19 | 19 | 19 | 19 | 19 | 19 | 19 | 19 | 19 | 0 | 0 | 0.086741 | 0.086527 | 0.086323 | 0.086137 | 0.085869 | 0.085654 | 0.085468 | 0.085325 | 0.085162 | 0.085046 | 0.084955 | 0.084913 | 0.084842 | 0.084815 | 0.084798 | 0.084827 | 0.084821 | 0.084838 | 0.08485 | 0.084859 | 2.6589e-05 | 9.2528e-05 | 0.00023371 | 0.00050635 | 0.00088192 | 0.0014519 | 0.0022279 | 0.0032579 | 0.004366 | 0.0056079 | 0.0068008 | 0.0078673 | 0.0083267 | 0.0083429 | 0.0077697 | 0.0068473 | 0.0079494 | 0.008556 | 0.0088452 | 0.0086468 | 2.6589e-05 | 0.00011905 | 0.00035248 | 0.00085808 | 0.0017373 | 0.0031586 | 0.0052883 | 0.0083063 | 0.012156 | 0.016874 | 0.022216 | 0.027859 | 0.032923 | 0.036907 | 0.039078 | 0.039123 | 0.039119 | 0.039127 | 0.039133 | 0.039137 | 0.30653 | 1.0694 | 2.7074 | 5.8785 | 10.2706 | 16.9506 | 26.0674 | 38.1819 | 51.2675 | 65.9402 | 80.0514 | 92.6511 | 98.1437 | 98.3666 | 91.6255 | 80.7209 | 93.7205 | 100.8511 | 104.2451 | 101.896 | 0.30653 | 1.3759 | 4.0833 | 9.9618 | 20.2324 | 36.8765 | 61.8745 | 97.349 | 142.738 | 198.4077 | 261.5084 | 328.0922 | 388.054 | 435.1531 | 460.8383 | 461.2013 | 461.2013 | 461.2013 | 461.2013 | 461.2013 | 2.2615e-05 | 7.8728e-05 | 0.00019893 | 0.00043113 | 0.00075125 | 0.0012372 | 0.0018992 | 0.0027778 | 0.0037237 | 0.0047839 | 0.0058024 | 0.0067129 | 0.0071058 | 0.00712 | 0.006631 | 0.0058435 | 0.0067841 | 0.0073015 | 0.0075482 | 0.0073788 | 2.2615e-05 | 0.0001013 | 0.00030002 | 0.00073059 | 0.0014799 | 0.0026916 | 0.0045079 | 0.0070823 | 0.010368 | 0.014394 | 0.018955 | 0.023771 | 0.028096 | 0.031497 | 0.033351 | 0.033387 | 0.033385 | 0.033391 | 0.033395 | 0.033398 | 0.26055 | 0.90895 | 2.3013 | 4.9967 | 8.73 | 14.408 | 22.1573 | 32.4546 | 43.5774 | 56.0492 | 68.0437 | 78.7535 | 83.4222 | 83.6116 | 77.8816 | 68.6128 | 79.6624 | 85.7235 | 88.6083 | 86.6116 | 0.26055 | 1.1695 | 3.4708 | 8.4675 | 17.1975 | 31.345 | 52.5933 | 82.7466 | 121.3273 | 168.6465 | 222.2822 | 278.8783 | 329.8459 | 369.8801 | 391.7126 | 392.0211 | 392.0211 | 392.0211 | 392.0211 | 392.0211 | 0 | 0 | 0 | 0 | 0 | 0 | 0 | 0 | 0 | 0 | 0 | 0 | 0 | 0 | 0 | 0 | 0 | 0 | 0 | 0 | 0 | 0 | 0 | 0 | 0 | 0 | 0 | 0 | 0 | 0 | 0 | 0 | 0 | 0 | 0 | 0 | 0 | 0 | 0 | 0 | 0 | 0 | 0 | 0 | 0 | 0 | 0 | 0 | 0 | 0 | 0 | 0 | 0 | 0 | 0 | 0 | 0 | 0 | 0 | 0 | 0 | 0 | 0 | 0 | 0 | 0 | 0 | 0 | 0 | 0 | 0 | 0 | 0 | 0 | 0 | 0 | 0 | 0 | 0 | 0 | 0 | 0 | 0 | 0 | 0 | 0 | 0 | 0 | 0 | 0 | 0 | 0 | 0 | 0 | 0 | 0 | 0 | 0 | 0 | 0 | 0 | 0 | 0 | 0 | 0 | 0 | 0 | 0 | 0 | 0 | 0 | 0 | 0 | 0 | 0 | 0 | 0 | 0 | 0 | 0 | 0 | 0 | 0 | 0 | 0 | 0 | 0 | 0 | 0 | 0 | 0 | 0 | 0 | 0 | 0 | 0 | 0 | 0 | 0 | 0 | 0 | 0 | 0 | 0 | 0 | 0 | 0 | 0 | 0 | 0 | 0 | 0 | 0 | 0 | 0 | 0 | 0 | 0 | 0 | 0 | 0 | 0 | 0 | 0 | 0 | 0 | 0 | 0 | 0 | 0 | 0 | 0 | 0 | 0 | 0 | 0 | 0 | 0 | 0 | 0 | 0 | 0 | 0 | 0 | 0 | 0 | 0 | 0 | 0 | 0 | 0 | 0 | 0 | 0 | 0 | 0 | 0 | 0 | 0 | 0 | 0 | 0 | 0 | 0 | 0 | 0 | 0 | 0 | 0 | 0 | 0 | 0 | 0 | 0 | 0 | 0 | 0 | 0 | 0 | 0 | 0 | 0 | 0 | 0 | 0 | 0 | 0 | 0 | 0 | 0 | 0 | 0 | 0 | 0 | 0 | 0 | 0 | 0 | 0 | 0 | 20482.3845 | 20482.3845 | 20482.3845 | 20482.3845 | 20482.3845 | 20482.3845 | 20482.3845 | 20482.3845 | 20482.3845 | 20482.3845 | 20482.3845 | 20482.3845 | 20482.3845 | 20482.3845 | 20482.3845 | 20482.3845 | 20482.3845 | 20482.3845 | 20482.3845 | 20482.3845 | 15843.5558 | 15843.5558 | 15843.5558 | 15843.5558 | 15843.5558 | 15843.5558 | 15843.5558 | 15843.5558 | 15843.5558 | 15843.5558 | 15843.5558 | 15843.5558 | 15843.5558 | 15843.5558 | 15843.5558 | 15843.5558 | 15843.5558 | 15843.5558 | 15843.5558 | 15843.5558
WA_Industrial_Instruments_New_Space Heating_Natural Gas_Strategic Energy Management_A | WA | Industrial | Instruments | New | Space Heating | Natural Gas | Strategic Energy Management | A | IM554 | No energy management system | Energy management system installed and programmed | 5 | 3.0533 | 0 | 0 | 8.48 | 0 | 0.2 | 0 | 4.2389 |  | employee | 5% | 50% | Retrofit | RetroEven20 | 80.75% | TBD | 0.2% | 302.9714 |  | 255.214 |  | 0.019039 | BEHAV_SEM-All-CPUC-2018_PG-26 | BEHAV_SEM-All-CPUC-2018_PG-26 | AEG Research | No energy management system | No energy management system | No energy management system | No energy management system | No energy management system | No energy management system | No energy management system | No energy management system | No energy management system | No energy management system | No energy management system | No energy management system | No energy management system | No energy management system | No energy management system | No energy management system | No energy management system | No energy management system | No energy management system | No energy management system | No energy management system | No energy management system | Energy management system installed and programmed | Energy management system installed and programmed | Energy management system installed and programmed | Energy management system installed and programmed | Energy management system installed and programmed | Energy management system installed and programmed | Energy management system installed and programmed | Energy management system installed and programmed | Energy management system installed and programmed | Energy management system installed and programmed | Energy management system installed and programmed | Energy management system installed and programmed | Energy management system installed and programmed | Energy management system installed and programmed | Energy management system installed and programmed | Energy management system installed and programmed | Energy management system installed and programmed | Energy management system installed and programmed | Energy management system installed and programmed | Energy management system installed and programmed | Energy management system installed and programmed | Energy management system installed and programmed | 8.48 | 8.48 | 8.48 | 8.48 | 8.48 | 8.48 | 8.48 | 8.48 | 8.48 | 8.48 | 8.48 | 8.48 | 8.48 | 8.48 | 8.48 | 8.48 | 8.48 | 8.48 | 8.48 | 8.48 | 8.48 | 8.48 | 0 | 0 | 3.0407 | 2.8609 | 2.789 | 2.7457 | 2.7254 | 2.7062 | 2.6888 | 2.6715 | 2.6553 | 2.6384 | 2.6153 | 2.5949 | 2.5727 | 2.5697 | 2.5657 | 2.5603 | 2.5604 | 2.5587 | 2.5611 | 2.5615 | 0.022329 | 0.036663 | 0.050967 | 0.066974 | 0.076523 | 0.087558 | 0.098353 | 0.11041 | 0.11914 | 0.12912 | 0.13849 | 0.14949 | 0.15635 | 0.16604 | 0.17563 | 0.18671 | 0.19427 | 0.20345 | 0.22796 | 0.24727 | 0.022329 | 0.057671 | 0.10719 | 0.1725 | 0.24775 | 0.31369 | 0.37557 | 0.43473 | 0.48647 | 0.53842 | 0.58757 | 0.63756 | 0.68213 | 0.73208 | 0.78101 | 0.81171 | 0.82568 | 0.82633 | 0.82713 | 0.82724 | 7.3433 | 12.8155 | 18.2742 | 24.3925 | 28.0773 | 32.3547 | 36.5783 | 41.3292 | 44.8676 | 48.9373 | 52.953 | 57.6113 | 60.7729 | 64.6154 | 68.455 | 72.9248 | 75.8772 | 79.5153 | 89.0079 | 96.5322 | 7.3433 | 20.1588 | 38.4329 | 62.8255 | 90.9028 | 115.9142 | 139.6771 | 162.7321 | 183.2071 | 204.0671 | 224.6653 | 245.6983 | 265.142 | 284.8898 | 304.4075 | 317.036 | 322.4865 | 322.9548 | 322.9548 | 322.9548 | 0.019039 | 0.032844 | 0.046453 | 0.061531 | 0.070454 | 0.080689 | 0.09065 | 0.10173 | 0.10975 | 0.11891 | 0.12758 | 0.1377 | 0.14406 | 0.15212 | 0.1602 | 0.16966 | 0.1759 | 0.18377 | 0.20534 | 0.22258 | 0.019039 | 0.051664 | 0.097697 | 0.15848 | 0.2281 | 0.28908 | 0.34615 | 0.40056 | 0.44816 | 0.49584 | 0.54127 | 0.58724 | 0.62852 | 0.6707 | 0.71236 | 0.73761 | 0.74761 | 0.7464 | 0.74504 | 0.74465 | 6.2418 | 10.8931 | 15.5331 | 20.7337 | 23.8657 | 27.5015 | 31.0916 | 35.1298 | 38.1375 | 41.5967 | 45.01 | 48.9696 | 51.657 | 54.9231 | 58.1867 | 61.9861 | 64.4956 | 67.588 | 75.6567 | 82.0524 | 6.2418 | 17.135 | 32.668 | 53.4017 | 77.2673 | 98.5271 | 118.7255 | 138.3223 | 155.7261 | 173.4571 | 190.9655 | 208.8435 | 225.3707 | 242.1563 | 258.7464 | 269.4806 | 274.1135 | 274.5115 | 274.5115 | 274.5115 | 0.019039 | 0.032844 | 0.046453 | 0.061531 | 0.070454 | 0.080689 | 0.09065 | 0.10173 | 0.10975 | 0.11891 | 0.12758 | 0.1377 | 0.14406 | 0.15212 | 0.1602 | 0.16966 | 0.1759 | 0.18377 | 0.20534 | 0.22258 | 0.019039 | 0.051664 | 0.097697 | 0.15848 | 0.2281 | 0.28908 | 0.34615 | 0.40056 | 0.44816 | 0.49584 | 0.54127 | 0.58724 | 0.62852 | 0.6707 | 0.71236 | 0.73761 | 0.74761 | 0.7464 | 0.74504 | 0.74465 | 6.2418 | 10.8931 | 15.5331 | 20.7337 | 23.8657 | 27.5015 | 31.0916 | 35.1298 | 38.1375 | 41.5967 | 45.01 | 48.9696 | 51.657 | 54.9231 | 58.1867 | 61.9861 | 64.4956 | 67.588 | 75.6567 | 82.0524 | 6.2418 | 17.135 | 32.668 | 53.4017 | 77.2673 | 98.5271 | 118.7255 | 138.3223 | 155.7261 | 173.4571 | 190.9655 | 208.8435 | 225.3707 | 242.1563 | 258.7464 | 269.4806 | 274.1135 | 274.5115 | 274.5115 | 274.5115 | 0.019039 | 0.032844 | 0.046453 | 0.061531 | 0.070454 | 0.080689 | 0.09065 | 0.10173 | 0.10975 | 0.11891 | 0.12758 | 0.1377 | 0.14406 | 0.15212 | 0.1602 | 0.16966 | 0.1759 | 0.18377 | 0.20534 | 0.22258 | 0.019039 | 0.051664 | 0.097697 | 0.15848 | 0.2281 | 0.28908 | 0.34615 | 0.40056 | 0.44816 | 0.49584 | 0.54127 | 0.58724 | 0.62852 | 0.6707 | 0.71236 | 0.73761 | 0.74761 | 0.7464 | 0.74504 | 0.74465 | 6.2418 | 10.8931 | 15.5331 | 20.7337 | 23.8657 | 27.5015 | 31.0916 | 35.1298 | 38.1375 | 41.5967 | 45.01 | 48.9696 | 51.657 | 54.9231 | 58.1867 | 61.9861 | 64.4956 | 67.588 | 75.6567 | 82.0524 | 6.2418 | 17.135 | 32.668 | 53.4017 | 77.2673 | 98.5271 | 118.7255 | 138.3223 | 155.7261 | 173.4571 | 190.9655 | 208.8435 | 225.3707 | 242.1563 | 258.7464 | 269.4806 | 274.1135 | 274.5115 | 274.5115 | 274.5115 | 0.019039 | 0.032844 | 0.046453 | 0.061531 | 0.070454 | 0.080689 | 0.09065 | 0.10173 | 0.10975 | 0.11891 | 0.12758 | 0.1377 | 0.14406 | 0.15212 | 0.1602 | 0.16966 | 0.1759 | 0.18377 | 0.20534 | 0.22258 | 0.019039 | 0.051664 | 0.097697 | 0.15848 | 0.2281 | 0.28908 | 0.34615 | 0.40056 | 0.44816 | 0.49584 | 0.54127 | 0.58724 | 0.62852 | 0.6707 | 0.71236 | 0.73761 | 0.74761 | 0.7464 | 0.74504 | 0.74465 | 6.2418 | 10.8931 | 15.5331 | 20.7337 | 23.8657 | 27.5015 | 31.0916 | 35.1298 | 38.1375 | 41.5967 | 45.01 | 48.9696 | 51.657 | 54.9231 | 58.1867 | 61.9861 | 64.4956 | 67.588 | 75.6567 | 82.0524 | 6.2418 | 17.135 | 32.668 | 53.4017 | 77.2673 | 98.5271 | 118.7255 | 138.3223 | 155.7261 | 173.4571 | 190.9655 | 208.8435 | 225.3707 | 242.1563 | 258.7464 | 269.4806 | 274.1135 | 274.5115 | 274.5115 | 274.5115 | 308.9149 | 308.9149 | 308.9149 | 308.9149 | 308.9149 | 308.9149 | 308.9149 | 308.9149 | 308.9149 | 308.9149 | 308.9149 | 308.9149 | 308.9149 | 308.9149 | 308.9149 | 308.9149 | 308.9149 | 308.9149 | 308.9149 | 308.9149 | 265.5116 | 265.5116 | 265.5116 | 265.5116 | 265.5116 | 265.5116 | 265.5116 | 265.5116 | 265.5116 | 265.5116 | 265.5116 | 265.5116 | 265.5116 | 265.5116 | 265.5116 | 265.5116 | 265.5116 | 265.5116 | 265.5116 | 265.5116
WA_Industrial_Instruments_New_Process_Natural Gas_Strategic Energy Management_A | WA | Industrial | Instruments | New | Process | Natural Gas | Strategic Energy Management | A | IM555 | No energy management system | Energy management system installed and programmed | 5 | 1.6994 | 0 | 0 | 8.48 | 0 | 0.2 | 0 | 4.2389 |  | employee | 5% | 50% | Retrofit | RetroEven20 | 80.75% | TBD | 0.2% | 302.9714 |  | 255.214 |  | 0.051755 | BEHAV_SEM-All-CPUC-2018_PG-26 | BEHAV_SEM-All-CPUC-2018_PG-26 | AEG Research | No energy management system | No energy management system | No energy management system | No energy management system | No energy management system | No energy management system | No energy management system | No energy management system | No energy management system | No energy management system | No energy management system | No energy management system | No energy management system | No energy management system | No energy management system | No energy management system | No energy management system | No energy management system | No energy management system | No energy management system | No energy management system | No energy management system | Energy management system installed and programmed | Energy management system installed and programmed | Energy management system installed and programmed | Energy management system installed and programmed | Energy management system installed and programmed | Energy management system installed and programmed | Energy management system installed and programmed | Energy management system installed and programmed | Energy management system installed and programmed | Energy management system installed and programmed | Energy management system installed and programmed | Energy management system installed and programmed | Energy management system installed and programmed | Energy management system installed and programmed | Energy management system installed and programmed | Energy management system installed and programmed | Energy management system installed and programmed | Energy management system installed and programmed | Energy management system installed and programmed | Energy management system installed and programmed | Energy management system installed and programmed | Energy management system installed and programmed | 8.48 | 8.48 | 8.48 | 8.48 | 8.48 | 8.48 | 8.48 | 8.48 | 8.48 | 8.48 | 8.48 | 8.48 | 8.48 | 8.48 | 8.48 | 8.48 | 8.48 | 8.48 | 8.48 | 8.48 | 8.48 | 8.48 | 0 | 0 | 1.6977 | 1.6967 | 1.6957 | 1.6948 | 1.6935 | 1.6921 | 1.6907 | 1.6895 | 1.6881 | 1.687 | 1.6862 | 1.6859 | 1.6854 | 1.6852 | 1.6851 | 1.6851 | 1.6848 | 1.6846 | 1.6844 | 1.6842 | 0.060879 | 0.10618 | 0.15132 | 0.20188 | 0.23219 | 0.26736 | 0.30201 | 0.34098 | 0.36987 | 0.40317 | 0.43604 | 0.4743 | 0.50019 | 0.53175 | 0.56331 | 0.60009 | 0.62428 | 0.65415 | 0.73214 | 0.79392 | 0.060879 | 0.16703 | 0.31825 | 0.51996 | 0.75175 | 0.95784 | 1.1532 | 1.3426 | 1.5103 | 1.6812 | 1.85 | 2.0228 | 2.1822 | 2.3445 | 2.505 | 2.6089 | 2.6533 | 2.6568 | 2.6565 | 2.6561 | 35.8604 | 62.5831 | 89.2403 | 119.1188 | 137.1128 | 158.0015 | 178.6269 | 201.8273 | 219.1069 | 238.9807 | 258.591 | 281.3394 | 296.7789 | 315.5434 | 334.2937 | 356.1216 | 370.5396 | 388.3059 | 434.6622 | 471.4065 | 35.8604 | 98.4435 | 187.6838 | 306.8026 | 443.9154 | 566.0565 | 682.1003 | 794.6873 | 894.6754 | 996.5433 | 1097.1328 | 1199.8453 | 1294.7969 | 1391.2334 | 1486.5464 | 1548.2166 | 1574.8336 | 1577.1204 | 1577.1204 | 1577.1204 | 0.051755 | 0.090277 | 0.12867 | 0.17167 | 0.19747 | 0.2274 | 0.25691 | 0.29009 | 0.3147 | 0.34307 | 0.37107 | 0.40364 | 0.42569 | 0.45256 | 0.47942 | 0.51073 | 0.53133 | 0.55675 | 0.62315 | 0.67575 | 0.051755 | 0.14201 | 0.2706 | 0.44215 | 0.63932 | 0.81468 | 0.98101 | 1.1422 | 1.285 | 1.4306 | 1.5744 | 1.7214 | 1.8572 | 1.9953 | 2.1319 | 2.2204 | 2.2582 | 2.2613 | 2.261 | 2.2608 | 30.4813 | 53.1957 | 75.8542 | 101.251 | 116.5459 | 134.3013 | 151.8329 | 171.5532 | 186.2408 | 203.1336 | 219.8023 | 239.1385 | 252.2621 | 268.2119 | 284.1496 | 302.7034 | 314.9586 | 330.06 | 369.4628 | 400.6955 | 30.4813 | 83.677 | 159.5312 | 260.7822 | 377.3281 | 481.148 | 579.7852 | 675.4842 | 760.4741 | 847.0618 | 932.5629 | 1019.8685 | 1100.5774 | 1182.5484 | 1263.5644 | 1315.9841 | 1338.6086 | 1340.5523 | 1340.5523 | 1340.5523 | 0.051755 | 0.090277 | 0.12867 | 0.17167 | 0.19747 | 0.2274 | 0.25691 | 0.29009 | 0.3147 | 0.34307 | 0.37107 | 0.40364 | 0.42569 | 0.45256 | 0.47942 | 0.51073 | 0.53133 | 0.55675 | 0.62315 | 0.67575 | 0.051755 | 0.14201 | 0.2706 | 0.44215 | 0.63932 | 0.81468 | 0.98101 | 1.1422 | 1.285 | 1.4306 | 1.5744 | 1.7214 | 1.8572 | 1.9953 | 2.1319 | 2.2204 | 2.2582 | 2.2613 | 2.261 | 2.2608 | 30.4813 | 53.1957 | 75.8542 | 101.251 | 116.5459 | 134.3013 | 151.8329 | 171.5532 | 186.2408 | 203.1336 | 219.8023 | 239.1385 | 252.2621 | 268.2119 | 284.1496 | 302.7034 | 314.9586 | 330.06 | 369.4628 | 400.6955 | 30.4813 | 83.677 | 159.5312 | 260.7822 | 377.3281 | 481.148 | 579.7852 | 675.4842 | 760.4741 | 847.0618 | 932.5629 | 1019.8685 | 1100.5774 | 1182.5484 | 1263.5644 | 1315.9841 | 1338.6086 | 1340.5523 | 1340.5523 | 1340.5523 | 0.051755 | 0.090277 | 0.12867 | 0.17167 | 0.19747 | 0.2274 | 0.25691 | 0.29009 | 0.3147 | 0.34307 | 0.37107 | 0.40364 | 0.42569 | 0.45256 | 0.47942 | 0.51073 | 0.53133 | 0.55675 | 0.62315 | 0.67575 | 0.051755 | 0.14201 | 0.2706 | 0.44215 | 0.63932 | 0.81468 | 0.98101 | 1.1422 | 1.285 | 1.4306 | 1.5744 | 1.7214 | 1.8572 | 1.9953 | 2.1319 | 2.2204 | 2.2582 | 2.2613 | 2.261 | 2.2608 | 30.4813 | 53.1957 | 75.8542 | 101.251 | 116.5459 | 134.3013 | 151.8329 | 171.5532 | 186.2408 | 203.1336 | 219.8023 | 239.1385 | 252.2621 | 268.2119 | 284.1496 | 302.7034 | 314.9586 | 330.06 | 369.4628 | 400.6955 | 30.4813 | 83.677 | 159.5312 | 260.7822 | 377.3281 | 481.148 | 579.7852 | 675.4842 | 760.4741 | 847.0618 | 932.5629 | 1019.8685 | 1100.5774 | 1182.5484 | 1263.5644 | 1315.9841 | 1338.6086 | 1340.5523 | 1340.5523 | 1340.5523 | 0.051755 | 0.090277 | 0.12867 | 0.17167 | 0.19747 | 0.2274 | 0.25691 | 0.29009 | 0.3147 | 0.34307 | 0.37107 | 0.40364 | 0.42569 | 0.45256 | 0.47942 | 0.51073 | 0.53133 | 0.55675 | 0.62315 | 0.67575 | 0.051755 | 0.14201 | 0.2706 | 0.44215 | 0.63932 | 0.81468 | 0.98101 | 1.1422 | 1.285 | 1.4306 | 1.5744 | 1.7214 | 1.8572 | 1.9953 | 2.1319 | 2.2204 | 2.2582 | 2.2613 | 2.261 | 2.2608 | 30.4813 | 53.1957 | 75.8542 | 101.251 | 116.5459 | 134.3013 | 151.8329 | 171.5532 | 186.2408 | 203.1336 | 219.8023 | 239.1385 | 252.2621 | 268.2119 | 284.1496 | 302.7034 | 314.9586 | 330.06 | 369.4628 | 400.6955 | 30.4813 | 83.677 | 159.5312 | 260.7822 | 377.3281 | 481.148 | 579.7852 | 675.4842 | 760.4741 | 847.0618 | 932.5629 | 1019.8685 | 1100.5774 | 1182.5484 | 1263.5644 | 1315.9841 | 1338.6086 | 1340.5523 | 1340.5523 | 1340.5523 | 308.9149 | 308.9149 | 308.9149 | 308.9149 | 308.9149 | 308.9149 | 308.9149 | 308.9149 | 308.9149 | 308.9149 | 308.9149 | 308.9149 | 308.9149 | 308.9149 | 308.9149 | 308.9149 | 308.9149 | 308.9149 | 308.9149 | 308.9149 | 265.5116 | 265.5116 | 265.5116 | 265.5116 | 265.5116 | 265.5116 | 265.5116 | 265.5116 | 265.5116 | 265.5116 | 265.5116 | 265.5116 | 265.5116 | 265.5116 | 265.5116 | 265.5116 | 265.5116 | 265.5116 | 265.5116 | 265.5116
WA_Industrial_Instruments_New_Miscellaneous_Natural Gas_Strategic Energy Management_A | WA | Industrial | Instruments | New | Miscellaneous | Natural Gas | Strategic Energy Management | A | IM556 | No energy management system | Energy management system installed and programmed | 5 | 1.1153 | 0 | 0 | 8.48 | 0 | 0.2 | 0 | 4.2389 |  | employee | 5% | 50% | Retrofit | RetroEven20 | 80.75% | TBD | 0.2% | 302.9714 |  | 255.214 |  | 0.0084988 | BEHAV_SEM-All-CPUC-2018_PG-26 | BEHAV_SEM-All-CPUC-2018_PG-26 | AEG Research | No energy management system | No energy management system | No energy management system | No energy management system | No energy management system | No energy management system | No energy management system | No energy management system | No energy management system | No energy management system | No energy management system | No energy management system | No energy management system | No energy management system | No energy management system | No energy management system | No energy management system | No energy management system | No energy management system | No energy management system | No energy management system | No energy management system | Energy management system installed and programmed | Energy management system installed and programmed | Energy management system installed and programmed | Energy management system installed and programmed | Energy management system installed and programmed | Energy management system installed and programmed | Energy management system installed and programmed | Energy management system installed and programmed | Energy management system installed and programmed | Energy management system installed and programmed | Energy management system installed and programmed | Energy management system installed and programmed | Energy management system installed and programmed | Energy management system installed and programmed | Energy management system installed and programmed | Energy management system installed and programmed | Energy management system installed and programmed | Energy management system installed and programmed | Energy management system installed and programmed | Energy management system installed and programmed | Energy management system installed and programmed | Energy management system installed and programmed | 8.48 | 8.48 | 8.48 | 8.48 | 8.48 | 8.48 | 8.48 | 8.48 | 8.48 | 8.48 | 8.48 | 8.48 | 8.48 | 8.48 | 8.48 | 8.48 | 8.48 | 8.48 | 8.48 | 8.48 | 8.48 | 8.48 | 0 | 0 | 1.1153 | 1.1153 | 1.1153 | 1.1153 | 1.1153 | 1.1153 | 1.1153 | 1.1153 | 1.1153 | 1.1153 | 1.1153 | 1.1153 | 1.1153 | 1.1153 | 1.1153 | 1.1153 | 1.1153 | 1.1153 | 1.1153 | 1.1153 | 0.0099986 | 0.017449 | 0.024882 | 0.033213 | 0.03823 | 0.044054 | 0.049805 | 0.056273 | 0.061091 | 0.066632 | 0.0721 | 0.078443 | 0.082748 | 0.087979 | 0.093207 | 0.099293 | 0.10331 | 0.10827 | 0.12119 | 0.13144 | 0.0099986 | 0.027448 | 0.05233 | 0.085542 | 0.12377 | 0.15783 | 0.19018 | 0.22157 | 0.24945 | 0.27786 | 0.3059 | 0.33454 | 0.36101 | 0.3879 | 0.41448 | 0.43167 | 0.43909 | 0.43973 | 0.43973 | 0.43973 | 8.9651 | 15.6458 | 22.3101 | 29.7797 | 34.2782 | 39.5004 | 44.6567 | 50.4568 | 54.7767 | 59.7452 | 64.6477 | 70.3349 | 74.1947 | 78.8859 | 83.5734 | 89.0304 | 92.6349 | 97.0765 | 108.6655 | 117.8516 | 8.9651 | 24.6109 | 46.921 | 76.7006 | 110.9789 | 141.5141 | 170.5251 | 198.6718 | 223.6689 | 249.1358 | 274.2832 | 299.9613 | 323.6992 | 347.8084 | 371.6366 | 387.0542 | 393.7084 | 394.2801 | 394.2801 | 394.2801 | 0.0084988 | 0.014832 | 0.02115 | 0.028231 | 0.032495 | 0.037446 | 0.042334 | 0.047832 | 0.051927 | 0.056637 | 0.061285 | 0.066676 | 0.070335 | 0.074783 | 0.079226 | 0.084399 | 0.087816 | 0.092027 | 0.10301 | 0.11172 | 0.0084988 | 0.023331 | 0.04448 | 0.072711 | 0.10521 | 0.13415 | 0.16166 | 0.18834 | 0.21203 | 0.23618 | 0.26002 | 0.28436 | 0.30686 | 0.32972 | 0.35231 | 0.36692 | 0.37323 | 0.37377 | 0.37377 | 0.37377 | 7.6203 | 13.2989 | 18.9636 | 25.3127 | 29.1365 | 33.5753 | 37.9582 | 42.8883 | 46.5602 | 50.7834 | 54.9506 | 59.7846 | 63.0655 | 67.053 | 71.0374 | 75.6758 | 78.7397 | 82.515 | 92.3657 | 100.1739 | 7.6203 | 20.9193 | 39.8828 | 65.1956 | 94.332 | 120.287 | 144.9463 | 168.8711 | 190.1185 | 211.7655 | 233.1407 | 254.9671 | 275.1443 | 295.6371 | 315.8911 | 328.996 | 334.6521 | 335.1381 | 335.1381 | 335.1381 | 0.0084988 | 0.014832 | 0.02115 | 0.028231 | 0.032495 | 0.037446 | 0.042334 | 0.047832 | 0.051927 | 0.056637 | 0.061285 | 0.066676 | 0.070335 | 0.074783 | 0.079226 | 0.084399 | 0.087816 | 0.092027 | 0.10301 | 0.11172 | 0.0084988 | 0.023331 | 0.04448 | 0.072711 | 0.10521 | 0.13415 | 0.16166 | 0.18834 | 0.21203 | 0.23618 | 0.26002 | 0.28436 | 0.30686 | 0.32972 | 0.35231 | 0.36692 | 0.37323 | 0.37377 | 0.37377 | 0.37377 | 7.6203 | 13.2989 | 18.9636 | 25.3127 | 29.1365 | 33.5753 | 37.9582 | 42.8883 | 46.5602 | 50.7834 | 54.9506 | 59.7846 | 63.0655 | 67.053 | 71.0374 | 75.6758 | 78.7397 | 82.515 | 92.3657 | 100.1739 | 7.6203 | 20.9193 | 39.8828 | 65.1956 | 94.332 | 120.287 | 144.9463 | 168.8711 | 190.1185 | 211.7655 | 233.1407 | 254.9671 | 275.1443 | 295.6371 | 315.8911 | 328.996 | 334.6521 | 335.1381 | 335.1381 | 335.1381 | 0.0084988 | 0.014832 | 0.02115 | 0.028231 | 0.032495 | 0.037446 | 0.042334 | 0.047832 | 0.051927 | 0.056637 | 0.061285 | 0.066676 | 0.070335 | 0.074783 | 0.079226 | 0.084399 | 0.087816 | 0.092027 | 0.10301 | 0.11172 | 0.0084988 | 0.023331 | 0.04448 | 0.072711 | 0.10521 | 0.13415 | 0.16166 | 0.18834 | 0.21203 | 0.23618 | 0.26002 | 0.28436 | 0.30686 | 0.32972 | 0.35231 | 0.36692 | 0.37323 | 0.37377 | 0.37377 | 0.37377 | 7.6203 | 13.2989 | 18.9636 | 25.3127 | 29.1365 | 33.5753 | 37.9582 | 42.8883 | 46.5602 | 50.7834 | 54.9506 | 59.7846 | 63.0655 | 67.053 | 71.0374 | 75.6758 | 78.7397 | 82.515 | 92.3657 | 100.1739 | 7.6203 | 20.9193 | 39.8828 | 65.1956 | 94.332 | 120.287 | 144.9463 | 168.8711 | 190.1185 | 211.7655 | 233.1407 | 254.9671 | 275.1443 | 295.6371 | 315.8911 | 328.996 | 334.6521 | 335.1381 | 335.1381 | 335.1381 | 0.0084988 | 0.014832 | 0.02115 | 0.028231 | 0.032495 | 0.037446 | 0.042334 | 0.047832 | 0.051927 | 0.056637 | 0.061285 | 0.066676 | 0.070335 | 0.074783 | 0.079226 | 0.084399 | 0.087816 | 0.092027 | 0.10301 | 0.11172 | 0.0084988 | 0.023331 | 0.04448 | 0.072711 | 0.10521 | 0.13415 | 0.16166 | 0.18834 | 0.21203 | 0.23618 | 0.26002 | 0.28436 | 0.30686 | 0.32972 | 0.35231 | 0.36692 | 0.37323 | 0.37377 | 0.37377 | 0.37377 | 7.6203 | 13.2989 | 18.9636 | 25.3127 | 29.1365 | 33.5753 | 37.9582 | 42.8883 | 46.5602 | 50.7834 | 54.9506 | 59.7846 | 63.0655 | 67.053 | 71.0374 | 75.6758 | 78.7397 | 82.515 | 92.3657 | 100.1739 | 7.6203 | 20.9193 | 39.8828 | 65.1956 | 94.332 | 120.287 | 144.9463 | 168.8711 | 190.1185 | 211.7655 | 233.1407 | 254.9671 | 275.1443 | 295.6371 | 315.8911 | 328.996 | 334.6521 | 335.1381 | 335.1381 | 335.1381 | 308.9149 | 308.9149 | 308.9149 | 308.9149 | 308.9149 | 308.9149 | 308.9149 | 308.9149 | 308.9149 | 308.9149 | 308.9149 | 308.9149 | 308.9149 | 308.9149 | 308.9149 | 308.9149 | 308.9149 | 308.9149 | 308.9149 | 308.9149 | 265.5116 | 265.5116 | 265.5116 | 265.5116 | 265.5116 | 265.5116 | 265.5116 | 265.5116 | 265.5116 | 265.5116 | 265.5116 | 265.5116 | 265.5116 | 265.5116 | 265.5116 | 265.5116 | 265.5116 | 265.5116 | 265.5116 | 265.5116
WA_Industrial_Instruments_New_Space Heating_Natural Gas_Commissioning_A | WA | Industrial | Instruments | New | Space Heating | Natural Gas | Commissioning | A | IM557 | New construction code | Optimized HVAC design and controls | 10 | 3.4897 | 0 | 0 | 0.27 | 0 | 0 | 0 | 0.1336 |  | employee | 0% | 0% | Retrofit | Retro12Med | 75.44% | TBD | 0.2% | 25.3547 |  | 18.0467 |  | 0 | DL20_COM_CX-Refrig-2021PLN-V11-3 | 2018 AMIL BUS Retro-Commissioning Initiative | U.S. Department of Energy. Lawrence Berkeley National Labs and Building Commissioning Association. https://www.bcxa.org/wp-content/uploads/2020/09/1-s2.0- S0378778819319553-main.pdf | New construction code | New construction code | New construction code | New construction code | New construction code | New construction code | New construction code | New construction code | New construction code | New construction code | New construction code | New construction code | New construction code | New construction code | New construction code | New construction code | New construction code | New construction code | New construction code | New construction code | New construction code | New construction code | Optimized HVAC design and controls | Optimized HVAC design and controls | Optimized HVAC design and controls | Optimized HVAC design and controls | Optimized HVAC design and controls | Optimized HVAC design and controls | Optimized HVAC design and controls | Optimized HVAC design and controls | Optimized HVAC design and controls | Optimized HVAC design and controls | Optimized HVAC design and controls | Optimized HVAC design and controls | Optimized HVAC design and controls | Optimized HVAC design and controls | Optimized HVAC design and controls | Optimized HVAC design and controls | Optimized HVAC design and controls | Optimized HVAC design and controls | Optimized HVAC design and controls | Optimized HVAC design and controls | Optimized HVAC design and controls | Optimized HVAC design and controls | 0.27 | 0.27 | 0.27 | 0.27 | 0.27 | 0.27 | 0.27 | 0.27 | 0.27 | 0.27 | 0.27 | 0.27 | 0.27 | 0.27 | 0.27 | 0.27 | 0.27 | 0.27 | 0.27 | 0.27 | 0.27 | 0.27 | 0 | 0 | 3.478 | 3.2743 | 3.1946 | 3.1482 | 3.1302 | 3.1144 | 3.1025 | 3.092 | 3.0856 | 3.0795 | 3.067 | 3.0571 | 3.0465 | 3.0558 | 3.0614 | 3.0612 | 3.067 | 3.066 | 3.0675 | 3.0646 | 0 | 0 | 0 | 0 | 0 | 0 | 0 | 0 | 0 | 0 | 0 | 0 | 0 | 0 | 0 | 0 | 0 | 0 | 0 | 0 | 0 | 0 | 0 | 0 | 0 | 0 | 0 | 0 | 0 | 0 | 0 | 0 | 0 | 0 | 0 | 0 | 0 | 0 | 0 | 0 | 0 | 0 | 0 | 0 | 0 | 0 | 0 | 0 | 0 | 0 | 0 | 0 | 0 | 0 | 0 | 0 | 0 | 0 | 0 | 0 | 0 | 0 | 0 | 0 | 0 | 0 | 0 | 0 | 0 | 0 | 0 | 0 | 0 | 0 | 0 | 0 | 0 | 0 | 0 | 0 | 0 | 0 | 0 | 0 | 0 | 0 | 0 | 0 | 0 | 0 | 0 | 0 | 0 | 0 | 0 | 0 | 0 | 0 | 0 | 0 | 0 | 0 | 0 | 0 | 0 | 0 | 0 | 0 | 0 | 0 | 0 | 0 | 0 | 0 | 0 | 0 | 0 | 0 | 0 | 0 | 0 | 0 | 0 | 0 | 0 | 0 | 0 | 0 | 0 | 0 | 0 | 0 | 0 | 0 | 0 | 0 | 0 | 0 | 0 | 0 | 0 | 0 | 0 | 0 | 0 | 0 | 0 | 0 | 0 | 0 | 0 | 0 | 0 | 0 | 0 | 0 | 0 | 0 | 0 | 0 | 0 | 0 | 0 | 0 | 0 | 0 | 0 | 0 | 0 | 0 | 0 | 0 | 0 | 0 | 0 | 0 | 0 | 0 | 0 | 0 | 0 | 0 | 0 | 0 | 0 | 0 | 0 | 0 | 0 | 0 | 0 | 0 | 0 | 0 | 0 | 0 | 0 | 0 | 0 | 0 | 0 | 0 | 0 | 0 | 0 | 0 | 0 | 0 | 0 | 0 | 0 | 0 | 0 | 0 | 0 | 0 | 0 | 0 | 0 | 0 | 0 | 0 | 0 | 0 | 0 | 0 | 0 | 0 | 0 | 0 | 0 | 0 | 0 | 0 | 0 | 0 | 0 | 0 | 0 | 0 | 0 | 0 | 0 | 0 | 0 | 0 | 0 | 0 | 0 | 0 | 0 | 0 | 0 | 0 | 0 | 0 | 0 | 0 | 0 | 0 | 0 | 0 | 0 | 0 | 0 | 0 | 0 | 0 | 0 | 0 | 0 | 0 | 0 | 0 | 0 | 0 | 0 | 0 | 0 | 0 | 0 | 0 | 0 | 0 | 0 | 0 | 0 | 0 | 0 | 0 | 0 | 0 | 0 | 0 | 0 | 0 | 0 | 0 | 0 | 0 | 0 | 0 | 0 | 0 | 0 | 0 | 0 | 0 | 0 | 0 | 0 | 0 | 0 | 0 | 0 | 0 | 0 | 0 | 0 | 0 | 0 | 0 | 0 | 0 | 0 | 0 | 0 | 0 | 0 | 0 | 0 | 0 | 0 | 0 | 0 | 0 | 0 | 0 | 0 | 0 | 0 | 0 | 0 | 0 | 0 | 0 | 0 | 0 | 0 | 0 | 0 | 0 | 0 | 0 | 0 | 0 | 0 | 0 | 0 | 0 | 0 | 0 | 0 | 0 | 0 | 0 | 0 | 0 | 0 | 0 | 0 | 0 | 0 | 0 | 0 | 0 | 0 | 0 | 0 | 0 | 0 | 0 | 0 | 0 | 0 | 0 | 0 | 0 | 0 | 0 | 0 | 0 | 0 | 0 | 0 | 0 | 0 | 0 | 0 | 0 | 2.9098 | 2.9098 | 2.9098 | 2.9098 | 2.9098 | 2.9098 | 2.9098 | 2.9098 | 2.9098 | 2.9098 | 2.9098 | 2.9098 | 2.9098 | 2.9098 | 2.9098 | 2.9098 | 2.9098 | 2.9098 | 2.9098 | 2.9098 | 2.0711 | 2.0711 | 2.0711 | 2.0711 | 2.0711 | 2.0711 | 2.0711 | 2.0711 | 2.0711 | 2.0711 | 2.0711 | 2.0711 | 2.0711 | 2.0711 | 2.0711 | 2.0711 | 2.0711 | 2.0711 | 2.0711 | 2.0711
WA_Industrial_Instruments_New_Process_Natural Gas_Commissioning_A | WA | Industrial | Instruments | New | Process | Natural Gas | Commissioning | A | IM558 | New construction code | Optimized process design and controls | 10 | 9.4849 | 0 | 0 | 0.27 | 0 | 0 | 0 | 0.1336 |  | employee | 0% | 0% | Retrofit | Retro12Med | 75.44% | TBD | 0.2% | 25.3547 |  | 18.0467 |  | 0 | DL20_COM_CX-Refrig-2021PLN-V11-3 | 2018 AMIL BUS Retro-Commissioning Initiative | U.S. Department of Energy. Lawrence Berkeley National Labs and Building Commissioning Association. https://www.bcxa.org/wp-content/uploads/2020/09/1-s2.0- S0378778819319553-main.pdf | New construction code | New construction code | New construction code | New construction code | New construction code | New construction code | New construction code | New construction code | New construction code | New construction code | New construction code | New construction code | New construction code | New construction code | New construction code | New construction code | New construction code | New construction code | New construction code | New construction code | New construction code | New construction code | Optimized process design and controls | Optimized process design and controls | Optimized process design and controls | Optimized process design and controls | Optimized process design and controls | Optimized process design and controls | Optimized process design and controls | Optimized process design and controls | Optimized process design and controls | Optimized process design and controls | Optimized process design and controls | Optimized process design and controls | Optimized process design and controls | Optimized process design and controls | Optimized process design and controls | Optimized process design and controls | Optimized process design and controls | Optimized process design and controls | Optimized process design and controls | Optimized process design and controls | Optimized process design and controls | Optimized process design and controls | 0.27 | 0.27 | 0.27 | 0.27 | 0.27 | 0.27 | 0.27 | 0.27 | 0.27 | 0.27 | 0.27 | 0.27 | 0.27 | 0.27 | 0.27 | 0.27 | 0.27 | 0.27 | 0.27 | 0.27 | 0.27 | 0.27 | 0 | 0 | 9.4831 | 9.4827 | 9.4825 | 9.483 | 9.4832 | 9.4834 | 9.4836 | 9.4837 | 9.4838 | 9.4839 | 9.484 | 9.484 | 9.4841 | 9.4841 | 9.4842 | 9.4842 | 9.4842 | 9.4843 | 9.4843 | 9.4843 | 0 | 0 | 0 | 0 | 0 | 0 | 0 | 0 | 0 | 0 | 0 | 0 | 0 | 0 | 0 | 0 | 0 | 0 | 0 | 0 | 0 | 0 | 0 | 0 | 0 | 0 | 0 | 0 | 0 | 0 | 0 | 0 | 0 | 0 | 0 | 0 | 0 | 0 | 0 | 0 | 0 | 0 | 0 | 0 | 0 | 0 | 0 | 0 | 0 | 0 | 0 | 0 | 0 | 0 | 0 | 0 | 0 | 0 | 0 | 0 | 0 | 0 | 0 | 0 | 0 | 0 | 0 | 0 | 0 | 0 | 0 | 0 | 0 | 0 | 0 | 0 | 0 | 0 | 0 | 0 | 0 | 0 | 0 | 0 | 0 | 0 | 0 | 0 | 0 | 0 | 0 | 0 | 0 | 0 | 0 | 0 | 0 | 0 | 0 | 0 | 0 | 0 | 0 | 0 | 0 | 0 | 0 | 0 | 0 | 0 | 0 | 0 | 0 | 0 | 0 | 0 | 0 | 0 | 0 | 0 | 0 | 0 | 0 | 0 | 0 | 0 | 0 | 0 | 0 | 0 | 0 | 0 | 0 | 0 | 0 | 0 | 0 | 0 | 0 | 0 | 0 | 0 | 0 | 0 | 0 | 0 | 0 | 0 | 0 | 0 | 0 | 0 | 0 | 0 | 0 | 0 | 0 | 0 | 0 | 0 | 0 | 0 | 0 | 0 | 0 | 0 | 0 | 0 | 0 | 0 | 0 | 0 | 0 | 0 | 0 | 0 | 0 | 0 | 0 | 0 | 0 | 0 | 0 | 0 | 0 | 0 | 0 | 0 | 0 | 0 | 0 | 0 | 0 | 0 | 0 | 0 | 0 | 0 | 0 | 0 | 0 | 0 | 0 | 0 | 0 | 0 | 0 | 0 | 0 | 0 | 0 | 0 | 0 | 0 | 0 | 0 | 0 | 0 | 0 | 0 | 0 | 0 | 0 | 0 | 0 | 0 | 0 | 0 | 0 | 0 | 0 | 0 | 0 | 0 | 0 | 0 | 0 | 0 | 0 | 0 | 0 | 0 | 0 | 0 | 0 | 0 | 0 | 0 | 0 | 0 | 0 | 0 | 0 | 0 | 0 | 0 | 0 | 0 | 0 | 0 | 0 | 0 | 0 | 0 | 0 | 0 | 0 | 0 | 0 | 0 | 0 | 0 | 0 | 0 | 0 | 0 | 0 | 0 | 0 | 0 | 0 | 0 | 0 | 0 | 0 | 0 | 0 | 0 | 0 | 0 | 0 | 0 | 0 | 0 | 0 | 0 | 0 | 0 | 0 | 0 | 0 | 0 | 0 | 0 | 0 | 0 | 0 | 0 | 0 | 0 | 0 | 0 | 0 | 0 | 0 | 0 | 0 | 0 | 0 | 0 | 0 | 0 | 0 | 0 | 0 | 0 | 0 | 0 | 0 | 0 | 0 | 0 | 0 | 0 | 0 | 0 | 0 | 0 | 0 | 0 | 0 | 0 | 0 | 0 | 0 | 0 | 0 | 0 | 0 | 0 | 0 | 0 | 0 | 0 | 0 | 0 | 0 | 0 | 0 | 0 | 0 | 0 | 0 | 0 | 0 | 0 | 0 | 0 | 0 | 0 | 0 | 0 | 0 | 0 | 0 | 0 | 0 | 0 | 0 | 0 | 0 | 0 | 0 | 0 | 0 | 0 | 0 | 0 | 0 | 0 | 0 | 0 | 0 | 0 | 0 | 0 | 0 | 0 | 0 | 0 | 2.9098 | 2.9098 | 2.9098 | 2.9098 | 2.9098 | 2.9098 | 2.9098 | 2.9098 | 2.9098 | 2.9098 | 2.9098 | 2.9098 | 2.9098 | 2.9098 | 2.9098 | 2.9098 | 2.9098 | 2.9098 | 2.9098 | 2.9098 | 2.0711 | 2.0711 | 2.0711 | 2.0711 | 2.0711 | 2.0711 | 2.0711 | 2.0711 | 2.0711 | 2.0711 | 2.0711 | 2.0711 | 2.0711 | 2.0711 | 2.0711 | 2.0711 | 2.0711 | 2.0711 | 2.0711 | 2.0711
WA_Industrial_Instruments_New_Space Heating_Natural Gas_Retrocommissioning_A | WA | Industrial | Instruments | New | Space Heating | Natural Gas | Retrocommissioning | A | IM559 | Vintage/existing building | Optimized HVAC flow and controls | 5 | 0 | 0 | 0 | 0 | 0 | 0 | 0 | 0 |  | employee | 0% | 0% | Retrofit | RetroEven20 | 80.75% | TBD | 0.2% | 290.8153 |  | 224.9517 |  | 0 | COM_RCX-Heating-7PLN-v5-18 | COM_RCX-Heating-7PLN-v5-18 | n/a | Vintage/existing building | Vintage/existing building | Vintage/existing building | Vintage/existing building | Vintage/existing building | Vintage/existing building | Vintage/existing building | Vintage/existing building | Vintage/existing building | Vintage/existing building | Vintage/existing building | Vintage/existing building | Vintage/existing building | Vintage/existing building | Vintage/existing building | Vintage/existing building | Vintage/existing building | Vintage/existing building | Vintage/existing building | Vintage/existing building | Vintage/existing building | Vintage/existing building | Optimized HVAC flow and controls | Optimized HVAC flow and controls | Optimized HVAC flow and controls | Optimized HVAC flow and controls | Optimized HVAC flow and controls | Optimized HVAC flow and controls | Optimized HVAC flow and controls | Optimized HVAC flow and controls | Optimized HVAC flow and controls | Optimized HVAC flow and controls | Optimized HVAC flow and controls | Optimized HVAC flow and controls | Optimized HVAC flow and controls | Optimized HVAC flow and controls | Optimized HVAC flow and controls | Optimized HVAC flow and controls | Optimized HVAC flow and controls | Optimized HVAC flow and controls | Optimized HVAC flow and controls | Optimized HVAC flow and controls | Optimized HVAC flow and controls | Optimized HVAC flow and controls | 0 | 0 | 0 | 0 | 0 | 0 | 0 | 0 | 0 | 0 | 0 | 0 | 0 | 0 | 0 | 0 | 0 | 0 | 0 | 0 | 0 | 0 | 0 | 0 | 0 | 0 | 0 | 0 | 0 | 0 | 0 | 0 | 0 | 0 | 0 | 0 | 0 | 0 | 0 | 0 | 0 | 0 | 0 | 0 | 0 | 0 | 0 | 0 | 0 | 0 | 0 | 0 | 0 | 0 | 0 | 0 | 0 | 0 | 0 | 0 | 0 | 0 | 0 | 0 | 0 | 0 | 0 | 0 | 0 | 0 | 0 | 0 | 0 | 0 | 0 | 0 | 0 | 0 | 0 | 0 | 0 | 0 | 0 | 0 | 0 | 0 | 0 | 0 | 0 | 0 | 0 | 0 | 0 | 0 | 0 | 0 | 0 | 0 | 0 | 0 | 0 | 0 | 0 | 0 | 0 | 0 | 0 | 0 | 0 | 0 | 0 | 0 | 0 | 0 | 0 | 0 | 0 | 0 | 0 | 0 | 0 | 0 | 0 | 0 | 0 | 0 | 0 | 0 | 0 | 0 | 0 | 0 | 0 | 0 | 0 | 0 | 0 | 0 | 0 | 0 | 0 | 0 | 0 | 0 | 0 | 0 | 0 | 0 | 0 | 0 | 0 | 0 | 0 | 0 | 0 | 0 | 0 | 0 | 0 | 0 | 0 | 0 | 0 | 0 | 0 | 0 | 0 | 0 | 0 | 0 | 0 | 0 | 0 | 0 | 0 | 0 | 0 | 0 | 0 | 0 | 0 | 0 | 0 | 0 | 0 | 0 | 0 | 0 | 0 | 0 | 0 | 0 | 0 | 0 | 0 | 0 | 0 | 0 | 0 | 0 | 0 | 0 | 0 | 0 | 0 | 0 | 0 | 0 | 0 | 0 | 0 | 0 | 0 | 0 | 0 | 0 | 0 | 0 | 0 | 0 | 0 | 0 | 0 | 0 | 0 | 0 | 0 | 0 | 0 | 0 | 0 | 0 | 0 | 0 | 0 | 0 | 0 | 0 | 0 | 0 | 0 | 0 | 0 | 0 | 0 | 0 | 0 | 0 | 0 | 0 | 0 | 0 | 0 | 0 | 0 | 0 | 0 | 0 | 0 | 0 | 0 | 0 | 0 | 0 | 0 | 0 | 0 | 0 | 0 | 0 | 0 | 0 | 0 | 0 | 0 | 0 | 0 | 0 | 0 | 0 | 0 | 0 | 0 | 0 | 0 | 0 | 0 | 0 | 0 | 0 | 0 | 0 | 0 | 0 | 0 | 0 | 0 | 0 | 0 | 0 | 0 | 0 | 0 | 0 | 0 | 0 | 0 | 0 | 0 | 0 | 0 | 0 | 0 | 0 | 0 | 0 | 0 | 0 | 0 | 0 | 0 | 0 | 0 | 0 | 0 | 0 | 0 | 0 | 0 | 0 | 0 | 0 | 0 | 0 | 0 | 0 | 0 | 0 | 0 | 0 | 0 | 0 | 0 | 0 | 0 | 0 | 0 | 0 | 0 | 0 | 0 | 0 | 0 | 0 | 0 | 0 | 0 | 0 | 0 | 0 | 0 | 0 | 0 | 0 | 0 | 0 | 0 | 0 | 0 | 0 | 0 | 0 | 0 | 0 | 0 | 0 | 0 | 0 | 0 | 0 | 0 | 0 | 0 | 0 | 0 | 0 | 0 | 0 | 0 | 0 | 0 | 0 | 0 | 0 | 0 | 0 | 0 | 0 | 0 | 0 | 0 | 0 | 0 | 0 | 0 | 0 | 0 | 0 | 0 | 0 | 0 | 0 | 0 | 0 | 0 | 0 | 0 | 0 | 0 | 0 | 0 | 0 | 0 | 0 | 0 | 0 | 0 | 0 | 0 | 0 | 0 | 0 | 0 | 0 | 0 | 0 | 0 | 0 | 0 | 0 | 0 | 0 | 0 | 0 | 0 | 0 | 0 | 0 | 0 | 0 | 0 | 0 | 0 | 0 | 0 | 0 | 0 | 0 | 0 | 0 | 0 | 0 | 0 | 0 | 0 | 0 | 0 | 0 | 0 | 0 | 0 | 0 | 0 | 0 | 0 | 0 | 0 | 0 | 0 | 0 | 0 | 0 | 0 | 0
WA_Industrial_Instruments_New_Process_Natural Gas_Retrocommissioning_A | WA | Industrial | Instruments | New | Process | Natural Gas | Retrocommissioning | A | IM560 | Vintage/existing building | Optimized process design and controls | 5 | 0 | 0 | 0 | 0 | 0 | 0 | 0 | 0 |  | employee | 0% | 0% | Retrofit | RetroEven20 | 80.75% | TBD | 0.2% | 290.8153 |  | 224.9517 |  | 0 | COM_RCX-Heating-7PLN-v5-18 | COM_RCX-Heating-7PLN-v5-18 | n/a | Vintage/existing building | Vintage/existing building | Vintage/existing building | Vintage/existing building | Vintage/existing building | Vintage/existing building | Vintage/existing building | Vintage/existing building | Vintage/existing building | Vintage/existing building | Vintage/existing building | Vintage/existing building | Vintage/existing building | Vintage/existing building | Vintage/existing building | Vintage/existing building | Vintage/existing building | Vintage/existing building | Vintage/existing building | Vintage/existing building | Vintage/existing building | Vintage/existing building | Optimized process design and controls | Optimized process design and controls | Optimized process design and controls | Optimized process design and controls | Optimized process design and controls | Optimized process design and controls | Optimized process design and controls | Optimized process design and controls | Optimized process design and controls | Optimized process design and controls | Optimized process design and controls | Optimized process design and controls | Optimized process design and controls | Optimized process design and controls | Optimized process design and controls | Optimized process design and controls | Optimized process design and controls | Optimized process design and controls | Optimized process design and controls | Optimized process design and controls | Optimized process design and controls | Optimized process design and controls | 0 | 0 | 0 | 0 | 0 | 0 | 0 | 0 | 0 | 0 | 0 | 0 | 0 | 0 | 0 | 0 | 0 | 0 | 0 | 0 | 0 | 0 | 0 | 0 | 0 | 0 | 0 | 0 | 0 | 0 | 0 | 0 | 0 | 0 | 0 | 0 | 0 | 0 | 0 | 0 | 0 | 0 | 0 | 0 | 0 | 0 | 0 | 0 | 0 | 0 | 0 | 0 | 0 | 0 | 0 | 0 | 0 | 0 | 0 | 0 | 0 | 0 | 0 | 0 | 0 | 0 | 0 | 0 | 0 | 0 | 0 | 0 | 0 | 0 | 0 | 0 | 0 | 0 | 0 | 0 | 0 | 0 | 0 | 0 | 0 | 0 | 0 | 0 | 0 | 0 | 0 | 0 | 0 | 0 | 0 | 0 | 0 | 0 | 0 | 0 | 0 | 0 | 0 | 0 | 0 | 0 | 0 | 0 | 0 | 0 | 0 | 0 | 0 | 0 | 0 | 0 | 0 | 0 | 0 | 0 | 0 | 0 | 0 | 0 | 0 | 0 | 0 | 0 | 0 | 0 | 0 | 0 | 0 | 0 | 0 | 0 | 0 | 0 | 0 | 0 | 0 | 0 | 0 | 0 | 0 | 0 | 0 | 0 | 0 | 0 | 0 | 0 | 0 | 0 | 0 | 0 | 0 | 0 | 0 | 0 | 0 | 0 | 0 | 0 | 0 | 0 | 0 | 0 | 0 | 0 | 0 | 0 | 0 | 0 | 0 | 0 | 0 | 0 | 0 | 0 | 0 | 0 | 0 | 0 | 0 | 0 | 0 | 0 | 0 | 0 | 0 | 0 | 0 | 0 | 0 | 0 | 0 | 0 | 0 | 0 | 0 | 0 | 0 | 0 | 0 | 0 | 0 | 0 | 0 | 0 | 0 | 0 | 0 | 0 | 0 | 0 | 0 | 0 | 0 | 0 | 0 | 0 | 0 | 0 | 0 | 0 | 0 | 0 | 0 | 0 | 0 | 0 | 0 | 0 | 0 | 0 | 0 | 0 | 0 | 0 | 0 | 0 | 0 | 0 | 0 | 0 | 0 | 0 | 0 | 0 | 0 | 0 | 0 | 0 | 0 | 0 | 0 | 0 | 0 | 0 | 0 | 0 | 0 | 0 | 0 | 0 | 0 | 0 | 0 | 0 | 0 | 0 | 0 | 0 | 0 | 0 | 0 | 0 | 0 | 0 | 0 | 0 | 0 | 0 | 0 | 0 | 0 | 0 | 0 | 0 | 0 | 0 | 0 | 0 | 0 | 0 | 0 | 0 | 0 | 0 | 0 | 0 | 0 | 0 | 0 | 0 | 0 | 0 | 0 | 0 | 0 | 0 | 0 | 0 | 0 | 0 | 0 | 0 | 0 | 0 | 0 | 0 | 0 | 0 | 0 | 0 | 0 | 0 | 0 | 0 | 0 | 0 | 0 | 0 | 0 | 0 | 0 | 0 | 0 | 0 | 0 | 0 | 0 | 0 | 0 | 0 | 0 | 0 | 0 | 0 | 0 | 0 | 0 | 0 | 0 | 0 | 0 | 0 | 0 | 0 | 0 | 0 | 0 | 0 | 0 | 0 | 0 | 0 | 0 | 0 | 0 | 0 | 0 | 0 | 0 | 0 | 0 | 0 | 0 | 0 | 0 | 0 | 0 | 0 | 0 | 0 | 0 | 0 | 0 | 0 | 0 | 0 | 0 | 0 | 0 | 0 | 0 | 0 | 0 | 0 | 0 | 0 | 0 | 0 | 0 | 0 | 0 | 0 | 0 | 0 | 0 | 0 | 0 | 0 | 0 | 0 | 0 | 0 | 0 | 0 | 0 | 0 | 0 | 0 | 0 | 0 | 0 | 0 | 0 | 0 | 0 | 0 | 0 | 0 | 0 | 0 | 0 | 0 | 0 | 0 | 0 | 0 | 0 | 0 | 0 | 0 | 0 | 0 | 0 | 0 | 0 | 0 | 0 | 0 | 0 | 0 | 0 | 0 | 0 | 0 | 0 | 0 | 0 | 0 | 0 | 0 | 0 | 0 | 0 | 0 | 0 | 0 | 0 | 0 | 0 | 0 | 0 | 0 | 0 | 0 | 0 | 0 | 0 | 0
WA_Industrial_Wood and Lumber Products_Existing_Space Heating_Natural Gas_Insulation - Roof/Ceiling_A | WA | Industrial | Wood and Lumber Products | Existing | Space Heating | Natural Gas | Insulation - Roof/Ceiling | A | IM561 | R-13 | R-38 | 45 | 0.083426 | 0 | 0 | 1.11 | 0.07 | 0 | 0 | 0.55255 |  | sqft | 60% | 100% | Retrofit | Retro3Slow | 81.94% | TBD | 0.2% | 154.0559 |  | 62.1977 |  | 0.29378 | RTF Wkbk - ComWeatherizationSchool_v3_1 | RTF Wkbk - ComWeatherizationSchool_v3_1 | Building Energy Simulation Tool | R-13 | R-13 | R-13 | R-13 | R-13 | R-13 | R-13 | R-13 | R-13 | R-13 | R-13 | R-13 | R-13 | R-13 | R-13 | R-13 | R-13 | R-13 | R-13 | R-13 | R-13 | R-13 | R-38 | R-38 | R-38 | R-38 | R-38 | R-38 | R-38 | R-38 | R-38 | R-38 | R-38 | R-38 | R-38 | R-38 | R-38 | R-38 | R-38 | R-38 | R-38 | R-38 | R-38 | R-38 | 1.11 | 1.11 | 1.11 | 1.11 | 1.11 | 1.11 | 1.11 | 1.11 | 1.11 | 1.11 | 1.11 | 1.11 | 1.11 | 1.11 | 1.11 | 1.11 | 1.11 | 1.11 | 1.11 | 1.11 | 1.11 | 1.11 | 0 | 0 | 0.082691 | 0.082114 | 0.08149 | 0.080809 | 0.080058 | 0.079226 | 0.078305 | 0.077286 | 0.076176 | 0.074982 | 0.073726 | 0.072428 | 0.07113 | 0.069859 | 0.068641 | 0.067532 | 0.066536 | 0.065645 | 0.064842 | 0.064105 | 0.34492 | 0.58907 | 0.89369 | 1.2193 | 1.5109 | 1.7144 | 1.7933 | 1.7395 | 1.5726 | 1.3311 | 1.0592 | 0.79539 | 0.56566 | 0.38218 | 0.24603 | 0.15138 | 0.089218 | 0.058572 | 0 | 0 | 0.34492 | 0.93158 | 1.8182 | 3.0223 | 4.5052 | 6.1727 | 7.8942 | 9.531 | 10.9666 | 12.1259 | 12.982 | 13.5488 | 13.8717 | 14.0059 | 14.0078 | 13.9329 | 13.8165 | 13.6901 | 13.5228 | 13.3689 | 4171.2284 | 7173.7937 | 10966.834 | 15088.8509 | 18872.8888 | 21638.7432 | 22901.4815 | 22506.6284 | 20644.0109 | 17752.0697 | 14367.2937 | 10981.8969 | 7952.4081 | 5470.7083 | 3584.2572 | 2241.5652 | 1340.9063 | 892.2523 | 0 | 0 | 4171.2284 | 11345.0221 | 22311.8561 | 37400.707 | 56273.5958 | 77912.339 | 100813.8205 | 123320.4489 | 143964.4597 | 161716.5294 | 176083.8231 | 187065.72 | 195018.1281 | 200488.8365 | 204073.0937 | 206314.6589 | 207655.5652 | 208547.8175 | 208547.8175 | 208547.8175 | 0.29378 | 0.50281 | 0.76461 | 1.0459 | 1.2995 | 1.4789 | 1.5519 | 1.5105 | 1.3705 | 1.1646 | 0.93043 | 0.70155 | 0.50089 | 0.33971 | 0.21948 | 0.13548 | 0.08009 | 0.052727 | 0 | 0 | 0.29378 | 0.79518 | 1.5556 | 2.5924 | 3.8749 | 5.3248 | 6.8315 | 8.2762 | 9.5576 | 10.6088 | 11.4033 | 11.9502 | 12.2835 | 12.4496 | 12.496 | 12.4698 | 12.4029 | 12.324 | 12.206 | 12.0988 | 3545.5441 | 6097.7246 | 9321.8089 | 12825.5233 | 16041.9555 | 18392.9317 | 19466.2593 | 19130.6341 | 17547.4092 | 15089.2592 | 12212.1997 | 9334.6124 | 6759.5469 | 4650.1021 | 3046.6186 | 1905.3304 | 1139.7704 | 758.4144 | 0 | 0 | 3545.5441 | 9643.2688 | 18965.0777 | 31790.601 | 47832.5564 | 66225.4881 | 85691.7474 | 104822.3815 | 122369.7907 | 137459.05 | 149671.2496 | 159005.862 | 165765.4089 | 170415.511 | 173462.1296 | 175367.4601 | 176507.2304 | 177265.6449 | 177265.6449 | 177265.6449 | 0.29381 | 0.5029 | 0.76481 | 1.0462 | 1.3001 | 1.4796 | 1.5528 | 1.5114 | 1.3715 | 1.1654 | 0.93114 | 0.70211 | 0.50131 | 0.34 | 0.21967 | 0.1356 | 0.080163 | 0.052776 | 0 | 0 | 0.29381 | 0.79531 | 1.556 | 2.5932 | 3.8765 | 5.3275 | 6.8354 | 8.2815 | 9.5641 | 10.6165 | 11.412 | 11.9597 | 12.2936 | 12.4602 | 12.507 | 12.481 | 12.4143 | 12.3355 | 12.2176 | 12.1104 | 3545.5441 | 6097.7246 | 9321.8089 | 12825.5233 | 16041.9555 | 18392.9317 | 19466.2593 | 19130.6341 | 17547.4092 | 15089.2592 | 12212.1997 | 9334.6124 | 6759.5469 | 4650.1021 | 3046.6186 | 1905.3304 | 1139.7704 | 758.4144 | 0 | 0 | 3545.5441 | 9643.2688 | 18965.0777 | 31790.601 | 47832.5564 | 66225.4881 | 85691.7474 | 104822.3815 | 122369.7907 | 137459.05 | 149671.2496 | 159005.862 | 165765.4089 | 170415.511 | 173462.1296 | 175367.4601 | 176507.2304 | 177265.6449 | 177265.6449 | 177265.6449 | 0 | 0 | 0 | 0 | 0 | 0 | 0 | 0 | 0 | 0 | 0 | 0 | 0 | 0 | 0 | 0 | 0 | 0 | 0 | 0 | 0 | 0 | 0 | 0 | 0 | 0 | 0 | 0 | 0 | 0 | 0 | 0 | 0 | 0 | 0 | 0 | 0 | 0 | 0 | 0 | 0 | 0 | 0 | 0 | 0 | 0 | 0 | 0 | 0 | 0 | 0 | 0 | 0 | 0 | 0 | 0 | 0 | 0 | 0 | 0 | 0 | 0 | 0 | 0 | 0 | 0 | 0 | 0 | 0 | 0 | 0 | 0 | 0 | 0 | 0 | 0 | 0 | 0 | 0 | 0 | 0.29378 | 0.50281 | 0.76461 | 1.0459 | 1.2995 | 1.4789 | 1.5519 | 1.5105 | 1.3705 | 1.1646 | 0.93043 | 0.70155 | 0.50089 | 0.33971 | 0.21948 | 0.13548 | 0.08009 | 0.052727 | 0 | 0 | 0.29378 | 0.79518 | 1.5556 | 2.5924 | 3.8749 | 5.3248 | 6.8315 | 8.2762 | 9.5576 | 10.6088 | 11.4033 | 11.9502 | 12.2835 | 12.4496 | 12.496 | 12.4698 | 12.4029 | 12.324 | 12.206 | 12.0988 | 3545.5441 | 6097.7246 | 9321.8089 | 12825.5233 | 16041.9555 | 18392.9317 | 19466.2593 | 19130.6341 | 17547.4092 | 15089.2592 | 12212.1997 | 9334.6124 | 6759.5469 | 4650.1021 | 3046.6186 | 1905.3304 | 1139.7704 | 758.4144 | 0 | 0 | 3545.5441 | 9643.2688 | 18965.0777 | 31790.601 | 47832.5564 | 66225.4881 | 85691.7474 | 104822.3815 | 122369.7907 | 137459.05 | 149671.2496 | 159005.862 | 165765.4089 | 170415.511 | 173462.1296 | 175367.4601 | 176507.2304 | 177265.6449 | 177265.6449 | 177265.6449 | 1806.8526 | 1811.1592 | 1815.4698 | 1819.752 | 1823.9747 | 1828.1081 | 1832.1236 | 1835.9937 | 1839.6923 | 1843.1942 | 1846.5082 | 1849.6424 | 1852.605 | 1855.4034 | 1858.0451 | 1860.5368 | 1862.8853 | 1865.0969 | 1867.1776 | 1869.1331 | 486.0611 | 487.2196 | 488.3792 | 489.5311 | 490.6671 | 491.779 | 492.8592 | 493.9003 | 494.8953 | 495.8373 | 496.7288 | 497.5719 | 498.3689 | 499.1217 | 499.8323 | 500.5027 | 501.1344 | 501.7294 | 502.2891 | 502.8151
WA_Industrial_Wood and Lumber Products_Existing_Space Heating_Natural Gas_Insulation - Wall Cavity_A | WA | Industrial | Wood and Lumber Products | Existing | Space Heating | Natural Gas | Insulation - Wall Cavity | A | IM562 | R-11 or less | R-21 | 45 | 0.018251 | 0 | 0 | 0.33 | 0.02 | 0 | 0 | 0.16525 |  | sqft | 60% | 100% | Retrofit | Retro3Slow | 81.94% | TBD | 0.2% | 102.1535 |  | 50.0819 |  | 0.064062 | RTF Wkbk - ComWeatherizationSchool_v3_1 | RTF Wkbk - ComWeatherizationSchool_v3_1 | Building Energy Simulation Tool | R-11 or less | R-11 or less | R-11 or less | R-11 or less | R-11 or less | R-11 or less | R-11 or less | R-11 or less | R-11 or less | R-11 or less | R-11 or less | R-11 or less | R-11 or less | R-11 or less | R-11 or less | R-11 or less | R-11 or less | R-11 or less | R-11 or less | R-11 or less | R-11 or less | R-11 or less | R-21 | R-21 | R-21 | R-21 | R-21 | R-21 | R-21 | R-21 | R-21 | R-21 | R-21 | R-21 | R-21 | R-21 | R-21 | R-21 | R-21 | R-21 | R-21 | R-21 | R-21 | R-21 | 0.33 | 0.33 | 0.33 | 0.33 | 0.33 | 0.33 | 0.33 | 0.33 | 0.33 | 0.33 | 0.33 | 0.33 | 0.33 | 0.33 | 0.33 | 0.33 | 0.33 | 0.33 | 0.33 | 0.33 | 0.33 | 0.33 | 0 | 0 | 0.018021 | 0.017776 | 0.017457 | 0.017053 | 0.016568 | 0.016015 | 0.015418 | 0.014805 | 0.014204 | 0.013636 | 0.013114 | 0.012643 | 0.012225 | 0.011855 | 0.011528 | 0.011243 | 0.010993 | 0.010768 | 0.010574 | 0.010391 | 0.075171 | 0.12752 | 0.19145 | 0.25732 | 0.31269 | 0.34654 | 0.35309 | 0.33321 | 0.29322 | 0.24206 | 0.18841 | 0.13884 | 0.09722 | 0.064858 | 0.04132 | 0.025202 | 0.01474 | 0.0096081 | 0 | 0 | 0.075171 | 0.20167 | 0.38949 | 0.63781 | 0.93234 | 1.2478 | 1.5543 | 1.8258 | 2.0448 | 2.2051 | 2.3091 | 2.3651 | 2.3841 | 2.3769 | 2.3526 | 2.3196 | 2.2827 | 2.2457 | 2.2052 | 2.167 | 4171.2284 | 7173.7937 | 10966.834 | 15088.8509 | 18872.8888 | 21638.7432 | 22901.4815 | 22506.6284 | 20644.0109 | 17752.0697 | 14367.2937 | 10981.8969 | 7952.4081 | 5470.7083 | 3584.2572 | 2241.5652 | 1340.9063 | 892.2523 | 0 | 0 | 4171.2284 | 11345.0221 | 22311.8561 | 37400.707 | 56273.5958 | 77912.339 | 100813.8205 | 123320.4489 | 143964.4597 | 161716.5294 | 176083.8231 | 187065.72 | 195018.1281 | 200488.8365 | 204073.0937 | 206314.6589 | 207655.5652 | 208547.8175 | 208547.8175 | 208547.8175 | 0.064062 | 0.10902 | 0.16432 | 0.22192 | 0.27124 | 0.30263 | 0.31065 | 0.2955 | 0.26219 | 0.21822 | 0.1712 | 0.12711 | 0.089607 | 0.060147 | 0.038531 | 0.023616 | 0.013874 | 0.0090814 | 0 | 0 | 0.064062 | 0.17242 | 0.3343 | 0.55008 | 0.80877 | 1.0896 | 1.3675 | 1.6191 | 1.8284 | 1.9879 | 2.0982 | 2.1651 | 2.1975 | 2.2043 | 2.1938 | 2.1737 | 2.1486 | 2.1226 | 2.0923 | 2.0638 | 3545.5441 | 6097.7246 | 9321.8089 | 12825.5233 | 16041.9555 | 18392.9317 | 19466.2593 | 19130.6341 | 17547.4092 | 15089.2592 | 12212.1997 | 9334.6124 | 6759.5469 | 4650.1021 | 3046.6186 | 1905.3304 | 1139.7704 | 758.4144 | 0 | 0 | 3545.5441 | 9643.2688 | 18965.0777 | 31790.601 | 47832.5564 | 66225.4881 | 85691.7474 | 104822.3815 | 122369.7907 | 137459.05 | 149671.2496 | 159005.862 | 165765.4089 | 170415.511 | 173462.1296 | 175367.4601 | 176507.2304 | 177265.6449 | 177265.6449 | 177265.6449 | 0.064073 | 0.10906 | 0.1644 | 0.22208 | 0.27149 | 0.30297 | 0.31106 | 0.29595 | 0.26263 | 0.21863 | 0.17155 | 0.12739 | 0.089817 | 0.060296 | 0.038631 | 0.02368 | 0.013913 | 0.0091076 | 0 | 0 | 0.064073 | 0.17247 | 0.33447 | 0.55047 | 0.80951 | 1.0909 | 1.3693 | 1.6216 | 1.8315 | 1.9916 | 2.1025 | 2.1699 | 2.2026 | 2.2097 | 2.1995 | 2.1795 | 2.1546 | 2.1287 | 2.0985 | 2.0701 | 3545.5441 | 6097.7246 | 9321.8089 | 12825.5233 | 16041.9555 | 18392.9317 | 19466.2593 | 19130.6341 | 17547.4092 | 15089.2592 | 12212.1997 | 9334.6124 | 6759.5469 | 4650.1021 | 3046.6186 | 1905.3304 | 1139.7704 | 758.4144 | 0 | 0 | 3545.5441 | 9643.2688 | 18965.0777 | 31790.601 | 47832.5564 | 66225.4881 | 85691.7474 | 104822.3815 | 122369.7907 | 137459.05 | 149671.2496 | 159005.862 | 165765.4089 | 170415.511 | 173462.1296 | 175367.4601 | 176507.2304 | 177265.6449 | 177265.6449 | 177265.6449 | 0 | 0 | 0 | 0 | 0 | 0 | 0 | 0 | 0 | 0 | 0 | 0 | 0 | 0 | 0 | 0 | 0 | 0 | 0 | 0 | 0 | 0 | 0 | 0 | 0 | 0 | 0 | 0 | 0 | 0 | 0 | 0 | 0 | 0 | 0 | 0 | 0 | 0 | 0 | 0 | 0 | 0 | 0 | 0 | 0 | 0 | 0 | 0 | 0 | 0 | 0 | 0 | 0 | 0 | 0 | 0 | 0 | 0 | 0 | 0 | 0 | 0 | 0 | 0 | 0 | 0 | 0 | 0 | 0 | 0 | 0 | 0 | 0 | 0 | 0 | 0 | 0 | 0 | 0 | 0 | 0.064267 | 0.10999 | 0.16725 | 0.22875 | 0.28421 | 0.32341 | 0.33935 | 0.33026 | 0.29963 | 0.25458 | 0.20338 | 0.15334 | 0.10947 | 0.074242 | 0.047963 | 0.029606 | 0.017501 | 0.011522 | 0 | 0 | 0.064267 | 0.17394 | 0.34026 | 0.567 | 0.84745 | 1.1645 | 1.4938 | 1.8096 | 2.0895 | 2.3192 | 2.4926 | 2.612 | 2.6847 | 2.7208 | 2.7308 | 2.725 | 2.7103 | 2.693 | 2.6671 | 2.6436 | 3545.5441 | 6097.7246 | 9321.8089 | 12825.5233 | 16041.9555 | 18392.9317 | 19466.2593 | 19130.6341 | 17547.4092 | 15089.2592 | 12212.1997 | 9334.6124 | 6759.5469 | 4650.1021 | 3046.6186 | 1905.3304 | 1139.7704 | 758.4144 | 0 | 0 | 3545.5441 | 9643.2688 | 18965.0777 | 31790.601 | 47832.5564 | 66225.4881 | 85691.7474 | 104822.3815 | 122369.7907 | 137459.05 | 149671.2496 | 159005.862 | 165765.4089 | 170415.511 | 173462.1296 | 175367.4601 | 176507.2304 | 177265.6449 | 177265.6449 | 177265.6449 | 2133.0458 | 2138.1299 | 2143.2187 | 2148.274 | 2153.259 | 2158.1386 | 2162.879 | 2167.4478 | 2171.8141 | 2175.9482 | 2179.8605 | 2183.5606 | 2187.0579 | 2190.3616 | 2193.4801 | 2196.4217 | 2199.1942 | 2201.8051 | 2204.2613 | 2206.5698 | 660.5423 | 662.1167 | 663.6926 | 665.2581 | 666.8018 | 668.3129 | 669.7808 | 671.1956 | 672.5478 | 673.828 | 675.0395 | 676.1853 | 677.2683 | 678.2914 | 679.2571 | 680.168 | 681.0266 | 681.8351 | 682.5957 | 683.3106
WA_Industrial_Wood and Lumber Products_Existing_Space Heating_Natural Gas_Insulation - Ducting_A | WA | Industrial | Wood and Lumber Products | Existing | Space Heating | Natural Gas | Insulation - Ducting | A | IM563 | ~2°F thermal losses | 50% reduction in thermal losses | 20 | 0.0014555 | 0 | 0 | 1.52 | 0 | 0 | 0 | 0.76105 |  | sqft | 40% | 60% | Retrofit | Retro5Med | 81.71% | TBD | 0.2% | 181.9563 |  | 115.0963 |  | 0.00064 | MA TRM - 2019-2021 - COM-HVAC-DI | MEMD - MMD8.25.01.FESH23.v01 | Building Energy Simulation Tool | ~2°F thermal losses | ~2°F thermal losses | ~2°F thermal losses | ~2°F thermal losses | ~2°F thermal losses | ~2°F thermal losses | ~2°F thermal losses | ~2°F thermal losses | ~2°F thermal losses | ~2°F thermal losses | ~2°F thermal losses | ~2°F thermal losses | ~2°F thermal losses | ~2°F thermal losses | ~2°F thermal losses | ~2°F thermal losses | ~2°F thermal losses | ~2°F thermal losses | ~2°F thermal losses | ~2°F thermal losses | ~2°F thermal losses | ~2°F thermal losses | 50% reduction in thermal losses | 50% reduction in thermal losses | 50% reduction in thermal losses | 50% reduction in thermal losses | 50% reduction in thermal losses | 50% reduction in thermal losses | 50% reduction in thermal losses | 50% reduction in thermal losses | 50% reduction in thermal losses | 50% reduction in thermal losses | 50% reduction in thermal losses | 50% reduction in thermal losses | 50% reduction in thermal losses | 50% reduction in thermal losses | 50% reduction in thermal losses | 50% reduction in thermal losses | 50% reduction in thermal losses | 50% reduction in thermal losses | 50% reduction in thermal losses | 50% reduction in thermal losses | 50% reduction in thermal losses | 50% reduction in thermal losses | 1.52 | 1.52 | 1.52 | 1.52 | 1.52 | 1.52 | 1.52 | 1.52 | 1.52 | 1.52 | 1.52 | 1.52 | 1.52 | 1.52 | 1.52 | 1.52 | 1.52 | 1.52 | 1.52 | 1.52 | 1.52 | 1.52 | 0 | 0 | 0.0014255 | 0.0013978 | 0.0013634 | 0.0013217 | 0.0012731 | 0.0012191 | 0.0011623 | 0.0011052 | 0.0010503 | 0.00099933 | 0.00095329 | 0.00091234 | 0.00087638 | 0.00084481 | 0.00081701 | 0.00079276 | 0.00077139 | 0.00075213 | 0.00073534 | 0.00071946 | 0.00075074 | 0.00088833 | 0.001042 | 0.0011524 | 0.0012442 | 0.001369 | 0.0014071 | 0.0013433 | 0.0011823 | 0.0009503 | 0.00068941 | 0.00042913 | 0.00023523 | 0.0001073 | 4.3143e-05 | 1.496e-05 | 4.4686e-06 | 9.3326e-07 | 1.4739e-07 | 1.7012e-08 | 0.00075074 | 0.0016245 | 0.0026266 | 0.0036986 | 0.0048067 | 0.005972 | 0.0071007 | 0.0080952 | 0.0088754 | 0.0093952 | 0.0096517 | 0.0096662 | 0.0095205 | 0.0092848 | 0.0090224 | 0.0087696 | 0.0085377 | 0.0083254 | 0.0081397 | 0.007964 | 526.6676 | 635.5144 | 764.2753 | 871.9066 | 977.373 | 1122.9654 | 1210.6706 | 1215.4617 | 1125.678 | 950.9326 | 723.1843 | 470.3667 | 268.4072 | 127.005 | 52.8064 | 18.8713 | 5.7929 | 1.2408 | 0.20044 | 0.023645 | 526.6676 | 1162.182 | 1926.4573 | 2798.3639 | 3775.7369 | 4898.7023 | 6109.3729 | 7324.8345 | 8450.5126 | 9401.4451 | 10124.6295 | 10594.9962 | 10863.4034 | 10990.4084 | 11043.2148 | 11062.0861 | 11067.879 | 11069.1198 | 11069.3202 | 11069.3439 | 0.00064 | 0.00076 | 0.0008955 | 0.00099582 | 0.0010823 | 0.0012 | 0.0012438 | 0.0011982 | 0.0010643 | 0.00086338 | 0.00063187 | 0.00039657 | 0.00021901 | 0.00010057 | 4.0685e-05 | 1.4184e-05 | 4.2576e-06 | 8.9331e-07 | 1.4168e-07 | 1.6421e-08 | 0.00064 | 0.0013898 | 0.0022572 | 0.0031961 | 0.0041812 | 0.0052346 | 0.0062767 | 0.0072207 | 0.0079901 | 0.0085358 | 0.0088462 | 0.0089328 | 0.0088639 | 0.0087029 | 0.0085083 | 0.0083145 | 0.0081345 | 0.007969 | 0.0078243 | 0.0076876 | 447.6674 | 540.1872 | 649.634 | 741.1206 | 830.7671 | 954.5206 | 1029.07 | 1033.1424 | 956.8263 | 808.2927 | 614.7067 | 399.8117 | 228.1462 | 107.9542 | 44.8855 | 16.0406 | 4.924 | 1.0547 | 0.17037 | 0.020098 | 447.6674 | 987.8547 | 1637.4887 | 2378.6093 | 3209.3764 | 4163.8969 | 5192.9669 | 6226.1094 | 7182.9357 | 7991.2284 | 8605.935 | 9005.7467 | 9233.8929 | 9341.8471 | 9386.7326 | 9402.7731 | 9407.6971 | 9408.7518 | 9408.9222 | 9408.9423 | 0 | 0 | 0 | 0 | 0 | 0 | 0 | 0 | 0 | 0 | 0 | 0 | 0 | 0 | 0 | 0 | 0 | 0 | 0 | 0 | 0 | 0 | 0 | 0 | 0 | 0 | 0 | 0 | 0 | 0 | 0 | 0 | 0 | 0 | 0 | 0 | 0 | 0 | 0 | 0 | 0 | 0 | 0 | 0 | 0 | 0 | 0 | 0 | 0 | 0 | 0 | 0 | 0 | 0 | 0 | 0 | 0 | 0 | 0 | 0 | 0 | 0 | 0 | 0 | 0 | 0 | 0 | 0 | 0 | 0 | 0 | 0 | 0 | 0 | 0 | 0 | 0 | 0 | 0 | 0 | 0 | 0 | 0 | 0 | 0 | 0 | 0 | 0 | 0 | 0 | 0 | 0 | 0 | 0 | 0 | 0 | 0 | 0 | 0 | 0 | 0 | 0 | 0 | 0 | 0 | 0 | 0 | 0 | 0 | 0 | 0 | 0 | 0 | 0 | 0 | 0 | 0 | 0 | 0 | 0 | 0 | 0 | 0 | 0 | 0 | 0 | 0 | 0 | 0 | 0 | 0 | 0 | 0 | 0 | 0 | 0 | 0 | 0 | 0 | 0 | 0 | 0 | 0 | 0 | 0 | 0 | 0 | 0 | 0 | 0 | 0 | 0 | 0 | 0 | 0 | 0 | 0 | 0 | 0 | 0 | 0 | 0 | 0 | 0 | 0 | 0 | 0 | 0 | 0 | 0 | 0 | 0 | 0 | 0 | 0 | 0 | 0 | 0 | 0 | 0 | 0 | 0 | 0 | 0 | 0 | 0 | 0 | 0 | 0 | 0 | 0 | 0 | 0 | 0 | 0 | 0 | 0 | 0 | 0 | 0 | 0 | 0 | 0 | 0 | 0 | 0 | 0 | 0 | 0 | 0 | 0 | 0 | 0 | 0 | 0 | 0 | 0 | 0 | 0 | 0 | 0 | 0 | 0 | 0 | 0 | 0 | 0 | 0 | 0 | 0 | 0 | 0 | 0 | 0 | 0 | 0 | 0 | 0 | 0 | 0 | 96876.3067 | 97415.1157 | 97958.9625 | 98503.4617 | 99044.2953 | 99577.2104 | 100098.0199 | 100602.6075 | 101086.9348 | 101547.0515 | 101983.9453 | 102398.5876 | 102791.931 | 103164.907 | 103518.4243 | 103853.3668 | 104170.5929 | 104470.934 | 104755.1943 | 105024.1502 | 61233.7027 | 61574.2737 | 61918.0291 | 62262.1969 | 62604.0477 | 62940.8934 | 63270.0873 | 63589.0277 | 63895.1619 | 64185.9931 | 64462.1455 | 64724.2332 | 64972.8582 | 65208.6094 | 65432.061 | 65643.7719 | 65844.2846 | 66034.1246 | 66213.8002 | 66383.8022
WA_Industrial_Wood and Lumber Products_Existing_Space Heating_Natural Gas_HVAC - Duct Repair and Sealing_A | WA | Industrial | Wood and Lumber Products | Existing | Space Heating | Natural Gas | HVAC - Duct Repair and Sealing | A | IM564 | Poorly sealed/leaky ducts | 30% reduced duct leaking | 20 | 0.0041167 | 0 | 0 | 0.07 | 0 | 0 | 0 | 0.035 |  | sqft | 15% | 50% | Retrofit | RetroEven20 | 80.75% | TBD | 0.2% | 115.7227 |  | 72.9112 |  | 0.00369 | MA TRM - 2019-2021 - COM-HVAC-DS | RS Means Cost Calculator 2019 IRP DSM TRM Extract | Building Energy Simulation Tool | Poorly sealed/leaky ducts | Poorly sealed/leaky ducts | Poorly sealed/leaky ducts | Poorly sealed/leaky ducts | Poorly sealed/leaky ducts | Poorly sealed/leaky ducts | Poorly sealed/leaky ducts | Poorly sealed/leaky ducts | Poorly sealed/leaky ducts | Poorly sealed/leaky ducts | Poorly sealed/leaky ducts | Poorly sealed/leaky ducts | Poorly sealed/leaky ducts | Poorly sealed/leaky ducts | Poorly sealed/leaky ducts | Poorly sealed/leaky ducts | Poorly sealed/leaky ducts | Poorly sealed/leaky ducts | Poorly sealed/leaky ducts | Poorly sealed/leaky ducts | Poorly sealed/leaky ducts | Poorly sealed/leaky ducts | 30% reduced duct leaking | 30% reduced duct leaking | 30% reduced duct leaking | 30% reduced duct leaking | 30% reduced duct leaking | 30% reduced duct leaking | 30% reduced duct leaking | 30% reduced duct leaking | 30% reduced duct leaking | 30% reduced duct leaking | 30% reduced duct leaking | 30% reduced duct leaking | 30% reduced duct leaking | 30% reduced duct leaking | 30% reduced duct leaking | 30% reduced duct leaking | 30% reduced duct leaking | 30% reduced duct leaking | 30% reduced duct leaking | 30% reduced duct leaking | 30% reduced duct leaking | 30% reduced duct leaking | 0.07 | 0.07 | 0.07 | 0.07 | 0.07 | 0.07 | 0.07 | 0.07 | 0.07 | 0.07 | 0.07 | 0.07 | 0.07 | 0.07 | 0.07 | 0.07 | 0.07 | 0.07 | 0.07 | 0.07 | 0.07 | 0.07 | 0 | 0 | 0.0040402 | 0.0039729 | 0.0038893 | 0.0037876 | 0.0036685 | 0.0035354 | 0.0033937 | 0.0032497 | 0.0031095 | 0.0029776 | 0.0028568 | 0.0027481 | 0.0026517 | 0.0025664 | 0.0024908 | 0.0024248 | 0.0023668 | 0.0023147 | 0.0022695 | 0.002227 | 0.0043299 | 0.0041844 | 0.0040257 | 0.0038528 | 0.0036673 | 0.0034733 | 0.0032766 | 0.0030835 | 0.0028996 | 0.0027287 | 0.0025729 | 0.0024324 | 0.0023065 | 0.0021938 | 0.0020925 | 0.002002 | 0.0019204 | 0.0018457 | 0.0017785 | 0.0017151 | 0.0043299 | 0.0084421 | 0.01229 | 0.015822 | 0.018991 | 0.021776 | 0.02418 | 0.026237 | 0.028005 | 0.029546 | 0.03092 | 0.032176 | 0.033354 | 0.034474 | 0.035551 | 0.036611 | 0.037656 | 0.038673 | 0.039697 | 0.040667 | 1071.7073 | 1053.2295 | 1035.0704 | 1017.2244 | 999.686 | 982.4501 | 965.5113 | 948.8645 | 932.5048 | 916.4271 | 900.6266 | 885.0986 | 869.8383 | 854.8411 | 840.1024 | 825.6179 | 811.3831 | 797.3937 | 783.6456 | 770.1345 | 1071.7073 | 2124.9368 | 3160.0072 | 4177.2316 | 5176.9176 | 6159.3677 | 7124.8789 | 8073.7434 | 9006.2482 | 9922.6753 | 10823.302 | 11708.4006 | 12578.2389 | 13433.0799 | 14273.1824 | 15098.8003 | 15910.1834 | 16707.5771 | 17491.2227 | 18261.3572 | 0.00369 | 0.0035773 | 0.0034551 | 0.0033228 | 0.0031811 | 0.003033 | 0.0028825 | 0.0027343 | 0.0025923 | 0.0024596 | 0.0023375 | 0.0022264 | 0.0021255 | 0.0020341 | 0.0019508 | 0.0018755 | 0.0018071 | 0.0017441 | 0.0016869 | 0.0016329 | 0.00369 | 0.0072173 | 0.010548 | 0.013645 | 0.016474 | 0.019015 | 0.021271 | 0.023266 | 0.025037 | 0.026632 | 0.028091 | 0.029451 | 0.030736 | 0.031963 | 0.033144 | 0.0343 | 0.035435 | 0.036544 | 0.037653 | 0.038719 | 910.9512 | 895.2451 | 879.8099 | 864.6407 | 849.7331 | 835.0825 | 820.6846 | 806.5348 | 792.6291 | 778.963 | 765.5326 | 752.3338 | 739.3625 | 726.6149 | 714.0871 | 701.7752 | 689.6756 | 677.7847 | 666.0987 | 654.6143 | 910.9512 | 1806.1963 | 2686.0061 | 3550.6469 | 4400.38 | 5235.4625 | 6056.1471 | 6862.6819 | 7655.311 | 8434.274 | 9199.8067 | 9952.1405 | 10691.503 | 11418.118 | 12132.205 | 12833.9802 | 13523.6559 | 14201.4406 | 14867.5393 | 15522.1536 | 0 | 0 | 0 | 0 | 0 | 0 | 0 | 0 | 0 | 0 | 0 | 0 | 0 | 0 | 0 | 0 | 0 | 0 | 0 | 0 | 0 | 0 | 0 | 0 | 0 | 0 | 0 | 0 | 0 | 0 | 0 | 0 | 0 | 0 | 0 | 0 | 0 | 0 | 0 | 0 | 0 | 0 | 0 | 0 | 0 | 0 | 0 | 0 | 0 | 0 | 0 | 0 | 0 | 0 | 0 | 0 | 0 | 0 | 0 | 0 | 0 | 0 | 0 | 0 | 0 | 0 | 0 | 0 | 0 | 0 | 0 | 0 | 0 | 0 | 0 | 0 | 0 | 0 | 0 | 0 | 0 | 0 | 0 | 0 | 0 | 0 | 0 | 0 | 0 | 0 | 0 | 0 | 0 | 0 | 0 | 0 | 0 | 0 | 0 | 0 | 0 | 0 | 0 | 0 | 0 | 0 | 0 | 0 | 0 | 0 | 0 | 0 | 0 | 0 | 0 | 0 | 0 | 0 | 0 | 0 | 0 | 0 | 0 | 0 | 0 | 0 | 0 | 0 | 0 | 0 | 0 | 0 | 0 | 0 | 0 | 0 | 0 | 0 | 0 | 0 | 0 | 0 | 0 | 0 | 0 | 0 | 0 | 0 | 0 | 0 | 0 | 0 | 0 | 0 | 0 | 0 | 0 | 0 | 0 | 0 | 0 | 0 | 0 | 0 | 0 | 0 | 0 | 0 | 0 | 0 | 0 | 0 | 0 | 0 | 0 | 0 | 0 | 0 | 0 | 0 | 0 | 0 | 0 | 0 | 0 | 0 | 0 | 0 | 0 | 0 | 0 | 0 | 0 | 0 | 0 | 0 | 0 | 0 | 0 | 0 | 0 | 0 | 0 | 0 | 0 | 0 | 0 | 0 | 0 | 0 | 0 | 0 | 0 | 0 | 0 | 0 | 0 | 0 | 0 | 0 | 0 | 0 | 0 | 0 | 0 | 0 | 0 | 0 | 0 | 0 | 0 | 0 | 0 | 0 | 0 | 0 | 0 | 0 | 0 | 0 | 1815.6571 | 1825.7555 | 1835.9482 | 1846.1533 | 1856.2896 | 1866.2775 | 1876.0385 | 1885.4955 | 1894.5727 | 1903.1963 | 1911.3845 | 1919.1558 | 1926.5278 | 1933.5181 | 1940.1438 | 1946.4212 | 1952.3667 | 1957.9957 | 1963.3233 | 1968.3641 | 997.0604 | 1002.6059 | 1008.2032 | 1013.8073 | 1019.3736 | 1024.8584 | 1030.2186 | 1035.4119 | 1040.3966 | 1045.1322 | 1049.6288 | 1053.8963 | 1057.9446 | 1061.7833 | 1065.4218 | 1068.869 | 1072.134 | 1075.2251 | 1078.1507 | 1080.9189
WA_Industrial_Wood and Lumber Products_Existing_Space Heating_Natural Gas_Windows - High Efficiency_A | WA | Industrial | Wood and Lumber Products | Existing | Space Heating | Natural Gas | Windows - High Efficiency | A | IM565 | U-.5 or worse | U-.22 or better | 45 | 0.0078041 | 0 | 0 | 0.23 | 0.01 | 0 | 0 | 0.11455 |  | sqft | 45% | 100% | Retrofit | Retro1Slow | 84.81% | TBD | 0.2% | 94.3767 |  | 48.5224 |  | 0.0055439 | RTF Wkbk - ComWeatherizationSchool_v3_1 | RTF Wkbk - ComWeatherizationSchool_v3_1 | Building Energy Simulation Tool | U-.5 or worse | U-.5 or worse | U-.5 or worse | U-.5 or worse | U-.5 or worse | U-.5 or worse | U-.5 or worse | U-.5 or worse | U-.5 or worse | U-.5 or worse | U-.5 or worse | U-.5 or worse | U-.5 or worse | U-.5 or worse | U-.5 or worse | U-.5 or worse | U-.5 or worse | U-.5 or worse | U-.5 or worse | U-.5 or worse | U-.5 or worse | U-.5 or worse | U-.22 or better | U-.22 or better | U-.22 or better | U-.22 or better | U-.22 or better | U-.22 or better | U-.22 or better | U-.22 or better | U-.22 or better | U-.22 or better | U-.22 or better | U-.22 or better | U-.22 or better | U-.22 or better | U-.22 or better | U-.22 or better | U-.22 or better | U-.22 or better | U-.22 or better | U-.22 or better | U-.22 or better | U-.22 or better | 0.23 | 0.23 | 0.23 | 0.23 | 0.23 | 0.23 | 0.23 | 0.23 | 0.23 | 0.23 | 0.23 | 0.23 | 0.23 | 0.23 | 0.23 | 0.23 | 0.23 | 0.23 | 0.23 | 0.23 | 0.23 | 0.23 | 0 | 0 | 0.0076898 | 0.0075645 | 0.007402 | 0.0071982 | 0.0069551 | 0.0066809 | 0.0063885 | 0.0060923 | 0.0058058 | 0.0055387 | 0.0052966 | 0.005081 | 0.0048916 | 0.0047254 | 0.004579 | 0.0044515 | 0.0043392 | 0.004238 | 0.0041501 | 0.0040666 | 0.0065032 | 0.012567 | 0.021458 | 0.033358 | 0.048079 | 0.065004 | 0.083096 | 0.10096 | 0.11694 | 0.12929 | 0.13632 | 0.13672 | 0.12989 | 0.11625 | 0.097333 | 0.076902 | 0.056337 | 0.037436 | 0.023017 | 0.014456 | 0.0065032 | 0.018964 | 0.040014 | 0.07227 | 0.11791 | 0.17826 | 0.25356 | 0.34276 | 0.44358 | 0.55246 | 0.66464 | 0.7743 | 0.87534 | 0.96183 | 1.0294 | 1.0776 | 1.1068 | 1.1184 | 1.1182 | 1.1102 | 845.6857 | 1661.3242 | 2898.8984 | 4634.1546 | 6912.7236 | 9729.7991 | 13007.0057 | 16571.0569 | 20142.17 | 23342.879 | 25737.6555 | 26907.9503 | 26554.4204 | 24600.433 | 21256.364 | 17275.6958 | 12983.0533 | 8833.2975 | 5546.194 | 3554.7195 | 845.6857 | 2507.0098 | 5405.9083 | 10040.0629 | 16952.7865 | 26682.5856 | 39689.5913 | 56260.6482 | 76402.8182 | 99745.6973 | 125483.3527 | 152391.303 | 178945.7234 | 203546.1563 | 224802.5203 | 242078.216 | 255061.2693 | 263894.5669 | 269440.7609 | 272995.4804 | 0.0055439 | 0.010752 | 0.01844 | 0.028825 | 0.041822 | 0.056978 | 0.073455 | 0.090053 | 0.10528 | 0.11747 | 0.12495 | 0.12635 | 0.12094 | 0.10896 | 0.091789 | 0.072914 | 0.053678 | 0.035834 | 0.022126 | 0.013954 | 0.0055439 | 0.016225 | 0.034388 | 0.062451 | 0.10256 | 0.15625 | 0.22414 | 0.30574 | 0.39934 | 0.50194 | 0.60918 | 0.71558 | 0.815 | 0.90158 | 0.97074 | 1.0217 | 1.0545 | 1.0706 | 1.0749 | 1.0717 | 718.8328 | 1412.1255 | 2464.0637 | 3939.0314 | 5875.8151 | 8270.3292 | 11055.9549 | 14085.3984 | 17120.8445 | 19841.4472 | 21877.0071 | 22871.7577 | 22571.2573 | 20910.368 | 18067.9094 | 14684.3414 | 11035.5953 | 7508.3029 | 4714.2649 | 3021.5116 | 718.8328 | 2130.9584 | 4595.022 | 8534.0535 | 14409.8685 | 22680.1978 | 33736.1526 | 47821.551 | 64942.3955 | 84783.8427 | 106660.8498 | 129532.6075 | 152103.8648 | 173014.2329 | 191082.1422 | 205766.4836 | 216802.0789 | 224310.3818 | 229024.6467 | 232046.1584 | 0 | 0 | 0 | 0 | 0 | 0 | 0 | 0 | 0 | 0 | 0 | 0 | 0 | 0 | 0 | 0 | 0 | 0 | 0 | 0 | 0 | 0 | 0 | 0 | 0 | 0 | 0 | 0 | 0 | 0 | 0 | 0 | 0 | 0 | 0 | 0 | 0 | 0 | 0 | 0 | 0 | 0 | 0 | 0 | 0 | 0 | 0 | 0 | 0 | 0 | 0 | 0 | 0 | 0 | 0 | 0 | 0 | 0 | 0 | 0 | 0 | 0 | 0 | 0 | 0 | 0 | 0 | 0 | 0 | 0 | 0 | 0 | 0 | 0 | 0 | 0 | 0 | 0 | 0 | 0 | 0 | 0 | 0 | 0 | 0 | 0 | 0 | 0 | 0 | 0 | 0 | 0 | 0 | 0 | 0 | 0 | 0 | 0 | 0 | 0 | 0 | 0 | 0 | 0 | 0 | 0 | 0 | 0 | 0 | 0 | 0 | 0 | 0 | 0 | 0 | 0 | 0 | 0 | 0 | 0 | 0 | 0 | 0 | 0 | 0 | 0 | 0 | 0 | 0 | 0 | 0 | 0 | 0 | 0 | 0 | 0 | 0 | 0 | 0 | 0 | 0 | 0 | 0 | 0 | 0 | 0 | 0 | 0 | 0 | 0 | 0 | 0 | 0 | 0 | 0 | 0 | 0 | 0 | 0 | 0 | 0 | 0 | 0 | 0 | 0 | 0 | 0 | 0 | 0 | 0 | 0 | 0 | 0 | 0 | 0 | 0 | 0 | 0 | 0 | 0 | 0 | 0 | 0 | 0 | 0 | 0 | 0 | 0 | 0 | 0 | 0 | 0 | 0 | 0 | 0 | 0 | 0 | 0 | 0 | 0 | 0 | 0 | 0 | 0 | 0 | 0 | 0 | 0 | 0 | 0 | 0 | 0 | 0 | 0 | 0 | 0 | 0 | 0 | 0 | 0 | 0 | 0 | 0 | 0 | 0 | 0 | 0 | 0 | 0 | 0 | 0 | 0 | 0 | 0 | 0 | 0 | 0 | 0 | 0 | 0 | 2910.968 | 2917.9063 | 2924.851 | 2931.75 | 2938.5531 | 2945.2123 | 2951.6815 | 2957.9165 | 2963.8752 | 2969.517 | 2974.856 | 2979.9056 | 2984.6784 | 2989.187 | 2993.4428 | 2997.4572 | 3001.2408 | 3004.8038 | 3008.1559 | 3011.3063 | 1076.6542 | 1079.2204 | 1081.7889 | 1084.3406 | 1086.8568 | 1089.3198 | 1091.7125 | 1094.0186 | 1096.2225 | 1098.3092 | 1100.2838 | 1102.1515 | 1103.9168 | 1105.5843 | 1107.1584 | 1108.6432 | 1110.0426 | 1111.3604 | 1112.6002 | 1113.7654
WA_Industrial_Wood and Lumber Products_Existing_Space Heating_Natural Gas_Gas Boiler - Maintenance_A | WA | Industrial | Wood and Lumber Products | Existing | Space Heating | Natural Gas | Gas Boiler - Maintenance | A | IM566 | Degrade performance | General cleaning and maintenance | 3 | 0.90069 | 0 | 0 | 0.02 | 0 | 0 | 0 | 0.011 |  | employee | 20% | 30% | Retrofit | Retro20Fast | 65.82% | TBD | 0.2% | 98.8673 |  | 79.394 |  | 0.0039231 | IL TRM - 4.3.10 - CI-HWE-DBTU-V01-180101 | IL TRM - 4.3.10 - CI-HWE-DBTU-V01-180101 | IL TRM - 4.3.10 - CI-HWE-DBTU-V01-180101 | Degrade performance | Degrade performance | Degrade performance | Degrade performance | Degrade performance | Degrade performance | Degrade performance | Degrade performance | Degrade performance | Degrade performance | Degrade performance | Degrade performance | Degrade performance | Degrade performance | Degrade performance | Degrade performance | Degrade performance | Degrade performance | Degrade performance | Degrade performance | Degrade performance | Degrade performance | General cleaning and maintenance | General cleaning and maintenance | General cleaning and maintenance | General cleaning and maintenance | General cleaning and maintenance | General cleaning and maintenance | General cleaning and maintenance | General cleaning and maintenance | General cleaning and maintenance | General cleaning and maintenance | General cleaning and maintenance | General cleaning and maintenance | General cleaning and maintenance | General cleaning and maintenance | General cleaning and maintenance | General cleaning and maintenance | General cleaning and maintenance | General cleaning and maintenance | General cleaning and maintenance | General cleaning and maintenance | General cleaning and maintenance | General cleaning and maintenance | 0.02 | 0.02 | 0.02 | 0.02 | 0.02 | 0.02 | 0.02 | 0.02 | 0.02 | 0.02 | 0.02 | 0.02 | 0.02 | 0.02 | 0.02 | 0.02 | 0.02 | 0.02 | 0.02 | 0.02 | 0.02 | 0.02 | 0 | 0 | 0.89435 | 0.89015 | 0.88573 | 0.88106 | 0.8761 | 0.87083 | 0.86521 | 0.85921 | 0.85288 | 0.84625 | 0.83937 | 0.83225 | 0.82509 | 0.81786 | 0.81061 | 0.80385 | 0.79757 | 0.7917 | 0.78623 | 0.78114 | 0.0046076 | 0.003159 | 0.0021385 | 0.0016281 | 0.001394 | 0.0011783 | 0.00098563 | 0.00081726 | 0.00067264 | 0.00055011 | 0.00044745 | 0.00033956 | 0.00025765 | 0.00019547 | 0.00014828 | 0.00013269 | 0.00010126 | 8.5061e-05 | 6.9627e-05 | 5.491e-05 | 0.0046076 | 0.0077449 | 0.0098449 | 0.011421 | 0.012751 | 0.013852 | 0.014749 | 0.015464 | 0.016022 | 0.016448 | 0.016762 | 0.016959 | 0.017071 | 0.017117 | 0.017113 | 0.017103 | 0.017071 | 0.01703 | 0.016982 | 0.016927 | 5.1519 | 3.5488 | 2.4144 | 1.8479 | 1.5911 | 1.3531 | 1.1392 | 0.95117 | 0.78867 | 0.65006 | 0.53307 | 0.408 | 0.31227 | 0.23901 | 0.18293 | 0.16507 | 0.12696 | 0.10744 | 0.088558 | 0.070294 | 5.1519 | 8.7006 | 11.115 | 12.9629 | 14.554 | 15.9071 | 17.0463 | 17.9974 | 18.7861 | 19.4362 | 19.9692 | 20.3772 | 20.6895 | 20.9285 | 21.1114 | 21.2765 | 21.4035 | 21.5109 | 21.5995 | 21.6698 | 0.0039231 | 0.0026945 | 0.0018276 | 0.0013943 | 0.0011964 | 0.0010136 | 0.00084988 | 0.00070645 | 0.00058293 | 0.000478 | 0.00038982 | 0.00029662 | 0.00022563 | 0.00017158 | 0.00013045 | 0.00011697 | 8.9431e-05 | 7.5264e-05 | 6.1721e-05 | 4.8765e-05 | 0.0039231 | 0.0066062 | 0.0084137 | 0.0097808 | 0.010943 | 0.011916 | 0.012717 | 0.013367 | 0.013886 | 0.014292 | 0.014603 | 0.014815 | 0.014949 | 0.015025 | 0.015055 | 0.015077 | 0.015077 | 0.015069 | 0.015054 | 0.015033 | 4.3791 | 3.0165 | 2.0522 | 1.5707 | 1.3524 | 1.1501 | 0.96831 | 0.80849 | 0.67037 | 0.55255 | 0.45311 | 0.3468 | 0.26543 | 0.20315 | 0.15549 | 0.14031 | 0.10791 | 0.091325 | 0.075274 | 0.05975 | 4.3791 | 7.3955 | 9.4477 | 11.0184 | 12.3709 | 13.521 | 14.4893 | 15.2978 | 15.9682 | 16.5207 | 16.9738 | 17.3206 | 17.5861 | 17.7892 | 17.9447 | 18.085 | 18.1929 | 18.2843 | 18.3595 | 18.4193 | 0.0039231 | 0.0026945 | 0.0018276 | 0.0013943 | 0.0011964 | 0.0010136 | 0.00084988 | 0.00070645 | 0.00058293 | 0.000478 | 0.00038982 | 0.00029662 | 0.00022563 | 0.00017158 | 0.00013045 | 0.00011697 | 8.9431e-05 | 7.5264e-05 | 6.1721e-05 | 4.8765e-05 | 0.0039231 | 0.0066062 | 0.0084137 | 0.0097808 | 0.010943 | 0.011916 | 0.012717 | 0.013367 | 0.013886 | 0.014292 | 0.014603 | 0.014815 | 0.014949 | 0.015025 | 0.015055 | 0.015077 | 0.015077 | 0.015069 | 0.015054 | 0.015033 | 4.3791 | 3.0165 | 2.0522 | 1.5707 | 1.3524 | 1.1501 | 0.96831 | 0.80849 | 0.67037 | 0.55255 | 0.45311 | 0.3468 | 0.26543 | 0.20315 | 0.15549 | 0.14031 | 0.10791 | 0.091325 | 0.075274 | 0.05975 | 4.3791 | 7.3955 | 9.4477 | 11.0184 | 12.3709 | 13.521 | 14.4893 | 15.2978 | 15.9682 | 16.5207 | 16.9738 | 17.3206 | 17.5861 | 17.7892 | 17.9447 | 18.085 | 18.1929 | 18.2843 | 18.3595 | 18.4193 | 0.0039231 | 0.0026945 | 0.0018276 | 0.0013943 | 0.0011964 | 0.0010136 | 0.00084988 | 0.00070645 | 0.00058293 | 0.000478 | 0.00038982 | 0.00029662 | 0.00022563 | 0.00017158 | 0.00013045 | 0.00011697 | 8.9431e-05 | 7.5264e-05 | 6.1721e-05 | 4.8765e-05 | 0.0039231 | 0.0066062 | 0.0084137 | 0.0097808 | 0.010943 | 0.011916 | 0.012717 | 0.013367 | 0.013886 | 0.014292 | 0.014603 | 0.014815 | 0.014949 | 0.015025 | 0.015055 | 0.015077 | 0.015077 | 0.015069 | 0.015054 | 0.015033 | 4.3791 | 3.0165 | 2.0522 | 1.5707 | 1.3524 | 1.1501 | 0.96831 | 0.80849 | 0.67037 | 0.55255 | 0.45311 | 0.3468 | 0.26543 | 0.20315 | 0.15549 | 0.14031 | 0.10791 | 0.091325 | 0.075274 | 0.05975 | 4.3791 | 7.3955 | 9.4477 | 11.0184 | 12.3709 | 13.521 | 14.4893 | 15.2978 | 15.9682 | 16.5207 | 16.9738 | 17.3206 | 17.5861 | 17.7892 | 17.9447 | 18.085 | 18.1929 | 18.2843 | 18.3595 | 18.4193 | 0.0039231 | 0.0026945 | 0.0018276 | 0.0013943 | 0.0011964 | 0.0010136 | 0.00084988 | 0.00070645 | 0.00058293 | 0.000478 | 0.00038982 | 0.00029662 | 0.00022563 | 0.00017158 | 0.00013045 | 0.00011697 | 8.9431e-05 | 7.5264e-05 | 6.1721e-05 | 4.8765e-05 | 0.0039231 | 0.0066062 | 0.0084137 | 0.0097808 | 0.010943 | 0.011916 | 0.012717 | 0.013367 | 0.013886 | 0.014292 | 0.014603 | 0.014815 | 0.014949 | 0.015025 | 0.015055 | 0.015077 | 0.015077 | 0.015069 | 0.015054 | 0.015033 | 4.3791 | 3.0165 | 2.0522 | 1.5707 | 1.3524 | 1.1501 | 0.96831 | 0.80849 | 0.67037 | 0.55255 | 0.45311 | 0.3468 | 0.26543 | 0.20315 | 0.15549 | 0.14031 | 0.10791 | 0.091325 | 0.075274 | 0.05975 | 4.3791 | 7.3955 | 9.4477 | 11.0184 | 12.3709 | 13.521 | 14.4893 | 15.2978 | 15.9682 | 16.5207 | 16.9738 | 17.3206 | 17.5861 | 17.7892 | 17.9447 | 18.085 | 18.1929 | 18.2843 | 18.3595 | 18.4193 | 1.022 | 1.0223 | 1.0226 | 1.0229 | 1.0232 | 1.0235 | 1.0238 | 1.024 | 1.0243 | 1.0245 | 1.0248 | 1.025 | 1.0252 | 1.0254 | 1.0256 | 1.0258 | 1.026 | 1.0261 | 1.0263 | 1.0264 | 0.82068 | 0.82093 | 0.82118 | 0.82143 | 0.82167 | 0.8219 | 0.82212 | 0.82234 | 0.82255 | 0.82275 | 0.82294 | 0.82312 | 0.8233 | 0.82346 | 0.82362 | 0.82376 | 0.8239 | 0.82402 | 0.82414 | 0.82424
WA_Industrial_Wood and Lumber Products_Existing_Process_Natural Gas_Gas Boiler - Maintenance_A | WA | Industrial | Wood and Lumber Products | Existing | Process | Natural Gas | Gas Boiler - Maintenance | A | IM567 | Degrade performance | General cleaning and maintenance | 3 | 6.3264 | 0 | 0 | 0.02 | 0 | 0 | 0 | 0.011 |  | sqft | 20% | 30% | Retrofit | Retro20Fast | 65.82% | TBD | 0.2% | 98.8673 |  | 79.394 |  | 0.095358 | IL TRM - 4.3.10 - CI-HWE-DBTU-V01-180101 | IL TRM - 4.3.10 - CI-HWE-DBTU-V01-180101 | IL TRM - 4.3.10 - CI-HWE-DBTU-V01-180101 | Degrade performance | Degrade performance | Degrade performance | Degrade performance | Degrade performance | Degrade performance | Degrade performance | Degrade performance | Degrade performance | Degrade performance | Degrade performance | Degrade performance | Degrade performance | Degrade performance | Degrade performance | Degrade performance | Degrade performance | Degrade performance | Degrade performance | Degrade performance | Degrade performance | Degrade performance | General cleaning and maintenance | General cleaning and maintenance | General cleaning and maintenance | General cleaning and maintenance | General cleaning and maintenance | General cleaning and maintenance | General cleaning and maintenance | General cleaning and maintenance | General cleaning and maintenance | General cleaning and maintenance | General cleaning and maintenance | General cleaning and maintenance | General cleaning and maintenance | General cleaning and maintenance | General cleaning and maintenance | General cleaning and maintenance | General cleaning and maintenance | General cleaning and maintenance | General cleaning and maintenance | General cleaning and maintenance | General cleaning and maintenance | General cleaning and maintenance | 0.02 | 0.02 | 0.02 | 0.02 | 0.02 | 0.02 | 0.02 | 0.02 | 0.02 | 0.02 | 0.02 | 0.02 | 0.02 | 0.02 | 0.02 | 0.02 | 0.02 | 0.02 | 0.02 | 0.02 | 0.02 | 0.02 | 0 | 0 | 6.3264 | 6.3264 | 6.3264 | 6.3264 | 6.3264 | 6.3264 | 6.3264 | 6.3264 | 6.3264 | 6.3264 | 6.3264 | 6.3264 | 6.3264 | 6.3264 | 6.3264 | 6.3264 | 6.3264 | 6.3264 | 6.3264 | 6.3264 | 0.11219 | 0.077277 | 0.052574 | 0.040239 | 0.034648 | 0.029465 | 0.024807 | 0.020712 | 0.017174 | 0.014155 | 0.011608 | 0.0088845 | 0.0068 | 0.0052045 | 0.0039834 | 0.0035945 | 0.0027646 | 0.0023396 | 0.0019284 | 0.0015307 | 0.11219 | 0.18946 | 0.24204 | 0.28228 | 0.31692 | 0.34639 | 0.3712 | 0.39191 | 0.40908 | 0.42324 | 0.43484 | 0.44373 | 0.45053 | 0.45573 | 0.45972 | 0.46331 | 0.46608 | 0.46842 | 0.47034 | 0.47188 | 17.733 | 12.2151 | 8.3103 | 6.3605 | 5.4767 | 4.6574 | 3.9212 | 3.274 | 2.7146 | 2.2375 | 1.8349 | 1.4044 | 1.0749 | 0.82267 | 0.62965 | 0.56818 | 0.437 | 0.36982 | 0.30482 | 0.24196 | 17.733 | 29.9481 | 38.2584 | 44.6189 | 50.0956 | 54.753 | 58.6742 | 61.9481 | 64.6628 | 66.9003 | 68.7352 | 70.1395 | 71.2144 | 72.0371 | 72.6667 | 73.2349 | 73.6719 | 74.0417 | 74.3465 | 74.5885 | 0.095358 | 0.065686 | 0.044688 | 0.034203 | 0.02945 | 0.025045 | 0.021086 | 0.017606 | 0.014598 | 0.012032 | 0.0098669 | 0.0075518 | 0.00578 | 0.0044238 | 0.0033859 | 0.0030554 | 0.0023499 | 0.0019887 | 0.0016392 | 0.0013011 | 0.095358 | 0.16104 | 0.20573 | 0.23993 | 0.26939 | 0.29443 | 0.31552 | 0.33312 | 0.34772 | 0.35975 | 0.36962 | 0.37717 | 0.38295 | 0.38737 | 0.39076 | 0.39382 | 0.39616 | 0.39815 | 0.39979 | 0.40109 | 15.073 | 10.3828 | 7.0638 | 5.4064 | 4.6552 | 3.9588 | 3.333 | 2.7829 | 2.3074 | 1.9019 | 1.5596 | 1.1937 | 0.91363 | 0.69927 | 0.5352 | 0.48296 | 0.37145 | 0.31434 | 0.2591 | 0.20566 | 15.073 | 25.4559 | 32.5196 | 37.9261 | 42.5812 | 46.5401 | 49.873 | 52.6559 | 54.9634 | 56.8653 | 58.4249 | 59.6186 | 60.5322 | 61.2315 | 61.7667 | 62.2497 | 62.6211 | 62.9355 | 63.1946 | 63.4002 | 0.095358 | 0.065686 | 0.044688 | 0.034203 | 0.02945 | 0.025045 | 0.021086 | 0.017606 | 0.014598 | 0.012032 | 0.0098669 | 0.0075518 | 0.00578 | 0.0044238 | 0.0033859 | 0.0030554 | 0.0023499 | 0.0019887 | 0.0016392 | 0.0013011 | 0.095358 | 0.16104 | 0.20573 | 0.23993 | 0.26939 | 0.29443 | 0.31552 | 0.33312 | 0.34772 | 0.35975 | 0.36962 | 0.37717 | 0.38295 | 0.38737 | 0.39076 | 0.39382 | 0.39616 | 0.39815 | 0.39979 | 0.40109 | 15.073 | 10.3828 | 7.0638 | 5.4064 | 4.6552 | 3.9588 | 3.333 | 2.7829 | 2.3074 | 1.9019 | 1.5596 | 1.1937 | 0.91363 | 0.69927 | 0.5352 | 0.48296 | 0.37145 | 0.31434 | 0.2591 | 0.20566 | 15.073 | 25.4559 | 32.5196 | 37.9261 | 42.5812 | 46.5401 | 49.873 | 52.6559 | 54.9634 | 56.8653 | 58.4249 | 59.6186 | 60.5322 | 61.2315 | 61.7667 | 62.2497 | 62.6211 | 62.9355 | 63.1946 | 63.4002 | 0.095358 | 0.065686 | 0.044688 | 0.034203 | 0.02945 | 0.025045 | 0.021086 | 0.017606 | 0.014598 | 0.012032 | 0.0098669 | 0.0075518 | 0.00578 | 0.0044238 | 0.0033859 | 0.0030554 | 0.0023499 | 0.0019887 | 0.0016392 | 0.0013011 | 0.095358 | 0.16104 | 0.20573 | 0.23993 | 0.26939 | 0.29443 | 0.31552 | 0.33312 | 0.34772 | 0.35975 | 0.36962 | 0.37717 | 0.38295 | 0.38737 | 0.39076 | 0.39382 | 0.39616 | 0.39815 | 0.39979 | 0.40109 | 15.073 | 10.3828 | 7.0638 | 5.4064 | 4.6552 | 3.9588 | 3.333 | 2.7829 | 2.3074 | 1.9019 | 1.5596 | 1.1937 | 0.91363 | 0.69927 | 0.5352 | 0.48296 | 0.37145 | 0.31434 | 0.2591 | 0.20566 | 15.073 | 25.4559 | 32.5196 | 37.9261 | 42.5812 | 46.5401 | 49.873 | 52.6559 | 54.9634 | 56.8653 | 58.4249 | 59.6186 | 60.5322 | 61.2315 | 61.7667 | 62.2497 | 62.6211 | 62.9355 | 63.1946 | 63.4002 | 0.095358 | 0.065686 | 0.044688 | 0.034203 | 0.02945 | 0.025045 | 0.021086 | 0.017606 | 0.014598 | 0.012032 | 0.0098669 | 0.0075518 | 0.00578 | 0.0044238 | 0.0033859 | 0.0030554 | 0.0023499 | 0.0019887 | 0.0016392 | 0.0013011 | 0.095358 | 0.16104 | 0.20573 | 0.23993 | 0.26939 | 0.29443 | 0.31552 | 0.33312 | 0.34772 | 0.35975 | 0.36962 | 0.37717 | 0.38295 | 0.38737 | 0.39076 | 0.39382 | 0.39616 | 0.39815 | 0.39979 | 0.40109 | 15.073 | 10.3828 | 7.0638 | 5.4064 | 4.6552 | 3.9588 | 3.333 | 2.7829 | 2.3074 | 1.9019 | 1.5596 | 1.1937 | 0.91363 | 0.69927 | 0.5352 | 0.48296 | 0.37145 | 0.31434 | 0.2591 | 0.20566 | 15.073 | 25.4559 | 32.5196 | 37.9261 | 42.5812 | 46.5401 | 49.873 | 52.6559 | 54.9634 | 56.8653 | 58.4249 | 59.6186 | 60.5322 | 61.2315 | 61.7667 | 62.2497 | 62.6211 | 62.9355 | 63.1946 | 63.4002 | 1.022 | 1.0223 | 1.0226 | 1.0229 | 1.0232 | 1.0235 | 1.0238 | 1.024 | 1.0243 | 1.0245 | 1.0248 | 1.025 | 1.0252 | 1.0254 | 1.0256 | 1.0258 | 1.026 | 1.0261 | 1.0263 | 1.0264 | 0.82068 | 0.82093 | 0.82118 | 0.82143 | 0.82167 | 0.8219 | 0.82212 | 0.82234 | 0.82255 | 0.82275 | 0.82294 | 0.82312 | 0.8233 | 0.82346 | 0.82362 | 0.82376 | 0.8239 | 0.82402 | 0.82414 | 0.82424
WA_Industrial_Wood and Lumber Products_Existing_Space Heating_Natural Gas_Gas Furnace - Maintenance_A | WA | Industrial | Wood and Lumber Products | Existing | Space Heating | Natural Gas | Gas Furnace - Maintenance | A | IM568 | Degrade performance | General cleaning and maintenance | 3 | 0.0095 | 0 | 0 | 0.01 | 0 | 0 | 0 | 0.00465 |  | sqft | 20% | 30% | Retrofit | Retro20Fast | 65.82% | TBD | 0.2% | 451.6842 |  | 362.7186 |  | 6.9481e-05 | IL TRM - 4.4.31 - CI-HVC-FTUN-V03-200101 | MN TRM 3.1 - Forced-Air Heating Maintenance v2.0 | MN TRM v3.1 - Forced-Air Heating Maintenance | Degrade performance | Degrade performance | Degrade performance | Degrade performance | Degrade performance | Degrade performance | Degrade performance | Degrade performance | Degrade performance | Degrade performance | Degrade performance | Degrade performance | Degrade performance | Degrade performance | Degrade performance | Degrade performance | Degrade performance | Degrade performance | Degrade performance | Degrade performance | Degrade performance | Degrade performance | General cleaning and maintenance | General cleaning and maintenance | General cleaning and maintenance | General cleaning and maintenance | General cleaning and maintenance | General cleaning and maintenance | General cleaning and maintenance | General cleaning and maintenance | General cleaning and maintenance | General cleaning and maintenance | General cleaning and maintenance | General cleaning and maintenance | General cleaning and maintenance | General cleaning and maintenance | General cleaning and maintenance | General cleaning and maintenance | General cleaning and maintenance | General cleaning and maintenance | General cleaning and maintenance | General cleaning and maintenance | General cleaning and maintenance | General cleaning and maintenance | 0.01 | 0.01 | 0.01 | 0.01 | 0.01 | 0.01 | 0.01 | 0.01 | 0.01 | 0.01 | 0.01 | 0.01 | 0.01 | 0.01 | 0.01 | 0.01 | 0.01 | 0.01 | 0.01 | 0.01 | 0.01 | 0.01 | 0 | 0 | 0.0093774 | 0.0093033 | 0.0092267 | 0.0091476 | 0.009066 | 0.0089821 | 0.0088957 | 0.008807 | 0.0087167 | 0.0086252 | 0.008533 | 0.0084401 | 0.0083482 | 0.0082571 | 0.0081669 | 0.0080827 | 0.0080042 | 0.0079307 | 0.0078618 | 0.0077974 | 8.1601e-05 | 5.5765e-05 | 3.7627e-05 | 2.8552e-05 | 2.4365e-05 | 2.0528e-05 | 1.7117e-05 | 1.4149e-05 | 1.1612e-05 | 9.4704e-06 | 7.6832e-06 | 5.8165e-06 | 4.4033e-06 | 3.3334e-06 | 2.5234e-06 | 2.2536e-06 | 1.7165e-06 | 1.4392e-06 | 1.176e-06 | 9.258e-07 | 8.1601e-05 | 0.00013672 | 0.00017322 | 0.00020029 | 0.00022287 | 0.00024133 | 0.00025613 | 0.00026773 | 0.00027659 | 0.00028316 | 0.00028782 | 0.0002905 | 0.00029174 | 0.00029189 | 0.00029122 | 0.00029047 | 0.00028937 | 0.00028815 | 0.00028682 | 0.0002854 | 8.7019 | 5.9942 | 4.078 | 3.1212 | 2.6875 | 2.2855 | 1.9242 | 1.6066 | 1.3321 | 1.098 | 0.9004 | 0.68915 | 0.52745 | 0.4037 | 0.30898 | 0.27882 | 0.21444 | 0.18148 | 0.14958 | 0.11873 | 8.7019 | 14.6961 | 18.7741 | 21.8953 | 24.5828 | 26.8683 | 28.7925 | 30.3991 | 31.7312 | 32.8292 | 33.7296 | 34.4188 | 34.9462 | 35.3499 | 35.6589 | 35.9377 | 36.1521 | 36.3336 | 36.4832 | 36.6019 | 6.9481e-05 | 4.757e-05 | 3.2159e-05 | 2.4454e-05 | 2.0914e-05 | 1.7662e-05 | 1.4762e-05 | 1.2234e-05 | 1.0066e-05 | 8.2314e-06 | 6.6959e-06 | 5.0828e-06 | 3.8576e-06 | 2.9272e-06 | 2.221e-06 | 1.9876e-06 | 1.5167e-06 | 1.2742e-06 | 1.0431e-06 | 8.2272e-07 | 6.9481e-05 | 0.00011663 | 0.00014805 | 0.00017154 | 0.00019131 | 0.00020763 | 0.0002209 | 0.00023148 | 0.00023977 | 0.00024611 | 0.00025083 | 0.00025386 | 0.00025558 | 0.00025632 | 0.00025632 | 0.00025618 | 0.0002557 | 0.00025511 | 0.00025441 | 0.00025362 | 7.3966 | 5.095 | 3.4663 | 2.653 | 2.2844 | 1.9427 | 1.6356 | 1.3656 | 1.1323 | 0.9333 | 0.76534 | 0.58577 | 0.44834 | 0.34314 | 0.26263 | 0.237 | 0.18228 | 0.15425 | 0.12714 | 0.10092 | 7.3966 | 12.4917 | 15.958 | 18.611 | 20.8954 | 22.8381 | 24.4736 | 25.8392 | 26.9715 | 27.9048 | 28.6702 | 29.2559 | 29.7043 | 30.0474 | 30.3101 | 30.547 | 30.7293 | 30.8836 | 31.0107 | 31.1116 | 6.9481e-05 | 4.757e-05 | 3.2159e-05 | 2.4454e-05 | 2.0914e-05 | 1.7662e-05 | 1.4762e-05 | 1.2234e-05 | 1.0066e-05 | 8.2314e-06 | 6.6959e-06 | 5.0828e-06 | 3.8576e-06 | 2.9272e-06 | 2.221e-06 | 1.9876e-06 | 1.5167e-06 | 1.2742e-06 | 1.0431e-06 | 8.2272e-07 | 6.9481e-05 | 0.00011663 | 0.00014805 | 0.00017154 | 0.00019131 | 0.00020763 | 0.0002209 | 0.00023148 | 0.00023977 | 0.00024611 | 0.00025083 | 0.00025386 | 0.00025558 | 0.00025632 | 0.00025632 | 0.00025618 | 0.0002557 | 0.00025511 | 0.00025441 | 0.00025362 | 7.3966 | 5.095 | 3.4663 | 2.653 | 2.2844 | 1.9427 | 1.6356 | 1.3656 | 1.1323 | 0.9333 | 0.76534 | 0.58577 | 0.44834 | 0.34314 | 0.26263 | 0.237 | 0.18228 | 0.15425 | 0.12714 | 0.10092 | 7.3966 | 12.4917 | 15.958 | 18.611 | 20.8954 | 22.8381 | 24.4736 | 25.8392 | 26.9715 | 27.9048 | 28.6702 | 29.2559 | 29.7043 | 30.0474 | 30.3101 | 30.547 | 30.7293 | 30.8836 | 31.0107 | 31.1116 | 6.9481e-05 | 4.757e-05 | 3.2159e-05 | 2.4454e-05 | 2.0914e-05 | 1.7662e-05 | 1.4762e-05 | 1.2234e-05 | 1.0066e-05 | 8.2314e-06 | 6.6959e-06 | 5.0828e-06 | 3.8576e-06 | 2.9272e-06 | 2.221e-06 | 1.9876e-06 | 1.5167e-06 | 1.2742e-06 | 1.0431e-06 | 8.2272e-07 | 6.9481e-05 | 0.00011663 | 0.00014805 | 0.00017154 | 0.00019131 | 0.00020763 | 0.0002209 | 0.00023148 | 0.00023977 | 0.00024611 | 0.00025083 | 0.00025386 | 0.00025558 | 0.00025632 | 0.00025632 | 0.00025618 | 0.0002557 | 0.00025511 | 0.00025441 | 0.00025362 | 7.3966 | 5.095 | 3.4663 | 2.653 | 2.2844 | 1.9427 | 1.6356 | 1.3656 | 1.1323 | 0.9333 | 0.76534 | 0.58577 | 0.44834 | 0.34314 | 0.26263 | 0.237 | 0.18228 | 0.15425 | 0.12714 | 0.10092 | 7.3966 | 12.4917 | 15.958 | 18.611 | 20.8954 | 22.8381 | 24.4736 | 25.8392 | 26.9715 | 27.9048 | 28.6702 | 29.2559 | 29.7043 | 30.0474 | 30.3101 | 30.547 | 30.7293 | 30.8836 | 31.0107 | 31.1116 | 6.9481e-05 | 4.757e-05 | 3.2159e-05 | 2.4454e-05 | 2.0914e-05 | 1.7662e-05 | 1.4762e-05 | 1.2234e-05 | 1.0066e-05 | 8.2314e-06 | 6.6959e-06 | 5.0828e-06 | 3.8576e-06 | 2.9272e-06 | 2.221e-06 | 1.9876e-06 | 1.5167e-06 | 1.2742e-06 | 1.0431e-06 | 8.2272e-07 | 6.9481e-05 | 0.00011663 | 0.00014805 | 0.00017154 | 0.00019131 | 0.00020763 | 0.0002209 | 0.00023148 | 0.00023977 | 0.00024611 | 0.00025083 | 0.00025386 | 0.00025558 | 0.00025632 | 0.00025632 | 0.00025618 | 0.0002557 | 0.00025511 | 0.00025441 | 0.00025362 | 7.3966 | 5.095 | 3.4663 | 2.653 | 2.2844 | 1.9427 | 1.6356 | 1.3656 | 1.1323 | 0.9333 | 0.76534 | 0.58577 | 0.44834 | 0.34314 | 0.26263 | 0.237 | 0.18228 | 0.15425 | 0.12714 | 0.10092 | 7.3966 | 12.4917 | 15.958 | 18.611 | 20.8954 | 22.8381 | 24.4736 | 25.8392 | 26.9715 | 27.9048 | 28.6702 | 29.2559 | 29.7043 | 30.0474 | 30.3101 | 30.547 | 30.7293 | 30.8836 | 31.0107 | 31.1116 | 392.7149 | 394.8991 | 397.1038 | 399.311 | 401.5035 | 403.6638 | 405.775 | 407.8205 | 409.7839 | 411.6491 | 413.4201 | 415.101 | 416.6955 | 418.2075 | 419.6406 | 420.9984 | 422.2843 | 423.5018 | 424.6542 | 425.7444 | 315.3642 | 317.1182 | 318.8886 | 320.6611 | 322.4217 | 324.1565 | 325.8519 | 327.4945 | 329.0712 | 330.569 | 331.9912 | 333.341 | 334.6215 | 335.8356 | 336.9865 | 338.0768 | 339.1095 | 340.0872 | 341.0126 | 341.8881
WA_Industrial_Wood and Lumber Products_Existing_Space Heating_Natural Gas_Gas Boiler - Hot Water Reset_A | WA | Industrial | Wood and Lumber Products | Existing | Space Heating | Natural Gas | Gas Boiler - Hot Water Reset | A | IM569 | No control | Reset control installed | 16 | 3.2752 | 0 | 0 | 29.48 | 0 | 0 | 0 | 14.7383 |  | employee | 20% | 45% | Retrofit | Retro5Med | 81.71% | TBD | 0.2% | 198.8761 |  | 130.5894 |  | 0.0069288 | IL TRM - 4.4.4 - CI-HVC-BLRC-V04-210101 | IL TRM - 4.4.4 - CI-HVC-BLRC-V04-210101 | IL TRM - 4.4.4 - CI-HVC-BLRC-V04-210101 | No control | No control | No control | No control | No control | No control | No control | No control | No control | No control | No control | No control | No control | No control | No control | No control | No control | No control | No control | No control | No control | No control | Reset control installed | Reset control installed | Reset control installed | Reset control installed | Reset control installed | Reset control installed | Reset control installed | Reset control installed | Reset control installed | Reset control installed | Reset control installed | Reset control installed | Reset control installed | Reset control installed | Reset control installed | Reset control installed | Reset control installed | Reset control installed | Reset control installed | Reset control installed | Reset control installed | Reset control installed | 29.48 | 29.48 | 29.48 | 29.48 | 29.48 | 29.48 | 29.48 | 29.48 | 29.48 | 29.48 | 29.48 | 29.48 | 29.48 | 29.48 | 29.48 | 29.48 | 29.48 | 29.48 | 29.48 | 29.48 | 29.48 | 29.48 | 0 | 0 | 3.2499 | 3.2323 | 3.214 | 3.1948 | 3.1745 | 3.1531 | 3.1304 | 3.1065 | 3.0813 | 3.0549 | 3.0278 | 2.9997 | 2.9716 | 2.9432 | 2.9147 | 2.888 | 2.863 | 2.8395 | 2.8174 | 2.7967 | 0.0081368 | 0.0097654 | 0.011677 | 0.013242 | 0.01475 | 0.016833 | 0.018017 | 0.01795 | 0.016489 | 0.01381 | 0.010409 | 0.0067077 | 0.0037917 | 0.001777 | 0.00073169 | 0.00025909 | 7.8843e-05 | 1.6749e-05 | 2.6846e-06 | 3.1436e-07 | 0.0081368 | 0.017858 | 0.029434 | 0.042501 | 0.056981 | 0.07343 | 0.090919 | 0.10817 | 0.12378 | 0.13654 | 0.14573 | 0.15109 | 0.15346 | 0.15377 | 0.15302 | 0.15187 | 0.15064 | 0.14942 | 0.14826 | 0.14717 | 2.5037 | 3.0212 | 3.6333 | 4.145 | 4.6464 | 5.3385 | 5.7554 | 5.7782 | 5.3514 | 4.5207 | 3.438 | 2.2361 | 1.276 | 0.60377 | 0.25104 | 0.089713 | 0.027539 | 0.0058988 | 0.00095288 | 0.00011241 | 2.5037 | 5.5249 | 9.1582 | 13.3032 | 17.9496 | 23.2881 | 29.0435 | 34.8217 | 40.1731 | 44.6937 | 48.1317 | 50.3678 | 51.6438 | 52.2476 | 52.4986 | 52.5883 | 52.6158 | 52.6217 | 52.6227 | 52.6228 | 0.0069288 | 0.0083315 | 0.009983 | 0.011345 | 0.012666 | 0.014489 | 0.015547 | 0.015529 | 0.014304 | 0.012013 | 0.0090798 | 0.0058673 | 0.0033253 | 0.0015623 | 0.00064479 | 0.00022881 | 6.977e-05 | 1.4851e-05 | 2.3851e-06 | 2.7984e-07 | 0.0069288 | 0.015236 | 0.025163 | 0.036412 | 0.04893 | 0.063206 | 0.078456 | 0.093586 | 0.10738 | 0.11877 | 0.12712 | 0.13216 | 0.13459 | 0.13519 | 0.13484 | 0.13412 | 0.1333 | 0.13248 | 0.13171 | 0.13101 | 2.1282 | 2.568 | 3.0883 | 3.5232 | 3.9494 | 4.5377 | 4.8921 | 4.9115 | 4.5487 | 3.8426 | 2.9223 | 1.9007 | 1.0846 | 0.51321 | 0.21338 | 0.076256 | 0.023408 | 0.005014 | 0.00080994 | 9.5545e-05 | 2.1282 | 4.6962 | 7.7845 | 11.3077 | 15.2571 | 19.7948 | 24.687 | 29.5984 | 34.1471 | 37.9897 | 40.912 | 42.8126 | 43.8972 | 44.4104 | 44.6238 | 44.7001 | 44.7235 | 44.7285 | 44.7293 | 44.7294 | 0.0069288 | 0.0083315 | 0.009983 | 0.011345 | 0.012666 | 0.014489 | 0.015547 | 0.015529 | 0.014304 | 0.012013 | 0.0090798 | 0.0058673 | 0.0033253 | 0.0015623 | 0.00064479 | 0.00022881 | 6.977e-05 | 1.4851e-05 | 2.3851e-06 | 2.7984e-07 | 0.0069288 | 0.015236 | 0.025163 | 0.036412 | 0.04893 | 0.063206 | 0.078456 | 0.093586 | 0.10738 | 0.11877 | 0.12712 | 0.13216 | 0.13459 | 0.13519 | 0.13484 | 0.13412 | 0.1333 | 0.13248 | 0.13171 | 0.13101 | 2.1282 | 2.568 | 3.0883 | 3.5232 | 3.9494 | 4.5377 | 4.8921 | 4.9115 | 4.5487 | 3.8426 | 2.9223 | 1.9007 | 1.0846 | 0.51321 | 0.21338 | 0.076256 | 0.023408 | 0.005014 | 0.00080994 | 9.5545e-05 | 2.1282 | 4.6962 | 7.7845 | 11.3077 | 15.2571 | 19.7948 | 24.687 | 29.5984 | 34.1471 | 37.9897 | 40.912 | 42.8126 | 43.8972 | 44.4104 | 44.6238 | 44.7001 | 44.7235 | 44.7285 | 44.7293 | 44.7294 | 0.0069288 | 0.0083315 | 0.009983 | 0.011345 | 0.012666 | 0.014489 | 0.015547 | 0.015529 | 0.014304 | 0.012013 | 0.0090798 | 0.0058673 | 0.0033253 | 0.0015623 | 0.00064479 | 0.00022881 | 6.977e-05 | 1.4851e-05 | 2.3851e-06 | 2.7984e-07 | 0.0069288 | 0.015236 | 0.025163 | 0.036412 | 0.04893 | 0.063206 | 0.078456 | 0.093586 | 0.10738 | 0.11877 | 0.12712 | 0.13216 | 0.13459 | 0.13519 | 0.13484 | 0.13412 | 0.1333 | 0.13248 | 0.13171 | 0.13101 | 2.1282 | 2.568 | 3.0883 | 3.5232 | 3.9494 | 4.5377 | 4.8921 | 4.9115 | 4.5487 | 3.8426 | 2.9223 | 1.9007 | 1.0846 | 0.51321 | 0.21338 | 0.076256 | 0.023408 | 0.005014 | 0.00080994 | 9.5545e-05 | 2.1282 | 4.6962 | 7.7845 | 11.3077 | 15.2571 | 19.7948 | 24.687 | 29.5984 | 34.1471 | 37.9897 | 40.912 | 42.8126 | 43.8972 | 44.4104 | 44.6238 | 44.7001 | 44.7235 | 44.7285 | 44.7293 | 44.7294 | 0.0069288 | 0.0083315 | 0.009983 | 0.011345 | 0.012666 | 0.014489 | 0.015547 | 0.015529 | 0.014304 | 0.012013 | 0.0090798 | 0.0058673 | 0.0033253 | 0.0015623 | 0.00064479 | 0.00022881 | 6.977e-05 | 1.4851e-05 | 2.3851e-06 | 2.7984e-07 | 0.0069288 | 0.015236 | 0.025163 | 0.036412 | 0.04893 | 0.063206 | 0.078456 | 0.093586 | 0.10738 | 0.11877 | 0.12712 | 0.13216 | 0.13459 | 0.13519 | 0.13484 | 0.13412 | 0.1333 | 0.13248 | 0.13171 | 0.13101 | 2.1282 | 2.568 | 3.0883 | 3.5232 | 3.9494 | 4.5377 | 4.8921 | 4.9115 | 4.5487 | 3.8426 | 2.9223 | 1.9007 | 1.0846 | 0.51321 | 0.21338 | 0.076256 | 0.023408 | 0.005014 | 0.00080994 | 9.5545e-05 | 2.1282 | 4.6962 | 7.7845 | 11.3077 | 15.2571 | 19.7948 | 24.687 | 29.5984 | 34.1471 | 37.9897 | 40.912 | 42.8126 | 43.8972 | 44.4104 | 44.6238 | 44.7001 | 44.7235 | 44.7285 | 44.7293 | 44.7294 | 207.6416 | 207.7567 | 207.8696 | 207.9799 | 208.0875 | 208.1921 | 208.2935 | 208.3916 | 208.486 | 208.5768 | 208.6637 | 208.7466 | 208.8254 | 208.8999 | 208.9702 | 209.036 | 209.0973 | 209.1541 | 209.2062 | 209.2536 | 136.3451 | 136.4207 | 136.4949 | 136.5673 | 136.638 | 136.7066 | 136.7732 | 136.8376 | 136.8996 | 136.9592 | 137.0163 | 137.0707 | 137.1225 | 137.1714 | 137.2175 | 137.2608 | 137.301 | 137.3383 | 137.3725 | 137.4036
WA_Industrial_Wood and Lumber Products_Existing_Process_Natural Gas_Gas Boiler - Hot Water Reset_A | WA | Industrial | Wood and Lumber Products | Existing | Process | Natural Gas | Gas Boiler - Hot Water Reset | A | IM570 | No control | Reset control installed | 16 | 11.5025 | 0 | 0 | 29.48 | 0 | 0 | 0 | 14.7383 |  | sqft | 20% | 45% | Retrofit | Retro5Med | 81.71% | TBD | 0.2% | 198.8761 |  | 130.5894 |  | 0.084184 | IL TRM - 4.4.4 - CI-HVC-BLRC-V04-210101 | IL TRM - 4.4.4 - CI-HVC-BLRC-V04-210101 | XCEL CO 2019-2020 DSM Plan | No control | No control | No control | No control | No control | No control | No control | No control | No control | No control | No control | No control | No control | No control | No control | No control | No control | No control | No control | No control | No control | No control | Reset control installed | Reset control installed | Reset control installed | Reset control installed | Reset control installed | Reset control installed | Reset control installed | Reset control installed | Reset control installed | Reset control installed | Reset control installed | Reset control installed | Reset control installed | Reset control installed | Reset control installed | Reset control installed | Reset control installed | Reset control installed | Reset control installed | Reset control installed | Reset control installed | Reset control installed | 29.48 | 29.48 | 29.48 | 29.48 | 29.48 | 29.48 | 29.48 | 29.48 | 29.48 | 29.48 | 29.48 | 29.48 | 29.48 | 29.48 | 29.48 | 29.48 | 29.48 | 29.48 | 29.48 | 29.48 | 29.48 | 29.48 | 0 | 0 | 11.4904 | 11.4786 | 11.4671 | 11.4556 | 11.4439 | 11.4331 | 11.4239 | 11.416 | 11.4091 | 11.403 | 11.3976 | 11.3927 | 11.3881 | 11.3839 | 11.3799 | 11.3761 | 11.3732 | 11.3702 | 11.3672 | 11.3641 | 0.099024 | 0.11937 | 0.14341 | 0.16344 | 0.18302 | 0.21009 | 0.22631 | 0.22705 | 0.21015 | 0.17744 | 0.13488 | 0.087686 | 0.050017 | 0.023658 | 0.0098332 | 0.0035129 | 0.0010781 | 0.00023086 | 3.7283e-05 | 4.3968e-06 | 0.099024 | 0.21829 | 0.36148 | 0.52456 | 0.70705 | 0.91647 | 1.142 | 1.3683 | 1.5776 | 1.7542 | 1.8883 | 1.9751 | 2.0244 | 2.0473 | 2.0564 | 2.0592 | 2.0598 | 2.0594 | 2.0589 | 2.0584 | 8.618 | 10.3991 | 12.506 | 14.2672 | 15.993 | 18.3754 | 19.8105 | 19.8889 | 18.4198 | 15.5604 | 11.8337 | 7.6967 | 4.392 | 2.0782 | 0.86409 | 0.3088 | 0.094791 | 0.020304 | 0.0032798 | 0.00038691 | 8.618 | 19.0171 | 31.5231 | 45.7904 | 61.7834 | 80.1587 | 99.9693 | 119.8582 | 138.2779 | 153.8383 | 165.6719 | 173.3687 | 177.7607 | 179.8389 | 180.703 | 181.0118 | 181.1066 | 181.1269 | 181.1302 | 181.1305 | 0.084184 | 0.10149 | 0.12195 | 0.13901 | 0.15569 | 0.17874 | 0.19257 | 0.19321 | 0.17885 | 0.15102 | 0.1148 | 0.074641 | 0.042578 | 0.020141 | 0.0083717 | 0.0029909 | 0.00091792 | 0.00019657 | 3.1747e-05 | 3.7441e-06 | 0.084184 | 0.1856 | 0.3074 | 0.44615 | 0.60145 | 0.7797 | 0.97174 | 1.1644 | 1.3426 | 1.493 | 1.6072 | 1.6813 | 1.7233 | 1.7429 | 1.7507 | 1.7532 | 1.7538 | 1.7536 | 1.7532 | 1.7528 | 7.3253 | 8.8392 | 10.6301 | 12.1271 | 13.5941 | 15.6191 | 16.8389 | 16.9056 | 15.6568 | 13.2263 | 10.0586 | 6.5422 | 3.7332 | 1.7665 | 0.73447 | 0.26248 | 0.080572 | 0.017258 | 0.0027879 | 0.00032887 | 7.3253 | 16.1645 | 26.7947 | 38.9218 | 52.5159 | 68.1349 | 84.9739 | 101.8794 | 117.5362 | 130.7625 | 140.8211 | 147.3634 | 151.0966 | 152.8631 | 153.5975 | 153.86 | 153.9406 | 153.9578 | 153.9606 | 153.961 | 0.084184 | 0.10149 | 0.12195 | 0.13901 | 0.15569 | 0.17874 | 0.19257 | 0.19321 | 0.17885 | 0.15102 | 0.1148 | 0.074641 | 0.042578 | 0.020141 | 0.0083717 | 0.0029909 | 0.00091792 | 0.00019657 | 3.1747e-05 | 3.7441e-06 | 0.084184 | 0.1856 | 0.3074 | 0.44615 | 0.60145 | 0.7797 | 0.97174 | 1.1644 | 1.3426 | 1.493 | 1.6072 | 1.6813 | 1.7233 | 1.7429 | 1.7507 | 1.7532 | 1.7538 | 1.7536 | 1.7532 | 1.7528 | 7.3253 | 8.8392 | 10.6301 | 12.1271 | 13.5941 | 15.6191 | 16.8389 | 16.9056 | 15.6568 | 13.2263 | 10.0586 | 6.5422 | 3.7332 | 1.7665 | 0.73447 | 0.26248 | 0.080572 | 0.017258 | 0.0027879 | 0.00032887 | 7.3253 | 16.1645 | 26.7947 | 38.9218 | 52.5159 | 68.1349 | 84.9739 | 101.8794 | 117.5362 | 130.7625 | 140.8211 | 147.3634 | 151.0966 | 152.8631 | 153.5975 | 153.86 | 153.9406 | 153.9578 | 153.9606 | 153.961 | 0.084184 | 0.10149 | 0.12195 | 0.13901 | 0.15569 | 0.17874 | 0.19257 | 0.19321 | 0.17885 | 0.15102 | 0.1148 | 0.074641 | 0.042578 | 0.020141 | 0.0083717 | 0.0029909 | 0.00091792 | 0.00019657 | 3.1747e-05 | 3.7441e-06 | 0.084184 | 0.1856 | 0.3074 | 0.44615 | 0.60145 | 0.7797 | 0.97174 | 1.1644 | 1.3426 | 1.493 | 1.6072 | 1.6813 | 1.7233 | 1.7429 | 1.7507 | 1.7532 | 1.7538 | 1.7536 | 1.7532 | 1.7528 | 7.3253 | 8.8392 | 10.6301 | 12.1271 | 13.5941 | 15.6191 | 16.8389 | 16.9056 | 15.6568 | 13.2263 | 10.0586 | 6.5422 | 3.7332 | 1.7665 | 0.73447 | 0.26248 | 0.080572 | 0.017258 | 0.0027879 | 0.00032887 | 7.3253 | 16.1645 | 26.7947 | 38.9218 | 52.5159 | 68.1349 | 84.9739 | 101.8794 | 117.5362 | 130.7625 | 140.8211 | 147.3634 | 151.0966 | 152.8631 | 153.5975 | 153.86 | 153.9406 | 153.9578 | 153.9606 | 153.961 | 0.084184 | 0.10149 | 0.12195 | 0.13901 | 0.15569 | 0.17874 | 0.19257 | 0.19321 | 0.17885 | 0.15102 | 0.1148 | 0.074641 | 0.042578 | 0.020141 | 0.0083717 | 0.0029909 | 0.00091792 | 0.00019657 | 3.1747e-05 | 3.7441e-06 | 0.084184 | 0.1856 | 0.3074 | 0.44615 | 0.60145 | 0.7797 | 0.97174 | 1.1644 | 1.3426 | 1.493 | 1.6072 | 1.6813 | 1.7233 | 1.7429 | 1.7507 | 1.7532 | 1.7538 | 1.7536 | 1.7532 | 1.7528 | 7.3253 | 8.8392 | 10.6301 | 12.1271 | 13.5941 | 15.6191 | 16.8389 | 16.9056 | 15.6568 | 13.2263 | 10.0586 | 6.5422 | 3.7332 | 1.7665 | 0.73447 | 0.26248 | 0.080572 | 0.017258 | 0.0027879 | 0.00032887 | 7.3253 | 16.1645 | 26.7947 | 38.9218 | 52.5159 | 68.1349 | 84.9739 | 101.8794 | 117.5362 | 130.7625 | 140.8211 | 147.3634 | 151.0966 | 152.8631 | 153.5975 | 153.86 | 153.9406 | 153.9578 | 153.9606 | 153.961 | 207.6416 | 207.7567 | 207.8696 | 207.9799 | 208.0875 | 208.1921 | 208.2935 | 208.3916 | 208.486 | 208.5768 | 208.6637 | 208.7466 | 208.8254 | 208.8999 | 208.9702 | 209.036 | 209.0973 | 209.1541 | 209.2062 | 209.2536 | 136.3451 | 136.4207 | 136.4949 | 136.5673 | 136.638 | 136.7066 | 136.7732 | 136.8376 | 136.8996 | 136.9592 | 137.0163 | 137.0707 | 137.1225 | 137.1714 | 137.2175 | 137.2608 | 137.301 | 137.3383 | 137.3725 | 137.4036
WA_Industrial_Wood and Lumber Products_Existing_Space Heating_Natural Gas_Steam Trap Maintenance_A | WA | Industrial | Wood and Lumber Products | Existing | Space Heating | Natural Gas | Steam Trap Maintenance | A | IM571 | Degrade performance | Cleaning and maintenance | 6 | 1.1571 | 0 | 0 | 5.11 | 0 | 0 | 0 | 2.5538 |  | employee | 73% | 85% | Retrofit | RetroEven20 | 80.75% | TBD | 0.2% | 137.8813 |  | 104.4863 |  | 0.0013668 | IL TRM - 4.4.16 - CI-HVC-STRE-V07-210101 | IL TRM - 4.4.16 - CI-HVC-STRE-V07-210101 | IL TRM - 4.4.16 - CI-HVC-STRE-V07-210101 | Degrade performance | Degrade performance | Degrade performance | Degrade performance | Degrade performance | Degrade performance | Degrade performance | Degrade performance | Degrade performance | Degrade performance | Degrade performance | Degrade performance | Degrade performance | Degrade performance | Degrade performance | Degrade performance | Degrade performance | Degrade performance | Degrade performance | Degrade performance | Degrade performance | Degrade performance | Cleaning and maintenance | Cleaning and maintenance | Cleaning and maintenance | Cleaning and maintenance | Cleaning and maintenance | Cleaning and maintenance | Cleaning and maintenance | Cleaning and maintenance | Cleaning and maintenance | Cleaning and maintenance | Cleaning and maintenance | Cleaning and maintenance | Cleaning and maintenance | Cleaning and maintenance | Cleaning and maintenance | Cleaning and maintenance | Cleaning and maintenance | Cleaning and maintenance | Cleaning and maintenance | Cleaning and maintenance | Cleaning and maintenance | Cleaning and maintenance | 5.11 | 5.11 | 5.11 | 5.11 | 5.11 | 5.11 | 5.11 | 5.11 | 5.11 | 5.11 | 5.11 | 5.11 | 5.11 | 5.11 | 5.11 | 5.11 | 5.11 | 5.11 | 5.11 | 5.11 | 5.11 | 5.11 | 0 | 0 | 1.1487 | 1.1431 | 1.1372 | 1.131 | 1.1245 | 1.1175 | 1.1101 | 1.1022 | 1.0939 | 1.0852 | 1.0762 | 1.0668 | 1.0575 | 1.048 | 1.0385 | 1.0296 | 1.0214 | 1.0137 | 1.0065 | 0.99974 | 0.0016052 | 0.0015699 | 0.0015349 | 0.0015002 | 0.0014658 | 0.0014316 | 0.0013976 | 0.0013637 | 0.0013301 | 0.0012967 | 0.0012638 | 0.0012312 | 0.0011994 | 0.0011682 | 0.0011376 | 0.0011085 | 0.0010806 | 0.001054 | 0.0010284 | 0.0010039 | 0.0016052 | 0.0031673 | 0.0046859 | 0.0061605 | 0.0075906 | 0.0089751 | 0.010313 | 0.011604 | 0.012846 | 0.014041 | 0.015188 | 0.016287 | 0.017344 | 0.018357 | 0.019328 | 0.020271 | 0.02119 | 0.022083 | 0.022955 | 0.023805 | 1.3974 | 1.3733 | 1.3497 | 1.3264 | 1.3035 | 1.281 | 1.259 | 1.2373 | 1.2159 | 1.195 | 1.1744 | 1.1541 | 1.1342 | 1.1147 | 1.0954 | 1.0766 | 1.058 | 1.0397 | 1.0218 | 1.0042 | 1.3974 | 2.7708 | 4.1204 | 5.4468 | 6.7504 | 8.0314 | 9.2904 | 10.5276 | 11.7435 | 12.9385 | 14.1129 | 15.267 | 16.4012 | 17.5158 | 18.6113 | 19.6878 | 20.7458 | 21.7856 | 22.8074 | 23.8116 | 0.0013668 | 0.0013391 | 0.0013118 | 0.0012849 | 0.0012582 | 0.0012317 | 0.0012053 | 0.0011791 | 0.001153 | 0.0011271 | 0.0011014 | 0.0010759 | 0.0010507 | 0.0010258 | 0.0010012 | 0.00097756 | 0.00095485 | 0.00093305 | 0.00091214 | 0.0008921 | 0.0013668 | 0.0027018 | 0.004005 | 0.0052764 | 0.0065155 | 0.0077217 | 0.0088944 | 0.010032 | 0.011136 | 0.012203 | 0.013236 | 0.014233 | 0.015194 | 0.016119 | 0.017011 | 0.017878 | 0.018723 | 0.01955 | 0.020359 | 0.021153 | 1.1878 | 1.1673 | 1.1472 | 1.1274 | 1.108 | 1.0889 | 1.0701 | 1.0517 | 1.0335 | 1.0157 | 0.9982 | 0.98099 | 0.96408 | 0.94746 | 0.93112 | 0.91507 | 0.89929 | 0.88379 | 0.86855 | 0.85357 | 1.1878 | 2.3552 | 3.5024 | 4.6298 | 5.7378 | 6.8267 | 7.8968 | 8.9485 | 9.982 | 10.9977 | 11.9959 | 12.9769 | 13.941 | 14.8885 | 15.8196 | 16.7347 | 17.6339 | 18.5177 | 19.3863 | 20.2399 | 0.0013668 | 0.0013391 | 0.0013118 | 0.0012849 | 0.0012582 | 0.0012317 | 0.0012053 | 0.0011791 | 0.001153 | 0.0011271 | 0.0011014 | 0.0010759 | 0.0010507 | 0.0010258 | 0.0010012 | 0.00097756 | 0.00095485 | 0.00093305 | 0.00091214 | 0.0008921 | 0.0013668 | 0.0027018 | 0.004005 | 0.0052764 | 0.0065155 | 0.0077217 | 0.0088944 | 0.010032 | 0.011136 | 0.012203 | 0.013236 | 0.014233 | 0.015194 | 0.016119 | 0.017011 | 0.017878 | 0.018723 | 0.01955 | 0.020359 | 0.021153 | 1.1878 | 1.1673 | 1.1472 | 1.1274 | 1.108 | 1.0889 | 1.0701 | 1.0517 | 1.0335 | 1.0157 | 0.9982 | 0.98099 | 0.96408 | 0.94746 | 0.93112 | 0.91507 | 0.89929 | 0.88379 | 0.86855 | 0.85357 | 1.1878 | 2.3552 | 3.5024 | 4.6298 | 5.7378 | 6.8267 | 7.8968 | 8.9485 | 9.982 | 10.9977 | 11.9959 | 12.9769 | 13.941 | 14.8885 | 15.8196 | 16.7347 | 17.6339 | 18.5177 | 19.3863 | 20.2399 | 0.0013668 | 0.0013391 | 0.0013118 | 0.0012849 | 0.0012582 | 0.0012317 | 0.0012053 | 0.0011791 | 0.001153 | 0.0011271 | 0.0011014 | 0.0010759 | 0.0010507 | 0.0010258 | 0.0010012 | 0.00097756 | 0.00095485 | 0.00093305 | 0.00091214 | 0.0008921 | 0.0013668 | 0.0027018 | 0.004005 | 0.0052764 | 0.0065155 | 0.0077217 | 0.0088944 | 0.010032 | 0.011136 | 0.012203 | 0.013236 | 0.014233 | 0.015194 | 0.016119 | 0.017011 | 0.017878 | 0.018723 | 0.01955 | 0.020359 | 0.021153 | 1.1878 | 1.1673 | 1.1472 | 1.1274 | 1.108 | 1.0889 | 1.0701 | 1.0517 | 1.0335 | 1.0157 | 0.9982 | 0.98099 | 0.96408 | 0.94746 | 0.93112 | 0.91507 | 0.89929 | 0.88379 | 0.86855 | 0.85357 | 1.1878 | 2.3552 | 3.5024 | 4.6298 | 5.7378 | 6.8267 | 7.8968 | 8.9485 | 9.982 | 10.9977 | 11.9959 | 12.9769 | 13.941 | 14.8885 | 15.8196 | 16.7347 | 17.6339 | 18.5177 | 19.3863 | 20.2399 | 0.0013668 | 0.0013391 | 0.0013118 | 0.0012849 | 0.0012582 | 0.0012317 | 0.0012053 | 0.0011791 | 0.001153 | 0.0011271 | 0.0011014 | 0.0010759 | 0.0010507 | 0.0010258 | 0.0010012 | 0.00097756 | 0.00095485 | 0.00093305 | 0.00091214 | 0.0008921 | 0.0013668 | 0.0027018 | 0.004005 | 0.0052764 | 0.0065155 | 0.0077217 | 0.0088944 | 0.010032 | 0.011136 | 0.012203 | 0.013236 | 0.014233 | 0.015194 | 0.016119 | 0.017011 | 0.017878 | 0.018723 | 0.01955 | 0.020359 | 0.021153 | 1.1878 | 1.1673 | 1.1472 | 1.1274 | 1.108 | 1.0889 | 1.0701 | 1.0517 | 1.0335 | 1.0157 | 0.9982 | 0.98099 | 0.96408 | 0.94746 | 0.93112 | 0.91507 | 0.89929 | 0.88379 | 0.86855 | 0.85357 | 1.1878 | 2.3552 | 3.5024 | 4.6298 | 5.7378 | 6.8267 | 7.8968 | 8.9485 | 9.982 | 10.9977 | 11.9959 | 12.9769 | 13.941 | 14.8885 | 15.8196 | 16.7347 | 17.6339 | 18.5177 | 19.3863 | 20.2399 | 113.0911 | 113.1263 | 113.1608 | 113.1946 | 113.2275 | 113.2594 | 113.2904 | 113.3203 | 113.3491 | 113.3768 | 113.4033 | 113.4285 | 113.4525 | 113.4753 | 113.4966 | 113.5167 | 113.5353 | 113.5526 | 113.5684 | 113.5829 | 85.7003 | 85.727 | 85.7531 | 85.7787 | 85.8036 | 85.8278 | 85.8513 | 85.874 | 85.8958 | 85.9168 | 85.9369 | 85.956 | 85.9742 | 85.9914 | 86.0076 | 86.0228 | 86.0369 | 86.05 | 86.062 | 86.0729
WA_Industrial_Wood and Lumber Products_Existing_Process_Natural Gas_Steam Trap Maintenance_A | WA | Industrial | Wood and Lumber Products | Existing | Process | Natural Gas | Steam Trap Maintenance | A | IM572 | Degrade performance | Cleaning and maintenance | 6 | 8.1272 | 0 | 0 | 5.11 | 0 | 0 | 0 | 2.5538 |  | sqft | 73% | 85% | Retrofit | RetroEven20 | 80.75% | TBD | 0.2% | 137.8813 |  | 104.4863 |  | 0.033224 | IL TRM - 4.4.16 - CI-HVC-STRE-V07-210101 | IL TRM - 4.4.16 - CI-HVC-STRE-V07-210101 | IL TRM - 4.4.16 - CI-HVC-STRE-V07-210101 | Degrade performance | Degrade performance | Degrade performance | Degrade performance | Degrade performance | Degrade performance | Degrade performance | Degrade performance | Degrade performance | Degrade performance | Degrade performance | Degrade performance | Degrade performance | Degrade performance | Degrade performance | Degrade performance | Degrade performance | Degrade performance | Degrade performance | Degrade performance | Degrade performance | Degrade performance | Cleaning and maintenance | Cleaning and maintenance | Cleaning and maintenance | Cleaning and maintenance | Cleaning and maintenance | Cleaning and maintenance | Cleaning and maintenance | Cleaning and maintenance | Cleaning and maintenance | Cleaning and maintenance | Cleaning and maintenance | Cleaning and maintenance | Cleaning and maintenance | Cleaning and maintenance | Cleaning and maintenance | Cleaning and maintenance | Cleaning and maintenance | Cleaning and maintenance | Cleaning and maintenance | Cleaning and maintenance | Cleaning and maintenance | Cleaning and maintenance | 5.11 | 5.11 | 5.11 | 5.11 | 5.11 | 5.11 | 5.11 | 5.11 | 5.11 | 5.11 | 5.11 | 5.11 | 5.11 | 5.11 | 5.11 | 5.11 | 5.11 | 5.11 | 5.11 | 5.11 | 5.11 | 5.11 | 0 | 0 | 8.1258 | 8.1248 | 8.1241 | 8.1236 | 8.1231 | 8.1226 | 8.1222 | 8.1218 | 8.1215 | 8.1212 | 8.1209 | 8.1206 | 8.1204 | 8.1202 | 8.12 | 8.1199 | 8.1197 | 8.1195 | 8.1194 | 8.1192 | 0.039086 | 0.038407 | 0.037742 | 0.037088 | 0.036446 | 0.035816 | 0.035197 | 0.034588 | 0.033991 | 0.033403 | 0.032826 | 0.032259 | 0.031702 | 0.031155 | 0.030617 | 0.030089 | 0.029569 | 0.029059 | 0.028557 | 0.028064 | 0.039086 | 0.077488 | 0.11522 | 0.1523 | 0.18874 | 0.22455 | 0.25973 | 0.29431 | 0.32829 | 0.36168 | 0.39449 | 0.42674 | 0.45843 | 0.48957 | 0.52018 | 0.55026 | 0.57981 | 0.60886 | 0.6374 | 0.66546 | 4.81 | 4.7271 | 4.6456 | 4.5655 | 4.4868 | 4.4094 | 4.3334 | 4.2587 | 4.1853 | 4.1131 | 4.0422 | 3.9725 | 3.904 | 3.8367 | 3.7706 | 3.7055 | 3.6417 | 3.5789 | 3.5172 | 3.4565 | 4.81 | 9.5372 | 14.1828 | 18.7483 | 23.2351 | 27.6445 | 31.9779 | 36.2366 | 40.4219 | 44.535 | 48.5772 | 52.5497 | 56.4538 | 60.2905 | 64.061 | 67.7666 | 71.4082 | 74.9871 | 78.5043 | 81.9608 | 0.033224 | 0.032647 | 0.032082 | 0.031527 | 0.030982 | 0.030446 | 0.02992 | 0.029403 | 0.028895 | 0.028396 | 0.027906 | 0.027424 | 0.02695 | 0.026485 | 0.026028 | 0.025579 | 0.025137 | 0.024703 | 0.024277 | 0.023858 | 0.033224 | 0.065868 | 0.097945 | 0.12947 | 0.16044 | 0.19088 | 0.22079 | 0.25019 | 0.27907 | 0.30746 | 0.33536 | 0.36277 | 0.38971 | 0.41619 | 0.44221 | 0.46778 | 0.49291 | 0.5176 | 0.54187 | 0.56572 | 4.0885 | 4.018 | 3.9488 | 3.8807 | 3.8138 | 3.748 | 3.6834 | 3.6199 | 3.5575 | 3.4961 | 3.4359 | 3.3766 | 3.3184 | 3.2612 | 3.205 | 3.1497 | 3.0954 | 3.042 | 2.9896 | 2.938 | 4.0885 | 8.1066 | 12.0554 | 15.936 | 19.7498 | 23.4978 | 27.1812 | 30.8011 | 34.3586 | 37.8548 | 41.2906 | 44.6673 | 47.9857 | 51.2469 | 54.4519 | 57.6016 | 60.697 | 63.739 | 66.7286 | 69.6667 | 0.033224 | 0.032647 | 0.032082 | 0.031527 | 0.030982 | 0.030446 | 0.02992 | 0.029403 | 0.028895 | 0.028396 | 0.027906 | 0.027424 | 0.02695 | 0.026485 | 0.026028 | 0.025579 | 0.025137 | 0.024703 | 0.024277 | 0.023858 | 0.033224 | 0.065868 | 0.097945 | 0.12947 | 0.16044 | 0.19088 | 0.22079 | 0.25019 | 0.27907 | 0.30746 | 0.33536 | 0.36277 | 0.38971 | 0.41619 | 0.44221 | 0.46778 | 0.49291 | 0.5176 | 0.54187 | 0.56572 | 4.0885 | 4.018 | 3.9488 | 3.8807 | 3.8138 | 3.748 | 3.6834 | 3.6199 | 3.5575 | 3.4961 | 3.4359 | 3.3766 | 3.3184 | 3.2612 | 3.205 | 3.1497 | 3.0954 | 3.042 | 2.9896 | 2.938 | 4.0885 | 8.1066 | 12.0554 | 15.936 | 19.7498 | 23.4978 | 27.1812 | 30.8011 | 34.3586 | 37.8548 | 41.2906 | 44.6673 | 47.9857 | 51.2469 | 54.4519 | 57.6016 | 60.697 | 63.739 | 66.7286 | 69.6667 | 0.033224 | 0.032647 | 0.032082 | 0.031527 | 0.030982 | 0.030446 | 0.02992 | 0.029403 | 0.028895 | 0.028396 | 0.027906 | 0.027424 | 0.02695 | 0.026485 | 0.026028 | 0.025579 | 0.025137 | 0.024703 | 0.024277 | 0.023858 | 0.033224 | 0.065868 | 0.097945 | 0.12947 | 0.16044 | 0.19088 | 0.22079 | 0.25019 | 0.27907 | 0.30746 | 0.33536 | 0.36277 | 0.38971 | 0.41619 | 0.44221 | 0.46778 | 0.49291 | 0.5176 | 0.54187 | 0.56572 | 4.0885 | 4.018 | 3.9488 | 3.8807 | 3.8138 | 3.748 | 3.6834 | 3.6199 | 3.5575 | 3.4961 | 3.4359 | 3.3766 | 3.3184 | 3.2612 | 3.205 | 3.1497 | 3.0954 | 3.042 | 2.9896 | 2.938 | 4.0885 | 8.1066 | 12.0554 | 15.936 | 19.7498 | 23.4978 | 27.1812 | 30.8011 | 34.3586 | 37.8548 | 41.2906 | 44.6673 | 47.9857 | 51.2469 | 54.4519 | 57.6016 | 60.697 | 63.739 | 66.7286 | 69.6667 | 0.033224 | 0.032647 | 0.032082 | 0.031527 | 0.030982 | 0.030446 | 0.02992 | 0.029403 | 0.028895 | 0.028396 | 0.027906 | 0.027424 | 0.02695 | 0.026485 | 0.026028 | 0.025579 | 0.025137 | 0.024703 | 0.024277 | 0.023858 | 0.033224 | 0.065868 | 0.097945 | 0.12947 | 0.16044 | 0.19088 | 0.22079 | 0.25019 | 0.27907 | 0.30746 | 0.33536 | 0.36277 | 0.38971 | 0.41619 | 0.44221 | 0.46778 | 0.49291 | 0.5176 | 0.54187 | 0.56572 | 4.0885 | 4.018 | 3.9488 | 3.8807 | 3.8138 | 3.748 | 3.6834 | 3.6199 | 3.5575 | 3.4961 | 3.4359 | 3.3766 | 3.3184 | 3.2612 | 3.205 | 3.1497 | 3.0954 | 3.042 | 2.9896 | 2.938 | 4.0885 | 8.1066 | 12.0554 | 15.936 | 19.7498 | 23.4978 | 27.1812 | 30.8011 | 34.3586 | 37.8548 | 41.2906 | 44.6673 | 47.9857 | 51.2469 | 54.4519 | 57.6016 | 60.697 | 63.739 | 66.7286 | 69.6667 | 113.0911 | 113.1263 | 113.1608 | 113.1946 | 113.2275 | 113.2594 | 113.2904 | 113.3203 | 113.3491 | 113.3768 | 113.4033 | 113.4285 | 113.4525 | 113.4753 | 113.4966 | 113.5167 | 113.5353 | 113.5526 | 113.5684 | 113.5829 | 85.7003 | 85.727 | 85.7531 | 85.7787 | 85.8036 | 85.8278 | 85.8513 | 85.874 | 85.8958 | 85.9168 | 85.9369 | 85.956 | 85.9742 | 85.9914 | 86.0076 | 86.0228 | 86.0369 | 86.05 | 86.062 | 86.0729
WA_Industrial_Wood and Lumber Products_Existing_Space Heating_Natural Gas_Gas Boiler - High Turndown_A | WA | Industrial | Wood and Lumber Products | Existing | Space Heating | Natural Gas | Gas Boiler - High Turndown | A | IM573 | No control | Turndown control installed | 15 | 1.2282 | 0 | 0 | 73.07 | 0 | 0 | 0 | 36.5336 |  | employee | 35% | 50% | Retrofit | Retro12Med | 75.44% | TBD | 0.2% | 690.6459 |  | 458.1778 |  | 0.0039479 | MN TRM 3.1 - Boiler Modifications, Space Heating Only v4.0 | MN TRM 3.1 - Boiler Modifications, Space Heating Only v4.0 | MN TRM 3.1 - Boiler Modifications, Space Heating Only v4.0 | No control | No control | No control | No control | No control | No control | No control | No control | No control | No control | No control | No control | No control | No control | No control | No control | No control | No control | No control | No control | No control | No control | Turndown control installed | Turndown control installed | Turndown control installed | Turndown control installed | Turndown control installed | Turndown control installed | Turndown control installed | Turndown control installed | Turndown control installed | Turndown control installed | Turndown control installed | Turndown control installed | Turndown control installed | Turndown control installed | Turndown control installed | Turndown control installed | Turndown control installed | Turndown control installed | Turndown control installed | Turndown control installed | Turndown control installed | Turndown control installed | 73.07 | 73.07 | 73.07 | 73.07 | 73.07 | 73.07 | 73.07 | 73.07 | 73.07 | 73.07 | 73.07 | 73.07 | 73.07 | 73.07 | 73.07 | 73.07 | 73.07 | 73.07 | 73.07 | 73.07 | 73.07 | 73.07 | 0 | 0 | 1.2124 | 1.1958 | 1.1744 | 1.1473 | 1.1148 | 1.0777 | 1.0376 | 0.99648 | 0.9561 | 0.9179 | 0.8828 | 0.85111 | 0.82298 | 0.79808 | 0.77603 | 0.75682 | 0.73997 | 0.72487 | 0.71183 | 0.69955 | 0.0046325 | 0.0044906 | 0.004334 | 0.0041611 | 0.0039733 | 0.0033974 | 0.0025718 | 0.0019418 | 0.0014648 | 0.0011056 | 0.00083601 | 0.00063368 | 0.00048174 | 0.00036729 | 0.00028078 | 0.00021529 | 1.411e-06 | 4.8514e-07 | 1.5961e-07 | 5.0267e-08 | 0.0046325 | 0.00906 | 0.013231 | 0.017087 | 0.020576 | 0.023289 | 0.024995 | 0.025946 | 0.026359 | 0.026412 | 0.026238 | 0.02593 | 0.025554 | 0.025148 | 0.024734 | 0.024338 | 0.023797 | 0.023312 | 0.022893 | 0.022498 | 3.8211 | 3.7552 | 3.6905 | 3.6268 | 3.5643 | 3.1526 | 2.4786 | 1.9487 | 1.5321 | 1.2045 | 0.947 | 0.74454 | 0.58536 | 0.46021 | 0.36182 | 0.28447 | 0.0019068 | 0.00066927 | 0.00022423 | 7.1857e-05 | 3.8211 | 7.5763 | 11.2668 | 14.8936 | 18.4579 | 21.6105 | 24.0891 | 26.0377 | 27.5698 | 28.7743 | 29.7213 | 30.4659 | 31.0512 | 31.5114 | 31.8732 | 32.1577 | 32.1596 | 32.1603 | 32.1605 | 32.1606 | 0.0039479 | 0.003839 | 0.0037196 | 0.0035885 | 0.0034464 | 0.0029665 | 0.0022623 | 0.0017218 | 0.0013095 | 0.00099652 | 0.00075946 | 0.00057998 | 0.0004439 | 0.00034051 | 0.00026175 | 0.00020168 | 1.3277e-06 | 4.5838e-07 | 1.5138e-07 | 4.7855e-08 | 0.0039479 | 0.0077454 | 0.011356 | 0.014736 | 0.017847 | 0.020335 | 0.021988 | 0.023006 | 0.023565 | 0.023806 | 0.023836 | 0.023732 | 0.023547 | 0.023315 | 0.023058 | 0.022799 | 0.022392 | 0.022026 | 0.021712 | 0.021418 | 3.2479 | 3.1919 | 3.1369 | 3.0828 | 3.0297 | 2.6797 | 2.1068 | 1.6564 | 1.3022 | 1.0238 | 0.80495 | 0.63286 | 0.49756 | 0.39118 | 0.30755 | 0.2418 | 0.0016208 | 0.00056888 | 0.00019059 | 6.1078e-05 | 3.2479 | 6.4399 | 9.5768 | 12.6596 | 15.6892 | 18.3689 | 20.4757 | 22.1321 | 23.4343 | 24.4582 | 25.2631 | 25.896 | 26.3935 | 26.7847 | 27.0923 | 27.3341 | 27.3357 | 27.3362 | 27.3364 | 27.3365 | 0 | 0 | 0 | 0 | 0 | 0 | 0 | 0 | 0 | 0 | 0 | 0 | 0 | 0 | 0 | 0 | 0 | 0 | 0 | 0 | 0 | 0 | 0 | 0 | 0 | 0 | 0 | 0 | 0 | 0 | 0 | 0 | 0 | 0 | 0 | 0 | 0 | 0 | 0 | 0 | 0 | 0 | 0 | 0 | 0 | 0 | 0 | 0 | 0 | 0 | 0 | 0 | 0 | 0 | 0 | 0 | 0 | 0 | 0 | 0 | 0 | 0 | 0 | 0 | 0 | 0 | 0 | 0 | 0 | 0 | 0 | 0 | 0 | 0 | 0 | 0 | 0 | 0 | 0 | 0 | 0.0039603 | 0.0038727 | 0.0037855 | 0.0036983 | 0.0036105 | 0.0031695 | 0.0024706 | 0.0019236 | 0.001496 | 0.0011621 | 0.00090183 | 0.00069931 | 0.00054202 | 0.00042005 | 0.00032562 | 0.00025266 | 1.6735e-06 | 5.8109e-07 | 1.9281e-07 | 6.1246e-08 | 0.0039603 | 0.0078134 | 0.011557 | 0.015187 | 0.018697 | 0.021726 | 0.024012 | 0.025703 | 0.026921 | 0.027761 | 0.028304 | 0.028615 | 0.028752 | 0.028762 | 0.028684 | 0.028562 | 0.028224 | 0.027923 | 0.027655 | 0.027411 | 3.2479 | 3.1919 | 3.1369 | 3.0828 | 3.0297 | 2.6797 | 2.1068 | 1.6564 | 1.3022 | 1.0238 | 0.80495 | 0.63286 | 0.49756 | 0.39118 | 0.30755 | 0.2418 | 0.0016208 | 0.00056888 | 0.00019059 | 6.1078e-05 | 3.2479 | 6.4399 | 9.5768 | 12.6596 | 15.6892 | 18.3689 | 20.4757 | 22.1321 | 23.4343 | 24.4582 | 25.2631 | 25.896 | 26.3935 | 26.7847 | 27.0923 | 27.3341 | 27.3357 | 27.3362 | 27.3364 | 27.3365 | 0 | 0 | 0 | 0 | 0 | 0 | 0 | 0 | 0 | 0 | 0 | 0 | 0 | 0 | 0 | 0 | 0 | 0 | 0 | 0 | 0 | 0 | 0 | 0 | 0 | 0 | 0 | 0 | 0 | 0 | 0 | 0 | 0 | 0 | 0 | 0 | 0 | 0 | 0 | 0 | 0 | 0 | 0 | 0 | 0 | 0 | 0 | 0 | 0 | 0 | 0 | 0 | 0 | 0 | 0 | 0 | 0 | 0 | 0 | 0 | 0 | 0 | 0 | 0 | 0 | 0 | 0 | 0 | 0 | 0 | 0 | 0 | 0 | 0 | 0 | 0 | 0 | 0 | 0 | 0 | 802.0415 | 802.2913 | 802.5362 | 802.7755 | 803.0087 | 803.2353 | 803.4548 | 803.667 | 803.8714 | 804.0677 | 804.2555 | 804.4347 | 804.6049 | 804.766 | 804.9177 | 805.0598 | 805.1921 | 805.3145 | 805.4269 | 805.5291 | 532.0782 | 532.244 | 532.4064 | 532.5651 | 532.7198 | 532.8702 | 533.0158 | 533.1566 | 533.2922 | 533.4224 | 533.547 | 533.6659 | 533.7788 | 533.8857 | 533.9863 | 534.0806 | 534.1683 | 534.2496 | 534.3241 | 534.3919
WA_Industrial_Wood and Lumber Products_Existing_Process_Natural Gas_Gas Boiler - High Turndown_A | WA | Industrial | Wood and Lumber Products | Existing | Process | Natural Gas | Gas Boiler - High Turndown | A | IM574 | No control | Turndown control installed | 15 | 8.6269 | 0 | 0 | 73.07 | 0 | 0 | 0 | 36.5336 |  | sqft | 35% | 50% | Retrofit | Retro12Med | 75.44% | TBD | 0.2% | 690.6459 |  | 458.1778 |  | 0.096176 | MN TRM 3.1 - Boiler Modifications, Space Heating Only v4.0 | MN TRM 3.1 - Boiler Modifications, Space Heating Only v4.0 | MN TRM 3.1 - Boiler Modifications, Space Heating Only v4.0 | No control | No control | No control | No control | No control | No control | No control | No control | No control | No control | No control | No control | No control | No control | No control | No control | No control | No control | No control | No control | No control | No control | Turndown control installed | Turndown control installed | Turndown control installed | Turndown control installed | Turndown control installed | Turndown control installed | Turndown control installed | Turndown control installed | Turndown control installed | Turndown control installed | Turndown control installed | Turndown control installed | Turndown control installed | Turndown control installed | Turndown control installed | Turndown control installed | Turndown control installed | Turndown control installed | Turndown control installed | Turndown control installed | Turndown control installed | Turndown control installed | 73.07 | 73.07 | 73.07 | 73.07 | 73.07 | 73.07 | 73.07 | 73.07 | 73.07 | 73.07 | 73.07 | 73.07 | 73.07 | 73.07 | 73.07 | 73.07 | 73.07 | 73.07 | 73.07 | 73.07 | 73.07 | 73.07 | 0 | 0 | 8.5986 | 8.5701 | 8.5411 | 8.5115 | 8.4812 | 8.4512 | 8.4224 | 8.3946 | 8.3678 | 8.3421 | 8.3173 | 8.2935 | 8.2704 | 8.2477 | 8.2253 | 8.203 | 8.1814 | 8.1595 | 8.1374 | 8.1149 | 0.11309 | 0.11077 | 0.1085 | 0.10626 | 0.10405 | 0.091707 | 0.071854 | 0.056306 | 0.044127 | 0.034586 | 0.027111 | 0.021254 | 0.016663 | 0.013065 | 0.010244 | 0.008032 | 5.3698e-05 | 1.8797e-05 | 6.2804e-06 | 2.0071e-06 | 0.11309 | 0.22349 | 0.33123 | 0.43634 | 0.53884 | 0.62864 | 0.69835 | 0.75235 | 0.79408 | 0.82622 | 0.85088 | 0.86969 | 0.88394 | 0.89458 | 0.9024 | 0.90798 | 0.90564 | 0.90324 | 0.90079 | 0.89831 | 13.1524 | 12.9257 | 12.7028 | 12.4838 | 12.2685 | 10.8513 | 8.5314 | 6.7074 | 5.2734 | 4.146 | 3.2596 | 2.5627 | 2.0148 | 1.5841 | 1.2454 | 0.97915 | 0.0065634 | 0.0023037 | 0.0007718 | 0.00024734 | 13.1524 | 26.0781 | 38.7809 | 51.2647 | 63.5332 | 74.3845 | 82.9159 | 89.6233 | 94.8968 | 99.0428 | 102.3024 | 104.8651 | 106.88 | 108.464 | 109.7094 | 110.6886 | 110.6952 | 110.6975 | 110.6982 | 110.6985 | 0.096176 | 0.094252 | 0.09236 | 0.090501 | 0.088671 | 0.078192 | 0.061297 | 0.048057 | 0.03768 | 0.029547 | 0.023172 | 0.018173 | 0.014254 | 0.011181 | 0.0087701 | 0.0068792 | 4.601e-05 | 1.6112e-05 | 5.3856e-06 | 1.7219e-06 | 0.096176 | 0.19016 | 0.28197 | 0.37164 | 0.45919 | 0.536 | 0.59574 | 0.64213 | 0.67807 | 0.70584 | 0.72723 | 0.74364 | 0.75613 | 0.76556 | 0.77256 | 0.77766 | 0.77597 | 0.77423 | 0.77245 | 0.77064 | 11.1796 | 10.9868 | 10.7974 | 10.6112 | 10.4283 | 9.2236 | 7.2517 | 5.7013 | 4.4824 | 3.5241 | 2.7707 | 2.1783 | 1.7126 | 1.3465 | 1.0586 | 0.83228 | 0.0055789 | 0.0019581 | 0.00065603 | 0.00021023 | 11.1796 | 22.1664 | 32.9637 | 43.575 | 54.0032 | 63.2268 | 70.4785 | 76.1798 | 80.6622 | 84.1863 | 86.957 | 89.1353 | 90.848 | 92.1944 | 93.253 | 94.0853 | 94.0909 | 94.0928 | 94.0935 | 94.0937 | 0 | 0 | 0 | 0 | 0 | 0 | 0 | 0 | 0 | 0 | 0 | 0 | 0 | 0 | 0 | 0 | 0 | 0 | 0 | 0 | 0 | 0 | 0 | 0 | 0 | 0 | 0 | 0 | 0 | 0 | 0 | 0 | 0 | 0 | 0 | 0 | 0 | 0 | 0 | 0 | 0 | 0 | 0 | 0 | 0 | 0 | 0 | 0 | 0 | 0 | 0 | 0 | 0 | 0 | 0 | 0 | 0 | 0 | 0 | 0 | 0 | 0 | 0 | 0 | 0 | 0 | 0 | 0 | 0 | 0 | 0 | 0 | 0 | 0 | 0 | 0 | 0 | 0 | 0 | 0 | 0.096176 | 0.094252 | 0.092361 | 0.090501 | 0.088673 | 0.078194 | 0.061299 | 0.04806 | 0.037683 | 0.02955 | 0.023175 | 0.018176 | 0.014257 | 0.011183 | 0.0087724 | 0.0068812 | 4.6024e-05 | 1.6117e-05 | 5.3874e-06 | 1.7225e-06 | 0.096176 | 0.19016 | 0.28197 | 0.37164 | 0.4592 | 0.53601 | 0.59576 | 0.64217 | 0.67812 | 0.70592 | 0.72733 | 0.74376 | 0.75629 | 0.76574 | 0.77277 | 0.77789 | 0.77621 | 0.77448 | 0.77271 | 0.77091 | 11.1796 | 10.9868 | 10.7974 | 10.6112 | 10.4283 | 9.2236 | 7.2517 | 5.7013 | 4.4824 | 3.5241 | 2.7707 | 2.1783 | 1.7126 | 1.3465 | 1.0586 | 0.83228 | 0.0055789 | 0.0019581 | 0.00065603 | 0.00021023 | 11.1796 | 22.1664 | 32.9637 | 43.575 | 54.0032 | 63.2268 | 70.4785 | 76.1798 | 80.6622 | 84.1863 | 86.957 | 89.1353 | 90.848 | 92.1944 | 93.253 | 94.0853 | 94.0909 | 94.0928 | 94.0935 | 94.0937 | 0 | 0 | 0 | 0 | 0 | 0 | 0 | 0 | 0 | 0 | 0 | 0 | 0 | 0 | 0 | 0 | 0 | 0 | 0 | 0 | 0 | 0 | 0 | 0 | 0 | 0 | 0 | 0 | 0 | 0 | 0 | 0 | 0 | 0 | 0 | 0 | 0 | 0 | 0 | 0 | 0 | 0 | 0 | 0 | 0 | 0 | 0 | 0 | 0 | 0 | 0 | 0 | 0 | 0 | 0 | 0 | 0 | 0 | 0 | 0 | 0 | 0 | 0 | 0 | 0 | 0 | 0 | 0 | 0 | 0 | 0 | 0 | 0 | 0 | 0 | 0 | 0 | 0 | 0 | 0 | 802.0415 | 802.2913 | 802.5362 | 802.7755 | 803.0087 | 803.2353 | 803.4548 | 803.667 | 803.8714 | 804.0677 | 804.2555 | 804.4347 | 804.6049 | 804.766 | 804.9177 | 805.0598 | 805.1921 | 805.3145 | 805.4269 | 805.5291 | 532.0782 | 532.244 | 532.4064 | 532.5651 | 532.7198 | 532.8702 | 533.0158 | 533.1566 | 533.2922 | 533.4224 | 533.547 | 533.6659 | 533.7788 | 533.8857 | 533.9863 | 534.0806 | 534.1683 | 534.2496 | 534.3241 | 534.3919
WA_Industrial_Wood and Lumber Products_Existing_Space Heating_Natural Gas_Gas Boiler - Burner Control Optimization_A | WA | Industrial | Wood and Lumber Products | Existing | Space Heating | Natural Gas | Gas Boiler - Burner Control Optimization | A | IM575 | Average performance | Optimized burner controls | 18 | 0.35618 | 0 | 0 | 24.55 | 0 | 0 | 0 | 12.2742 |  | employee | 5% | 85% | Retrofit | Retro3Slow | 84.16% | TBD | 0.2% | 540.9943 |  | 348.4736 |  | 0.00030881 | IL TRM - 4.4.22 - CI-HVC-O2TC-V01-140601 | GBLR_O2TRM-Heating-MEMD-2018-1 | IL TRM - 4.4.22 - CI-HVC-O2TC-V01-140601 | Average performance | Average performance | Average performance | Average performance | Average performance | Average performance | Average performance | Average performance | Average performance | Average performance | Average performance | Average performance | Average performance | Average performance | Average performance | Average performance | Average performance | Average performance | Average performance | Average performance | Average performance | Average performance | Optimized burner controls | Optimized burner controls | Optimized burner controls | Optimized burner controls | Optimized burner controls | Optimized burner controls | Optimized burner controls | Optimized burner controls | Optimized burner controls | Optimized burner controls | Optimized burner controls | Optimized burner controls | Optimized burner controls | Optimized burner controls | Optimized burner controls | Optimized burner controls | Optimized burner controls | Optimized burner controls | Optimized burner controls | Optimized burner controls | Optimized burner controls | Optimized burner controls | 24.55 | 24.55 | 24.55 | 24.55 | 24.55 | 24.55 | 24.55 | 24.55 | 24.55 | 24.55 | 24.55 | 24.55 | 24.55 | 24.55 | 24.55 | 24.55 | 24.55 | 24.55 | 24.55 | 24.55 | 24.55 | 24.55 | 0 | 0 | 0.35155 | 0.34673 | 0.34047 | 0.33259 | 0.32312 | 0.31234 | 0.3007 | 0.28876 | 0.27703 | 0.26594 | 0.25575 | 0.24656 | 0.23839 | 0.23116 | 0.22476 | 0.21918 | 0.21429 | 0.2099 | 0.20611 | 0.20254 | 0.00036236 | 0.0005521 | 0.0010656 | 0.0017902 | 0.0026588 | 0.0035361 | 0.0042581 | 0.0046882 | 0.0047603 | 0.004491 | 0.0039615 | 0.003284 | 0.0025698 | 0.0019047 | 0.0013411 | 0.00089967 | 0.00057628 | 0.00035302 | 0.00020736 | 0.00013559 | 0.00036236 | 0.00090949 | 0.0019586 | 0.0037035 | 0.0062569 | 0.0095841 | 0.013485 | 0.017638 | 0.021682 | 0.025305 | 0.028297 | 0.030563 | 0.032121 | 0.033051 | 0.033477 | 0.033546 | 0.033373 | 0.033043 | 0.032654 | 0.032224 | 1.0308 | 1.5923 | 3.1297 | 5.3826 | 8.2286 | 11.3214 | 14.1606 | 16.2358 | 17.1833 | 16.887 | 15.4895 | 13.3196 | 10.78 | 8.2399 | 5.9668 | 4.1047 | 2.6893 | 1.6819 | 1.0061 | 0.66947 | 1.0308 | 2.6231 | 5.7528 | 11.1354 | 19.364 | 30.6853 | 44.8459 | 61.0818 | 78.2651 | 95.1521 | 110.6416 | 123.9612 | 134.7412 | 142.9811 | 148.9479 | 153.0526 | 155.7419 | 157.4238 | 158.4299 | 159.0994 | 0.00030881 | 0.000472 | 0.00091457 | 0.0015439 | 0.0023064 | 0.0030879 | 0.0037461 | 0.0041575 | 0.0042562 | 0.0040484 | 0.0035993 | 0.0030062 | 0.0023684 | 0.0017662 | 0.0012504 | 0.00084297 | 0.00054236 | 0.00033363 | 0.00019672 | 0.00012912 | 0.00030881 | 0.00077754 | 0.0016811 | 0.0031941 | 0.0054275 | 0.0083694 | 0.011864 | 0.015641 | 0.019386 | 0.022811 | 0.02571 | 0.027978 | 0.029603 | 0.030648 | 0.031214 | 0.031432 | 0.031409 | 0.031228 | 0.030977 | 0.030684 | 0.87614 | 1.3535 | 2.6603 | 4.5752 | 6.9943 | 9.6232 | 12.0365 | 13.8005 | 14.6058 | 14.354 | 13.1661 | 11.3217 | 9.163 | 7.0039 | 5.0718 | 3.489 | 2.2859 | 1.4296 | 0.85519 | 0.56905 | 0.87614 | 2.2296 | 4.8899 | 9.4651 | 16.4594 | 26.0825 | 38.119 | 51.9195 | 66.5253 | 80.8793 | 94.0454 | 105.367 | 114.53 | 121.5339 | 126.6057 | 130.0947 | 132.3806 | 133.8102 | 134.6654 | 135.2345 | 0 | 0 | 0 | 0 | 0 | 0 | 0 | 0 | 0 | 0 | 0 | 0 | 0 | 0 | 0 | 0 | 0 | 0 | 0 | 0 | 0 | 0 | 0 | 0 | 0 | 0 | 0 | 0 | 0 | 0 | 0 | 0 | 0 | 0 | 0 | 0 | 0 | 0 | 0 | 0 | 0 | 0 | 0 | 0 | 0 | 0 | 0 | 0 | 0 | 0 | 0 | 0 | 0 | 0 | 0 | 0 | 0 | 0 | 0 | 0 | 0 | 0 | 0 | 0 | 0 | 0 | 0 | 0 | 0 | 0 | 0 | 0 | 0 | 0 | 0 | 0 | 0 | 0 | 0 | 0 | 0.0003098 | 0.00047618 | 0.00093088 | 0.0015914 | 0.0024167 | 0.0032999 | 0.0040922 | 0.0046464 | 0.0048641 | 0.004723 | 0.004276 | 0.0036266 | 0.0028935 | 0.0021801 | 0.0015565 | 0.0010568 | 0.00068413 | 0.00042328 | 0.00025077 | 0.00016539 | 0.0003098 | 0.00078443 | 0.0017111 | 0.0032923 | 0.0056871 | 0.0089441 | 0.01296 | 0.017481 | 0.022155 | 0.026612 | 0.030544 | 0.033751 | 0.036166 | 0.03783 | 0.038855 | 0.039404 | 0.039619 | 0.039619 | 0.039488 | 0.039306 | 0.87614 | 1.3535 | 2.6603 | 4.5752 | 6.9943 | 9.6232 | 12.0365 | 13.8005 | 14.6058 | 14.354 | 13.1661 | 11.3217 | 9.163 | 7.0039 | 5.0718 | 3.489 | 2.2859 | 1.4296 | 0.85519 | 0.56905 | 0.87614 | 2.2296 | 4.8899 | 9.4651 | 16.4594 | 26.0825 | 38.119 | 51.9195 | 66.5253 | 80.8793 | 94.0454 | 105.367 | 114.53 | 121.5339 | 126.6057 | 130.0947 | 132.3806 | 133.8102 | 134.6654 | 135.2345 | 0 | 0 | 0 | 0 | 0 | 0 | 0 | 0 | 0 | 0 | 0 | 0 | 0 | 0 | 0 | 0 | 0 | 0 | 0 | 0 | 0 | 0 | 0 | 0 | 0 | 0 | 0 | 0 | 0 | 0 | 0 | 0 | 0 | 0 | 0 | 0 | 0 | 0 | 0 | 0 | 0 | 0 | 0 | 0 | 0 | 0 | 0 | 0 | 0 | 0 | 0 | 0 | 0 | 0 | 0 | 0 | 0 | 0 | 0 | 0 | 0 | 0 | 0 | 0 | 0 | 0 | 0 | 0 | 0 | 0 | 0 | 0 | 0 | 0 | 0 | 0 | 0 | 0 | 0 | 0 | 834.6795 | 834.9395 | 835.1944 | 835.4434 | 835.686 | 835.9219 | 836.1504 | 836.3712 | 836.5839 | 836.7882 | 836.9837 | 837.1701 | 837.3473 | 837.5149 | 837.6727 | 837.8206 | 837.9583 | 838.0858 | 838.2027 | 838.309 | 537.6466 | 537.8141 | 537.9783 | 538.1387 | 538.295 | 538.4469 | 538.5941 | 538.7363 | 538.8733 | 539.0049 | 539.1308 | 539.251 | 539.3651 | 539.473 | 539.5747 | 539.6699 | 539.7587 | 539.8407 | 539.9161 | 539.9846
WA_Industrial_Wood and Lumber Products_Existing_Process_Natural Gas_Gas Boiler - Burner Control Optimization_A | WA | Industrial | Wood and Lumber Products | Existing | Process | Natural Gas | Gas Boiler - Burner Control Optimization | A | IM576 | Average performance | Optimized burner controls | 18 | 2.5018 | 0 | 0 | 24.55 | 0 | 0 | 0 | 12.2742 |  | sqft | 5% | 85% | Retrofit | Retro3Slow | 84.16% | TBD | 0.2% | 540.9943 |  | 348.4736 |  | 0.0075227 | IL TRM - 4.4.22 - CI-HVC-O2TC-V01-140601 | GBLR_O2TRM-Heating-MEMD-2018-1 | IL TRM - 4.4.22 - CI-HVC-O2TC-V01-140601 | Average performance | Average performance | Average performance | Average performance | Average performance | Average performance | Average performance | Average performance | Average performance | Average performance | Average performance | Average performance | Average performance | Average performance | Average performance | Average performance | Average performance | Average performance | Average performance | Average performance | Average performance | Average performance | Optimized burner controls | Optimized burner controls | Optimized burner controls | Optimized burner controls | Optimized burner controls | Optimized burner controls | Optimized burner controls | Optimized burner controls | Optimized burner controls | Optimized burner controls | Optimized burner controls | Optimized burner controls | Optimized burner controls | Optimized burner controls | Optimized burner controls | Optimized burner controls | Optimized burner controls | Optimized burner controls | Optimized burner controls | Optimized burner controls | Optimized burner controls | Optimized burner controls | 24.55 | 24.55 | 24.55 | 24.55 | 24.55 | 24.55 | 24.55 | 24.55 | 24.55 | 24.55 | 24.55 | 24.55 | 24.55 | 24.55 | 24.55 | 24.55 | 24.55 | 24.55 | 24.55 | 24.55 | 24.55 | 24.55 | 0 | 0 | 2.4932 | 2.4845 | 2.4756 | 2.4666 | 2.4574 | 2.4483 | 2.4396 | 2.4312 | 2.4232 | 2.4156 | 2.4082 | 2.4012 | 2.3943 | 2.3876 | 2.381 | 2.3744 | 2.3681 | 2.3617 | 2.3552 | 2.3486 | 0.0088456 | 0.013617 | 0.026669 | 0.0457 | 0.069601 | 0.095406 | 0.11891 | 0.13587 | 0.14332 | 0.14041 | 0.1284 | 0.11009 | 0.088842 | 0.067718 | 0.048902 | 0.033548 | 0.021921 | 0.013672 | 0.0081562 | 0.0054121 | 0.0088456 | 0.022432 | 0.049021 | 0.094542 | 0.16379 | 0.25859 | 0.37658 | 0.51116 | 0.6528 | 0.79115 | 0.91713 | 1.0245 | 1.1105 | 1.1751 | 1.2207 | 1.2509 | 1.2695 | 1.2797 | 1.2844 | 1.2862 | 3.5479 | 5.4808 | 10.7727 | 18.5272 | 28.3232 | 38.9688 | 48.7415 | 55.8847 | 59.1458 | 58.1261 | 53.3157 | 45.8469 | 37.1053 | 28.3621 | 20.5381 | 14.1288 | 9.2568 | 5.7891 | 3.4631 | 2.3043 | 3.5479 | 9.0288 | 19.8015 | 38.3287 | 66.6518 | 105.6206 | 154.3621 | 210.2468 | 269.3926 | 327.5187 | 380.8344 | 426.6812 | 463.7865 | 492.1486 | 512.6866 | 526.8154 | 536.0722 | 541.8613 | 545.3243 | 547.6287 | 0.0075227 | 0.011587 | 0.022705 | 0.038927 | 0.05932 | 0.081359 | 0.10146 | 0.11599 | 0.12241 | 0.11998 | 0.10976 | 0.094153 | 0.076016 | 0.057967 | 0.041877 | 0.028741 | 0.018788 | 0.011723 | 0.0069962 | 0.0046443 | 0.0075227 | 0.019087 | 0.041734 | 0.080532 | 0.1396 | 0.22052 | 0.32131 | 0.43636 | 0.55755 | 0.67603 | 0.78405 | 0.87625 | 0.95014 | 1.0059 | 1.0454 | 1.0717 | 1.088 | 1.0973 | 1.1017 | 1.1037 | 3.0157 | 4.6587 | 9.1568 | 15.7481 | 24.0747 | 33.1235 | 41.4303 | 47.502 | 50.274 | 49.4072 | 45.3183 | 38.9698 | 31.5395 | 24.1078 | 17.4573 | 12.0095 | 7.8683 | 4.9207 | 2.9436 | 1.9587 | 3.0157 | 7.6745 | 16.8312 | 32.5794 | 56.6541 | 89.7775 | 131.2078 | 178.7098 | 228.9837 | 278.3909 | 323.7092 | 362.679 | 394.2185 | 418.3263 | 435.7836 | 447.7931 | 455.6613 | 460.5821 | 463.5257 | 465.4844 | 0 | 0 | 0 | 0 | 0 | 0 | 0 | 0 | 0 | 0 | 0 | 0 | 0 | 0 | 0 | 0 | 0 | 0 | 0 | 0 | 0 | 0 | 0 | 0 | 0 | 0 | 0 | 0 | 0 | 0 | 0 | 0 | 0 | 0 | 0 | 0 | 0 | 0 | 0 | 0 | 0 | 0 | 0 | 0 | 0 | 0 | 0 | 0 | 0 | 0 | 0 | 0 | 0 | 0 | 0 | 0 | 0 | 0 | 0 | 0 | 0 | 0 | 0 | 0 | 0 | 0 | 0 | 0 | 0 | 0 | 0 | 0 | 0 | 0 | 0 | 0 | 0 | 0 | 0 | 0 | 0.0075227 | 0.011587 | 0.022705 | 0.038928 | 0.059321 | 0.081361 | 0.10146 | 0.11599 | 0.12242 | 0.11999 | 0.10978 | 0.094168 | 0.076032 | 0.05798 | 0.041888 | 0.028749 | 0.018794 | 0.011727 | 0.0069986 | 0.0046459 | 0.0075227 | 0.019087 | 0.041734 | 0.080533 | 0.1396 | 0.22052 | 0.32132 | 0.43638 | 0.5576 | 0.6761 | 0.78415 | 0.87639 | 0.95034 | 1.0061 | 1.0456 | 1.072 | 1.0884 | 1.0976 | 1.1021 | 1.1041 | 3.0157 | 4.6587 | 9.1568 | 15.7481 | 24.0747 | 33.1235 | 41.4303 | 47.502 | 50.274 | 49.4072 | 45.3183 | 38.9698 | 31.5395 | 24.1078 | 17.4573 | 12.0095 | 7.8683 | 4.9207 | 2.9436 | 1.9587 | 3.0157 | 7.6745 | 16.8312 | 32.5794 | 56.6541 | 89.7775 | 131.2078 | 178.7098 | 228.9837 | 278.3909 | 323.7092 | 362.679 | 394.2185 | 418.3263 | 435.7836 | 447.7931 | 455.6613 | 460.5821 | 463.5257 | 465.4844 | 0 | 0 | 0 | 0 | 0 | 0 | 0 | 0 | 0 | 0 | 0 | 0 | 0 | 0 | 0 | 0 | 0 | 0 | 0 | 0 | 0 | 0 | 0 | 0 | 0 | 0 | 0 | 0 | 0 | 0 | 0 | 0 | 0 | 0 | 0 | 0 | 0 | 0 | 0 | 0 | 0 | 0 | 0 | 0 | 0 | 0 | 0 | 0 | 0 | 0 | 0 | 0 | 0 | 0 | 0 | 0 | 0 | 0 | 0 | 0 | 0 | 0 | 0 | 0 | 0 | 0 | 0 | 0 | 0 | 0 | 0 | 0 | 0 | 0 | 0 | 0 | 0 | 0 | 0 | 0 | 834.6795 | 834.9395 | 835.1944 | 835.4434 | 835.686 | 835.9219 | 836.1504 | 836.3712 | 836.5839 | 836.7882 | 836.9837 | 837.1701 | 837.3473 | 837.5149 | 837.6727 | 837.8206 | 837.9583 | 838.0858 | 838.2027 | 838.309 | 537.6466 | 537.8141 | 537.9783 | 538.1387 | 538.295 | 538.4469 | 538.5941 | 538.7363 | 538.8733 | 539.0049 | 539.1308 | 539.251 | 539.3651 | 539.473 | 539.5747 | 539.6699 | 539.7587 | 539.8407 | 539.9161 | 539.9846
WA_Industrial_Wood and Lumber Products_Existing_Space Heating_Natural Gas_HVAC - Demand Controlled Ventilation_A | WA | Industrial | Wood and Lumber Products | Existing | Space Heating | Natural Gas | HVAC - Demand Controlled Ventilation | A | IM577 | Constant ventilation | DCV enabled | 15 | 0.077467 | 0 | 0 | 0.27 | 0.02 | 0 | 0 | 0.13735 |  | sqft | 55% | 75% | Retrofit | RetroEven20 | 80.75% | TBD | 0.2% | 151.1512 |  | 94.0644 |  | 0.039874 | VENT_DCV-Heating-7PLN-v5-8 | VENT_DCV-Heating-7PLN-v5-8 | VENT_DCV-Heating-7PLN-v5-8 | Constant ventilation | Constant ventilation | Constant ventilation | Constant ventilation | Constant ventilation | Constant ventilation | Constant ventilation | Constant ventilation | Constant ventilation | Constant ventilation | Constant ventilation | Constant ventilation | Constant ventilation | Constant ventilation | Constant ventilation | Constant ventilation | Constant ventilation | Constant ventilation | Constant ventilation | Constant ventilation | Constant ventilation | Constant ventilation | DCV enabled | DCV enabled | DCV enabled | DCV enabled | DCV enabled | DCV enabled | DCV enabled | DCV enabled | DCV enabled | DCV enabled | DCV enabled | DCV enabled | DCV enabled | DCV enabled | DCV enabled | DCV enabled | DCV enabled | DCV enabled | DCV enabled | DCV enabled | DCV enabled | DCV enabled | 0.27 | 0.27 | 0.27 | 0.27 | 0.27 | 0.27 | 0.27 | 0.27 | 0.27 | 0.27 | 0.27 | 0.27 | 0.27 | 0.27 | 0.27 | 0.27 | 0.27 | 0.27 | 0.27 | 0.27 | 0.27 | 0.27 | 0 | 0 | 0.076467 | 0.075863 | 0.075238 | 0.074593 | 0.073928 | 0.073243 | 0.072539 | 0.071816 | 0.071079 | 0.070333 | 0.069582 | 0.068824 | 0.068075 | 0.067332 | 0.066596 | 0.06591 | 0.06527 | 0.06467 | 0.064108 | 0.063583 | 0.046829 | 0.045658 | 0.044501 | 0.043359 | 0.042231 | 0.041119 | 0.040021 | 0.038939 | 0.037875 | 0.036831 | 0.03581 | 0.034809 | 0.033837 | 0.03289 | 0.03197 | 0.031095 | 0.030262 | 0.029467 | 0.028708 | 0.027981 | 0.046829 | 0.092116 | 0.13586 | 0.17805 | 0.2187 | 0.25779 | 0.29533 | 0.33133 | 0.3658 | 0.3988 | 0.43034 | 0.46047 | 0.48929 | 0.51684 | 0.54316 | 0.56866 | 0.5934 | 0.61742 | 0.64076 | 0.66349 | 612.4041 | 601.8455 | 591.4688 | 581.2711 | 571.2492 | 561.4 | 551.7207 | 542.2083 | 532.8599 | 523.6726 | 514.6438 | 505.7706 | 497.0504 | 488.4806 | 480.0585 | 471.7817 | 463.6475 | 455.6536 | 447.7975 | 440.0768 | 612.4041 | 1214.2496 | 1805.7184 | 2386.9895 | 2958.2386 | 3519.6387 | 4071.3594 | 4613.5677 | 5146.4276 | 5670.1002 | 6184.744 | 6690.5146 | 7187.5651 | 7676.0457 | 8156.1042 | 8627.8859 | 9091.5334 | 9547.1869 | 9994.9844 | 10435.0612 | 0.039874 | 0.038947 | 0.038035 | 0.037136 | 0.03625 | 0.035377 | 0.034516 | 0.033668 | 0.032833 | 0.032013 | 0.031208 | 0.030419 | 0.029643 | 0.028883 | 0.028138 | 0.027424 | 0.026741 | 0.026088 | 0.025463 | 0.024866 | 0.039874 | 0.078578 | 0.11612 | 0.1525 | 0.18772 | 0.22179 | 0.25471 | 0.28647 | 0.3171 | 0.34662 | 0.37505 | 0.40239 | 0.42865 | 0.45387 | 0.47806 | 0.50153 | 0.52436 | 0.54661 | 0.56834 | 0.58961 | 520.5435 | 511.5686 | 502.7485 | 494.0804 | 485.5618 | 477.19 | 468.9626 | 460.8771 | 452.9309 | 445.1217 | 437.4472 | 429.905 | 422.4929 | 415.2085 | 408.0498 | 401.0144 | 394.1004 | 387.3055 | 380.6279 | 374.0653 | 520.5435 | 1032.1122 | 1534.8606 | 2028.9411 | 2514.5028 | 2991.6929 | 3460.6555 | 3921.5325 | 4374.4634 | 4819.5852 | 5257.0324 | 5686.9374 | 6109.4303 | 6524.6388 | 6932.6886 | 7333.703 | 7727.8034 | 8115.1089 | 8495.7368 | 8869.8021 | 0.039874 | 0.038947 | 0.038035 | 0.037136 | 0.03625 | 0.035377 | 0.034516 | 0.033668 | 0.032833 | 0.032013 | 0.031208 | 0.030419 | 0.029643 | 0.028883 | 0.028138 | 0.027424 | 0.026741 | 0.026088 | 0.025463 | 0.024866 | 0.039874 | 0.078578 | 0.11612 | 0.1525 | 0.18772 | 0.22179 | 0.25471 | 0.28647 | 0.3171 | 0.34662 | 0.37505 | 0.40239 | 0.42865 | 0.45387 | 0.47806 | 0.50153 | 0.52436 | 0.54661 | 0.56834 | 0.58961 | 520.5435 | 511.5686 | 502.7485 | 494.0804 | 485.5618 | 477.19 | 468.9626 | 460.8771 | 452.9309 | 445.1217 | 437.4472 | 429.905 | 422.4929 | 415.2085 | 408.0498 | 401.0144 | 394.1004 | 387.3055 | 380.6279 | 374.0653 | 520.5435 | 1032.1122 | 1534.8606 | 2028.9411 | 2514.5028 | 2991.6929 | 3460.6555 | 3921.5325 | 4374.4634 | 4819.5852 | 5257.0324 | 5686.9374 | 6109.4303 | 6524.6388 | 6932.6886 | 7333.703 | 7727.8034 | 8115.1089 | 8495.7368 | 8869.8021 | 0.039874 | 0.038947 | 0.038035 | 0.037136 | 0.03625 | 0.035377 | 0.034516 | 0.033668 | 0.032833 | 0.032013 | 0.031208 | 0.030419 | 0.029643 | 0.028883 | 0.028138 | 0.027424 | 0.026741 | 0.026088 | 0.025463 | 0.024866 | 0.039874 | 0.078578 | 0.11612 | 0.1525 | 0.18772 | 0.22179 | 0.25471 | 0.28647 | 0.3171 | 0.34662 | 0.37505 | 0.40239 | 0.42865 | 0.45387 | 0.47806 | 0.50153 | 0.52436 | 0.54661 | 0.56834 | 0.58961 | 520.5435 | 511.5686 | 502.7485 | 494.0804 | 485.5618 | 477.19 | 468.9626 | 460.8771 | 452.9309 | 445.1217 | 437.4472 | 429.905 | 422.4929 | 415.2085 | 408.0498 | 401.0144 | 394.1004 | 387.3055 | 380.6279 | 374.0653 | 520.5435 | 1032.1122 | 1534.8606 | 2028.9411 | 2514.5028 | 2991.6929 | 3460.6555 | 3921.5325 | 4374.4634 | 4819.5852 | 5257.0324 | 5686.9374 | 6109.4303 | 6524.6388 | 6932.6886 | 7333.703 | 7727.8034 | 8115.1089 | 8495.7368 | 8869.8021 | 0.039874 | 0.038947 | 0.038035 | 0.037136 | 0.03625 | 0.035377 | 0.034516 | 0.033668 | 0.032833 | 0.032013 | 0.031208 | 0.030419 | 0.029643 | 0.028883 | 0.028138 | 0.027424 | 0.026741 | 0.026088 | 0.025463 | 0.024866 | 0.039874 | 0.078578 | 0.11612 | 0.1525 | 0.18772 | 0.22179 | 0.25471 | 0.28647 | 0.3171 | 0.34662 | 0.37505 | 0.40239 | 0.42865 | 0.45387 | 0.47806 | 0.50153 | 0.52436 | 0.54661 | 0.56834 | 0.58961 | 520.5435 | 511.5686 | 502.7485 | 494.0804 | 485.5618 | 477.19 | 468.9626 | 460.8771 | 452.9309 | 445.1217 | 437.4472 | 429.905 | 422.4929 | 415.2085 | 408.0498 | 401.0144 | 394.1004 | 387.3055 | 380.6279 | 374.0653 | 520.5435 | 1032.1122 | 1534.8606 | 2028.9411 | 2514.5028 | 2991.6929 | 3460.6555 | 3921.5325 | 4374.4634 | 4819.5852 | 5257.0324 | 5686.9374 | 6109.4303 | 6524.6388 | 6932.6886 | 7333.703 | 7727.8034 | 8115.1089 | 8495.7368 | 8869.8021 | 621.0761 | 624.5304 | 628.017 | 631.5078 | 634.9751 | 638.3916 | 641.7306 | 644.9655 | 648.0705 | 651.0203 | 653.8213 | 656.4796 | 659.0013 | 661.3925 | 663.6589 | 665.8062 | 667.8399 | 669.7654 | 671.5878 | 673.3121 | 252.6829 | 254.0882 | 255.5068 | 256.927 | 258.3376 | 259.7276 | 261.0861 | 262.4022 | 263.6655 | 264.8656 | 266.0051 | 267.0867 | 268.1126 | 269.0854 | 270.0075 | 270.8812 | 271.7086 | 272.492 | 273.2334 | 273.9349
WA_Industrial_Wood and Lumber Products_Existing_Space Heating_Natural Gas_Gas Boiler - Stack Economizer_A | WA | Industrial | Wood and Lumber Products | Existing | Space Heating | Natural Gas | Gas Boiler - Stack Economizer | A | IM578 | None | Economizer installed | 15 | 0.8966 | 0 | 0 | 54.64 | 0 | 0 | 0 | 27.3194 |  | employee | 15% | 55% | Retrofit | Retro12Med | 75.44% | TBD | 0.2% | 553.366 |  | 367.1057 |  | 0.00771 | IL TRM - 4.4.28 - CI-HVC-BECO-V02-210101 | XCEL CO 2019-2020 DSM Plan | IL TRM - 4.4.28 - CI-HVC-BECO-V02-210101 | None | None | None | None | None | None | None | None | None | None | None | None | None | None | None | None | None | None | None | None | None | None | Economizer installed | Economizer installed | Economizer installed | Economizer installed | Economizer installed | Economizer installed | Economizer installed | Economizer installed | Economizer installed | Economizer installed | Economizer installed | Economizer installed | Economizer installed | Economizer installed | Economizer installed | Economizer installed | Economizer installed | Economizer installed | Economizer installed | Economizer installed | Economizer installed | Economizer installed | 54.64 | 54.64 | 54.64 | 54.64 | 54.64 | 54.64 | 54.64 | 54.64 | 54.64 | 54.64 | 54.64 | 54.64 | 54.64 | 54.64 | 54.64 | 54.64 | 54.64 | 54.64 | 54.64 | 54.64 | 54.64 | 54.64 | 0 | 0 | 0.88839 | 0.88216 | 0.87547 | 0.86819 | 0.86017 | 0.85129 | 0.84143 | 0.8305 | 0.81856 | 0.80569 | 0.79213 | 0.77811 | 0.76408 | 0.75034 | 0.73719 | 0.72521 | 0.71445 | 0.70484 | 0.69621 | 0.6883 | 0.0090523 | 0.0088339 | 0.0086157 | 0.0083967 | 0.0081758 | 0.0071567 | 0.0055614 | 0.0043157 | 0.0033442 | 0.0025879 | 0.0020004 | 0.0015449 | 0.0011927 | 0.00092085 | 0.00071128 | 0.00055013 | 3.6329e-06 | 1.258e-06 | 4.1629e-07 | 1.3189e-07 | 0.0090523 | 0.017823 | 0.026303 | 0.034481 | 0.042339 | 0.049058 | 0.054051 | 0.057665 | 0.06018 | 0.061822 | 0.062782 | 0.063215 | 0.063269 | 0.063052 | 0.062657 | 0.062189 | 0.061271 | 0.060448 | 0.059708 | 0.05903 | 10.1896 | 10.0139 | 9.8413 | 9.6716 | 9.5048 | 8.4069 | 6.6095 | 5.1965 | 4.0855 | 3.212 | 2.5253 | 1.9854 | 1.561 | 1.2272 | 0.96486 | 0.75858 | 0.0050849 | 0.0017847 | 0.00059794 | 0.00019162 | 10.1896 | 20.2035 | 30.0447 | 39.7163 | 49.2212 | 57.628 | 64.2375 | 69.434 | 73.5195 | 76.7315 | 79.2568 | 81.2423 | 82.8032 | 84.0305 | 84.9953 | 85.7539 | 85.759 | 85.7608 | 85.7614 | 85.7616 | 0.00771 | 0.0075401 | 0.007371 | 0.0072018 | 0.0070314 | 0.0061731 | 0.0048123 | 0.0037471 | 0.0029142 | 0.0022638 | 0.0017569 | 0.0013624 | 0.001056 | 0.0008184 | 0.00063442 | 0.00049228 | 3.2607e-06 | 1.1322e-06 | 3.7569e-07 | 1.1934e-07 | 0.00771 | 0.015213 | 0.022503 | 0.029574 | 0.036413 | 0.042316 | 0.04677 | 0.050068 | 0.052442 | 0.05408 | 0.05514 | 0.055749 | 0.056017 | 0.056037 | 0.055887 | 0.05565 | 0.054993 | 0.054407 | 0.053885 | 0.053412 | 8.6612 | 8.5118 | 8.3651 | 8.2208 | 8.0791 | 7.1458 | 5.6181 | 4.417 | 3.4727 | 2.7302 | 2.1465 | 1.6876 | 1.3268 | 1.0432 | 0.82013 | 0.64479 | 0.0043222 | 0.001517 | 0.00050825 | 0.00016288 | 8.6612 | 17.173 | 25.538 | 33.7589 | 41.838 | 48.9838 | 54.6019 | 59.0189 | 62.4916 | 65.2218 | 67.3683 | 69.0559 | 70.3827 | 71.4259 | 72.246 | 72.8908 | 72.8951 | 72.8967 | 72.8972 | 72.8973 | 0 | 0 | 0 | 0 | 0 | 0 | 0 | 0 | 0 | 0 | 0 | 0 | 0 | 0 | 0 | 0 | 0 | 0 | 0 | 0 | 0 | 0 | 0 | 0 | 0 | 0 | 0 | 0 | 0 | 0 | 0 | 0 | 0 | 0 | 0 | 0 | 0 | 0 | 0 | 0 | 0 | 0 | 0 | 0 | 0 | 0 | 0 | 0 | 0 | 0 | 0 | 0 | 0 | 0 | 0 | 0 | 0 | 0 | 0 | 0 | 0 | 0 | 0 | 0 | 0 | 0 | 0 | 0 | 0 | 0 | 0 | 0 | 0 | 0 | 0 | 0 | 0 | 0 | 0 | 0 | 0.00771 | 0.0075401 | 0.007371 | 0.0072018 | 0.0070314 | 0.0061731 | 0.0048123 | 0.0037471 | 0.0029142 | 0.0022638 | 0.0017569 | 0.0013624 | 0.001056 | 0.0008184 | 0.00063442 | 0.00049228 | 3.2607e-06 | 1.1322e-06 | 3.7569e-07 | 1.1934e-07 | 0.00771 | 0.015213 | 0.022503 | 0.029574 | 0.036413 | 0.042316 | 0.04677 | 0.050068 | 0.052442 | 0.05408 | 0.05514 | 0.055749 | 0.056017 | 0.056037 | 0.055887 | 0.05565 | 0.054993 | 0.054407 | 0.053885 | 0.053412 | 8.6612 | 8.5118 | 8.3651 | 8.2208 | 8.0791 | 7.1458 | 5.6181 | 4.417 | 3.4727 | 2.7302 | 2.1465 | 1.6876 | 1.3268 | 1.0432 | 0.82013 | 0.64479 | 0.0043222 | 0.001517 | 0.00050825 | 0.00016288 | 8.6612 | 17.173 | 25.538 | 33.7589 | 41.838 | 48.9838 | 54.6019 | 59.0189 | 62.4916 | 65.2218 | 67.3683 | 69.0559 | 70.3827 | 71.4259 | 72.246 | 72.8908 | 72.8951 | 72.8967 | 72.8972 | 72.8973 | 0.00771 | 0.0075401 | 0.007371 | 0.0072018 | 0.0070314 | 0.0061731 | 0.0048123 | 0.0037471 | 0.0029142 | 0.0022638 | 0.0017569 | 0.0013624 | 0.001056 | 0.0008184 | 0.00063442 | 0.00049228 | 3.2607e-06 | 1.1322e-06 | 3.7569e-07 | 1.1934e-07 | 0.00771 | 0.015213 | 0.022503 | 0.029574 | 0.036413 | 0.042316 | 0.04677 | 0.050068 | 0.052442 | 0.05408 | 0.05514 | 0.055749 | 0.056017 | 0.056037 | 0.055887 | 0.05565 | 0.054993 | 0.054407 | 0.053885 | 0.053412 | 8.6612 | 8.5118 | 8.3651 | 8.2208 | 8.0791 | 7.1458 | 5.6181 | 4.417 | 3.4727 | 2.7302 | 2.1465 | 1.6876 | 1.3268 | 1.0432 | 0.82013 | 0.64479 | 0.0043222 | 0.001517 | 0.00050825 | 0.00016288 | 8.6612 | 17.173 | 25.538 | 33.7589 | 41.838 | 48.9838 | 54.6019 | 59.0189 | 62.4916 | 65.2218 | 67.3683 | 69.0559 | 70.3827 | 71.4259 | 72.246 | 72.8908 | 72.8951 | 72.8967 | 72.8972 | 72.8973 | 643.8759 | 644.0331 | 644.1871 | 644.3376 | 644.4843 | 644.6268 | 644.7648 | 644.8982 | 645.0267 | 645.1501 | 645.2681 | 645.3807 | 645.4877 | 645.5888 | 645.6841 | 645.7734 | 645.8565 | 645.9334 | 646.004 | 646.0681 | 427.1504 | 427.2547 | 427.3569 | 427.4567 | 427.554 | 427.6485 | 427.7401 | 427.8286 | 427.9138 | 427.9957 | 428.074 | 428.1487 | 428.2196 | 428.2868 | 428.35 | 428.4092 | 428.4643 | 428.5153 | 428.5622 | 428.6047
WA_Industrial_Wood and Lumber Products_Existing_Process_Natural Gas_Gas Boiler - Stack Economizer_A | WA | Industrial | Wood and Lumber Products | Existing | Process | Natural Gas | Gas Boiler - Stack Economizer | A | IM579 | None | Economizer installed | 15 | 8.2818 | 0 | 0 | 54.64 | 0 | 0 | 0 | 27.3194 |  | sqft | 15% | 55% | Retrofit | Retro12Med | 75.44% | TBD | 0.2% | 553.366 |  | 367.1057 |  | 0.2463 | IL TRM - 4.4.28 - CI-HVC-BECO-V02-210101 | XCEL CO 2019-2020 DSM Plan | IL TRM - 4.4.29 - CI-HVC-PECO-V01-150601 | None | None | None | None | None | None | None | None | None | None | None | None | None | None | None | None | None | None | None | None | None | None | Economizer installed | Economizer installed | Economizer installed | Economizer installed | Economizer installed | Economizer installed | Economizer installed | Economizer installed | Economizer installed | Economizer installed | Economizer installed | Economizer installed | Economizer installed | Economizer installed | Economizer installed | Economizer installed | Economizer installed | Economizer installed | Economizer installed | Economizer installed | Economizer installed | Economizer installed | 54.64 | 54.64 | 54.64 | 54.64 | 54.64 | 54.64 | 54.64 | 54.64 | 54.64 | 54.64 | 54.64 | 54.64 | 54.64 | 54.64 | 54.64 | 54.64 | 54.64 | 54.64 | 54.64 | 54.64 | 54.64 | 54.64 | 0 | 0 | 8.2583 | 8.2346 | 8.2104 | 8.1857 | 8.1604 | 8.135 | 8.1102 | 8.0859 | 8.0622 | 8.0392 | 8.0169 | 7.9953 | 7.9743 | 7.9536 | 7.9331 | 7.9125 | 7.8923 | 7.8719 | 7.8512 | 7.8302 | 0.28964 | 0.28383 | 0.27812 | 0.2725 | 0.26698 | 0.2354 | 0.18451 | 0.14463 | 0.11337 | 0.088882 | 0.069685 | 0.05464 | 0.042845 | 0.033598 | 0.026347 | 0.02066 | 0.00013814 | 4.8358e-05 | 1.6159e-05 | 5.1645e-06 | 0.28964 | 0.57264 | 0.84908 | 1.119 | 1.3825 | 1.6136 | 1.7932 | 1.9325 | 2.0402 | 2.1233 | 2.1871 | 2.2358 | 2.2728 | 2.3005 | 2.3209 | 2.3355 | 2.3297 | 2.3237 | 2.3176 | 2.3115 | 35.0731 | 34.4684 | 33.8741 | 33.2901 | 32.7161 | 28.9368 | 22.7503 | 17.8865 | 14.0625 | 11.056 | 8.6923 | 6.834 | 5.3729 | 4.2242 | 3.3211 | 2.6111 | 0.017502 | 0.0061431 | 0.0020581 | 0.00065956 | 35.0731 | 69.5415 | 103.4157 | 136.7057 | 169.4219 | 198.3587 | 221.1091 | 238.9955 | 253.058 | 264.114 | 272.8063 | 279.6403 | 285.0132 | 289.2374 | 292.5585 | 295.1696 | 295.1871 | 295.1932 | 295.1953 | 295.196 | 0.2463 | 0.24146 | 0.23671 | 0.23203 | 0.22743 | 0.20063 | 0.15733 | 0.12338 | 0.096759 | 0.075888 | 0.059523 | 0.046691 | 0.036626 | 0.028733 | 0.02254 | 0.017682 | 0.00011827 | 4.142e-05 | 1.3846e-05 | 4.4271e-06 | 0.2463 | 0.48717 | 0.72266 | 0.95285 | 1.1778 | 1.3753 | 1.5291 | 1.6485 | 1.7412 | 1.8129 | 1.8681 | 1.9105 | 1.9429 | 1.9674 | 1.9856 | 1.9989 | 1.9947 | 1.9904 | 1.9859 | 1.9814 | 29.8122 | 29.2981 | 28.793 | 28.2966 | 27.8087 | 24.5963 | 19.3378 | 15.2035 | 11.9531 | 9.3976 | 7.3885 | 5.8089 | 4.567 | 3.5906 | 2.8229 | 2.2194 | 0.014877 | 0.0052216 | 0.0017494 | 0.00056063 | 29.8122 | 59.1103 | 87.9033 | 116.1999 | 144.0086 | 168.6049 | 187.9427 | 203.1462 | 215.0993 | 224.4969 | 231.8854 | 237.6943 | 242.2612 | 245.8518 | 248.6747 | 250.8942 | 250.909 | 250.9143 | 250.916 | 250.9166 | 0 | 0 | 0 | 0 | 0 | 0 | 0 | 0 | 0 | 0 | 0 | 0 | 0 | 0 | 0 | 0 | 0 | 0 | 0 | 0 | 0 | 0 | 0 | 0 | 0 | 0 | 0 | 0 | 0 | 0 | 0 | 0 | 0 | 0 | 0 | 0 | 0 | 0 | 0 | 0 | 0 | 0 | 0 | 0 | 0 | 0 | 0 | 0 | 0 | 0 | 0 | 0 | 0 | 0 | 0 | 0 | 0 | 0 | 0 | 0 | 0 | 0 | 0 | 0 | 0 | 0 | 0 | 0 | 0 | 0 | 0 | 0 | 0 | 0 | 0 | 0 | 0 | 0 | 0 | 0 | 0.2463 | 0.24147 | 0.23671 | 0.23204 | 0.22744 | 0.20063 | 0.15733 | 0.12338 | 0.096767 | 0.075896 | 0.059531 | 0.046698 | 0.036634 | 0.028739 | 0.022546 | 0.017687 | 0.00011831 | 4.1434e-05 | 1.3851e-05 | 4.4287e-06 | 0.2463 | 0.48717 | 0.72266 | 0.95286 | 1.1778 | 1.3753 | 1.5291 | 1.6486 | 1.7413 | 1.8131 | 1.8684 | 1.9109 | 1.9433 | 1.9678 | 1.9861 | 1.9995 | 1.9953 | 1.991 | 1.9866 | 1.9821 | 29.8122 | 29.2981 | 28.793 | 28.2966 | 27.8087 | 24.5963 | 19.3378 | 15.2035 | 11.9531 | 9.3976 | 7.3885 | 5.8089 | 4.567 | 3.5906 | 2.8229 | 2.2194 | 0.014877 | 0.0052216 | 0.0017494 | 0.00056063 | 29.8122 | 59.1103 | 87.9033 | 116.1999 | 144.0086 | 168.6049 | 187.9427 | 203.1462 | 215.0993 | 224.4969 | 231.8854 | 237.6943 | 242.2612 | 245.8518 | 248.6747 | 250.8942 | 250.909 | 250.9143 | 250.916 | 250.9166 | 0.2463 | 0.24147 | 0.23671 | 0.23204 | 0.22744 | 0.20063 | 0.15733 | 0.12338 | 0.096767 | 0.075896 | 0.059531 | 0.046698 | 0.036634 | 0.028739 | 0.022546 | 0.017687 | 0.00011831 | 4.1434e-05 | 1.3851e-05 | 4.4287e-06 | 0.2463 | 0.48717 | 0.72266 | 0.95286 | 1.1778 | 1.3753 | 1.5291 | 1.6486 | 1.7413 | 1.8131 | 1.8684 | 1.9109 | 1.9433 | 1.9678 | 1.9861 | 1.9995 | 1.9953 | 1.991 | 1.9866 | 1.9821 | 29.8122 | 29.2981 | 28.793 | 28.2966 | 27.8087 | 24.5963 | 19.3378 | 15.2035 | 11.9531 | 9.3976 | 7.3885 | 5.8089 | 4.567 | 3.5906 | 2.8229 | 2.2194 | 0.014877 | 0.0052216 | 0.0017494 | 0.00056063 | 29.8122 | 59.1103 | 87.9033 | 116.1999 | 144.0086 | 168.6049 | 187.9427 | 203.1462 | 215.0993 | 224.4969 | 231.8854 | 237.6943 | 242.2612 | 245.8518 | 248.6747 | 250.8942 | 250.909 | 250.9143 | 250.916 | 250.9166 | 643.8759 | 644.0331 | 644.1871 | 644.3376 | 644.4843 | 644.6268 | 644.7648 | 644.8982 | 645.0267 | 645.1501 | 645.2681 | 645.3807 | 645.4877 | 645.5888 | 645.6841 | 645.7734 | 645.8565 | 645.9334 | 646.004 | 646.0681 | 427.1504 | 427.2547 | 427.3569 | 427.4567 | 427.554 | 427.6485 | 427.7401 | 427.8286 | 427.9138 | 427.9957 | 428.074 | 428.1487 | 428.2196 | 428.2868 | 428.35 | 428.4092 | 428.4643 | 428.5153 | 428.5622 | 428.6047
WA_Industrial_Wood and Lumber Products_Existing_Space Heating_Natural Gas_Gas Furnace Tube Inserts_A | WA | Industrial | Wood and Lumber Products | Existing | Space Heating | Natural Gas | Gas Furnace Tube Inserts | A | IM580 | None | Tube inserts installed | 5 | 0.089062 | 0 | 0 | 0.02 | 0 | 0 | 0 | 0.0086 |  | sqft | 0% | 0% | Retrofit | Retro3Slow | 84.16% | TBD | 0.2% | 281.3603 |  | 217.6381 |  | 0 | WI TRM - Radiant Tube Inserts, 2507 | WI TRM - Radiant Tube Inserts, 2507 | WI TRM - Radiant Tube Inserts, 2507 | None | None | None | None | None | None | None | None | None | None | None | None | None | None | None | None | None | None | None | None | None | None | Tube inserts installed | Tube inserts installed | Tube inserts installed | Tube inserts installed | Tube inserts installed | Tube inserts installed | Tube inserts installed | Tube inserts installed | Tube inserts installed | Tube inserts installed | Tube inserts installed | Tube inserts installed | Tube inserts installed | Tube inserts installed | Tube inserts installed | Tube inserts installed | Tube inserts installed | Tube inserts installed | Tube inserts installed | Tube inserts installed | Tube inserts installed | Tube inserts installed | 0.02 | 0.02 | 0.02 | 0.02 | 0.02 | 0.02 | 0.02 | 0.02 | 0.02 | 0.02 | 0.02 | 0.02 | 0.02 | 0.02 | 0.02 | 0.02 | 0.02 | 0.02 | 0.02 | 0.02 | 0.02 | 0.02 | 0 | 0 | 0.087928 | 0.087247 | 0.086543 | 0.085816 | 0.085066 | 0.084293 | 0.083498 | 0.082681 | 0.081848 | 0.081004 | 0.080154 | 0.079297 | 0.07845 | 0.077609 | 0.076777 | 0.076002 | 0.07528 | 0.074605 | 0.073973 | 0.073384 | 0 | 0 | 0 | 0 | 0 | 0 | 0 | 0 | 0 | 0 | 0 | 0 | 0 | 0 | 0 | 0 | 0 | 0 | 0 | 0 | 0 | 0 | 0 | 0 | 0 | 0 | 0 | 0 | 0 | 0 | 0 | 0 | 0 | 0 | 0 | 0 | 0 | 0 | 0 | 0 | 0 | 0 | 0 | 0 | 0 | 0 | 0 | 0 | 0 | 0 | 0 | 0 | 0 | 0 | 0 | 0 | 0 | 0 | 0 | 0 | 0 | 0 | 0 | 0 | 0 | 0 | 0 | 0 | 0 | 0 | 0 | 0 | 0 | 0 | 0 | 0 | 0 | 0 | 0 | 0 | 0 | 0 | 0 | 0 | 0 | 0 | 0 | 0 | 0 | 0 | 0 | 0 | 0 | 0 | 0 | 0 | 0 | 0 | 0 | 0 | 0 | 0 | 0 | 0 | 0 | 0 | 0 | 0 | 0 | 0 | 0 | 0 | 0 | 0 | 0 | 0 | 0 | 0 | 0 | 0 | 0 | 0 | 0 | 0 | 0 | 0 | 0 | 0 | 0 | 0 | 0 | 0 | 0 | 0 | 0 | 0 | 0 | 0 | 0 | 0 | 0 | 0 | 0 | 0 | 0 | 0 | 0 | 0 | 0 | 0 | 0 | 0 | 0 | 0 | 0 | 0 | 0 | 0 | 0 | 0 | 0 | 0 | 0 | 0 | 0 | 0 | 0 | 0 | 0 | 0 | 0 | 0 | 0 | 0 | 0 | 0 | 0 | 0 | 0 | 0 | 0 | 0 | 0 | 0 | 0 | 0 | 0 | 0 | 0 | 0 | 0 | 0 | 0 | 0 | 0 | 0 | 0 | 0 | 0 | 0 | 0 | 0 | 0 | 0 | 0 | 0 | 0 | 0 | 0 | 0 | 0 | 0 | 0 | 0 | 0 | 0 | 0 | 0 | 0 | 0 | 0 | 0 | 0 | 0 | 0 | 0 | 0 | 0 | 0 | 0 | 0 | 0 | 0 | 0 | 0 | 0 | 0 | 0 | 0 | 0 | 0 | 0 | 0 | 0 | 0 | 0 | 0 | 0 | 0 | 0 | 0 | 0 | 0 | 0 | 0 | 0 | 0 | 0 | 0 | 0 | 0 | 0 | 0 | 0 | 0 | 0 | 0 | 0 | 0 | 0 | 0 | 0 | 0 | 0 | 0 | 0 | 0 | 0 | 0 | 0 | 0 | 0 | 0 | 0 | 0 | 0 | 0 | 0 | 0 | 0 | 0 | 0 | 0 | 0 | 0 | 0 | 0 | 0 | 0 | 0 | 0 | 0 | 0 | 0 | 0 | 0 | 0 | 0 | 0 | 0 | 0 | 0 | 0 | 0 | 0 | 0 | 0 | 0 | 0 | 0 | 0 | 0 | 0 | 0 | 0 | 0 | 0 | 0 | 0 | 0 | 0 | 0 | 0 | 0 | 0 | 0 | 0 | 0 | 0 | 0 | 0 | 0 | 0 | 0 | 0 | 0 | 0 | 0 | 0 | 0 | 0 | 0 | 0 | 0 | 0 | 0 | 0 | 0 | 0 | 0 | 0 | 0 | 0 | 0 | 0 | 0 | 0 | 0 | 0 | 0 | 0 | 0 | 0 | 0 | 0 | 0 | 0 | 0 | 0 | 0 | 0 | 0 | 0 | 0 | 0 | 0 | 0 | 0 | 0 | 0 | 0 | 0 | 0 | 0 | 0 | 0 | 0 | 0 | 0 | 0 | 53.9197 | 54.2196 | 54.5223 | 54.8253 | 55.1263 | 55.4229 | 55.7128 | 55.9937 | 56.2632 | 56.5193 | 56.7625 | 56.9933 | 57.2122 | 57.4198 | 57.6166 | 57.803 | 57.9795 | 58.1467 | 58.3049 | 58.4546 | 41.708 | 41.94 | 42.1741 | 42.4085 | 42.6414 | 42.8708 | 43.095 | 43.3123 | 43.5208 | 43.7189 | 43.907 | 44.0855 | 44.2548 | 44.4154 | 44.5676 | 44.7118 | 44.8484 | 44.9777 | 45.1001 | 45.2159
WA_Industrial_Wood and Lumber Products_Existing_Space Heating_Natural Gas_Space Heating - Heat Recovery Ventilator_A | WA | Industrial | Wood and Lumber Products | Existing | Space Heating | Natural Gas | Space Heating - Heat Recovery Ventilator | A | IM581 | None | HRV installed | 15 | 0.013423 | 0 | 0 | 0.28 | 0 | 0 | 0 | 0.139 |  | sqft | 5% | 10% | Retrofit | RetroEven20 | 80.75% | TBD | 0.2% | 146.5581 |  | 97.2274 |  | 0.016921 | IL TRM - 4.4.27 - CI-HVC-ERVE-V04-200101 | IL TRM - 4.4.27 - CI-HVC-ERVE-V04-200101 | IL TRM - 4.4.27 - CI-HVC-ERVE-V04-200101 | None | None | None | None | None | None | None | None | None | None | None | None | None | None | None | None | None | None | None | None | None | None | HRV installed | HRV installed | HRV installed | HRV installed | HRV installed | HRV installed | HRV installed | HRV installed | HRV installed | HRV installed | HRV installed | HRV installed | HRV installed | HRV installed | HRV installed | HRV installed | HRV installed | HRV installed | HRV installed | HRV installed | HRV installed | HRV installed | 0.28 | 0.28 | 0.28 | 0.28 | 0.28 | 0.28 | 0.28 | 0.28 | 0.28 | 0.28 | 0.28 | 0.28 | 0.28 | 0.28 | 0.28 | 0.28 | 0.28 | 0.28 | 0.28 | 0.28 | 0.28 | 0.28 | 0 | 0 | 0.013244 | 0.013045 | 0.012782 | 0.012447 | 0.012043 | 0.011585 | 0.011094 | 0.010595 | 0.010112 | 0.0096611 | 0.0092531 | 0.0088903 | 0.0085726 | 0.0082946 | 0.0080509 | 0.0078398 | 0.0076552 | 0.0074896 | 0.0073471 | 0.0072123 | 0.019852 | 0.019217 | 0.018505 | 0.017709 | 0.016839 | 0.015919 | 0.014982 | 0.014061 | 0.013189 | 0.012384 | 0.011656 | 0.011006 | 0.01043 | 0.0099176 | 0.0094602 | 0.0090533 | 0.0086877 | 0.0083533 | 0.008053 | 0.007769 | 0.019852 | 0.038772 | 0.056494 | 0.072723 | 0.087203 | 0.099803 | 0.11055 | 0.11965 | 0.12738 | 0.13408 | 0.14008 | 0.14559 | 0.15082 | 0.15585 | 0.16073 | 0.16557 | 0.17036 | 0.17502 | 0.17975 | 0.18422 | 1498.9979 | 1473.1531 | 1447.7539 | 1422.7926 | 1398.2617 | 1374.1538 | 1350.4615 | 1327.1776 | 1304.2953 | 1281.8074 | 1259.7073 | 1237.9882 | 1216.6436 | 1195.667 | 1175.052 | 1154.7925 | 1134.8823 | 1115.3153 | 1096.0858 | 1077.1877 | 1498.9979 | 2972.151 | 4419.9049 | 5842.6975 | 7240.9593 | 8615.113 | 9965.5745 | 11292.7521 | 12597.0474 | 13878.8548 | 15138.5621 | 16376.5503 | 17593.1939 | 18788.8608 | 19963.9129 | 21118.7053 | 22253.5876 | 23368.903 | 24464.9887 | 25542.1765 | 0.016921 | 0.016435 | 0.015893 | 0.015291 | 0.014633 | 0.013937 | 0.013224 | 0.012522 | 0.011851 | 0.011228 | 0.010659 | 0.010145 | 0.0096836 | 0.0092679 | 0.008892 | 0.0085533 | 0.0082462 | 0.0079634 | 0.0077076 | 0.0074651 | 0.016921 | 0.033158 | 0.048521 | 0.062792 | 0.07578 | 0.087374 | 0.097588 | 0.10655 | 0.11446 | 0.12157 | 0.12809 | 0.1342 | 0.14003 | 0.14564 | 0.15107 | 0.15642 | 0.1617 | 0.16685 | 0.17204 | 0.17701 | 1274.1482 | 1252.1801 | 1230.5908 | 1209.3737 | 1188.5225 | 1168.0307 | 1147.8922 | 1128.101 | 1108.651 | 1089.5363 | 1070.7512 | 1052.29 | 1034.147 | 1016.3169 | 998.7942 | 981.5736 | 964.6499 | 948.018 | 931.6729 | 915.6096 | 1274.1482 | 2526.3283 | 3756.9192 | 4966.2929 | 6154.8154 | 7322.8461 | 8470.7383 | 9598.8393 | 10707.4903 | 11797.0266 | 12867.7778 | 13920.0678 | 14954.2148 | 15970.5317 | 16969.3259 | 17950.8995 | 18915.5495 | 19863.5675 | 20795.2404 | 21710.85 | 0 | 0 | 0 | 0 | 0 | 0 | 0 | 0 | 0 | 0 | 0 | 0 | 0 | 0 | 0 | 0 | 0 | 0 | 0 | 0 | 0 | 0 | 0 | 0 | 0 | 0 | 0 | 0 | 0 | 0 | 0 | 0 | 0 | 0 | 0 | 0 | 0 | 0 | 0 | 0 | 0 | 0 | 0 | 0 | 0 | 0 | 0 | 0 | 0 | 0 | 0 | 0 | 0 | 0 | 0 | 0 | 0 | 0 | 0 | 0 | 0 | 0 | 0 | 0 | 0 | 0 | 0 | 0 | 0 | 0 | 0 | 0 | 0 | 0 | 0 | 0 | 0 | 0 | 0 | 0 | 0 | 0 | 0 | 0 | 0 | 0 | 0 | 0 | 0 | 0 | 0 | 0 | 0 | 0 | 0 | 0 | 0 | 0 | 0 | 0 | 0 | 0 | 0 | 0 | 0 | 0 | 0 | 0 | 0 | 0 | 0 | 0 | 0 | 0 | 0 | 0 | 0 | 0 | 0 | 0 | 0 | 0 | 0 | 0 | 0 | 0 | 0 | 0 | 0 | 0 | 0 | 0 | 0 | 0 | 0 | 0 | 0 | 0 | 0 | 0 | 0 | 0 | 0 | 0 | 0 | 0 | 0 | 0 | 0 | 0 | 0 | 0 | 0 | 0 | 0 | 0 | 0 | 0 | 0 | 0 | 0 | 0 | 0 | 0 | 0 | 0 | 0 | 0 | 0 | 0 | 0 | 0 | 0 | 0 | 0 | 0 | 0 | 0 | 0 | 0 | 0 | 0 | 0 | 0 | 0 | 0 | 0 | 0 | 0 | 0 | 0 | 0 | 0 | 0 | 0 | 0 | 0 | 0 | 0 | 0 | 0 | 0 | 0 | 0 | 0 | 0 | 0 | 0 | 0 | 0 | 0 | 0 | 0 | 0 | 0 | 0 | 0 | 0 | 0 | 0 | 0 | 0 | 0 | 0 | 0 | 0 | 0 | 0 | 0 | 0 | 0 | 0 | 0 | 0 | 0 | 0 | 0 | 0 | 0 | 0 | 2265.5724 | 2270.9724 | 2276.3774 | 2281.7467 | 2287.0415 | 2292.2243 | 2297.2592 | 2302.1118 | 2306.7494 | 2311.1404 | 2315.2957 | 2319.2256 | 2322.9403 | 2326.4493 | 2329.7615 | 2332.8859 | 2335.8307 | 2338.6037 | 2341.2126 | 2343.6645 | 1502.9917 | 1506.5741 | 1510.1598 | 1513.7219 | 1517.2344 | 1520.6727 | 1524.0129 | 1527.2322 | 1530.3087 | 1533.2217 | 1535.9784 | 1538.5855 | 1541.0499 | 1543.3777 | 1545.5751 | 1547.6478 | 1549.6014 | 1551.441 | 1553.1718 | 1554.7984
WA_Industrial_Wood and Lumber Products_Existing_Space Heating_Natural Gas_Thermostat - Programmable_A | WA | Industrial | Wood and Lumber Products | Existing | Space Heating | Natural Gas | Thermostat - Programmable | A | IM582 | Manual control | Programmable thermostat installed | 11 | 0.0064938 | 0 | 0 | 0.17 | 0.01 | 0 | 0 | 0.0859 |  | sqft | 25% | 40% | Retrofit | RetroEven20 | 80.75% | TBD | 0.2% | 175.7939 |  | 119.9801 |  | 0.024553 | IL TRM - 4.4.48 - CI-HVC-THST-V02-210101 | IL TRM - 4.4.48 - CI-HVC-THST-V02-210101 | BEST | Manual control | Manual control | Manual control | Manual control | Manual control | Manual control | Manual control | Manual control | Manual control | Manual control | Manual control | Manual control | Manual control | Manual control | Manual control | Manual control | Manual control | Manual control | Manual control | Manual control | Manual control | Manual control | Programmable thermostat installed | Programmable thermostat installed | Programmable thermostat installed | Programmable thermostat installed | Programmable thermostat installed | Programmable thermostat installed | Programmable thermostat installed | Programmable thermostat installed | Programmable thermostat installed | Programmable thermostat installed | Programmable thermostat installed | Programmable thermostat installed | Programmable thermostat installed | Programmable thermostat installed | Programmable thermostat installed | Programmable thermostat installed | Programmable thermostat installed | Programmable thermostat installed | Programmable thermostat installed | Programmable thermostat installed | Programmable thermostat installed | Programmable thermostat installed | 0.17 | 0.17 | 0.17 | 0.17 | 0.17 | 0.17 | 0.17 | 0.17 | 0.17 | 0.17 | 0.17 | 0.17 | 0.17 | 0.17 | 0.17 | 0.17 | 0.17 | 0.17 | 0.17 | 0.17 | 0.17 | 0.17 | 0 | 0 | 0.0064056 | 0.0063081 | 0.0061794 | 0.0060161 | 0.0058196 | 0.0055968 | 0.0053583 | 0.0051162 | 0.0048816 | 0.0046629 | 0.0044649 | 0.0042887 | 0.0041343 | 0.0039992 | 0.0038806 | 0.0037778 | 0.0036878 | 0.003607 | 0.0035373 | 0.0034714 | 0.028806 | 0.027878 | 0.026839 | 0.025679 | 0.024412 | 0.023073 | 0.021709 | 0.02037 | 0.019101 | 0.017931 | 0.016873 | 0.015928 | 0.01509 | 0.014345 | 0.01368 | 0.013088 | 0.012556 | 0.012069 | 0.011632 | 0.011218 | 0.028806 | 0.056246 | 0.081937 | 0.10545 | 0.12642 | 0.14465 | 0.1602 | 0.17333 | 0.18448 | 0.19415 | 0.20278 | 0.2107 | 0.21821 | 0.22542 | 0.23242 | 0.23935 | 0.2462 | 0.25288 | 0.25962 | 0.266 | 4496.9937 | 4419.4593 | 4343.2617 | 4268.3779 | 4194.7852 | 4122.4613 | 4051.3844 | 3981.5329 | 3912.8858 | 3845.4223 | 3779.1219 | 3713.9646 | 3649.9307 | 3587.0009 | 3525.156 | 3464.3775 | 3404.6468 | 3345.946 | 3288.2573 | 3231.5632 | 4496.9937 | 8916.453 | 13259.7147 | 17528.0926 | 21722.8778 | 25845.3391 | 29896.7235 | 33878.2564 | 37791.1422 | 41636.5644 | 45415.6863 | 49129.6509 | 52779.5816 | 56366.5825 | 59891.7386 | 63356.116 | 66760.7629 | 70106.7089 | 73394.9662 | 76626.5295 | 0.024553 | 0.023843 | 0.023053 | 0.022175 | 0.021218 | 0.020203 | 0.019167 | 0.018145 | 0.017169 | 0.016263 | 0.015435 | 0.014689 | 0.014017 | 0.013412 | 0.012865 | 0.012372 | 0.011925 | 0.011513 | 0.011141 | 0.010787 | 0.024553 | 0.048105 | 0.070381 | 0.091063 | 0.10988 | 0.12666 | 0.14144 | 0.15439 | 0.16582 | 0.17608 | 0.18549 | 0.1943 | 0.20269 | 0.21076 | 0.21858 | 0.22626 | 0.23384 | 0.24124 | 0.24867 | 0.25579 | 3822.4446 | 3756.5404 | 3691.7725 | 3628.1212 | 3565.5674 | 3504.0921 | 3443.6767 | 3384.303 | 3325.9529 | 3268.6089 | 3212.2536 | 3156.8699 | 3102.4411 | 3048.9508 | 2996.3826 | 2944.7209 | 2893.9498 | 2844.0541 | 2795.0187 | 2746.8287 | 3822.4446 | 7578.985 | 11270.7575 | 14898.8787 | 18464.4461 | 21968.5382 | 25412.2149 | 28796.5179 | 32122.4709 | 35391.0798 | 38603.3334 | 41760.2033 | 44862.6444 | 47911.5951 | 50907.9778 | 53852.6986 | 56746.6485 | 59590.7026 | 62385.7213 | 65132.55 | 0 | 0 | 0 | 0 | 0 | 0 | 0 | 0 | 0 | 0 | 0 | 0 | 0 | 0 | 0 | 0 | 0 | 0 | 0 | 0 | 0 | 0 | 0 | 0 | 0 | 0 | 0 | 0 | 0 | 0 | 0 | 0 | 0 | 0 | 0 | 0 | 0 | 0 | 0 | 0 | 0 | 0 | 0 | 0 | 0 | 0 | 0 | 0 | 0 | 0 | 0 | 0 | 0 | 0 | 0 | 0 | 0 | 0 | 0 | 0 | 0 | 0 | 0 | 0 | 0 | 0 | 0 | 0 | 0 | 0 | 0 | 0 | 0 | 0 | 0 | 0 | 0 | 0 | 0 | 0 | 0 | 0 | 0 | 0 | 0 | 0 | 0 | 0 | 0 | 0 | 0 | 0 | 0 | 0 | 0 | 0 | 0 | 0 | 0 | 0 | 0 | 0 | 0 | 0 | 0 | 0 | 0 | 0 | 0 | 0 | 0 | 0 | 0 | 0 | 0 | 0 | 0 | 0 | 0 | 0 | 0 | 0 | 0 | 0 | 0 | 0 | 0 | 0 | 0 | 0 | 0 | 0 | 0 | 0 | 0 | 0 | 0 | 0 | 0 | 0 | 0 | 0 | 0 | 0 | 0 | 0 | 0 | 0 | 0 | 0 | 0 | 0 | 0 | 0 | 0 | 0 | 0 | 0 | 0 | 0 | 0 | 0 | 0 | 0 | 0 | 0 | 0 | 0 | 0 | 0 | 0 | 0 | 0 | 0 | 0 | 0 | 0 | 0 | 0 | 0 | 0 | 0 | 0 | 0 | 0 | 0 | 0 | 0 | 0 | 0 | 0 | 0 | 0 | 0 | 0 | 0 | 0 | 0 | 0 | 0 | 0 | 0 | 0 | 0 | 0 | 0 | 0 | 0 | 0 | 0 | 0 | 0 | 0 | 0 | 0 | 0 | 0 | 0 | 0 | 0 | 0 | 0 | 0 | 0 | 0 | 0 | 0 | 0 | 0 | 0 | 0 | 0 | 0 | 0 | 0 | 0 | 0 | 0 | 0 | 0 | 4378.759 | 4389.1957 | 4399.6422 | 4410.0198 | 4420.2532 | 4430.2701 | 4440.0012 | 4449.3802 | 4458.3434 | 4466.83 | 4474.8611 | 4482.4567 | 4489.6362 | 4496.4181 | 4502.8198 | 4508.8584 | 4514.5498 | 4519.9094 | 4524.9517 | 4529.6906 | 2417.4779 | 2423.2399 | 2429.0073 | 2434.7367 | 2440.3865 | 2445.9167 | 2451.2892 | 2456.4673 | 2461.4158 | 2466.1012 | 2470.5351 | 2474.7286 | 2478.6923 | 2482.4365 | 2485.9709 | 2489.3047 | 2492.4469 | 2495.4059 | 2498.1897 | 2500.806
WA_Industrial_Wood and Lumber Products_Existing_Space Heating_Natural Gas_ENERGY STAR Connected Thermostat_A | WA | Industrial | Wood and Lumber Products | Existing | Space Heating | Natural Gas | ENERGY STAR Connected Thermostat | A | IM583 | Manual control | Wi-Fi/interactive thermostat installed | 5 | 0.015698 | 0 | 0 | 0.39 | 0.01 | 0 | 0 | 0.1927 |  | sqft | 5% | 20% | Retrofit | RetroEven20 | 80.75% | TBD | 0.2% | 340.5517 |  | 258.8526 |  | 0.059337 | ComConnectedThermostats_v1_1 | ComConnectedThermostats_v1_1 | ComConnectedThermostats_v1_1 | Manual control | Manual control | Manual control | Manual control | Manual control | Manual control | Manual control | Manual control | Manual control | Manual control | Manual control | Manual control | Manual control | Manual control | Manual control | Manual control | Manual control | Manual control | Manual control | Manual control | Manual control | Manual control | Wi-Fi/interactive thermostat installed | Wi-Fi/interactive thermostat installed | Wi-Fi/interactive thermostat installed | Wi-Fi/interactive thermostat installed | Wi-Fi/interactive thermostat installed | Wi-Fi/interactive thermostat installed | Wi-Fi/interactive thermostat installed | Wi-Fi/interactive thermostat installed | Wi-Fi/interactive thermostat installed | Wi-Fi/interactive thermostat installed | Wi-Fi/interactive thermostat installed | Wi-Fi/interactive thermostat installed | Wi-Fi/interactive thermostat installed | Wi-Fi/interactive thermostat installed | Wi-Fi/interactive thermostat installed | Wi-Fi/interactive thermostat installed | Wi-Fi/interactive thermostat installed | Wi-Fi/interactive thermostat installed | Wi-Fi/interactive thermostat installed | Wi-Fi/interactive thermostat installed | Wi-Fi/interactive thermostat installed | Wi-Fi/interactive thermostat installed | 0.39 | 0.39 | 0.39 | 0.39 | 0.39 | 0.39 | 0.39 | 0.39 | 0.39 | 0.39 | 0.39 | 0.39 | 0.39 | 0.39 | 0.39 | 0.39 | 0.39 | 0.39 | 0.39 | 0.39 | 0.39 | 0.39 | 0 | 0 | 0.01548 | 0.015239 | 0.014924 | 0.014524 | 0.014046 | 0.013503 | 0.012923 | 0.012335 | 0.011765 | 0.011234 | 0.010753 | 0.010325 | 0.0099493 | 0.0096204 | 0.0093314 | 0.0090805 | 0.0088605 | 0.0086628 | 0.0084918 | 0.0083299 | 0.069612 | 0.067349 | 0.064817 | 0.061996 | 0.058918 | 0.055666 | 0.052357 | 0.049112 | 0.046036 | 0.0432 | 0.040637 | 0.038346 | 0.036314 | 0.034508 | 0.032895 | 0.031458 | 0.030167 | 0.028985 | 0.027923 | 0.026919 | 0.069612 | 0.13588 | 0.19788 | 0.25459 | 0.30511 | 0.34899 | 0.38636 | 0.41789 | 0.44462 | 0.46775 | 0.48835 | 0.50725 | 0.52512 | 0.54227 | 0.55887 | 0.57531 | 0.59154 | 0.60732 | 0.62325 | 0.63829 | 4496.9937 | 4419.4593 | 4343.2617 | 4268.3779 | 4194.7852 | 4122.4613 | 4051.3844 | 3981.5329 | 3912.8858 | 3845.4223 | 3779.1219 | 3713.9646 | 3649.9307 | 3587.0009 | 3525.156 | 3464.3775 | 3404.6468 | 3345.946 | 3288.2573 | 3231.5632 | 4496.9937 | 8916.453 | 13259.7147 | 17528.0926 | 21722.8778 | 25845.3391 | 29896.7235 | 33878.2564 | 37791.1422 | 41636.5644 | 45415.6863 | 49129.6509 | 52779.5816 | 56366.5825 | 59891.7386 | 63356.116 | 66760.7629 | 70106.7089 | 73394.9662 | 76626.5295 | 0.059337 | 0.057607 | 0.055683 | 0.053548 | 0.05122 | 0.048758 | 0.046243 | 0.043765 | 0.041399 | 0.0392 | 0.037194 | 0.035383 | 0.033755 | 0.032288 | 0.03096 | 0.029764 | 0.028678 | 0.027678 | 0.026773 | 0.025914 | 0.059337 | 0.11623 | 0.17 | 0.21989 | 0.26525 | 0.30568 | 0.34125 | 0.37239 | 0.39984 | 0.42444 | 0.44698 | 0.46806 | 0.48811 | 0.50737 | 0.52601 | 0.54432 | 0.56234 | 0.57993 | 0.59757 | 0.61447 | 3822.4446 | 3756.5404 | 3691.7725 | 3628.1212 | 3565.5674 | 3504.0921 | 3443.6767 | 3384.303 | 3325.9529 | 3268.6089 | 3212.2536 | 3156.8699 | 3102.4411 | 3048.9508 | 2996.3826 | 2944.7209 | 2893.9498 | 2844.0541 | 2795.0187 | 2746.8287 | 3822.4446 | 7578.985 | 11270.7575 | 14898.8787 | 18464.4461 | 21968.5382 | 25412.2149 | 28796.5179 | 32122.4709 | 35391.0798 | 38603.3334 | 41760.2033 | 44862.6444 | 47911.5951 | 50907.9778 | 53852.6986 | 56746.6485 | 59590.7026 | 62385.7213 | 65132.55 | 0 | 0 | 0 | 0 | 0 | 0 | 0 | 0 | 0 | 0 | 0 | 0 | 0 | 0 | 0 | 0 | 0 | 0 | 0 | 0 | 0 | 0 | 0 | 0 | 0 | 0 | 0 | 0 | 0 | 0 | 0 | 0 | 0 | 0 | 0 | 0 | 0 | 0 | 0 | 0 | 0 | 0 | 0 | 0 | 0 | 0 | 0 | 0 | 0 | 0 | 0 | 0 | 0 | 0 | 0 | 0 | 0 | 0 | 0 | 0 | 0 | 0 | 0 | 0 | 0 | 0 | 0 | 0 | 0 | 0 | 0 | 0 | 0 | 0 | 0 | 0 | 0 | 0 | 0 | 0 | 0 | 0 | 0 | 0 | 0 | 0 | 0 | 0 | 0 | 0 | 0 | 0 | 0 | 0 | 0 | 0 | 0 | 0 | 0 | 0 | 0 | 0 | 0 | 0 | 0 | 0 | 0 | 0 | 0 | 0 | 0 | 0 | 0 | 0 | 0 | 0 | 0 | 0 | 0 | 0 | 0 | 0 | 0 | 0 | 0 | 0 | 0 | 0 | 0 | 0 | 0 | 0 | 0 | 0 | 0 | 0 | 0 | 0 | 0 | 0 | 0 | 0 | 0 | 0 | 0 | 0 | 0 | 0 | 0 | 0 | 0 | 0 | 0 | 0 | 0 | 0 | 0 | 0 | 0 | 0 | 0 | 0 | 0 | 0 | 0 | 0 | 0 | 0 | 0 | 0 | 0 | 0 | 0 | 0 | 0 | 0 | 0 | 0 | 0 | 0 | 0 | 0 | 0 | 0 | 0 | 0 | 0 | 0 | 0 | 0 | 0 | 0 | 0 | 0 | 0 | 0 | 0 | 0 | 0 | 0 | 0 | 0 | 0 | 0 | 0 | 0 | 0 | 0 | 0 | 0 | 0 | 0 | 0 | 0 | 0 | 0 | 0 | 0 | 0 | 0 | 0 | 0 | 0 | 0 | 0 | 0 | 0 | 0 | 0 | 0 | 0 | 0 | 0 | 0 | 0 | 0 | 0 | 0 | 0 | 0 | 6651.7848 | 6667.6392 | 6683.5085 | 6699.2731 | 6714.8187 | 6730.0354 | 6744.8181 | 6759.0657 | 6772.6817 | 6785.5737 | 6797.7737 | 6809.3123 | 6820.2187 | 6830.521 | 6840.246 | 6849.4192 | 6858.065 | 6866.2068 | 6873.8665 | 6881.0655 | 4586.0498 | 4596.9806 | 4607.9216 | 4618.7905 | 4629.5083 | 4639.9994 | 4650.1913 | 4660.0142 | 4669.4017 | 4678.2901 | 4686.7014 | 4694.6566 | 4702.176 | 4709.2789 | 4715.9837 | 4722.3081 | 4728.269 | 4733.8823 | 4739.1633 | 4744.1266
WA_Industrial_Wood and Lumber Products_Existing_Space Heating_Natural Gas_Destratification Fans (HVLS)_A | WA | Industrial | Wood and Lumber Products | Existing | Space Heating | Natural Gas | Destratification Fans (HVLS) | A | IM584 | None/Standard ventilation | Fans installed | 10 | 0.015698 | 0 | 0 | 0.6 | 0.01 | 0 | 0 | 0.2991 |  | sqft | 15% | 75% | Retrofit | RetroEven20 | 80.75% | TBD | 0.2% | 218.9363 |  | 150.6071 |  | 0.23718 | IL TRM - 4.4.34 - CI-HVC-DSFN-V05-210101 | IL TRM - 4.4.34 - CI-HVC-DSFN-V05-210101 | IL TRM - 4.4.34 - CI-HVC-DSFN-V05-210101 | None/Standard ventilation | None/Standard ventilation | None/Standard ventilation | None/Standard ventilation | None/Standard ventilation | None/Standard ventilation | None/Standard ventilation | None/Standard ventilation | None/Standard ventilation | None/Standard ventilation | None/Standard ventilation | None/Standard ventilation | None/Standard ventilation | None/Standard ventilation | None/Standard ventilation | None/Standard ventilation | None/Standard ventilation | None/Standard ventilation | None/Standard ventilation | None/Standard ventilation | None/Standard ventilation | None/Standard ventilation | Fans installed | Fans installed | Fans installed | Fans installed | Fans installed | Fans installed | Fans installed | Fans installed | Fans installed | Fans installed | Fans installed | Fans installed | Fans installed | Fans installed | Fans installed | Fans installed | Fans installed | Fans installed | Fans installed | Fans installed | Fans installed | Fans installed | 0.6 | 0.6 | 0.6 | 0.6 | 0.6 | 0.6 | 0.6 | 0.6 | 0.6 | 0.6 | 0.6 | 0.6 | 0.6 | 0.6 | 0.6 | 0.6 | 0.6 | 0.6 | 0.6 | 0.6 | 0.6 | 0.6 | 0 | 0 | 0.015467 | 0.015213 | 0.014882 | 0.014466 | 0.013969 | 0.013406 | 0.012803 | 0.01219 | 0.011593 | 0.011033 | 0.010522 | 0.010064 | 0.0096596 | 0.0093039 | 0.0089916 | 0.0087208 | 0.0084845 | 0.0082741 | 0.0080927 | 0.0079223 | 0.27822 | 0.26893 | 0.25855 | 0.24699 | 0.23439 | 0.22107 | 0.20749 | 0.19414 | 0.18145 | 0.16971 | 0.15906 | 0.14951 | 0.14103 | 0.13349 | 0.12679 | 0.12085 | 0.11555 | 0.11074 | 0.10644 | 0.10241 | 0.27822 | 0.54258 | 0.78933 | 1.0143 | 1.2138 | 1.3859 | 1.5311 | 1.6519 | 1.7525 | 1.8375 | 1.9115 | 1.9778 | 2.0393 | 2.0977 | 2.1541 | 2.2101 | 2.2657 | 2.3203 | 2.3759 | 2.4282 | 17987.9747 | 17677.8372 | 17373.0469 | 17073.5116 | 16779.1407 | 16489.8452 | 16205.5375 | 15926.1317 | 15651.5432 | 15381.689 | 15116.4875 | 14855.8584 | 14599.7229 | 14348.0035 | 14100.6242 | 13857.51 | 13618.5874 | 13383.7841 | 13153.0292 | 12926.2529 | 17987.9747 | 35665.8119 | 53038.8588 | 70112.3704 | 86891.5111 | 103381.3563 | 119586.8938 | 135513.0255 | 151164.5687 | 166546.2577 | 181662.7452 | 196518.6036 | 211118.3265 | 225466.3301 | 239566.9542 | 253424.4642 | 267043.0516 | 280426.8357 | 293579.865 | 306506.1178 | 0.23718 | 0.23009 | 0.22221 | 0.21346 | 0.20393 | 0.19384 | 0.18352 | 0.17331 | 0.16354 | 0.15442 | 0.14606 | 0.13849 | 0.13167 | 0.12554 | 0.12 | 0.11504 | 0.11057 | 0.10648 | 0.10281 | 0.099337 | 0.23718 | 0.46421 | 0.67838 | 0.87659 | 1.0561 | 1.2153 | 1.3542 | 1.4747 | 1.5795 | 1.672 | 1.7553 | 1.832 | 1.9041 | 1.9727 | 2.0388 | 2.1039 | 2.1681 | 2.2311 | 2.2947 | 2.3555 | 15289.7785 | 15026.1616 | 14767.0899 | 14512.4849 | 14262.2696 | 14016.3684 | 13774.7069 | 13537.2119 | 13303.8117 | 13074.4357 | 12849.0144 | 12627.4796 | 12409.7645 | 12195.803 | 11985.5305 | 11778.8835 | 11575.7993 | 11376.2165 | 11180.0749 | 10987.3149 | 15289.7785 | 30315.9401 | 45083.03 | 59595.5148 | 73857.7844 | 87874.1528 | 101648.8597 | 115186.0717 | 128489.8834 | 141564.3191 | 154413.3334 | 167040.8131 | 179450.5775 | 191646.3806 | 203631.9111 | 215410.7946 | 226986.5938 | 238362.8104 | 249542.8852 | 260530.2002 | 0 | 0 | 0 | 0 | 0 | 0 | 0 | 0 | 0 | 0 | 0 | 0 | 0 | 0 | 0 | 0 | 0 | 0 | 0 | 0 | 0 | 0 | 0 | 0 | 0 | 0 | 0 | 0 | 0 | 0 | 0 | 0 | 0 | 0 | 0 | 0 | 0 | 0 | 0 | 0 | 0 | 0 | 0 | 0 | 0 | 0 | 0 | 0 | 0 | 0 | 0 | 0 | 0 | 0 | 0 | 0 | 0 | 0 | 0 | 0 | 0 | 0 | 0 | 0 | 0 | 0 | 0 | 0 | 0 | 0 | 0 | 0 | 0 | 0 | 0 | 0 | 0 | 0 | 0 | 0 | 0 | 0 | 0 | 0 | 0 | 0 | 0 | 0 | 0 | 0 | 0 | 0 | 0 | 0 | 0 | 0 | 0 | 0 | 0 | 0 | 0 | 0 | 0 | 0 | 0 | 0 | 0 | 0 | 0 | 0 | 0 | 0 | 0 | 0 | 0 | 0 | 0 | 0 | 0 | 0 | 0 | 0 | 0 | 0 | 0 | 0 | 0 | 0 | 0 | 0 | 0 | 0 | 0 | 0 | 0 | 0 | 0 | 0 | 0 | 0 | 0 | 0 | 0 | 0 | 0 | 0 | 0 | 0 | 0 | 0 | 0 | 0 | 0 | 0 | 0 | 0 | 0 | 0 | 0 | 0 | 0 | 0 | 0 | 0 | 0 | 0 | 0 | 0 | 0 | 0 | 0 | 0 | 0 | 0 | 0 | 0 | 0 | 0 | 0 | 0 | 0 | 0 | 0 | 0 | 0 | 0 | 0 | 0 | 0 | 0 | 0 | 0 | 0 | 0 | 0 | 0 | 0 | 0 | 0 | 0 | 0 | 0 | 0 | 0 | 0 | 0 | 0 | 0 | 0 | 0 | 0 | 0 | 0 | 0 | 0 | 0 | 0 | 0 | 0 | 0 | 0 | 0 | 0 | 0 | 0 | 0 | 0 | 0 | 0 | 0 | 0 | 0 | 0 | 0 | 0 | 0 | 0 | 0 | 0 | 0 | 6267.7416 | 6282.6807 | 6297.6338 | 6312.4882 | 6327.1363 | 6341.4745 | 6355.4036 | 6368.8286 | 6381.6585 | 6393.8062 | 6405.3019 | 6416.1742 | 6426.451 | 6436.1585 | 6445.322 | 6453.9656 | 6462.1122 | 6469.7839 | 6477.0015 | 6483.7847 | 3821.918 | 3831.0275 | 3840.1455 | 3849.2034 | 3858.1354 | 3866.8785 | 3875.3722 | 3883.5584 | 3891.3818 | 3898.7891 | 3905.7989 | 3912.4286 | 3918.6951 | 3924.6145 | 3930.2022 | 3935.4729 | 3940.4405 | 3945.1185 | 3949.5196 | 3953.6559
WA_Industrial_Wood and Lumber Products_Existing_Space Heating_Natural Gas_Gas Boiler - Insulate Steam Lines/Condensate Tank_A | WA | Industrial | Wood and Lumber Products | Existing | Space Heating | Natural Gas | Gas Boiler - Insulate Steam Lines/Condensate Tank | A | IM585 | No insulation | Lines and condenstate tank insulated | 20 | 9.7544 | 0 | 0 | 291.96 | 0 | 0 | 0 | 145.9777 |  | employee | 30% | 35% | Retrofit | RetroEven20 | 80.75% | TBD | 0.2% | 337.2407 |  | 213.4281 |  | 0.0047934 | PGE Workpaper - SWWH017-01 | PGE Workpaper - SWWH017-01 | PGE Workpaper - SWWH017-01 | No insulation | No insulation | No insulation | No insulation | No insulation | No insulation | No insulation | No insulation | No insulation | No insulation | No insulation | No insulation | No insulation | No insulation | No insulation | No insulation | No insulation | No insulation | No insulation | No insulation | No insulation | No insulation | Lines and condenstate tank insulated | Lines and condenstate tank insulated | Lines and condenstate tank insulated | Lines and condenstate tank insulated | Lines and condenstate tank insulated | Lines and condenstate tank insulated | Lines and condenstate tank insulated | Lines and condenstate tank insulated | Lines and condenstate tank insulated | Lines and condenstate tank insulated | Lines and condenstate tank insulated | Lines and condenstate tank insulated | Lines and condenstate tank insulated | Lines and condenstate tank insulated | Lines and condenstate tank insulated | Lines and condenstate tank insulated | Lines and condenstate tank insulated | Lines and condenstate tank insulated | Lines and condenstate tank insulated | Lines and condenstate tank insulated | Lines and condenstate tank insulated | Lines and condenstate tank insulated | 291.96 | 291.96 | 291.96 | 291.96 | 291.96 | 291.96 | 291.96 | 291.96 | 291.96 | 291.96 | 291.96 | 291.96 | 291.96 | 291.96 | 291.96 | 291.96 | 291.96 | 291.96 | 291.96 | 291.96 | 291.96 | 291.96 | 0 | 0 | 9.6657 | 9.5984 | 9.5262 | 9.4476 | 9.361 | 9.265 | 9.1582 | 9.0399 | 8.9105 | 8.7711 | 8.6241 | 8.472 | 8.32 | 8.171 | 8.0283 | 7.8985 | 7.7819 | 7.6779 | 7.5845 | 7.4989 | 0.005628 | 0.0054925 | 0.0053572 | 0.0052213 | 0.0050843 | 0.0049454 | 0.0048041 | 0.0046603 | 0.0045144 | 0.0043671 | 0.0042199 | 0.004074 | 0.0039319 | 0.0037949 | 0.0036644 | 0.003543 | 0.0034305 | 0.0033263 | 0.0032292 | 0.0031377 | 0.005628 | 0.011081 | 0.016355 | 0.021441 | 0.026329 | 0.031004 | 0.035451 | 0.039654 | 0.0436 | 0.047285 | 0.050713 | 0.053893 | 0.056857 | 0.059634 | 0.062257 | 0.064793 | 0.067268 | 0.069695 | 0.072076 | 0.074401 | 0.58226 | 0.57223 | 0.56236 | 0.55266 | 0.54313 | 0.53377 | 0.52457 | 0.51552 | 0.50663 | 0.4979 | 0.48932 | 0.48088 | 0.47259 | 0.46444 | 0.45643 | 0.44856 | 0.44083 | 0.43323 | 0.42576 | 0.41842 | 0.58226 | 1.1545 | 1.7168 | 2.2695 | 2.8126 | 3.3464 | 3.871 | 4.3865 | 4.8931 | 5.391 | 5.8804 | 6.3612 | 6.8338 | 7.2983 | 7.7547 | 8.2033 | 8.6441 | 9.0773 | 9.5031 | 9.9215 | 0.0047934 | 0.004688 | 0.0045831 | 0.0044781 | 0.0043724 | 0.0042654 | 0.0041567 | 0.004046 | 0.0039335 | 0.0038199 | 0.0037058 | 0.0035924 | 0.0034808 | 0.0033722 | 0.0032679 | 0.0031699 | 0.0030785 | 0.0029933 | 0.0029137 | 0.0028385 | 0.0047934 | 0.0094583 | 0.013992 | 0.018389 | 0.022643 | 0.026742 | 0.030674 | 0.034427 | 0.037991 | 0.04136 | 0.044535 | 0.047521 | 0.050334 | 0.052992 | 0.055521 | 0.057971 | 0.060365 | 0.062718 | 0.065034 | 0.067306 | 0.49492 | 0.48639 | 0.47801 | 0.46976 | 0.46166 | 0.4537 | 0.44588 | 0.43819 | 0.43064 | 0.42321 | 0.41592 | 0.40875 | 0.4017 | 0.39477 | 0.38797 | 0.38128 | 0.3747 | 0.36824 | 0.3619 | 0.35566 | 0.49492 | 0.98132 | 1.4593 | 1.9291 | 2.3908 | 2.8445 | 3.2903 | 3.7285 | 4.1592 | 4.5824 | 4.9983 | 5.4071 | 5.8088 | 6.2035 | 6.5915 | 6.9728 | 7.3475 | 7.7157 | 8.0776 | 8.4333 | 0.0047934 | 0.004688 | 0.0045831 | 0.0044781 | 0.0043724 | 0.0042654 | 0.0041567 | 0.004046 | 0.0039335 | 0.0038199 | 0.0037058 | 0.0035924 | 0.0034808 | 0.0033722 | 0.0032679 | 0.0031699 | 0.0030785 | 0.0029933 | 0.0029137 | 0.0028385 | 0.0047934 | 0.0094583 | 0.013992 | 0.018389 | 0.022643 | 0.026742 | 0.030674 | 0.034427 | 0.037991 | 0.04136 | 0.044535 | 0.047521 | 0.050334 | 0.052992 | 0.055521 | 0.057971 | 0.060365 | 0.062718 | 0.065034 | 0.067306 | 0.49492 | 0.48639 | 0.47801 | 0.46976 | 0.46166 | 0.4537 | 0.44588 | 0.43819 | 0.43064 | 0.42321 | 0.41592 | 0.40875 | 0.4017 | 0.39477 | 0.38797 | 0.38128 | 0.3747 | 0.36824 | 0.3619 | 0.35566 | 0.49492 | 0.98132 | 1.4593 | 1.9291 | 2.3908 | 2.8445 | 3.2903 | 3.7285 | 4.1592 | 4.5824 | 4.9983 | 5.4071 | 5.8088 | 6.2035 | 6.5915 | 6.9728 | 7.3475 | 7.7157 | 8.0776 | 8.4333 | 0.0047934 | 0.004688 | 0.0045831 | 0.0044781 | 0.0043724 | 0.0042654 | 0.0041567 | 0.004046 | 0.0039335 | 0.0038199 | 0.0037058 | 0.0035924 | 0.0034808 | 0.0033722 | 0.0032679 | 0.0031699 | 0.0030785 | 0.0029933 | 0.0029137 | 0.0028385 | 0.0047934 | 0.0094583 | 0.013992 | 0.018389 | 0.022643 | 0.026742 | 0.030674 | 0.034427 | 0.037991 | 0.04136 | 0.044535 | 0.047521 | 0.050334 | 0.052992 | 0.055521 | 0.057971 | 0.060365 | 0.062718 | 0.065034 | 0.067306 | 0.49492 | 0.48639 | 0.47801 | 0.46976 | 0.46166 | 0.4537 | 0.44588 | 0.43819 | 0.43064 | 0.42321 | 0.41592 | 0.40875 | 0.4017 | 0.39477 | 0.38797 | 0.38128 | 0.3747 | 0.36824 | 0.3619 | 0.35566 | 0.49492 | 0.98132 | 1.4593 | 1.9291 | 2.3908 | 2.8445 | 3.2903 | 3.7285 | 4.1592 | 4.5824 | 4.9983 | 5.4071 | 5.8088 | 6.2035 | 6.5915 | 6.9728 | 7.3475 | 7.7157 | 8.0776 | 8.4333 | 0.0047934 | 0.004688 | 0.0045831 | 0.0044781 | 0.0043724 | 0.0042654 | 0.0041567 | 0.004046 | 0.0039335 | 0.0038199 | 0.0037058 | 0.0035924 | 0.0034808 | 0.0033722 | 0.0032679 | 0.0031699 | 0.0030785 | 0.0029933 | 0.0029137 | 0.0028385 | 0.0047934 | 0.0094583 | 0.013992 | 0.018389 | 0.022643 | 0.026742 | 0.030674 | 0.034427 | 0.037991 | 0.04136 | 0.044535 | 0.047521 | 0.050334 | 0.052992 | 0.055521 | 0.057971 | 0.060365 | 0.062718 | 0.065034 | 0.067306 | 0.49492 | 0.48639 | 0.47801 | 0.46976 | 0.46166 | 0.4537 | 0.44588 | 0.43819 | 0.43064 | 0.42321 | 0.41592 | 0.40875 | 0.4017 | 0.39477 | 0.38797 | 0.38128 | 0.3747 | 0.36824 | 0.3619 | 0.35566 | 0.49492 | 0.98132 | 1.4593 | 1.9291 | 2.3908 | 2.8445 | 3.2903 | 3.7285 | 4.1592 | 4.5824 | 4.9983 | 5.4071 | 5.8088 | 6.2035 | 6.5915 | 6.9728 | 7.3475 | 7.7157 | 8.0776 | 8.4333 | 342.1109 | 342.2175 | 342.3219 | 342.424 | 342.5235 | 342.6201 | 342.7138 | 342.8043 | 342.8915 | 342.9752 | 343.0553 | 343.1318 | 343.2044 | 343.2731 | 343.3378 | 343.3984 | 343.4548 | 343.507 | 343.555 | 343.5986 | 216.5103 | 216.5778 | 216.6439 | 216.7085 | 216.7714 | 216.8326 | 216.8919 | 216.9491 | 217.0043 | 217.0573 | 217.108 | 217.1564 | 217.2023 | 217.2458 | 217.2867 | 217.3251 | 217.3608 | 217.3939 | 217.4242 | 217.4518
WA_Industrial_Wood and Lumber Products_Existing_Process_Natural Gas_Gas Boiler - Insulate Steam Lines/Condensate Tank_A | WA | Industrial | Wood and Lumber Products | Existing | Process | Natural Gas | Gas Boiler - Insulate Steam Lines/Condensate Tank | A | IM586 | No insulation | Lines and condenstate tank insulated | 20 | 68.5138 | 0 | 0 | 291.96 | 0 | 0 | 0 | 145.9777 |  | sqft | 30% | 35% | Retrofit | RetroEven20 | 80.75% | TBD | 0.2% | 337.2407 |  | 213.4281 |  | 0.11646 | PGE Workpaper - SWWH017-01 | PGE Workpaper - SWWH017-01 | PGE Workpaper - SWWH017-01 | No insulation | No insulation | No insulation | No insulation | No insulation | No insulation | No insulation | No insulation | No insulation | No insulation | No insulation | No insulation | No insulation | No insulation | No insulation | No insulation | No insulation | No insulation | No insulation | No insulation | No insulation | No insulation | Lines and condenstate tank insulated | Lines and condenstate tank insulated | Lines and condenstate tank insulated | Lines and condenstate tank insulated | Lines and condenstate tank insulated | Lines and condenstate tank insulated | Lines and condenstate tank insulated | Lines and condenstate tank insulated | Lines and condenstate tank insulated | Lines and condenstate tank insulated | Lines and condenstate tank insulated | Lines and condenstate tank insulated | Lines and condenstate tank insulated | Lines and condenstate tank insulated | Lines and condenstate tank insulated | Lines and condenstate tank insulated | Lines and condenstate tank insulated | Lines and condenstate tank insulated | Lines and condenstate tank insulated | Lines and condenstate tank insulated | Lines and condenstate tank insulated | Lines and condenstate tank insulated | 291.96 | 291.96 | 291.96 | 291.96 | 291.96 | 291.96 | 291.96 | 291.96 | 291.96 | 291.96 | 291.96 | 291.96 | 291.96 | 291.96 | 291.96 | 291.96 | 291.96 | 291.96 | 291.96 | 291.96 | 291.96 | 291.96 | 0 | 0 | 68.3334 | 68.1512 | 67.9658 | 67.7761 | 67.5814 | 67.3862 | 67.196 | 67.0105 | 66.83 | 66.6553 | 66.4868 | 66.3244 | 66.1668 | 66.0123 | 65.8591 | 65.706 | 65.5564 | 65.405 | 65.2515 | 65.0957 | 0.13695 | 0.13423 | 0.13156 | 0.12893 | 0.12634 | 0.12381 | 0.12133 | 0.11891 | 0.11654 | 0.11423 | 0.11198 | 0.10978 | 0.10763 | 0.10553 | 0.10347 | 0.10145 | 0.099472 | 0.097532 | 0.095625 | 0.093752 | 0.13695 | 0.27082 | 0.40164 | 0.52945 | 0.65427 | 0.77619 | 0.89533 | 1.0118 | 1.1256 | 1.2369 | 1.3457 | 1.4522 | 1.5564 | 1.6583 | 1.7579 | 1.8553 | 1.9505 | 2.0436 | 2.1344 | 2.223 | 2.0042 | 1.9696 | 1.9357 | 1.9023 | 1.8695 | 1.8373 | 1.8056 | 1.7745 | 1.7439 | 1.7138 | 1.6843 | 1.6552 | 1.6267 | 1.5986 | 1.5711 | 1.544 | 1.5174 | 1.4912 | 1.4655 | 1.4402 | 2.0042 | 3.9738 | 5.9095 | 7.8118 | 9.6813 | 11.5186 | 13.3241 | 15.0986 | 16.8425 | 18.5563 | 20.2405 | 21.8957 | 23.5224 | 25.121 | 26.6921 | 28.2361 | 29.7534 | 31.2446 | 32.7101 | 34.1503 | 0.11646 | 0.11419 | 0.11196 | 0.10977 | 0.10761 | 0.1055 | 0.10343 | 0.10141 | 0.099433 | 0.097501 | 0.095614 | 0.093771 | 0.091969 | 0.090204 | 0.088474 | 0.086777 | 0.085116 | 0.083485 | 0.081882 | 0.080307 | 0.11646 | 0.23038 | 0.34181 | 0.45077 | 0.55728 | 0.66141 | 0.76325 | 0.86287 | 0.96033 | 1.0557 | 1.149 | 1.2404 | 1.3299 | 1.4175 | 1.5032 | 1.587 | 1.669 | 1.7492 | 1.8276 | 1.9042 | 1.7036 | 1.6742 | 1.6453 | 1.617 | 1.5891 | 1.5617 | 1.5348 | 1.5083 | 1.4823 | 1.4567 | 1.4316 | 1.4069 | 1.3827 | 1.3588 | 1.3354 | 1.3124 | 1.2898 | 1.2675 | 1.2457 | 1.2242 | 1.7036 | 3.3777 | 5.0231 | 6.64 | 8.2291 | 9.7908 | 11.3255 | 12.8338 | 14.3161 | 15.7728 | 17.2044 | 18.6114 | 19.994 | 21.3529 | 22.6883 | 24.0007 | 25.2904 | 26.5579 | 27.8036 | 29.0278 | 0.11646 | 0.11419 | 0.11196 | 0.10977 | 0.10761 | 0.1055 | 0.10343 | 0.10141 | 0.099441 | 0.097512 | 0.095628 | 0.093787 | 0.091987 | 0.090225 | 0.088497 | 0.086802 | 0.085142 | 0.083512 | 0.08191 | 0.080335 | 0.11646 | 0.23038 | 0.34181 | 0.45077 | 0.55729 | 0.66143 | 0.76329 | 0.86292 | 0.96041 | 1.0558 | 1.1492 | 1.2406 | 1.3302 | 1.4178 | 1.5036 | 1.5874 | 1.6695 | 1.7498 | 1.8282 | 1.9049 | 1.7036 | 1.6742 | 1.6453 | 1.617 | 1.5891 | 1.5617 | 1.5348 | 1.5083 | 1.4823 | 1.4567 | 1.4316 | 1.4069 | 1.3827 | 1.3588 | 1.3354 | 1.3124 | 1.2898 | 1.2675 | 1.2457 | 1.2242 | 1.7036 | 3.3777 | 5.0231 | 6.64 | 8.2291 | 9.7908 | 11.3255 | 12.8338 | 14.3161 | 15.7728 | 17.2044 | 18.6114 | 19.994 | 21.3529 | 22.6883 | 24.0007 | 25.2904 | 26.5579 | 27.8036 | 29.0278 | 0.11646 | 0.11419 | 0.11196 | 0.10977 | 0.10761 | 0.1055 | 0.10343 | 0.10141 | 0.099441 | 0.097512 | 0.095628 | 0.093787 | 0.091987 | 0.090225 | 0.088497 | 0.086802 | 0.085142 | 0.083512 | 0.08191 | 0.080335 | 0.11646 | 0.23038 | 0.34181 | 0.45077 | 0.55729 | 0.66143 | 0.76329 | 0.86292 | 0.96041 | 1.0558 | 1.1492 | 1.2406 | 1.3302 | 1.4178 | 1.5036 | 1.5874 | 1.6695 | 1.7498 | 1.8282 | 1.9049 | 1.7036 | 1.6742 | 1.6453 | 1.617 | 1.5891 | 1.5617 | 1.5348 | 1.5083 | 1.4823 | 1.4567 | 1.4316 | 1.4069 | 1.3827 | 1.3588 | 1.3354 | 1.3124 | 1.2898 | 1.2675 | 1.2457 | 1.2242 | 1.7036 | 3.3777 | 5.0231 | 6.64 | 8.2291 | 9.7908 | 11.3255 | 12.8338 | 14.3161 | 15.7728 | 17.2044 | 18.6114 | 19.994 | 21.3529 | 22.6883 | 24.0007 | 25.2904 | 26.5579 | 27.8036 | 29.0278 | 0.11646 | 0.11419 | 0.11196 | 0.10977 | 0.10761 | 0.1055 | 0.10343 | 0.10141 | 0.099441 | 0.097512 | 0.095628 | 0.093787 | 0.091987 | 0.090225 | 0.088497 | 0.086802 | 0.085142 | 0.083512 | 0.08191 | 0.080335 | 0.11646 | 0.23038 | 0.34181 | 0.45077 | 0.55729 | 0.66143 | 0.76329 | 0.86292 | 0.96041 | 1.0558 | 1.1492 | 1.2406 | 1.3302 | 1.4178 | 1.5036 | 1.5874 | 1.6695 | 1.7498 | 1.8282 | 1.9049 | 1.7036 | 1.6742 | 1.6453 | 1.617 | 1.5891 | 1.5617 | 1.5348 | 1.5083 | 1.4823 | 1.4567 | 1.4316 | 1.4069 | 1.3827 | 1.3588 | 1.3354 | 1.3124 | 1.2898 | 1.2675 | 1.2457 | 1.2242 | 1.7036 | 3.3777 | 5.0231 | 6.64 | 8.2291 | 9.7908 | 11.3255 | 12.8338 | 14.3161 | 15.7728 | 17.2044 | 18.6114 | 19.994 | 21.3529 | 22.6883 | 24.0007 | 25.2904 | 26.5579 | 27.8036 | 29.0278 | 342.1109 | 342.2175 | 342.3219 | 342.424 | 342.5235 | 342.6201 | 342.7138 | 342.8043 | 342.8915 | 342.9752 | 343.0553 | 343.1318 | 343.2044 | 343.2731 | 343.3378 | 343.3984 | 343.4548 | 343.507 | 343.555 | 343.5986 | 216.5103 | 216.5778 | 216.6439 | 216.7085 | 216.7714 | 216.8326 | 216.8919 | 216.9491 | 217.0043 | 217.0573 | 217.108 | 217.1564 | 217.2023 | 217.2458 | 217.2867 | 217.3251 | 217.3608 | 217.3939 | 217.4242 | 217.4518
WA_Industrial_Wood and Lumber Products_Existing_Space Heating_Natural Gas_Gas Boiler - Insulate Hot Water Lines_A | WA | Industrial | Wood and Lumber Products | Existing | Space Heating | Natural Gas | Gas Boiler - Insulate Hot Water Lines | A | IM587 | No insulation | Insulated water lines | 20 | 11.0255 | 0 | 0 | 207.29 | 0 | 0 | 0 | 103.6428 |  | employee | 40% | 50% | Retrofit | RetroEven20 | 80.75% | TBD | 0.2% | 213.1658 |  | 134.9054 |  | 0.010839 | PGE Workpaper - SWWH017-01 | PGE Workpaper - SWWH017-01 | PGE Workpaper - SWWH017-01 | No insulation | No insulation | No insulation | No insulation | No insulation | No insulation | No insulation | No insulation | No insulation | No insulation | No insulation | No insulation | No insulation | No insulation | No insulation | No insulation | No insulation | No insulation | No insulation | No insulation | No insulation | No insulation | Insulated water lines | Insulated water lines | Insulated water lines | Insulated water lines | Insulated water lines | Insulated water lines | Insulated water lines | Insulated water lines | Insulated water lines | Insulated water lines | Insulated water lines | Insulated water lines | Insulated water lines | Insulated water lines | Insulated water lines | Insulated water lines | Insulated water lines | Insulated water lines | Insulated water lines | Insulated water lines | Insulated water lines | Insulated water lines | 207.29 | 207.29 | 207.29 | 207.29 | 207.29 | 207.29 | 207.29 | 207.29 | 207.29 | 207.29 | 207.29 | 207.29 | 207.29 | 207.29 | 207.29 | 207.29 | 207.29 | 207.29 | 207.29 | 207.29 | 207.29 | 207.29 | 0 | 0 | 10.9285 | 10.8576 | 10.7838 | 10.7066 | 10.6257 | 10.5406 | 10.4511 | 10.357 | 10.259 | 10.1577 | 10.0539 | 9.9477 | 9.8415 | 9.7348 | 9.628 | 9.5272 | 9.432 | 9.3417 | 9.2561 | 9.1751 | 0.012727 | 0.012426 | 0.012129 | 0.011834 | 0.011542 | 0.011253 | 0.010965 | 0.010679 | 0.010395 | 0.010115 | 0.009839 | 0.0095673 | 0.0093019 | 0.0090424 | 0.008789 | 0.0085471 | 0.0083158 | 0.0080942 | 0.0078818 | 0.007678 | 0.012727 | 0.02507 | 0.037028 | 0.048598 | 0.059773 | 0.070547 | 0.080912 | 0.090862 | 0.1004 | 0.10952 | 0.11824 | 0.12656 | 0.13451 | 0.14209 | 0.14932 | 0.15631 | 0.16306 | 0.1696 | 0.17592 | 0.18206 | 1.1645 | 1.1445 | 1.1247 | 1.1053 | 1.0863 | 1.0675 | 1.0491 | 1.031 | 1.0133 | 0.9958 | 0.97863 | 0.96176 | 0.94518 | 0.92888 | 0.91286 | 0.89713 | 0.88166 | 0.86646 | 0.85152 | 0.83684 | 1.1645 | 2.309 | 3.4337 | 4.539 | 5.6253 | 6.6928 | 7.742 | 8.773 | 9.7863 | 10.7821 | 11.7607 | 12.7225 | 13.6677 | 14.5965 | 15.5094 | 16.4065 | 17.2882 | 18.1546 | 19.0062 | 19.843 | 0.010839 | 0.010605 | 0.010374 | 0.010146 | 0.00992 | 0.0096959 | 0.0094733 | 0.0092521 | 0.0090326 | 0.0088151 | 0.0086001 | 0.0083876 | 0.0081778 | 0.007971 | 0.0077673 | 0.0075712 | 0.0073828 | 0.0072018 | 0.0070281 | 0.0068615 | 0.010839 | 0.021396 | 0.031671 | 0.041664 | 0.051371 | 0.060788 | 0.069907 | 0.078725 | 0.087238 | 0.095446 | 0.10335 | 0.11095 | 0.11825 | 0.12526 | 0.13197 | 0.13846 | 0.14477 | 0.1509 | 0.15687 | 0.1627 | 0.98985 | 0.97278 | 0.95601 | 0.93953 | 0.92333 | 0.90741 | 0.89176 | 0.87639 | 0.86128 | 0.84643 | 0.83184 | 0.81749 | 0.8034 | 0.78955 | 0.77593 | 0.76256 | 0.74941 | 0.73649 | 0.72379 | 0.71131 | 0.98985 | 1.9626 | 2.9186 | 3.8582 | 4.7815 | 5.6889 | 6.5807 | 7.4571 | 8.3183 | 9.1648 | 9.9966 | 10.8141 | 11.6175 | 12.4071 | 13.183 | 13.9455 | 14.695 | 15.4314 | 16.1552 | 16.8665 | 0.010839 | 0.010605 | 0.010374 | 0.010146 | 0.00992 | 0.0096959 | 0.0094733 | 0.0092521 | 0.0090326 | 0.0088151 | 0.0086001 | 0.0083876 | 0.0081778 | 0.007971 | 0.0077673 | 0.0075712 | 0.0073828 | 0.0072018 | 0.0070281 | 0.0068615 | 0.010839 | 0.021396 | 0.031671 | 0.041664 | 0.051371 | 0.060788 | 0.069907 | 0.078725 | 0.087238 | 0.095446 | 0.10335 | 0.11095 | 0.11825 | 0.12526 | 0.13197 | 0.13846 | 0.14477 | 0.1509 | 0.15687 | 0.1627 | 0.98985 | 0.97278 | 0.95601 | 0.93953 | 0.92333 | 0.90741 | 0.89176 | 0.87639 | 0.86128 | 0.84643 | 0.83184 | 0.81749 | 0.8034 | 0.78955 | 0.77593 | 0.76256 | 0.74941 | 0.73649 | 0.72379 | 0.71131 | 0.98985 | 1.9626 | 2.9186 | 3.8582 | 4.7815 | 5.6889 | 6.5807 | 7.4571 | 8.3183 | 9.1648 | 9.9966 | 10.8141 | 11.6175 | 12.4071 | 13.183 | 13.9455 | 14.695 | 15.4314 | 16.1552 | 16.8665 | 0.010839 | 0.010605 | 0.010374 | 0.010146 | 0.00992 | 0.0096959 | 0.0094733 | 0.0092521 | 0.0090326 | 0.0088151 | 0.0086001 | 0.0083876 | 0.0081778 | 0.007971 | 0.0077673 | 0.0075712 | 0.0073828 | 0.0072018 | 0.0070281 | 0.0068615 | 0.010839 | 0.021396 | 0.031671 | 0.041664 | 0.051371 | 0.060788 | 0.069907 | 0.078725 | 0.087238 | 0.095446 | 0.10335 | 0.11095 | 0.11825 | 0.12526 | 0.13197 | 0.13846 | 0.14477 | 0.1509 | 0.15687 | 0.1627 | 0.98985 | 0.97278 | 0.95601 | 0.93953 | 0.92333 | 0.90741 | 0.89176 | 0.87639 | 0.86128 | 0.84643 | 0.83184 | 0.81749 | 0.8034 | 0.78955 | 0.77593 | 0.76256 | 0.74941 | 0.73649 | 0.72379 | 0.71131 | 0.98985 | 1.9626 | 2.9186 | 3.8582 | 4.7815 | 5.6889 | 6.5807 | 7.4571 | 8.3183 | 9.1648 | 9.9966 | 10.8141 | 11.6175 | 12.4071 | 13.183 | 13.9455 | 14.695 | 15.4314 | 16.1552 | 16.8665 | 0.010839 | 0.010605 | 0.010374 | 0.010146 | 0.00992 | 0.0096959 | 0.0094733 | 0.0092521 | 0.0090326 | 0.0088151 | 0.0086001 | 0.0083876 | 0.0081778 | 0.007971 | 0.0077673 | 0.0075712 | 0.0073828 | 0.0072018 | 0.0070281 | 0.0068615 | 0.010839 | 0.021396 | 0.031671 | 0.041664 | 0.051371 | 0.060788 | 0.069907 | 0.078725 | 0.087238 | 0.095446 | 0.10335 | 0.11095 | 0.11825 | 0.12526 | 0.13197 | 0.13846 | 0.14477 | 0.1509 | 0.15687 | 0.1627 | 0.98985 | 0.97278 | 0.95601 | 0.93953 | 0.92333 | 0.90741 | 0.89176 | 0.87639 | 0.86128 | 0.84643 | 0.83184 | 0.81749 | 0.8034 | 0.78955 | 0.77593 | 0.76256 | 0.74941 | 0.73649 | 0.72379 | 0.71131 | 0.98985 | 1.9626 | 2.9186 | 3.8582 | 4.7815 | 5.6889 | 6.5807 | 7.4571 | 8.3183 | 9.1648 | 9.9966 | 10.8141 | 11.6175 | 12.4071 | 13.183 | 13.9455 | 14.695 | 15.4314 | 16.1552 | 16.8665 | 214.8932 | 214.9601 | 215.0257 | 215.0898 | 215.1523 | 215.213 | 215.2719 | 215.3287 | 215.3835 | 215.4361 | 215.4864 | 215.5344 | 215.58 | 215.6232 | 215.6638 | 215.7019 | 215.7373 | 215.7701 | 215.8002 | 215.8276 | 135.9986 | 136.0409 | 136.0824 | 136.123 | 136.1626 | 136.201 | 136.2382 | 136.2742 | 136.3088 | 136.3421 | 136.374 | 136.4044 | 136.4332 | 136.4605 | 136.4863 | 136.5103 | 136.5328 | 136.5536 | 136.5726 | 136.5899
WA_Industrial_Wood and Lumber Products_Existing_Process_Natural Gas_Gas Boiler - Insulate Hot Water Lines_A | WA | Industrial | Wood and Lumber Products | Existing | Process | Natural Gas | Gas Boiler - Insulate Hot Water Lines | A | IM588 | No insulation | Insulated water lines | 20 | 77.4421 | 0 | 0 | 207.29 | 0 | 0 | 0 | 103.6428 |  | sqft | 40% | 50% | Retrofit | RetroEven20 | 80.75% | TBD | 0.2% | 213.1658 |  | 134.9054 |  | 0.26337 | PGE Workpaper - SWWH017-01 | PGE Workpaper - SWWH017-01 | PGE Workpaper - SWWH017-01 | No insulation | No insulation | No insulation | No insulation | No insulation | No insulation | No insulation | No insulation | No insulation | No insulation | No insulation | No insulation | No insulation | No insulation | No insulation | No insulation | No insulation | No insulation | No insulation | No insulation | No insulation | No insulation | Insulated water lines | Insulated water lines | Insulated water lines | Insulated water lines | Insulated water lines | Insulated water lines | Insulated water lines | Insulated water lines | Insulated water lines | Insulated water lines | Insulated water lines | Insulated water lines | Insulated water lines | Insulated water lines | Insulated water lines | Insulated water lines | Insulated water lines | Insulated water lines | Insulated water lines | Insulated water lines | Insulated water lines | Insulated water lines | 207.29 | 207.29 | 207.29 | 207.29 | 207.29 | 207.29 | 207.29 | 207.29 | 207.29 | 207.29 | 207.29 | 207.29 | 207.29 | 207.29 | 207.29 | 207.29 | 207.29 | 207.29 | 207.29 | 207.29 | 207.29 | 207.29 | 0 | 0 | 77.2742 | 77.1049 | 76.9324 | 76.7559 | 76.5743 | 76.3929 | 76.2179 | 76.0492 | 75.8871 | 75.7325 | 75.5857 | 75.4468 | 75.3139 | 75.185 | 75.0579 | 74.9312 | 74.8088 | 74.6846 | 74.5583 | 74.43 | 0.30974 | 0.30374 | 0.29783 | 0.29203 | 0.28631 | 0.28071 | 0.27524 | 0.26989 | 0.26467 | 0.25958 | 0.25461 | 0.24976 | 0.24502 | 0.24039 | 0.23584 | 0.23138 | 0.22702 | 0.22274 | 0.21853 | 0.21439 | 0.30974 | 0.6128 | 0.90926 | 1.1992 | 1.4827 | 1.7599 | 2.0311 | 2.2965 | 2.5563 | 2.8106 | 3.0598 | 3.3039 | 3.5431 | 3.7774 | 4.0069 | 4.2315 | 4.4516 | 4.667 | 4.8776 | 5.0836 | 4.0084 | 3.9393 | 3.8713 | 3.8046 | 3.739 | 3.6745 | 3.6112 | 3.5489 | 3.4877 | 3.4276 | 3.3685 | 3.3104 | 3.2533 | 3.1973 | 3.1421 | 3.088 | 3.0347 | 2.9824 | 2.931 | 2.8804 | 4.0084 | 7.9476 | 11.819 | 15.6236 | 19.3626 | 23.0371 | 26.6483 | 30.1972 | 33.6849 | 37.1125 | 40.481 | 43.7915 | 47.0448 | 50.2421 | 53.3842 | 56.4721 | 59.5068 | 62.4892 | 65.4202 | 68.3006 | 0.26337 | 0.25834 | 0.25341 | 0.24855 | 0.24378 | 0.23909 | 0.23451 | 0.23004 | 0.22566 | 0.22139 | 0.21721 | 0.21313 | 0.20914 | 0.20524 | 0.20141 | 0.19766 | 0.19398 | 0.19037 | 0.18682 | 0.18333 | 0.26337 | 0.52122 | 0.77364 | 1.0207 | 1.2624 | 1.499 | 1.7306 | 1.9573 | 2.1795 | 2.3971 | 2.6103 | 2.8194 | 3.0243 | 3.2252 | 3.422 | 3.6147 | 3.8037 | 3.9887 | 4.1698 | 4.347 | 3.4071 | 3.3484 | 3.2906 | 3.2339 | 3.1781 | 3.1234 | 3.0695 | 3.0166 | 2.9646 | 2.9135 | 2.8632 | 2.8139 | 2.7653 | 2.7177 | 2.6708 | 2.6248 | 2.5795 | 2.535 | 2.4913 | 2.4484 | 3.4071 | 6.7555 | 10.0461 | 13.28 | 16.4582 | 19.5815 | 22.651 | 25.6676 | 28.6322 | 31.5456 | 34.4089 | 37.2227 | 39.9881 | 42.7057 | 45.3766 | 48.0013 | 50.5808 | 53.1159 | 55.6072 | 58.0555 | 0.26337 | 0.25834 | 0.25341 | 0.24855 | 0.24378 | 0.23909 | 0.23451 | 0.23004 | 0.22566 | 0.22139 | 0.21721 | 0.21313 | 0.20914 | 0.20524 | 0.20141 | 0.19766 | 0.19398 | 0.19037 | 0.18682 | 0.18333 | 0.26337 | 0.52122 | 0.77364 | 1.0207 | 1.2624 | 1.499 | 1.7306 | 1.9573 | 2.1795 | 2.3971 | 2.6103 | 2.8194 | 3.0243 | 3.2252 | 3.422 | 3.6147 | 3.8037 | 3.9887 | 4.1698 | 4.347 | 3.4071 | 3.3484 | 3.2906 | 3.2339 | 3.1781 | 3.1234 | 3.0695 | 3.0166 | 2.9646 | 2.9135 | 2.8632 | 2.8139 | 2.7653 | 2.7177 | 2.6708 | 2.6248 | 2.5795 | 2.535 | 2.4913 | 2.4484 | 3.4071 | 6.7555 | 10.0461 | 13.28 | 16.4582 | 19.5815 | 22.651 | 25.6676 | 28.6322 | 31.5456 | 34.4089 | 37.2227 | 39.9881 | 42.7057 | 45.3766 | 48.0013 | 50.5808 | 53.1159 | 55.6072 | 58.0555 | 0.26337 | 0.25834 | 0.25341 | 0.24855 | 0.24378 | 0.23909 | 0.23451 | 0.23004 | 0.22566 | 0.22139 | 0.21721 | 0.21313 | 0.20914 | 0.20524 | 0.20141 | 0.19766 | 0.19398 | 0.19037 | 0.18682 | 0.18333 | 0.26337 | 0.52122 | 0.77364 | 1.0207 | 1.2624 | 1.499 | 1.7306 | 1.9573 | 2.1795 | 2.3971 | 2.6103 | 2.8194 | 3.0243 | 3.2252 | 3.422 | 3.6147 | 3.8037 | 3.9887 | 4.1698 | 4.347 | 3.4071 | 3.3484 | 3.2906 | 3.2339 | 3.1781 | 3.1234 | 3.0695 | 3.0166 | 2.9646 | 2.9135 | 2.8632 | 2.8139 | 2.7653 | 2.7177 | 2.6708 | 2.6248 | 2.5795 | 2.535 | 2.4913 | 2.4484 | 3.4071 | 6.7555 | 10.0461 | 13.28 | 16.4582 | 19.5815 | 22.651 | 25.6676 | 28.6322 | 31.5456 | 34.4089 | 37.2227 | 39.9881 | 42.7057 | 45.3766 | 48.0013 | 50.5808 | 53.1159 | 55.6072 | 58.0555 | 0.26337 | 0.25834 | 0.25341 | 0.24855 | 0.24378 | 0.23909 | 0.23451 | 0.23004 | 0.22566 | 0.22139 | 0.21721 | 0.21313 | 0.20914 | 0.20524 | 0.20141 | 0.19766 | 0.19398 | 0.19037 | 0.18682 | 0.18333 | 0.26337 | 0.52122 | 0.77364 | 1.0207 | 1.2624 | 1.499 | 1.7306 | 1.9573 | 2.1795 | 2.3971 | 2.6103 | 2.8194 | 3.0243 | 3.2252 | 3.422 | 3.6147 | 3.8037 | 3.9887 | 4.1698 | 4.347 | 3.4071 | 3.3484 | 3.2906 | 3.2339 | 3.1781 | 3.1234 | 3.0695 | 3.0166 | 2.9646 | 2.9135 | 2.8632 | 2.8139 | 2.7653 | 2.7177 | 2.6708 | 2.6248 | 2.5795 | 2.535 | 2.4913 | 2.4484 | 3.4071 | 6.7555 | 10.0461 | 13.28 | 16.4582 | 19.5815 | 22.651 | 25.6676 | 28.6322 | 31.5456 | 34.4089 | 37.2227 | 39.9881 | 42.7057 | 45.3766 | 48.0013 | 50.5808 | 53.1159 | 55.6072 | 58.0555 | 214.8932 | 214.9601 | 215.0257 | 215.0898 | 215.1523 | 215.213 | 215.2719 | 215.3287 | 215.3835 | 215.4361 | 215.4864 | 215.5344 | 215.58 | 215.6232 | 215.6638 | 215.7019 | 215.7373 | 215.7701 | 215.8002 | 215.8276 | 135.9986 | 136.0409 | 136.0824 | 136.123 | 136.1626 | 136.201 | 136.2382 | 136.2742 | 136.3088 | 136.3421 | 136.374 | 136.4044 | 136.4332 | 136.4605 | 136.4863 | 136.5103 | 136.5328 | 136.5536 | 136.5726 | 136.5899
WA_Industrial_Wood and Lumber Products_Existing_Process_Natural Gas_Process - Insulate Heated Process Fluids_A | WA | Industrial | Wood and Lumber Products | Existing | Process | Natural Gas | Process - Insulate Heated Process Fluids | A | IM589 | No insulation | Insulated process fluid lines | 20 | 125.8253 | 0 | 0 | 291.96 | 0 | 0 | 0 | 145.9777 |  | employee | 5% | 10% | Retrofit | Retro12Med | 75.44% | TBD | 0.2% | 211.101 |  | 133.5986 |  | 0.4688 | PGE Workpaper - SWWH017-01 | PGE Workpaper - SWWH017-01 | PGE Workpaper - SWWH017-01 | No insulation | No insulation | No insulation | No insulation | No insulation | No insulation | No insulation | No insulation | No insulation | No insulation | No insulation | No insulation | No insulation | No insulation | No insulation | No insulation | No insulation | No insulation | No insulation | No insulation | No insulation | No insulation | Insulated process fluid lines | Insulated process fluid lines | Insulated process fluid lines | Insulated process fluid lines | Insulated process fluid lines | Insulated process fluid lines | Insulated process fluid lines | Insulated process fluid lines | Insulated process fluid lines | Insulated process fluid lines | Insulated process fluid lines | Insulated process fluid lines | Insulated process fluid lines | Insulated process fluid lines | Insulated process fluid lines | Insulated process fluid lines | Insulated process fluid lines | Insulated process fluid lines | Insulated process fluid lines | Insulated process fluid lines | Insulated process fluid lines | Insulated process fluid lines | 291.96 | 291.96 | 291.96 | 291.96 | 291.96 | 291.96 | 291.96 | 291.96 | 291.96 | 291.96 | 291.96 | 291.96 | 291.96 | 291.96 | 291.96 | 291.96 | 291.96 | 291.96 | 291.96 | 291.96 | 291.96 | 291.96 | 0 | 0 | 125.7968 | 125.7741 | 125.7556 | 125.739 | 125.7231 | 125.7079 | 125.6932 | 125.6791 | 125.6655 | 125.6522 | 125.6392 | 125.6265 | 125.6141 | 125.6018 | 125.5896 | 125.5772 | 125.5648 | 125.5522 | 125.5396 | 125.5268 | 0.55151 | 0.5419 | 0.53248 | 0.52323 | 0.51415 | 0.4547 | 0.35745 | 0.28099 | 0.2209 | 0.17365 | 0.13651 | 0.10732 | 0.084364 | 0.066321 | 0.052137 | 0.040986 | 0.00027471 | 9.641e-05 | 3.2297e-05 | 1.0349e-05 | 0.55151 | 1.0933 | 1.6256 | 2.1487 | 2.6625 | 3.1169 | 3.474 | 3.7546 | 3.9751 | 4.1483 | 4.2844 | 4.3913 | 4.4752 | 4.5411 | 4.5928 | 4.6333 | 4.6331 | 4.6328 | 4.6323 | 4.6319 | 4.3841 | 4.3086 | 4.2343 | 4.1613 | 4.0895 | 3.6171 | 2.8438 | 2.2358 | 1.7578 | 1.382 | 1.0865 | 0.85424 | 0.67161 | 0.52803 | 0.41514 | 0.32638 | 0.0021878 | 0.00076789 | 0.00025727 | 8.2445e-05 | 4.3841 | 8.6927 | 12.927 | 17.0882 | 21.1777 | 24.7948 | 27.6386 | 29.8744 | 31.6323 | 33.0143 | 34.1008 | 34.955 | 35.6267 | 36.1547 | 36.5698 | 36.8962 | 36.8984 | 36.8992 | 36.8994 | 36.8995 | 0.4688 | 0.46065 | 0.45265 | 0.44479 | 0.43708 | 0.38655 | 0.30388 | 0.23889 | 0.1878 | 0.14763 | 0.11606 | 0.09124 | 0.071728 | 0.056388 | 0.044329 | 0.034849 | 0.00023358 | 8.1975e-05 | 2.7462e-05 | 8.7998e-06 | 0.4688 | 0.92937 | 1.3819 | 1.8265 | 2.2634 | 2.6497 | 2.9534 | 3.192 | 3.3795 | 3.5268 | 3.6425 | 3.7335 | 3.8049 | 3.861 | 3.905 | 3.9395 | 3.9394 | 3.9391 | 3.9388 | 3.9385 | 3.7265 | 3.6623 | 3.5991 | 3.5371 | 3.4761 | 3.0745 | 2.4172 | 1.9004 | 1.4941 | 1.1747 | 0.92356 | 0.72611 | 0.57087 | 0.44882 | 0.35287 | 0.27743 | 0.0018596 | 0.00065271 | 0.00021868 | 7.0078e-05 | 3.7265 | 7.3888 | 10.9879 | 14.525 | 18.0011 | 21.0756 | 23.4928 | 25.3933 | 26.8874 | 28.0621 | 28.9857 | 29.7118 | 30.2827 | 30.7315 | 31.0843 | 31.3618 | 31.3636 | 31.3643 | 31.3645 | 31.3646 | 0.4688 | 0.46065 | 0.45265 | 0.44479 | 0.43708 | 0.38655 | 0.30388 | 0.23889 | 0.1878 | 0.14763 | 0.11606 | 0.09124 | 0.071728 | 0.056388 | 0.044329 | 0.034849 | 0.00023358 | 8.1975e-05 | 2.7462e-05 | 8.7998e-06 | 0.4688 | 0.92937 | 1.3819 | 1.8265 | 2.2634 | 2.6497 | 2.9534 | 3.192 | 3.3795 | 3.5268 | 3.6425 | 3.7335 | 3.8049 | 3.861 | 3.905 | 3.9395 | 3.9394 | 3.9391 | 3.9388 | 3.9385 | 3.7265 | 3.6623 | 3.5991 | 3.5371 | 3.4761 | 3.0745 | 2.4172 | 1.9004 | 1.4941 | 1.1747 | 0.92356 | 0.72611 | 0.57087 | 0.44882 | 0.35287 | 0.27743 | 0.0018596 | 0.00065271 | 0.00021868 | 7.0078e-05 | 3.7265 | 7.3888 | 10.9879 | 14.525 | 18.0011 | 21.0756 | 23.4928 | 25.3933 | 26.8874 | 28.0621 | 28.9857 | 29.7118 | 30.2827 | 30.7315 | 31.0843 | 31.3618 | 31.3636 | 31.3643 | 31.3645 | 31.3646 | 0.4688 | 0.46065 | 0.45265 | 0.44479 | 0.43708 | 0.38655 | 0.30388 | 0.23889 | 0.1878 | 0.14763 | 0.11606 | 0.09124 | 0.071728 | 0.056388 | 0.044329 | 0.034849 | 0.00023358 | 8.1975e-05 | 2.7462e-05 | 8.7998e-06 | 0.4688 | 0.92937 | 1.3819 | 1.8265 | 2.2634 | 2.6497 | 2.9534 | 3.192 | 3.3795 | 3.5268 | 3.6425 | 3.7335 | 3.8049 | 3.861 | 3.905 | 3.9395 | 3.9394 | 3.9391 | 3.9388 | 3.9385 | 3.7265 | 3.6623 | 3.5991 | 3.5371 | 3.4761 | 3.0745 | 2.4172 | 1.9004 | 1.4941 | 1.1747 | 0.92356 | 0.72611 | 0.57087 | 0.44882 | 0.35287 | 0.27743 | 0.0018596 | 0.00065271 | 0.00021868 | 7.0078e-05 | 3.7265 | 7.3888 | 10.9879 | 14.525 | 18.0011 | 21.0756 | 23.4928 | 25.3933 | 26.8874 | 28.0621 | 28.9857 | 29.7118 | 30.2827 | 30.7315 | 31.0843 | 31.3618 | 31.3636 | 31.3643 | 31.3645 | 31.3646 | 0.4688 | 0.46065 | 0.45265 | 0.44479 | 0.43708 | 0.38655 | 0.30388 | 0.23889 | 0.1878 | 0.14763 | 0.11606 | 0.09124 | 0.071728 | 0.056388 | 0.044329 | 0.034849 | 0.00023358 | 8.1975e-05 | 2.7462e-05 | 8.7998e-06 | 0.4688 | 0.92937 | 1.3819 | 1.8265 | 2.2634 | 2.6497 | 2.9534 | 3.192 | 3.3795 | 3.5268 | 3.6425 | 3.7335 | 3.8049 | 3.861 | 3.905 | 3.9395 | 3.9394 | 3.9391 | 3.9388 | 3.9385 | 3.7265 | 3.6623 | 3.5991 | 3.5371 | 3.4761 | 3.0745 | 2.4172 | 1.9004 | 1.4941 | 1.1747 | 0.92356 | 0.72611 | 0.57087 | 0.44882 | 0.35287 | 0.27743 | 0.0018596 | 0.00065271 | 0.00021868 | 7.0078e-05 | 3.7265 | 7.3888 | 10.9879 | 14.525 | 18.0011 | 21.0756 | 23.4928 | 25.3933 | 26.8874 | 28.0621 | 28.9857 | 29.7118 | 30.2827 | 30.7315 | 31.0843 | 31.3618 | 31.3636 | 31.3643 | 31.3645 | 31.3646 | 212.6702 | 212.6702 | 212.6702 | 212.6702 | 212.6702 | 212.6702 | 212.6702 | 212.6702 | 212.6702 | 212.6702 | 212.6702 | 212.6702 | 212.6702 | 212.6702 | 212.6702 | 212.6702 | 212.6702 | 212.6702 | 212.6702 | 212.6702 | 134.5917 | 134.5917 | 134.5917 | 134.5917 | 134.5917 | 134.5917 | 134.5917 | 134.5917 | 134.5917 | 134.5917 | 134.5917 | 134.5917 | 134.5917 | 134.5917 | 134.5917 | 134.5917 | 134.5917 | 134.5917 | 134.5917 | 134.5917
WA_Industrial_Wood and Lumber Products_Existing_Process_Natural Gas_Process Heat Recovery_A | WA | Industrial | Wood and Lumber Products | Existing | Process | Natural Gas | Process Heat Recovery | A | IM590 | No HR system | HR system installed | 15 | 0.21081 | 0 | 0 | 1093.34 | 0 | 0 | 0 | 546.6706 |  | cfm | 5% | 50% | Retrofit | Retro12Med | 75.44% | TBD | 0.2% | 53661.1602 |  | 35599.074 |  | 0.028198 | MN TRM v3.1 - Exhaust Energy Recovery | WI TRM - Process Exhaust Filtration, 3244 | MN TRM v3.1 - Exhaust Energy Recovery | No HR system | No HR system | No HR system | No HR system | No HR system | No HR system | No HR system | No HR system | No HR system | No HR system | No HR system | No HR system | No HR system | No HR system | No HR system | No HR system | No HR system | No HR system | No HR system | No HR system | No HR system | No HR system | HR system installed | HR system installed | HR system installed | HR system installed | HR system installed | HR system installed | HR system installed | HR system installed | HR system installed | HR system installed | HR system installed | HR system installed | HR system installed | HR system installed | HR system installed | HR system installed | HR system installed | HR system installed | HR system installed | HR system installed | HR system installed | HR system installed | 1093.34 | 1093.34 | 1093.34 | 1093.34 | 1093.34 | 1093.34 | 1093.34 | 1093.34 | 1093.34 | 1093.34 | 1093.34 | 1093.34 | 1093.34 | 1093.34 | 1093.34 | 1093.34 | 1093.34 | 1093.34 | 1093.34 | 1093.34 | 1093.34 | 1093.34 | 0 | 0 | 0.21008 | 0.20934 | 0.20859 | 0.20781 | 0.20701 | 0.20621 | 0.20543 | 0.20468 | 0.20395 | 0.20325 | 0.20258 | 0.20193 | 0.20132 | 0.20072 | 0.20014 | 0.19956 | 0.19901 | 0.19846 | 0.1979 | 0.19734 | 0.033157 | 0.03247 | 0.031796 | 0.031131 | 0.030477 | 0.026852 | 0.021031 | 0.016475 | 0.012906 | 0.010112 | 0.0079239 | 0.0062101 | 0.0048675 | 0.0038155 | 0.0029911 | 0.0023448 | 1.5675e-05 | 5.4862e-06 | 1.8329e-06 | 5.857e-07 | 0.033157 | 0.065511 | 0.09707 | 0.12784 | 0.15782 | 0.18406 | 0.2044 | 0.22013 | 0.23225 | 0.24156 | 0.24869 | 0.25411 | 0.2582 | 0.26125 | 0.26349 | 0.26507 | 0.26436 | 0.26363 | 0.26289 | 0.26214 | 157.829 | 155.1078 | 152.4336 | 149.8054 | 147.2226 | 130.2158 | 102.3766 | 80.4892 | 63.2811 | 49.7521 | 39.1154 | 30.7528 | 24.1781 | 19.009 | 14.945 | 11.7498 | 0.078761 | 0.027644 | 0.0092616 | 0.002968 | 157.829 | 312.9369 | 465.3704 | 615.1758 | 762.3984 | 892.6142 | 994.9908 | 1075.4799 | 1138.7611 | 1188.5131 | 1227.6285 | 1258.3814 | 1282.5594 | 1301.5684 | 1316.5134 | 1328.2632 | 1328.342 | 1328.3696 | 1328.3789 | 1328.3818 | 0.028198 | 0.027629 | 0.027069 | 0.026519 | 0.025976 | 0.0229 | 0.017946 | 0.014066 | 0.011025 | 0.0086426 | 0.0067758 | 0.0053128 | 0.0041661 | 0.0032672 | 0.0025624 | 0.0020096 | 1.3439e-05 | 4.7059e-06 | 1.5729e-06 | 5.0282e-07 | 0.028198 | 0.055742 | 0.082641 | 0.1089 | 0.13452 | 0.15697 | 0.17442 | 0.18794 | 0.1984 | 0.20646 | 0.21266 | 0.2174 | 0.221 | 0.22371 | 0.22572 | 0.22718 | 0.22666 | 0.22613 | 0.22559 | 0.22505 | 134.1547 | 131.8417 | 129.5685 | 127.3346 | 125.1392 | 110.6834 | 87.0201 | 68.4158 | 53.789 | 42.2893 | 33.2481 | 26.1399 | 20.5514 | 16.1576 | 12.7032 | 9.9874 | 0.066947 | 0.023497 | 0.0078724 | 0.0025228 | 134.1547 | 265.9963 | 395.5649 | 522.8995 | 648.0386 | 758.7221 | 845.7421 | 914.1579 | 967.9469 | 1010.2362 | 1043.4843 | 1069.6241 | 1090.1755 | 1106.3331 | 1119.0364 | 1129.0237 | 1129.0907 | 1129.1142 | 1129.122 | 1129.1246 | 0 | 0 | 0 | 0 | 0 | 0 | 0 | 0 | 0 | 0 | 0 | 0 | 0 | 0 | 0 | 0 | 0 | 0 | 0 | 0 | 0 | 0 | 0 | 0 | 0 | 0 | 0 | 0 | 0 | 0 | 0 | 0 | 0 | 0 | 0 | 0 | 0 | 0 | 0 | 0 | 0 | 0 | 0 | 0 | 0 | 0 | 0 | 0 | 0 | 0 | 0 | 0 | 0 | 0 | 0 | 0 | 0 | 0 | 0 | 0 | 0 | 0 | 0 | 0 | 0 | 0 | 0 | 0 | 0 | 0 | 0 | 0 | 0 | 0 | 0 | 0 | 0 | 0 | 0 | 0 | 0 | 0 | 0 | 0 | 0 | 0 | 0 | 0 | 0 | 0 | 0 | 0 | 0 | 0 | 0 | 0 | 0 | 0 | 0 | 0 | 0 | 0 | 0 | 0 | 0 | 0 | 0 | 0 | 0 | 0 | 0 | 0 | 0 | 0 | 0 | 0 | 0 | 0 | 0 | 0 | 0 | 0 | 0 | 0 | 0 | 0 | 0 | 0 | 0 | 0 | 0 | 0 | 0 | 0 | 0 | 0 | 0 | 0 | 0 | 0 | 0 | 0 | 0 | 0 | 0 | 0 | 0 | 0 | 0 | 0 | 0 | 0 | 0 | 0 | 0 | 0 | 0 | 0 | 0 | 0 | 0 | 0 | 0 | 0 | 0 | 0 | 0 | 0 | 0 | 0 | 0 | 0 | 0 | 0 | 0 | 0 | 0 | 0 | 0 | 0 | 0 | 0 | 0 | 0 | 0 | 0 | 0 | 0 | 0 | 0 | 0 | 0 | 0 | 0 | 0 | 0 | 0 | 0 | 0 | 0 | 0 | 0 | 0 | 0 | 0 | 0 | 0 | 0 | 0 | 0 | 0 | 0 | 0 | 0 | 0 | 0 | 0 | 0 | 0 | 0 | 0 | 0 | 0 | 0 | 0 | 0 | 0 | 0 | 0 | 0 | 0 | 0 | 0 | 0 | 0 | 0 | 0 | 0 | 0 | 0 | 560675.0826 | 560675.0826 | 560675.0826 | 560675.0826 | 560675.0826 | 560675.0826 | 560675.0826 | 560675.0826 | 560675.0826 | 560675.0826 | 560675.0826 | 560675.0826 | 560675.0826 | 560675.0826 | 560675.0826 | 560675.0826 | 560675.0826 | 560675.0826 | 560675.0826 | 560675.0826 | 371954.5694 | 371954.5694 | 371954.5694 | 371954.5694 | 371954.5694 | 371954.5694 | 371954.5694 | 371954.5694 | 371954.5694 | 371954.5694 | 371954.5694 | 371954.5694 | 371954.5694 | 371954.5694 | 371954.5694 | 371954.5694 | 371954.5694 | 371954.5694 | 371954.5694 | 371954.5694
WA_Industrial_Wood and Lumber Products_Existing_Space Heating_Natural Gas_Building Automation System_A | WA | Industrial | Wood and Lumber Products | Existing | Space Heating | Natural Gas | Building Automation System | A | IM591 | No control system | Automation system installed and programmed | 15 | 0.015698 | 0 | 0 | 0.1 | 0.03 | 0 | 0 | 0.05225 |  | sqft | 5% | 65% | Retrofit | Retro1Slow | 84.81% | TBD | 0.2% | 154.5381 |  | 90.7043 |  | 0.01223 | COM_EMS-All-XCELCO-2017-18-3 | BEHAV_EIS-All-CPUC-2018_PG-10 | COM_EMS-All-XCELCO-2017-18-3 | No control system | No control system | No control system | No control system | No control system | No control system | No control system | No control system | No control system | No control system | No control system | No control system | No control system | No control system | No control system | No control system | No control system | No control system | No control system | No control system | No control system | No control system | Automation system installed and programmed | Automation system installed and programmed | Automation system installed and programmed | Automation system installed and programmed | Automation system installed and programmed | Automation system installed and programmed | Automation system installed and programmed | Automation system installed and programmed | Automation system installed and programmed | Automation system installed and programmed | Automation system installed and programmed | Automation system installed and programmed | Automation system installed and programmed | Automation system installed and programmed | Automation system installed and programmed | Automation system installed and programmed | Automation system installed and programmed | Automation system installed and programmed | Automation system installed and programmed | Automation system installed and programmed | Automation system installed and programmed | Automation system installed and programmed | 0.1 | 0.1 | 0.1 | 0.1 | 0.1 | 0.1 | 0.1 | 0.1 | 0.1 | 0.1 | 0.1 | 0.1 | 0.1 | 0.1 | 0.1 | 0.1 | 0.1 | 0.1 | 0.1 | 0.1 | 0.1 | 0.1 | 0 | 0 | 0.015564 | 0.015463 | 0.015357 | 0.015245 | 0.015126 | 0.015002 | 0.01487 | 0.014731 | 0.014586 | 0.014437 | 0.014283 | 0.014126 | 0.013969 | 0.013812 | 0.013655 | 0.013507 | 0.013367 | 0.013235 | 0.01311 | 0.012991 | 0.014359 | 0.028024 | 0.048564 | 0.077068 | 0.11407 | 0.15923 | 0.211 | 0.2663 | 0.32051 | 0.36763 | 0.40103 | 0.41466 | 0.40467 | 0.37067 | 0.31664 | 0.25455 | 0.18933 | 0.12754 | 0.079321 | 0.050378 | 0.014359 | 0.04229 | 0.090563 | 0.16697 | 0.27975 | 0.43667 | 0.64383 | 0.90413 | 1.2158 | 1.5709 | 1.9552 | 2.3484 | 2.727 | 3.0669 | 3.3487 | 3.567 | 3.7194 | 3.8102 | 3.8535 | 3.8689 | 922.5662 | 1812.3536 | 3162.4346 | 5055.4414 | 7541.153 | 10614.3263 | 14189.4608 | 18077.5166 | 21973.2764 | 25464.9589 | 28077.4423 | 29354.1276 | 28968.4586 | 26836.836 | 23188.7607 | 18846.2135 | 14163.3309 | 9636.3246 | 6050.3935 | 3877.8759 | 922.5662 | 2734.9198 | 5897.3545 | 10952.7959 | 18493.9489 | 29108.2752 | 43297.736 | 61375.2526 | 83348.529 | 108813.4879 | 136890.9302 | 166245.0578 | 195213.5164 | 222050.3524 | 245239.113 | 264085.3266 | 278248.6575 | 287884.982 | 293935.3755 | 297813.2514 | 0.01223 | 0.023918 | 0.041541 | 0.066079 | 0.09805 | 0.13723 | 0.18234 | 0.23079 | 0.2786 | 0.32052 | 0.35071 | 0.36375 | 0.356 | 0.32699 | 0.28007 | 0.2257 | 0.16825 | 0.1136 | 0.070808 | 0.045072 | 0.01223 | 0.036093 | 0.077466 | 0.14316 | 0.24046 | 0.37633 | 0.55639 | 0.78357 | 1.0568 | 1.3696 | 1.7099 | 2.0601 | 2.3991 | 2.7056 | 2.9619 | 3.1626 | 3.3054 | 3.3937 | 3.4399 | 3.4615 | 784.1813 | 1540.5006 | 2688.0694 | 4297.1252 | 6409.9801 | 9022.1773 | 12061.0417 | 15365.8891 | 18677.2849 | 21645.2151 | 23865.826 | 24951.0084 | 24623.1898 | 22811.3106 | 19710.4466 | 16019.2815 | 12038.8312 | 8190.8759 | 5142.8344 | 3296.1945 | 784.1813 | 2324.6819 | 5012.7513 | 9309.8765 | 15719.8566 | 24742.0339 | 36803.0756 | 52168.9647 | 70846.2496 | 92491.4647 | 116357.2907 | 141308.2991 | 165931.4889 | 188742.7995 | 208453.2461 | 224472.5276 | 236511.3588 | 244702.2347 | 249845.0692 | 253141.2637 | 0.01223 | 0.023918 | 0.041541 | 0.066079 | 0.09805 | 0.13723 | 0.18234 | 0.23079 | 0.2786 | 0.32052 | 0.35071 | 0.36375 | 0.356 | 0.32699 | 0.28007 | 0.2257 | 0.16825 | 0.1136 | 0.070808 | 0.045072 | 0.01223 | 0.036093 | 0.077466 | 0.14316 | 0.24046 | 0.37633 | 0.55639 | 0.78357 | 1.0568 | 1.3696 | 1.7099 | 2.0601 | 2.3991 | 2.7056 | 2.9619 | 3.1626 | 3.3054 | 3.3937 | 3.4399 | 3.4615 | 784.1813 | 1540.5006 | 2688.0694 | 4297.1252 | 6409.9801 | 9022.1773 | 12061.0417 | 15365.8891 | 18677.2849 | 21645.2151 | 23865.826 | 24951.0084 | 24623.1898 | 22811.3106 | 19710.4466 | 16019.2815 | 12038.8312 | 8190.8759 | 5142.8344 | 3296.1945 | 784.1813 | 2324.6819 | 5012.7513 | 9309.8765 | 15719.8566 | 24742.0339 | 36803.0756 | 52168.9647 | 70846.2496 | 92491.4647 | 116357.2907 | 141308.2991 | 165931.4889 | 188742.7995 | 208453.2461 | 224472.5276 | 236511.3588 | 244702.2347 | 249845.0692 | 253141.2637 | 0.01223 | 0.023918 | 0.041541 | 0.066079 | 0.09805 | 0.13723 | 0.18234 | 0.23079 | 0.2786 | 0.32052 | 0.35071 | 0.36375 | 0.356 | 0.32699 | 0.28007 | 0.2257 | 0.16825 | 0.1136 | 0.070808 | 0.045072 | 0.01223 | 0.036093 | 0.077466 | 0.14316 | 0.24046 | 0.37633 | 0.55639 | 0.78357 | 1.0568 | 1.3696 | 1.7099 | 2.0601 | 2.3991 | 2.7056 | 2.9619 | 3.1626 | 3.3054 | 3.3937 | 3.4399 | 3.4615 | 784.1813 | 1540.5006 | 2688.0694 | 4297.1252 | 6409.9801 | 9022.1773 | 12061.0417 | 15365.8891 | 18677.2849 | 21645.2151 | 23865.826 | 24951.0084 | 24623.1898 | 22811.3106 | 19710.4466 | 16019.2815 | 12038.8312 | 8190.8759 | 5142.8344 | 3296.1945 | 784.1813 | 2324.6819 | 5012.7513 | 9309.8765 | 15719.8566 | 24742.0339 | 36803.0756 | 52168.9647 | 70846.2496 | 92491.4647 | 116357.2907 | 141308.2991 | 165931.4889 | 188742.7995 | 208453.2461 | 224472.5276 | 236511.3588 | 244702.2347 | 249845.0692 | 253141.2637 | 0.01223 | 0.023918 | 0.041541 | 0.066079 | 0.09805 | 0.13723 | 0.18234 | 0.23079 | 0.2786 | 0.32052 | 0.35071 | 0.36375 | 0.356 | 0.32699 | 0.28007 | 0.2257 | 0.16825 | 0.1136 | 0.070808 | 0.045072 | 0.01223 | 0.036093 | 0.077466 | 0.14316 | 0.24046 | 0.37633 | 0.55639 | 0.78357 | 1.0568 | 1.3696 | 1.7099 | 2.0601 | 2.3991 | 2.7056 | 2.9619 | 3.1626 | 3.3054 | 3.3937 | 3.4399 | 3.4615 | 784.1813 | 1540.5006 | 2688.0694 | 4297.1252 | 6409.9801 | 9022.1773 | 12061.0417 | 15365.8891 | 18677.2849 | 21645.2151 | 23865.826 | 24951.0084 | 24623.1898 | 22811.3106 | 19710.4466 | 16019.2815 | 12038.8312 | 8190.8759 | 5142.8344 | 3296.1945 | 784.1813 | 2324.6819 | 5012.7513 | 9309.8765 | 15719.8566 | 24742.0339 | 36803.0756 | 52168.9647 | 70846.2496 | 92491.4647 | 116357.2907 | 141308.2991 | 165931.4889 | 188742.7995 | 208453.2461 | 224472.5276 | 236511.3588 | 244702.2347 | 249845.0692 | 253141.2637 | 2871.0518 | 2877.8949 | 2884.7444 | 2891.5488 | 2898.2586 | 2904.8265 | 2911.207 | 2917.3565 | 2923.2335 | 2928.798 | 2934.0638 | 2939.044 | 2943.7515 | 2948.1982 | 2952.3957 | 2956.355 | 2960.0868 | 2963.6009 | 2966.907 | 2970.0142 | 459.0069 | 460.1009 | 461.196 | 462.2838 | 463.3566 | 464.4066 | 465.4267 | 466.4098 | 467.3494 | 468.239 | 469.0809 | 469.8771 | 470.6297 | 471.3406 | 472.0117 | 472.6447 | 473.2413 | 473.8031 | 474.3317 | 474.8284
WA_Industrial_Wood and Lumber Products_Existing_Space Heating_Natural Gas_Steam System Efficiency Improvements_A | WA | Industrial | Wood and Lumber Products | Existing | Space Heating | Natural Gas | Steam System Efficiency Improvements | A | IM592 | Average system efficiency | Optimized system | 5 | 0.14024 | 0 | 0 | 0.12 | 0 | 0 | 0 | 0.0594 |  | sqft | 30% | 60% | Retrofit | Retro1Slow | 84.81% | TBD | 0.2% | 516.7794 |  | 399.7397 |  | 0.00077399 | AEG Research | DOE - Improving Steam System Performance: A Sourcebook for Industry, Second Edition. October 2012. | DOE - Improving Steam System Performance: A Sourcebook for Industry, Second Edition. October 2012. | Average system efficiency | Average system efficiency | Average system efficiency | Average system efficiency | Average system efficiency | Average system efficiency | Average system efficiency | Average system efficiency | Average system efficiency | Average system efficiency | Average system efficiency | Average system efficiency | Average system efficiency | Average system efficiency | Average system efficiency | Average system efficiency | Average system efficiency | Average system efficiency | Average system efficiency | Average system efficiency | Average system efficiency | Average system efficiency | Optimized system | Optimized system | Optimized system | Optimized system | Optimized system | Optimized system | Optimized system | Optimized system | Optimized system | Optimized system | Optimized system | Optimized system | Optimized system | Optimized system | Optimized system | Optimized system | Optimized system | Optimized system | Optimized system | Optimized system | Optimized system | Optimized system | 0.12 | 0.12 | 0.12 | 0.12 | 0.12 | 0.12 | 0.12 | 0.12 | 0.12 | 0.12 | 0.12 | 0.12 | 0.12 | 0.12 | 0.12 | 0.12 | 0.12 | 0.12 | 0.12 | 0.12 | 0.12 | 0.12 | 0 | 0 | 0.13899 | 0.13807 | 0.13711 | 0.13611 | 0.13506 | 0.13396 | 0.1328 | 0.13159 | 0.13032 | 0.12901 | 0.12768 | 0.12631 | 0.12494 | 0.12356 | 0.12218 | 0.12088 | 0.11965 | 0.11849 | 0.11738 | 0.11633 | 0.00090877 | 0.0017734 | 0.003073 | 0.0048767 | 0.0072185 | 0.010077 | 0.013355 | 0.016859 | 0.020295 | 0.023284 | 0.025406 | 0.026276 | 0.02565 | 0.023501 | 0.02008 | 0.016146 | 0.012011 | 0.0080919 | 0.0050332 | 0.0031971 | 0.00090877 | 0.0026762 | 0.0057306 | 0.010565 | 0.017703 | 0.027635 | 0.040752 | 0.057237 | 0.076982 | 0.099493 | 0.12387 | 0.14881 | 0.17285 | 0.19445 | 0.21236 | 0.22625 | 0.23596 | 0.24175 | 0.24452 | 0.24553 | 6.5383 | 12.8444 | 22.4126 | 35.8285 | 53.4451 | 75.225 | 100.5624 | 128.1176 | 155.7273 | 180.4733 | 198.9883 | 208.0363 | 205.303 | 190.1959 | 164.3416 | 133.5654 | 100.3773 | 68.2938 | 42.8799 | 27.483 | 6.5383 | 19.3827 | 41.7953 | 77.6238 | 131.0689 | 206.2939 | 306.8564 | 434.9739 | 590.7012 | 771.1745 | 970.1628 | 1178.1991 | 1383.5021 | 1573.698 | 1738.0396 | 1871.605 | 1971.9823 | 2040.2761 | 2083.156 | 2110.6389 | 0.00077399 | 0.0015136 | 0.0026286 | 0.0041812 | 0.0062045 | 0.0086843 | 0.01154 | 0.014609 | 0.017638 | 0.020296 | 0.022212 | 0.023042 | 0.022557 | 0.020723 | 0.017752 | 0.014308 | 0.010667 | 0.0072029 | 0.0044902 | 0.0028585 | 0.00077399 | 0.002284 | 0.0049018 | 0.0090588 | 0.015216 | 0.023816 | 0.035214 | 0.0496 | 0.066904 | 0.086726 | 0.10829 | 0.1305 | 0.15201 | 0.17146 | 0.18774 | 0.20049 | 0.20957 | 0.21519 | 0.21814 | 0.21953 | 5.5576 | 10.9177 | 19.0507 | 30.4543 | 45.4283 | 63.9413 | 85.4781 | 108.8999 | 132.3682 | 153.4023 | 169.14 | 176.8308 | 174.5076 | 161.6665 | 139.6903 | 113.5306 | 85.3207 | 58.0497 | 36.4479 | 23.3605 | 5.5576 | 16.4753 | 35.526 | 65.9802 | 111.4085 | 175.3498 | 260.8279 | 369.7278 | 502.096 | 655.4983 | 824.6384 | 1001.4692 | 1175.9768 | 1337.6433 | 1477.3337 | 1590.8643 | 1676.1849 | 1734.2347 | 1770.6826 | 1794.0431 | 0.00077399 | 0.0015136 | 0.0026286 | 0.0041812 | 0.0062045 | 0.0086843 | 0.01154 | 0.014609 | 0.017638 | 0.020296 | 0.022212 | 0.023042 | 0.022557 | 0.020723 | 0.017752 | 0.014308 | 0.010667 | 0.0072029 | 0.0044902 | 0.0028585 | 0.00077399 | 0.002284 | 0.0049018 | 0.0090588 | 0.015216 | 0.023816 | 0.035214 | 0.0496 | 0.066904 | 0.086726 | 0.10829 | 0.1305 | 0.15201 | 0.17146 | 0.18774 | 0.20049 | 0.20957 | 0.21519 | 0.21814 | 0.21953 | 5.5576 | 10.9177 | 19.0507 | 30.4543 | 45.4283 | 63.9413 | 85.4781 | 108.8999 | 132.3682 | 153.4023 | 169.14 | 176.8308 | 174.5076 | 161.6665 | 139.6903 | 113.5306 | 85.3207 | 58.0497 | 36.4479 | 23.3605 | 5.5576 | 16.4753 | 35.526 | 65.9802 | 111.4085 | 175.3498 | 260.8279 | 369.7278 | 502.096 | 655.4983 | 824.6384 | 1001.4692 | 1175.9768 | 1337.6433 | 1477.3337 | 1590.8643 | 1676.1849 | 1734.2347 | 1770.6826 | 1794.0431 | 0.00077399 | 0.0015136 | 0.0026286 | 0.0041812 | 0.0062045 | 0.0086843 | 0.01154 | 0.014609 | 0.017638 | 0.020296 | 0.022212 | 0.023042 | 0.022557 | 0.020723 | 0.017752 | 0.014308 | 0.010667 | 0.0072029 | 0.0044902 | 0.0028585 | 0.00077399 | 0.002284 | 0.0049018 | 0.0090588 | 0.015216 | 0.023816 | 0.035214 | 0.0496 | 0.066904 | 0.086726 | 0.10829 | 0.1305 | 0.15201 | 0.17146 | 0.18774 | 0.20049 | 0.20957 | 0.21519 | 0.21814 | 0.21953 | 5.5576 | 10.9177 | 19.0507 | 30.4543 | 45.4283 | 63.9413 | 85.4781 | 108.8999 | 132.3682 | 153.4023 | 169.14 | 176.8308 | 174.5076 | 161.6665 | 139.6903 | 113.5306 | 85.3207 | 58.0497 | 36.4479 | 23.3605 | 5.5576 | 16.4753 | 35.526 | 65.9802 | 111.4085 | 175.3498 | 260.8279 | 369.7278 | 502.096 | 655.4983 | 824.6384 | 1001.4692 | 1175.9768 | 1337.6433 | 1477.3337 | 1590.8643 | 1676.1849 | 1734.2347 | 1770.6826 | 1794.0431 | 0.00077399 | 0.0015136 | 0.0026286 | 0.0041812 | 0.0062045 | 0.0086843 | 0.01154 | 0.014609 | 0.017638 | 0.020296 | 0.022212 | 0.023042 | 0.022557 | 0.020723 | 0.017752 | 0.014308 | 0.010667 | 0.0072029 | 0.0044902 | 0.0028585 | 0.00077399 | 0.002284 | 0.0049018 | 0.0090588 | 0.015216 | 0.023816 | 0.035214 | 0.0496 | 0.066904 | 0.086726 | 0.10829 | 0.1305 | 0.15201 | 0.17146 | 0.18774 | 0.20049 | 0.20957 | 0.21519 | 0.21814 | 0.21953 | 5.5576 | 10.9177 | 19.0507 | 30.4543 | 45.4283 | 63.9413 | 85.4781 | 108.8999 | 132.3682 | 153.4023 | 169.14 | 176.8308 | 174.5076 | 161.6665 | 139.6903 | 113.5306 | 85.3207 | 58.0497 | 36.4479 | 23.3605 | 5.5576 | 16.4753 | 35.526 | 65.9802 | 111.4085 | 175.3498 | 260.8279 | 369.7278 | 502.096 | 655.4983 | 824.6384 | 1001.4692 | 1175.9768 | 1337.6433 | 1477.3337 | 1590.8643 | 1676.1849 | 1734.2347 | 1770.6826 | 1794.0431 | 916.6442 | 916.9298 | 917.2097 | 917.4831 | 917.7496 | 918.0086 | 918.2596 | 918.5021 | 918.7357 | 918.96 | 919.1747 | 919.3795 | 919.574 | 919.7581 | 919.9314 | 920.0938 | 920.2451 | 920.385 | 920.5134 | 920.6302 | 709.0436 | 709.2645 | 709.481 | 709.6925 | 709.8987 | 710.099 | 710.2931 | 710.4807 | 710.6614 | 710.8349 | 711.001 | 711.1594 | 711.3099 | 711.4522 | 711.5863 | 711.7119 | 711.8289 | 711.9372 | 712.0365 | 712.1269
WA_Industrial_Wood and Lumber Products_Existing_Process_Natural Gas_Steam System Efficiency Improvements_A | WA | Industrial | Wood and Lumber Products | Existing | Process | Natural Gas | Steam System Efficiency Improvements | A | IM593 | Average system efficiency | Optimized system | 5 | 0.98506 | 0 | 0 | 4.34 | 0 | 0 | 0 | 2.1684 |  | sqft | 30% | 60% | Retrofit | Retro1Slow | 84.81% | TBD | 0.2% | 516.7794 |  | 399.7397 |  | 0.00051524 | AEG Research | DOE - Improving Steam System Performance: A Sourcebook for Industry, Second Edition. October 2012. | DOE - Improving Steam System Performance: A Sourcebook for Industry, Second Edition. October 2012. | Average system efficiency | Average system efficiency | Average system efficiency | Average system efficiency | Average system efficiency | Average system efficiency | Average system efficiency | Average system efficiency | Average system efficiency | Average system efficiency | Average system efficiency | Average system efficiency | Average system efficiency | Average system efficiency | Average system efficiency | Average system efficiency | Average system efficiency | Average system efficiency | Average system efficiency | Average system efficiency | Average system efficiency | Average system efficiency | Optimized system | Optimized system | Optimized system | Optimized system | Optimized system | Optimized system | Optimized system | Optimized system | Optimized system | Optimized system | Optimized system | Optimized system | Optimized system | Optimized system | Optimized system | Optimized system | Optimized system | Optimized system | Optimized system | Optimized system | Optimized system | Optimized system | 4.34 | 4.34 | 4.34 | 4.34 | 4.34 | 4.34 | 4.34 | 4.34 | 4.34 | 4.34 | 4.34 | 4.34 | 4.34 | 4.34 | 4.34 | 4.34 | 4.34 | 4.34 | 4.34 | 4.34 | 4.34 | 4.34 | 0 | 0 | 0.98246 | 0.97985 | 0.97718 | 0.97446 | 0.97167 | 0.96888 | 0.96616 | 0.96351 | 0.96094 | 0.95846 | 0.95607 | 0.95377 | 0.95154 | 0.94935 | 0.94718 | 0.94501 | 0.94288 | 0.94072 | 0.93853 | 0.9363 | 0.00060593 | 0.0011872 | 0.0020659 | 0.0032933 | 0.0048985 | 0.0068749 | 0.0091648 | 0.011644 | 0.014116 | 0.016316 | 0.017945 | 0.018716 | 0.018427 | 0.017032 | 0.014683 | 0.011906 | 0.0089275 | 0.0060601 | 0.0037961 | 0.0024273 | 0.00060593 | 0.0017915 | 0.0038525 | 0.0071351 | 0.012013 | 0.018854 | 0.027965 | 0.039533 | 0.053543 | 0.069721 | 0.087492 | 0.106 | 0.12418 | 0.14092 | 0.15529 | 0.16683 | 0.17539 | 0.18104 | 0.18442 | 0.18641 | 0.61674 | 1.2116 | 2.1141 | 3.3796 | 5.0413 | 7.0958 | 9.4858 | 12.085 | 14.6893 | 17.0235 | 18.77 | 19.6235 | 19.3657 | 17.9407 | 15.5019 | 12.5989 | 9.4683 | 6.442 | 4.0447 | 2.5924 | 0.61674 | 1.8283 | 3.9424 | 7.322 | 12.3634 | 19.4591 | 28.9449 | 41.0299 | 55.7192 | 72.7427 | 91.5127 | 111.1362 | 130.5019 | 148.4425 | 163.9444 | 176.5433 | 186.0116 | 192.4536 | 196.4983 | 199.0907 | 0.00051524 | 0.0010099 | 0.0017581 | 0.0028039 | 0.0041723 | 0.0058583 | 0.0078128 | 0.0099304 | 0.012043 | 0.013926 | 0.015322 | 0.015986 | 0.015745 | 0.014558 | 0.012555 | 0.010184 | 0.0076386 | 0.005187 | 0.0032503 | 0.002079 | 0.00051524 | 0.001524 | 0.0032786 | 0.0060747 | 0.010232 | 0.016065 | 0.02384 | 0.033715 | 0.045681 | 0.059507 | 0.074704 | 0.090538 | 0.1061 | 0.12045 | 0.13277 | 0.1427 | 0.15007 | 0.15496 | 0.15791 | 0.15967 | 0.52423 | 1.0298 | 1.797 | 2.8727 | 4.2851 | 6.0314 | 8.0629 | 10.2722 | 12.4859 | 14.47 | 15.9545 | 16.68 | 16.4608 | 15.2496 | 13.1766 | 10.709 | 8.0481 | 5.4757 | 3.438 | 2.2035 | 0.52423 | 1.5541 | 3.3511 | 6.2237 | 10.5089 | 16.5403 | 24.6032 | 34.8754 | 47.3613 | 61.8313 | 77.7858 | 94.4658 | 110.9266 | 126.1762 | 139.3528 | 150.0618 | 158.1098 | 163.5855 | 167.0235 | 169.2271 | 0 | 0 | 0 | 0 | 0 | 0 | 0 | 0 | 0 | 0 | 0 | 0 | 0 | 0 | 0 | 0 | 0 | 0 | 0 | 0 | 0 | 0 | 0 | 0 | 0 | 0 | 0 | 0 | 0 | 0 | 0 | 0 | 0 | 0 | 0 | 0 | 0 | 0 | 0 | 0 | 0 | 0 | 0 | 0 | 0 | 0 | 0 | 0 | 0 | 0 | 0 | 0 | 0 | 0 | 0 | 0 | 0 | 0 | 0 | 0 | 0 | 0 | 0 | 0 | 0 | 0 | 0 | 0 | 0 | 0 | 0 | 0 | 0 | 0 | 0 | 0 | 0 | 0 | 0 | 0 | 0 | 0 | 0 | 0 | 0 | 0 | 0 | 0 | 0 | 0 | 0 | 0 | 0 | 0 | 0 | 0 | 0 | 0 | 0 | 0 | 0 | 0 | 0 | 0 | 0 | 0 | 0 | 0 | 0 | 0 | 0 | 0 | 0 | 0 | 0 | 0 | 0 | 0 | 0 | 0 | 0 | 0 | 0 | 0 | 0 | 0 | 0 | 0 | 0 | 0 | 0 | 0 | 0 | 0 | 0 | 0 | 0 | 0 | 0 | 0 | 0 | 0 | 0 | 0 | 0 | 0 | 0 | 0 | 0 | 0 | 0 | 0 | 0 | 0 | 0 | 0 | 0 | 0 | 0 | 0 | 0 | 0 | 0 | 0 | 0 | 0 | 0 | 0 | 0 | 0 | 0 | 0 | 0 | 0 | 0 | 0 | 0 | 0 | 0 | 0 | 0 | 0 | 0 | 0 | 0 | 0 | 0 | 0 | 0 | 0 | 0 | 0 | 0 | 0 | 0 | 0 | 0 | 0 | 0 | 0 | 0 | 0 | 0 | 0 | 0 | 0 | 0 | 0 | 0 | 0 | 0 | 0 | 0 | 0 | 0 | 0 | 0 | 0 | 0 | 0 | 0 | 0 | 0 | 0 | 0 | 0 | 0 | 0 | 0 | 0 | 0 | 0 | 0 | 0 | 0 | 0 | 0 | 0 | 0 | 0 | 916.6442 | 916.9298 | 917.2097 | 917.4831 | 917.7496 | 918.0086 | 918.2596 | 918.5021 | 918.7357 | 918.96 | 919.1747 | 919.3795 | 919.574 | 919.7581 | 919.9314 | 920.0938 | 920.2451 | 920.385 | 920.5134 | 920.6302 | 709.0436 | 709.2645 | 709.481 | 709.6925 | 709.8987 | 710.099 | 710.2931 | 710.4807 | 710.6614 | 710.8349 | 711.001 | 711.1594 | 711.3099 | 711.4522 | 711.5863 | 711.7119 | 711.8289 | 711.9372 | 712.0365 | 712.1269
WA_Industrial_Wood and Lumber Products_Existing_Space Heating_Natural Gas_Strategic Energy Management_A | WA | Industrial | Wood and Lumber Products | Existing | Space Heating | Natural Gas | Strategic Energy Management | A | IM594 | No energy management system | Energy management system installed and programmed | 5 | 5.6443 | 0 | 0 | 25.25 | 0 | 0.6 | 0 | 12.6257 |  | employee | 5% | 50% | Retrofit | RetroEven20 | 80.75% | TBD | 0.2% | 299.601 |  | 256.3665 |  | 0.076973 | BEHAV_SEM-All-CPUC-2018_PG-26 | BEHAV_SEM-All-CPUC-2018_PG-26 | AEG Research | No energy management system | No energy management system | No energy management system | No energy management system | No energy management system | No energy management system | No energy management system | No energy management system | No energy management system | No energy management system | No energy management system | No energy management system | No energy management system | No energy management system | No energy management system | No energy management system | No energy management system | No energy management system | No energy management system | No energy management system | No energy management system | No energy management system | Energy management system installed and programmed | Energy management system installed and programmed | Energy management system installed and programmed | Energy management system installed and programmed | Energy management system installed and programmed | Energy management system installed and programmed | Energy management system installed and programmed | Energy management system installed and programmed | Energy management system installed and programmed | Energy management system installed and programmed | Energy management system installed and programmed | Energy management system installed and programmed | Energy management system installed and programmed | Energy management system installed and programmed | Energy management system installed and programmed | Energy management system installed and programmed | Energy management system installed and programmed | Energy management system installed and programmed | Energy management system installed and programmed | Energy management system installed and programmed | Energy management system installed and programmed | Energy management system installed and programmed | 25.25 | 25.25 | 25.25 | 25.25 | 25.25 | 25.25 | 25.25 | 25.25 | 25.25 | 25.25 | 25.25 | 25.25 | 25.25 | 25.25 | 25.25 | 25.25 | 25.25 | 25.25 | 25.25 | 25.25 | 25.25 | 25.25 | 0 | 0 | 5.6025 | 5.5724 | 5.5406 | 5.5069 | 5.4712 | 5.4333 | 5.3932 | 5.3508 | 5.3065 | 5.2606 | 5.2135 | 5.1653 | 5.1171 | 5.0685 | 5.0199 | 4.9743 | 4.9315 | 4.8912 | 4.8531 | 4.8173 | 0.090391 | 0.088355 | 0.086336 | 0.084332 | 0.08234 | 0.08036 | 0.078392 | 0.076434 | 0.074495 | 0.072577 | 0.070688 | 0.068826 | 0.067008 | 0.065228 | 0.063488 | 0.061827 | 0.060238 | 0.058715 | 0.057254 | 0.055851 | 0.090391 | 0.17826 | 0.26358 | 0.34631 | 0.4264 | 0.50381 | 0.57848 | 0.65037 | 0.71948 | 0.78583 | 0.84949 | 0.91046 | 0.96896 | 1.025 | 1.0787 | 1.1307 | 1.1812 | 1.2302 | 1.2779 | 1.3243 | 16.134 | 15.8558 | 15.5824 | 15.3138 | 15.0497 | 14.7903 | 14.5352 | 14.2846 | 14.0384 | 13.7963 | 13.5584 | 13.3247 | 13.0949 | 12.8692 | 12.6473 | 12.4292 | 12.2149 | 12.0043 | 11.7974 | 11.594 | 16.134 | 31.9898 | 47.5722 | 62.8859 | 77.9357 | 92.7259 | 107.2612 | 121.5458 | 135.5842 | 149.3805 | 162.9389 | 176.2636 | 189.3585 | 202.2277 | 214.875 | 227.3042 | 239.5192 | 251.5235 | 263.3208 | 274.9148 | 0.076973 | 0.075383 | 0.073812 | 0.072256 | 0.070714 | 0.069181 | 0.067657 | 0.066142 | 0.064638 | 0.063149 | 0.061677 | 0.060222 | 0.058785 | 0.057366 | 0.055967 | 0.05462 | 0.053325 | 0.05208 | 0.050885 | 0.049737 | 0.076973 | 0.15209 | 0.22534 | 0.29672 | 0.36619 | 0.43372 | 0.49927 | 0.56279 | 0.62428 | 0.68375 | 0.74121 | 0.79664 | 0.85005 | 0.90146 | 0.95088 | 0.99888 | 1.0456 | 1.0912 | 1.1358 | 1.1794 | 13.7139 | 13.4774 | 13.2451 | 13.0167 | 12.7923 | 12.5717 | 12.355 | 12.1419 | 11.9326 | 11.7269 | 11.5247 | 11.326 | 11.1307 | 10.9388 | 10.7502 | 10.5648 | 10.3827 | 10.2037 | 10.0278 | 9.8549 | 13.7139 | 27.1913 | 40.4364 | 53.4531 | 66.2453 | 78.817 | 91.172 | 103.3139 | 115.2465 | 126.9734 | 138.4981 | 149.8241 | 160.9548 | 171.8936 | 182.6437 | 193.2086 | 203.5913 | 213.795 | 223.8227 | 233.6776 | 0.076973 | 0.075383 | 0.073812 | 0.072256 | 0.070714 | 0.069181 | 0.067657 | 0.066142 | 0.064638 | 0.063149 | 0.061677 | 0.060222 | 0.058785 | 0.057366 | 0.055967 | 0.05462 | 0.053325 | 0.05208 | 0.050885 | 0.049737 | 0.076973 | 0.15209 | 0.22534 | 0.29672 | 0.36619 | 0.43372 | 0.49927 | 0.56279 | 0.62428 | 0.68375 | 0.74121 | 0.79664 | 0.85005 | 0.90146 | 0.95088 | 0.99888 | 1.0456 | 1.0912 | 1.1358 | 1.1794 | 13.7139 | 13.4774 | 13.2451 | 13.0167 | 12.7923 | 12.5717 | 12.355 | 12.1419 | 11.9326 | 11.7269 | 11.5247 | 11.326 | 11.1307 | 10.9388 | 10.7502 | 10.5648 | 10.3827 | 10.2037 | 10.0278 | 9.8549 | 13.7139 | 27.1913 | 40.4364 | 53.4531 | 66.2453 | 78.817 | 91.172 | 103.3139 | 115.2465 | 126.9734 | 138.4981 | 149.8241 | 160.9548 | 171.8936 | 182.6437 | 193.2086 | 203.5913 | 213.795 | 223.8227 | 233.6776 | 0.076973 | 0.075383 | 0.073812 | 0.072256 | 0.070714 | 0.069181 | 0.067657 | 0.066142 | 0.064638 | 0.063149 | 0.061677 | 0.060222 | 0.058785 | 0.057366 | 0.055967 | 0.05462 | 0.053325 | 0.05208 | 0.050885 | 0.049737 | 0.076973 | 0.15209 | 0.22534 | 0.29672 | 0.36619 | 0.43372 | 0.49927 | 0.56279 | 0.62428 | 0.68375 | 0.74121 | 0.79664 | 0.85005 | 0.90146 | 0.95088 | 0.99888 | 1.0456 | 1.0912 | 1.1358 | 1.1794 | 13.7139 | 13.4774 | 13.2451 | 13.0167 | 12.7923 | 12.5717 | 12.355 | 12.1419 | 11.9326 | 11.7269 | 11.5247 | 11.326 | 11.1307 | 10.9388 | 10.7502 | 10.5648 | 10.3827 | 10.2037 | 10.0278 | 9.8549 | 13.7139 | 27.1913 | 40.4364 | 53.4531 | 66.2453 | 78.817 | 91.172 | 103.3139 | 115.2465 | 126.9734 | 138.4981 | 149.8241 | 160.9548 | 171.8936 | 182.6437 | 193.2086 | 203.5913 | 213.795 | 223.8227 | 233.6776 | 0.076973 | 0.075383 | 0.073812 | 0.072256 | 0.070714 | 0.069181 | 0.067657 | 0.066142 | 0.064638 | 0.063149 | 0.061677 | 0.060222 | 0.058785 | 0.057366 | 0.055967 | 0.05462 | 0.053325 | 0.05208 | 0.050885 | 0.049737 | 0.076973 | 0.15209 | 0.22534 | 0.29672 | 0.36619 | 0.43372 | 0.49927 | 0.56279 | 0.62428 | 0.68375 | 0.74121 | 0.79664 | 0.85005 | 0.90146 | 0.95088 | 0.99888 | 1.0456 | 1.0912 | 1.1358 | 1.1794 | 13.7139 | 13.4774 | 13.2451 | 13.0167 | 12.7923 | 12.5717 | 12.355 | 12.1419 | 11.9326 | 11.7269 | 11.5247 | 11.326 | 11.1307 | 10.9388 | 10.7502 | 10.5648 | 10.3827 | 10.2037 | 10.0278 | 9.8549 | 13.7139 | 27.1913 | 40.4364 | 53.4531 | 66.2453 | 78.817 | 91.172 | 103.3139 | 115.2465 | 126.9734 | 138.4981 | 149.8241 | 160.9548 | 171.8936 | 182.6437 | 193.2086 | 203.5913 | 213.795 | 223.8227 | 233.6776 | 300.4556 | 300.6792 | 300.9023 | 301.1232 | 301.3403 | 301.5521 | 301.7573 | 301.9545 | 302.1423 | 302.3197 | 302.4872 | 302.6452 | 302.7942 | 302.9347 | 303.067 | 303.1915 | 303.3087 | 303.4189 | 303.5224 | 303.6195 | 258.2495 | 258.4417 | 258.6334 | 258.8233 | 259.0099 | 259.192 | 259.3683 | 259.5378 | 259.6993 | 259.8518 | 259.9957 | 260.1315 | 260.2596 | 260.3803 | 260.494 | 260.6011 | 260.7018 | 260.7965 | 260.8855 | 260.9689
WA_Industrial_Wood and Lumber Products_Existing_Process_Natural Gas_Strategic Energy Management_A | WA | Industrial | Wood and Lumber Products | Existing | Process | Natural Gas | Strategic Energy Management | A | IM595 | No energy management system | Energy management system installed and programmed | 5 | 8.9454 | 0 | 0 | 25.25 | 0 | 0.6 | 0 | 12.6257 |  | employee | 5% | 50% | Retrofit | RetroEven20 | 80.75% | TBD | 0.2% | 299.601 |  | 256.3665 |  | 0.54805 | BEHAV_SEM-All-CPUC-2018_PG-26 | BEHAV_SEM-All-CPUC-2018_PG-26 | AEG Research | No energy management system | No energy management system | No energy management system | No energy management system | No energy management system | No energy management system | No energy management system | No energy management system | No energy management system | No energy management system | No energy management system | No energy management system | No energy management system | No energy management system | No energy management system | No energy management system | No energy management system | No energy management system | No energy management system | No energy management system | No energy management system | No energy management system | Energy management system installed and programmed | Energy management system installed and programmed | Energy management system installed and programmed | Energy management system installed and programmed | Energy management system installed and programmed | Energy management system installed and programmed | Energy management system installed and programmed | Energy management system installed and programmed | Energy management system installed and programmed | Energy management system installed and programmed | Energy management system installed and programmed | Energy management system installed and programmed | Energy management system installed and programmed | Energy management system installed and programmed | Energy management system installed and programmed | Energy management system installed and programmed | Energy management system installed and programmed | Energy management system installed and programmed | Energy management system installed and programmed | Energy management system installed and programmed | Energy management system installed and programmed | Energy management system installed and programmed | 25.25 | 25.25 | 25.25 | 25.25 | 25.25 | 25.25 | 25.25 | 25.25 | 25.25 | 25.25 | 25.25 | 25.25 | 25.25 | 25.25 | 25.25 | 25.25 | 25.25 | 25.25 | 25.25 | 25.25 | 25.25 | 25.25 | 0 | 0 | 8.9347 | 8.9239 | 8.9129 | 8.9015 | 8.8897 | 8.8781 | 8.8673 | 8.8574 | 8.8485 | 8.8406 | 8.8337 | 8.8279 | 8.823 | 8.8188 | 8.8149 | 8.8113 | 8.8084 | 8.8054 | 8.8024 | 8.7994 | 0.64464 | 0.63276 | 0.62109 | 0.6096 | 0.5983 | 0.58721 | 0.57639 | 0.56582 | 0.5555 | 0.54543 | 0.53561 | 0.52603 | 0.51668 | 0.50753 | 0.49856 | 0.48976 | 0.48116 | 0.4727 | 0.46439 | 0.45623 | 0.64464 | 1.2766 | 1.8961 | 2.5033 | 3.0983 | 3.6815 | 4.2534 | 4.8145 | 5.3651 | 5.9057 | 6.4368 | 6.9586 | 7.4714 | 7.9753 | 8.4704 | 8.9567 | 9.4348 | 9.9044 | 10.3654 | 10.818 | 72.1507 | 70.9067 | 69.6842 | 68.4827 | 67.302 | 66.1416 | 65.0012 | 63.8805 | 62.7791 | 61.6967 | 60.633 | 59.5876 | 58.5602 | 57.5506 | 56.5583 | 55.5832 | 54.6248 | 53.683 | 52.7575 | 51.8479 | 72.1507 | 143.0574 | 212.7416 | 281.2243 | 348.5263 | 414.6679 | 479.6691 | 543.5496 | 606.3288 | 668.0255 | 728.6585 | 788.2461 | 846.8063 | 904.3569 | 960.9152 | 1016.4984 | 1071.1233 | 1124.8063 | 1177.5638 | 1229.4116 | 0.54805 | 0.53804 | 0.52821 | 0.51854 | 0.50903 | 0.4997 | 0.49058 | 0.48166 | 0.47295 | 0.46444 | 0.45613 | 0.44802 | 0.44009 | 0.43232 | 0.42471 | 0.41724 | 0.40993 | 0.40275 | 0.39569 | 0.38876 | 0.54805 | 1.0855 | 1.6126 | 2.1294 | 2.636 | 3.1328 | 3.6201 | 4.0984 | 4.5678 | 5.0288 | 5.4816 | 5.9266 | 6.3639 | 6.7936 | 7.2158 | 7.6305 | 8.0383 | 8.4387 | 8.832 | 9.2181 | 61.3281 | 60.2707 | 59.2315 | 58.2103 | 57.2067 | 56.2204 | 55.251 | 54.2984 | 53.3623 | 52.4422 | 51.5381 | 50.6495 | 49.7762 | 48.918 | 48.0746 | 47.2457 | 46.4311 | 45.6306 | 44.8438 | 44.0707 | 61.3281 | 121.5988 | 180.8303 | 239.0406 | 296.2473 | 352.4677 | 407.7187 | 462.0172 | 515.3795 | 567.8217 | 619.3597 | 670.0092 | 719.7854 | 768.7034 | 816.778 | 864.0237 | 910.4548 | 956.0854 | 1000.9292 | 1044.9999 | 0.54805 | 0.53804 | 0.52821 | 0.51854 | 0.50903 | 0.4997 | 0.49058 | 0.48166 | 0.47295 | 0.46444 | 0.45613 | 0.44802 | 0.44009 | 0.43232 | 0.42471 | 0.41724 | 0.40993 | 0.40275 | 0.39569 | 0.38876 | 0.54805 | 1.0855 | 1.6126 | 2.1294 | 2.636 | 3.1328 | 3.6201 | 4.0984 | 4.5678 | 5.0288 | 5.4816 | 5.9266 | 6.3639 | 6.7936 | 7.2158 | 7.6305 | 8.0383 | 8.4387 | 8.832 | 9.2181 | 61.3281 | 60.2707 | 59.2315 | 58.2103 | 57.2067 | 56.2204 | 55.251 | 54.2984 | 53.3623 | 52.4422 | 51.5381 | 50.6495 | 49.7762 | 48.918 | 48.0746 | 47.2457 | 46.4311 | 45.6306 | 44.8438 | 44.0707 | 61.3281 | 121.5988 | 180.8303 | 239.0406 | 296.2473 | 352.4677 | 407.7187 | 462.0172 | 515.3795 | 567.8217 | 619.3597 | 670.0092 | 719.7854 | 768.7034 | 816.778 | 864.0237 | 910.4548 | 956.0854 | 1000.9292 | 1044.9999 | 0.54805 | 0.53804 | 0.52821 | 0.51854 | 0.50903 | 0.4997 | 0.49058 | 0.48166 | 0.47295 | 0.46444 | 0.45613 | 0.44802 | 0.44009 | 0.43232 | 0.42471 | 0.41724 | 0.40993 | 0.40275 | 0.39569 | 0.38876 | 0.54805 | 1.0855 | 1.6126 | 2.1294 | 2.636 | 3.1328 | 3.6201 | 4.0984 | 4.5678 | 5.0288 | 5.4816 | 5.9266 | 6.3639 | 6.7936 | 7.2158 | 7.6305 | 8.0383 | 8.4387 | 8.832 | 9.2181 | 61.3281 | 60.2707 | 59.2315 | 58.2103 | 57.2067 | 56.2204 | 55.251 | 54.2984 | 53.3623 | 52.4422 | 51.5381 | 50.6495 | 49.7762 | 48.918 | 48.0746 | 47.2457 | 46.4311 | 45.6306 | 44.8438 | 44.0707 | 61.3281 | 121.5988 | 180.8303 | 239.0406 | 296.2473 | 352.4677 | 407.7187 | 462.0172 | 515.3795 | 567.8217 | 619.3597 | 670.0092 | 719.7854 | 768.7034 | 816.778 | 864.0237 | 910.4548 | 956.0854 | 1000.9292 | 1044.9999 | 0.54805 | 0.53804 | 0.52821 | 0.51854 | 0.50903 | 0.4997 | 0.49058 | 0.48166 | 0.47295 | 0.46444 | 0.45613 | 0.44802 | 0.44009 | 0.43232 | 0.42471 | 0.41724 | 0.40993 | 0.40275 | 0.39569 | 0.38876 | 0.54805 | 1.0855 | 1.6126 | 2.1294 | 2.636 | 3.1328 | 3.6201 | 4.0984 | 4.5678 | 5.0288 | 5.4816 | 5.9266 | 6.3639 | 6.7936 | 7.2158 | 7.6305 | 8.0383 | 8.4387 | 8.832 | 9.2181 | 61.3281 | 60.2707 | 59.2315 | 58.2103 | 57.2067 | 56.2204 | 55.251 | 54.2984 | 53.3623 | 52.4422 | 51.5381 | 50.6495 | 49.7762 | 48.918 | 48.0746 | 47.2457 | 46.4311 | 45.6306 | 44.8438 | 44.0707 | 61.3281 | 121.5988 | 180.8303 | 239.0406 | 296.2473 | 352.4677 | 407.7187 | 462.0172 | 515.3795 | 567.8217 | 619.3597 | 670.0092 | 719.7854 | 768.7034 | 816.778 | 864.0237 | 910.4548 | 956.0854 | 1000.9292 | 1044.9999 | 300.4556 | 300.6792 | 300.9023 | 301.1232 | 301.3403 | 301.5521 | 301.7573 | 301.9545 | 302.1423 | 302.3197 | 302.4872 | 302.6452 | 302.7942 | 302.9347 | 303.067 | 303.1915 | 303.3087 | 303.4189 | 303.5224 | 303.6195 | 258.2495 | 258.4417 | 258.6334 | 258.8233 | 259.0099 | 259.192 | 259.3683 | 259.5378 | 259.6993 | 259.8518 | 259.9957 | 260.1315 | 260.2596 | 260.3803 | 260.494 | 260.6011 | 260.7018 | 260.7965 | 260.8855 | 260.9689
WA_Industrial_Wood and Lumber Products_Existing_Miscellaneous_Natural Gas_Strategic Energy Management_A | WA | Industrial | Wood and Lumber Products | Existing | Miscellaneous | Natural Gas | Strategic Energy Management | A | IM596 | No energy management system | Energy management system installed and programmed | 5 | 3.4004 | 0 | 0 | 25.25 | 0 | 0.6 | 0 | 12.6257 |  | employee | 5% | 50% | Retrofit | RetroEven20 | 80.75% | TBD | 0.2% | 299.601 |  | 256.3665 |  | 0.052136 | BEHAV_SEM-All-CPUC-2018_PG-26 | BEHAV_SEM-All-CPUC-2018_PG-26 | AEG Research | No energy management system | No energy management system | No energy management system | No energy management system | No energy management system | No energy management system | No energy management system | No energy management system | No energy management system | No energy management system | No energy management system | No energy management system | No energy management system | No energy management system | No energy management system | No energy management system | No energy management system | No energy management system | No energy management system | No energy management system | No energy management system | No energy management system | Energy management system installed and programmed | Energy management system installed and programmed | Energy management system installed and programmed | Energy management system installed and programmed | Energy management system installed and programmed | Energy management system installed and programmed | Energy management system installed and programmed | Energy management system installed and programmed | Energy management system installed and programmed | Energy management system installed and programmed | Energy management system installed and programmed | Energy management system installed and programmed | Energy management system installed and programmed | Energy management system installed and programmed | Energy management system installed and programmed | Energy management system installed and programmed | Energy management system installed and programmed | Energy management system installed and programmed | Energy management system installed and programmed | Energy management system installed and programmed | Energy management system installed and programmed | Energy management system installed and programmed | 25.25 | 25.25 | 25.25 | 25.25 | 25.25 | 25.25 | 25.25 | 25.25 | 25.25 | 25.25 | 25.25 | 25.25 | 25.25 | 25.25 | 25.25 | 25.25 | 25.25 | 25.25 | 25.25 | 25.25 | 25.25 | 25.25 | 0 | 0 | 3.4004 | 3.4004 | 3.4004 | 3.4004 | 3.4004 | 3.4004 | 3.4004 | 3.4004 | 3.4004 | 3.4004 | 3.4004 | 3.4004 | 3.4004 | 3.4004 | 3.4004 | 3.4004 | 3.4004 | 3.4004 | 3.4004 | 3.4004 | 0.061336 | 0.060279 | 0.059239 | 0.058218 | 0.057214 | 0.056228 | 0.055258 | 0.054306 | 0.053369 | 0.052449 | 0.051545 | 0.050656 | 0.049783 | 0.048924 | 0.048081 | 0.047252 | 0.046437 | 0.045637 | 0.04485 | 0.044076 | 0.061336 | 0.12161 | 0.18085 | 0.23907 | 0.29629 | 0.35251 | 0.40777 | 0.46208 | 0.51545 | 0.5679 | 0.61944 | 0.6701 | 0.71988 | 0.7688 | 0.81688 | 0.86414 | 0.91057 | 0.95621 | 1.0011 | 1.0451 | 18.0377 | 17.7267 | 17.421 | 17.1207 | 16.8255 | 16.5354 | 16.2503 | 15.9701 | 15.6948 | 15.4242 | 15.1583 | 14.8969 | 14.6401 | 14.3876 | 14.1396 | 13.8958 | 13.6562 | 13.4208 | 13.1894 | 12.962 | 18.0377 | 35.7643 | 53.1854 | 70.3061 | 87.1316 | 103.667 | 119.9173 | 135.8874 | 151.5822 | 167.0064 | 182.1646 | 197.0615 | 211.7016 | 226.0892 | 240.2288 | 254.1246 | 267.7808 | 281.2016 | 294.3909 | 307.3529 | 0.052136 | 0.051237 | 0.050353 | 0.049485 | 0.048632 | 0.047794 | 0.04697 | 0.04616 | 0.045364 | 0.044582 | 0.043813 | 0.043058 | 0.042315 | 0.041586 | 0.040869 | 0.040164 | 0.039472 | 0.038791 | 0.038122 | 0.037465 | 0.052136 | 0.10337 | 0.15373 | 0.20321 | 0.25184 | 0.29964 | 0.34661 | 0.39277 | 0.43813 | 0.48271 | 0.52652 | 0.56958 | 0.6119 | 0.65348 | 0.69435 | 0.73452 | 0.77399 | 0.81278 | 0.8509 | 0.88837 | 15.332 | 15.0677 | 14.8079 | 14.5526 | 14.3017 | 14.0551 | 13.8128 | 13.5746 | 13.3406 | 13.1106 | 12.8845 | 12.6624 | 12.444 | 12.2295 | 12.0186 | 11.8114 | 11.6078 | 11.4076 | 11.211 | 11.0177 | 15.332 | 30.3997 | 45.2076 | 59.7602 | 74.0618 | 88.1169 | 101.9297 | 115.5043 | 128.8449 | 141.9554 | 154.8399 | 167.5023 | 179.9463 | 192.1758 | 204.1945 | 216.0059 | 227.6137 | 239.0213 | 250.2323 | 261.25 | 0.052136 | 0.051237 | 0.050353 | 0.049485 | 0.048632 | 0.047794 | 0.04697 | 0.04616 | 0.045364 | 0.044582 | 0.043813 | 0.043058 | 0.042315 | 0.041586 | 0.040869 | 0.040164 | 0.039472 | 0.038791 | 0.038122 | 0.037465 | 0.052136 | 0.10337 | 0.15373 | 0.20321 | 0.25184 | 0.29964 | 0.34661 | 0.39277 | 0.43813 | 0.48271 | 0.52652 | 0.56958 | 0.6119 | 0.65348 | 0.69435 | 0.73452 | 0.77399 | 0.81278 | 0.8509 | 0.88837 | 15.332 | 15.0677 | 14.8079 | 14.5526 | 14.3017 | 14.0551 | 13.8128 | 13.5746 | 13.3406 | 13.1106 | 12.8845 | 12.6624 | 12.444 | 12.2295 | 12.0186 | 11.8114 | 11.6078 | 11.4076 | 11.211 | 11.0177 | 15.332 | 30.3997 | 45.2076 | 59.7602 | 74.0618 | 88.1169 | 101.9297 | 115.5043 | 128.8449 | 141.9554 | 154.8399 | 167.5023 | 179.9463 | 192.1758 | 204.1945 | 216.0059 | 227.6137 | 239.0213 | 250.2323 | 261.25 | 0.052136 | 0.051237 | 0.050353 | 0.049485 | 0.048632 | 0.047794 | 0.04697 | 0.04616 | 0.045364 | 0.044582 | 0.043813 | 0.043058 | 0.042315 | 0.041586 | 0.040869 | 0.040164 | 0.039472 | 0.038791 | 0.038122 | 0.037465 | 0.052136 | 0.10337 | 0.15373 | 0.20321 | 0.25184 | 0.29964 | 0.34661 | 0.39277 | 0.43813 | 0.48271 | 0.52652 | 0.56958 | 0.6119 | 0.65348 | 0.69435 | 0.73452 | 0.77399 | 0.81278 | 0.8509 | 0.88837 | 15.332 | 15.0677 | 14.8079 | 14.5526 | 14.3017 | 14.0551 | 13.8128 | 13.5746 | 13.3406 | 13.1106 | 12.8845 | 12.6624 | 12.444 | 12.2295 | 12.0186 | 11.8114 | 11.6078 | 11.4076 | 11.211 | 11.0177 | 15.332 | 30.3997 | 45.2076 | 59.7602 | 74.0618 | 88.1169 | 101.9297 | 115.5043 | 128.8449 | 141.9554 | 154.8399 | 167.5023 | 179.9463 | 192.1758 | 204.1945 | 216.0059 | 227.6137 | 239.0213 | 250.2323 | 261.25 | 0.052136 | 0.051237 | 0.050353 | 0.049485 | 0.048632 | 0.047794 | 0.04697 | 0.04616 | 0.045364 | 0.044582 | 0.043813 | 0.043058 | 0.042315 | 0.041586 | 0.040869 | 0.040164 | 0.039472 | 0.038791 | 0.038122 | 0.037465 | 0.052136 | 0.10337 | 0.15373 | 0.20321 | 0.25184 | 0.29964 | 0.34661 | 0.39277 | 0.43813 | 0.48271 | 0.52652 | 0.56958 | 0.6119 | 0.65348 | 0.69435 | 0.73452 | 0.77399 | 0.81278 | 0.8509 | 0.88837 | 15.332 | 15.0677 | 14.8079 | 14.5526 | 14.3017 | 14.0551 | 13.8128 | 13.5746 | 13.3406 | 13.1106 | 12.8845 | 12.6624 | 12.444 | 12.2295 | 12.0186 | 11.8114 | 11.6078 | 11.4076 | 11.211 | 11.0177 | 15.332 | 30.3997 | 45.2076 | 59.7602 | 74.0618 | 88.1169 | 101.9297 | 115.5043 | 128.8449 | 141.9554 | 154.8399 | 167.5023 | 179.9463 | 192.1758 | 204.1945 | 216.0059 | 227.6137 | 239.0213 | 250.2323 | 261.25 | 300.4556 | 300.6792 | 300.9023 | 301.1232 | 301.3403 | 301.5521 | 301.7573 | 301.9545 | 302.1423 | 302.3197 | 302.4872 | 302.6452 | 302.7942 | 302.9347 | 303.067 | 303.1915 | 303.3087 | 303.4189 | 303.5224 | 303.6195 | 258.2495 | 258.4417 | 258.6334 | 258.8233 | 259.0099 | 259.192 | 259.3683 | 259.5378 | 259.6993 | 259.8518 | 259.9957 | 260.1315 | 260.2596 | 260.3803 | 260.494 | 260.6011 | 260.7018 | 260.7965 | 260.8855 | 260.9689
WA_Industrial_Wood and Lumber Products_Existing_Space Heating_Natural Gas_Commissioning_A | WA | Industrial | Wood and Lumber Products | Existing | Space Heating | Natural Gas | Commissioning | A | IM597 | New construction code | Optimized HVAC design and controls | 10 | 7.0446 | 0 | 0 | 0.27 | 0 | 0 | 0 | 0.1336 |  | employee | 0% | 0% | Retrofit | Retro12Med | 75.44% | TBD | 0.2% | 6.4561 |  | 4.5953 |  | 0 | DL20_COM_CX-Refrig-2021PLN-V11-3 | 2018 AMIL BUS Retro-Commissioning Initiative | U.S. Department of Energy. Lawrence Berkeley National Labs and Building Commissioning Association. https://www.bcxa.org/wp-content/uploads/2020/09/1-s2.0- S0378778819319553-main.pdf | New construction code | New construction code | New construction code | New construction code | New construction code | New construction code | New construction code | New construction code | New construction code | New construction code | New construction code | New construction code | New construction code | New construction code | New construction code | New construction code | New construction code | New construction code | New construction code | New construction code | New construction code | New construction code | Optimized HVAC design and controls | Optimized HVAC design and controls | Optimized HVAC design and controls | Optimized HVAC design and controls | Optimized HVAC design and controls | Optimized HVAC design and controls | Optimized HVAC design and controls | Optimized HVAC design and controls | Optimized HVAC design and controls | Optimized HVAC design and controls | Optimized HVAC design and controls | Optimized HVAC design and controls | Optimized HVAC design and controls | Optimized HVAC design and controls | Optimized HVAC design and controls | Optimized HVAC design and controls | Optimized HVAC design and controls | Optimized HVAC design and controls | Optimized HVAC design and controls | Optimized HVAC design and controls | Optimized HVAC design and controls | Optimized HVAC design and controls | 0.27 | 0.27 | 0.27 | 0.27 | 0.27 | 0.27 | 0.27 | 0.27 | 0.27 | 0.27 | 0.27 | 0.27 | 0.27 | 0.27 | 0.27 | 0.27 | 0.27 | 0.27 | 0.27 | 0.27 | 0.27 | 0.27 | 0 | 0 | 6.9977 | 6.9655 | 6.9314 | 6.8951 | 6.8565 | 6.8153 | 6.7714 | 6.7248 | 6.6756 | 6.6242 | 6.5711 | 6.5162 | 6.461 | 6.4053 | 6.3493 | 6.2971 | 6.2485 | 6.2029 | 6.1603 | 6.1205 | 0 | 0 | 0 | 0 | 0 | 0 | 0 | 0 | 0 | 0 | 0 | 0 | 0 | 0 | 0 | 0 | 0 | 0 | 0 | 0 | 0 | 0 | 0 | 0 | 0 | 0 | 0 | 0 | 0 | 0 | 0 | 0 | 0 | 0 | 0 | 0 | 0 | 0 | 0 | 0 | 0 | 0 | 0 | 0 | 0 | 0 | 0 | 0 | 0 | 0 | 0 | 0 | 0 | 0 | 0 | 0 | 0 | 0 | 0 | 0 | 0 | 0 | 0 | 0 | 0 | 0 | 0 | 0 | 0 | 0 | 0 | 0 | 0 | 0 | 0 | 0 | 0 | 0 | 0 | 0 | 0 | 0 | 0 | 0 | 0 | 0 | 0 | 0 | 0 | 0 | 0 | 0 | 0 | 0 | 0 | 0 | 0 | 0 | 0 | 0 | 0 | 0 | 0 | 0 | 0 | 0 | 0 | 0 | 0 | 0 | 0 | 0 | 0 | 0 | 0 | 0 | 0 | 0 | 0 | 0 | 0 | 0 | 0 | 0 | 0 | 0 | 0 | 0 | 0 | 0 | 0 | 0 | 0 | 0 | 0 | 0 | 0 | 0 | 0 | 0 | 0 | 0 | 0 | 0 | 0 | 0 | 0 | 0 | 0 | 0 | 0 | 0 | 0 | 0 | 0 | 0 | 0 | 0 | 0 | 0 | 0 | 0 | 0 | 0 | 0 | 0 | 0 | 0 | 0 | 0 | 0 | 0 | 0 | 0 | 0 | 0 | 0 | 0 | 0 | 0 | 0 | 0 | 0 | 0 | 0 | 0 | 0 | 0 | 0 | 0 | 0 | 0 | 0 | 0 | 0 | 0 | 0 | 0 | 0 | 0 | 0 | 0 | 0 | 0 | 0 | 0 | 0 | 0 | 0 | 0 | 0 | 0 | 0 | 0 | 0 | 0 | 0 | 0 | 0 | 0 | 0 | 0 | 0 | 0 | 0 | 0 | 0 | 0 | 0 | 0 | 0 | 0 | 0 | 0 | 0 | 0 | 0 | 0 | 0 | 0 | 0 | 0 | 0 | 0 | 0 | 0 | 0 | 0 | 0 | 0 | 0 | 0 | 0 | 0 | 0 | 0 | 0 | 0 | 0 | 0 | 0 | 0 | 0 | 0 | 0 | 0 | 0 | 0 | 0 | 0 | 0 | 0 | 0 | 0 | 0 | 0 | 0 | 0 | 0 | 0 | 0 | 0 | 0 | 0 | 0 | 0 | 0 | 0 | 0 | 0 | 0 | 0 | 0 | 0 | 0 | 0 | 0 | 0 | 0 | 0 | 0 | 0 | 0 | 0 | 0 | 0 | 0 | 0 | 0 | 0 | 0 | 0 | 0 | 0 | 0 | 0 | 0 | 0 | 0 | 0 | 0 | 0 | 0 | 0 | 0 | 0 | 0 | 0 | 0 | 0 | 0 | 0 | 0 | 0 | 0 | 0 | 0 | 0 | 0 | 0 | 0 | 0 | 0 | 0 | 0 | 0 | 0 | 0 | 0 | 0 | 0 | 0 | 0 | 0 | 0 | 0 | 0 | 0 | 0 | 0 | 0 | 0 | 0 | 0 | 0 | 0 | 0 | 0 | 0 | 0 | 0 | 0 | 0 | 0 | 0 | 0 | 0 | 0 | 0 | 0 | 0 | 0 | 0 | 0 | 0 | 0 | 0 | 0 | 0 | 0 | 0 | 0 | 0 | 0 | 0 | 0 | 0 | 0 | 0 | 0 | 0.66304 | 0.66323 | 0.66343 | 0.66362 | 0.66381 | 0.66399 | 0.66417 | 0.66434 | 0.6645 | 0.66465 | 0.6648 | 0.66493 | 0.66506 | 0.66518 | 0.6653 | 0.6654 | 0.6655 | 0.6656 | 0.66569 | 0.66577 | 0.47193 | 0.47207 | 0.47221 | 0.47235 | 0.47248 | 0.47261 | 0.47274 | 0.47286 | 0.47297 | 0.47308 | 0.47318 | 0.47328 | 0.47337 | 0.47346 | 0.47354 | 0.47362 | 0.47369 | 0.47376 | 0.47382 | 0.47388
WA_Industrial_Wood and Lumber Products_Existing_Process_Natural Gas_Commissioning_A | WA | Industrial | Wood and Lumber Products | Existing | Process | Natural Gas | Commissioning | A | IM598 | New construction code | Optimized process design and controls | 10 | 49.928 | 0 | 0 | 0.27 | 0 | 0 | 0 | 0.1336 |  | employee | 0% | 0% | Retrofit | Retro12Med | 75.44% | TBD | 0.2% | 6.4561 |  | 4.5953 |  | 0 | DL20_COM_CX-Refrig-2021PLN-V11-3 | 2018 AMIL BUS Retro-Commissioning Initiative | U.S. Department of Energy. Lawrence Berkeley National Labs and Building Commissioning Association. https://www.bcxa.org/wp-content/uploads/2020/09/1-s2.0- S0378778819319553-main.pdf | New construction code | New construction code | New construction code | New construction code | New construction code | New construction code | New construction code | New construction code | New construction code | New construction code | New construction code | New construction code | New construction code | New construction code | New construction code | New construction code | New construction code | New construction code | New construction code | New construction code | New construction code | New construction code | Optimized process design and controls | Optimized process design and controls | Optimized process design and controls | Optimized process design and controls | Optimized process design and controls | Optimized process design and controls | Optimized process design and controls | Optimized process design and controls | Optimized process design and controls | Optimized process design and controls | Optimized process design and controls | Optimized process design and controls | Optimized process design and controls | Optimized process design and controls | Optimized process design and controls | Optimized process design and controls | Optimized process design and controls | Optimized process design and controls | Optimized process design and controls | Optimized process design and controls | Optimized process design and controls | Optimized process design and controls | 0.27 | 0.27 | 0.27 | 0.27 | 0.27 | 0.27 | 0.27 | 0.27 | 0.27 | 0.27 | 0.27 | 0.27 | 0.27 | 0.27 | 0.27 | 0.27 | 0.27 | 0.27 | 0.27 | 0.27 | 0.27 | 0.27 | 0 | 0 | 49.9196 | 49.9135 | 49.9092 | 49.9057 | 49.9025 | 49.8997 | 49.8971 | 49.8948 | 49.8928 | 49.8909 | 49.8892 | 49.8878 | 49.8864 | 49.8852 | 49.8841 | 49.883 | 49.8819 | 49.8809 | 49.8798 | 49.8788 | 0 | 0 | 0 | 0 | 0 | 0 | 0 | 0 | 0 | 0 | 0 | 0 | 0 | 0 | 0 | 0 | 0 | 0 | 0 | 0 | 0 | 0 | 0 | 0 | 0 | 0 | 0 | 0 | 0 | 0 | 0 | 0 | 0 | 0 | 0 | 0 | 0 | 0 | 0 | 0 | 0 | 0 | 0 | 0 | 0 | 0 | 0 | 0 | 0 | 0 | 0 | 0 | 0 | 0 | 0 | 0 | 0 | 0 | 0 | 0 | 0 | 0 | 0 | 0 | 0 | 0 | 0 | 0 | 0 | 0 | 0 | 0 | 0 | 0 | 0 | 0 | 0 | 0 | 0 | 0 | 0 | 0 | 0 | 0 | 0 | 0 | 0 | 0 | 0 | 0 | 0 | 0 | 0 | 0 | 0 | 0 | 0 | 0 | 0 | 0 | 0 | 0 | 0 | 0 | 0 | 0 | 0 | 0 | 0 | 0 | 0 | 0 | 0 | 0 | 0 | 0 | 0 | 0 | 0 | 0 | 0 | 0 | 0 | 0 | 0 | 0 | 0 | 0 | 0 | 0 | 0 | 0 | 0 | 0 | 0 | 0 | 0 | 0 | 0 | 0 | 0 | 0 | 0 | 0 | 0 | 0 | 0 | 0 | 0 | 0 | 0 | 0 | 0 | 0 | 0 | 0 | 0 | 0 | 0 | 0 | 0 | 0 | 0 | 0 | 0 | 0 | 0 | 0 | 0 | 0 | 0 | 0 | 0 | 0 | 0 | 0 | 0 | 0 | 0 | 0 | 0 | 0 | 0 | 0 | 0 | 0 | 0 | 0 | 0 | 0 | 0 | 0 | 0 | 0 | 0 | 0 | 0 | 0 | 0 | 0 | 0 | 0 | 0 | 0 | 0 | 0 | 0 | 0 | 0 | 0 | 0 | 0 | 0 | 0 | 0 | 0 | 0 | 0 | 0 | 0 | 0 | 0 | 0 | 0 | 0 | 0 | 0 | 0 | 0 | 0 | 0 | 0 | 0 | 0 | 0 | 0 | 0 | 0 | 0 | 0 | 0 | 0 | 0 | 0 | 0 | 0 | 0 | 0 | 0 | 0 | 0 | 0 | 0 | 0 | 0 | 0 | 0 | 0 | 0 | 0 | 0 | 0 | 0 | 0 | 0 | 0 | 0 | 0 | 0 | 0 | 0 | 0 | 0 | 0 | 0 | 0 | 0 | 0 | 0 | 0 | 0 | 0 | 0 | 0 | 0 | 0 | 0 | 0 | 0 | 0 | 0 | 0 | 0 | 0 | 0 | 0 | 0 | 0 | 0 | 0 | 0 | 0 | 0 | 0 | 0 | 0 | 0 | 0 | 0 | 0 | 0 | 0 | 0 | 0 | 0 | 0 | 0 | 0 | 0 | 0 | 0 | 0 | 0 | 0 | 0 | 0 | 0 | 0 | 0 | 0 | 0 | 0 | 0 | 0 | 0 | 0 | 0 | 0 | 0 | 0 | 0 | 0 | 0 | 0 | 0 | 0 | 0 | 0 | 0 | 0 | 0 | 0 | 0 | 0 | 0 | 0 | 0 | 0 | 0 | 0 | 0 | 0 | 0 | 0 | 0 | 0 | 0 | 0 | 0 | 0 | 0 | 0 | 0 | 0 | 0 | 0 | 0 | 0 | 0 | 0 | 0 | 0 | 0 | 0 | 0 | 0 | 0 | 0 | 0 | 0 | 0 | 0 | 0 | 0 | 0 | 0 | 0 | 0 | 0 | 0 | 0.66304 | 0.66323 | 0.66343 | 0.66362 | 0.66381 | 0.66399 | 0.66417 | 0.66434 | 0.6645 | 0.66465 | 0.6648 | 0.66493 | 0.66506 | 0.66518 | 0.6653 | 0.6654 | 0.6655 | 0.6656 | 0.66569 | 0.66577 | 0.47193 | 0.47207 | 0.47221 | 0.47235 | 0.47248 | 0.47261 | 0.47274 | 0.47286 | 0.47297 | 0.47308 | 0.47318 | 0.47328 | 0.47337 | 0.47346 | 0.47354 | 0.47362 | 0.47369 | 0.47376 | 0.47382 | 0.47388
WA_Industrial_Wood and Lumber Products_Existing_Space Heating_Natural Gas_Retrocommissioning_A | WA | Industrial | Wood and Lumber Products | Existing | Space Heating | Natural Gas | Retrocommissioning | A | IM599 | Vintage/existing building | Optimized HVAC flow and controls | 5 | 0.97844 | 0 | 0 | 0.66 | 0 | 0 | 0 | 0.33225 |  | employee | 15% | 50% | Retrofit | RetroEven20 | 80.75% | TBD | 0.2% | 249.8923 |  | 193.2969 |  | 0.01161 | COM_RCX-Heating-7PLN-v5-18 | COM_RCX-All-XCELCO-2017-18-1 | COM_RCX-All-XCELCO-2017-18-1 | Vintage/existing building | Vintage/existing building | Vintage/existing building | Vintage/existing building | Vintage/existing building | Vintage/existing building | Vintage/existing building | Vintage/existing building | Vintage/existing building | Vintage/existing building | Vintage/existing building | Vintage/existing building | Vintage/existing building | Vintage/existing building | Vintage/existing building | Vintage/existing building | Vintage/existing building | Vintage/existing building | Vintage/existing building | Vintage/existing building | Vintage/existing building | Vintage/existing building | Optimized HVAC flow and controls | Optimized HVAC flow and controls | Optimized HVAC flow and controls | Optimized HVAC flow and controls | Optimized HVAC flow and controls | Optimized HVAC flow and controls | Optimized HVAC flow and controls | Optimized HVAC flow and controls | Optimized HVAC flow and controls | Optimized HVAC flow and controls | Optimized HVAC flow and controls | Optimized HVAC flow and controls | Optimized HVAC flow and controls | Optimized HVAC flow and controls | Optimized HVAC flow and controls | Optimized HVAC flow and controls | Optimized HVAC flow and controls | Optimized HVAC flow and controls | Optimized HVAC flow and controls | Optimized HVAC flow and controls | Optimized HVAC flow and controls | Optimized HVAC flow and controls | 0.66 | 0.66 | 0.66 | 0.66 | 0.66 | 0.66 | 0.66 | 0.66 | 0.66 | 0.66 | 0.66 | 0.66 | 0.66 | 0.66 | 0.66 | 0.66 | 0.66 | 0.66 | 0.66 | 0.66 | 0.66 | 0.66 | 0 | 0 | 0.97193 | 0.96746 | 0.96272 | 0.95768 | 0.95232 | 0.9466 | 0.9405 | 0.93402 | 0.92719 | 0.92006 | 0.91268 | 0.90506 | 0.89739 | 0.88965 | 0.88188 | 0.87463 | 0.86787 | 0.86154 | 0.85562 | 0.85009 | 0.013636 | 0.013339 | 0.013045 | 0.012753 | 0.012462 | 0.012174 | 0.011887 | 0.011602 | 0.011318 | 0.011038 | 0.01076 | 0.010486 | 0.010218 | 0.0099556 | 0.0096984 | 0.0094528 | 0.0092181 | 0.0089931 | 0.0087773 | 0.0085702 | 0.013636 | 0.026912 | 0.039824 | 0.052369 | 0.064537 | 0.076324 | 0.08772 | 0.098717 | 0.10931 | 0.11951 | 0.12931 | 0.13872 | 0.14776 | 0.15644 | 0.16477 | 0.17287 | 0.18075 | 0.18843 | 0.19591 | 0.20322 | 14.0293 | 13.7874 | 13.5497 | 13.3161 | 13.0865 | 12.8609 | 12.6391 | 12.4212 | 12.2071 | 11.9966 | 11.7898 | 11.5865 | 11.3867 | 11.1904 | 10.9975 | 10.8078 | 10.6215 | 10.4384 | 10.2584 | 10.0815 | 14.0293 | 27.8167 | 41.3664 | 54.6825 | 67.769 | 80.6299 | 93.269 | 105.6902 | 117.8973 | 129.8938 | 141.6836 | 153.2701 | 164.6568 | 175.8472 | 186.8446 | 197.6525 | 208.274 | 218.7123 | 228.9707 | 239.0523 | 0.01161 | 0.011378 | 0.011148 | 0.010921 | 0.010696 | 0.010473 | 0.01025 | 0.010029 | 0.0098091 | 0.009591 | 0.0093749 | 0.0091608 | 0.0089488 | 0.0087392 | 0.0085324 | 0.0083332 | 0.0081417 | 0.0079577 | 0.007781 | 0.0076115 | 0.01161 | 0.022955 | 0.034035 | 0.044848 | 0.05539 | 0.065656 | 0.07564 | 0.085335 | 0.094738 | 0.10385 | 0.11266 | 0.12118 | 0.1294 | 0.13733 | 0.14496 | 0.1524 | 0.15965 | 0.16674 | 0.17368 | 0.18048 | 11.9249 | 11.7193 | 11.5172 | 11.3187 | 11.1235 | 10.9317 | 10.7433 | 10.558 | 10.376 | 10.1971 | 10.0213 | 9.8485 | 9.6787 | 9.5118 | 9.3478 | 9.1867 | 9.0283 | 8.8726 | 8.7196 | 8.5693 | 11.9249 | 23.6442 | 35.1615 | 46.4801 | 57.6036 | 68.5354 | 79.2786 | 89.8367 | 100.2127 | 110.4098 | 120.4311 | 130.2796 | 139.9583 | 149.4701 | 158.8179 | 168.0046 | 177.0329 | 185.9055 | 194.6251 | 203.1944 | 0.01161 | 0.011378 | 0.011148 | 0.010921 | 0.010696 | 0.010473 | 0.01025 | 0.010029 | 0.0098091 | 0.009591 | 0.0093749 | 0.0091608 | 0.0089488 | 0.0087392 | 0.0085324 | 0.0083332 | 0.0081417 | 0.0079577 | 0.007781 | 0.0076115 | 0.01161 | 0.022955 | 0.034035 | 0.044848 | 0.05539 | 0.065656 | 0.07564 | 0.085335 | 0.094738 | 0.10385 | 0.11266 | 0.12118 | 0.1294 | 0.13733 | 0.14496 | 0.1524 | 0.15965 | 0.16674 | 0.17368 | 0.18048 | 11.9249 | 11.7193 | 11.5172 | 11.3187 | 11.1235 | 10.9317 | 10.7433 | 10.558 | 10.376 | 10.1971 | 10.0213 | 9.8485 | 9.6787 | 9.5118 | 9.3478 | 9.1867 | 9.0283 | 8.8726 | 8.7196 | 8.5693 | 11.9249 | 23.6442 | 35.1615 | 46.4801 | 57.6036 | 68.5354 | 79.2786 | 89.8367 | 100.2127 | 110.4098 | 120.4311 | 130.2796 | 139.9583 | 149.4701 | 158.8179 | 168.0046 | 177.0329 | 185.9055 | 194.6251 | 203.1944 | 0.01161 | 0.011378 | 0.011148 | 0.010921 | 0.010696 | 0.010473 | 0.01025 | 0.010029 | 0.0098091 | 0.009591 | 0.0093749 | 0.0091608 | 0.0089488 | 0.0087392 | 0.0085324 | 0.0083332 | 0.0081417 | 0.0079577 | 0.007781 | 0.0076115 | 0.01161 | 0.022955 | 0.034035 | 0.044848 | 0.05539 | 0.065656 | 0.07564 | 0.085335 | 0.094738 | 0.10385 | 0.11266 | 0.12118 | 0.1294 | 0.13733 | 0.14496 | 0.1524 | 0.15965 | 0.16674 | 0.17368 | 0.18048 | 11.9249 | 11.7193 | 11.5172 | 11.3187 | 11.1235 | 10.9317 | 10.7433 | 10.558 | 10.376 | 10.1971 | 10.0213 | 9.8485 | 9.6787 | 9.5118 | 9.3478 | 9.1867 | 9.0283 | 8.8726 | 8.7196 | 8.5693 | 11.9249 | 23.6442 | 35.1615 | 46.4801 | 57.6036 | 68.5354 | 79.2786 | 89.8367 | 100.2127 | 110.4098 | 120.4311 | 130.2796 | 139.9583 | 149.4701 | 158.8179 | 168.0046 | 177.0329 | 185.9055 | 194.6251 | 203.1944 | 0.01161 | 0.011378 | 0.011148 | 0.010921 | 0.010696 | 0.010473 | 0.01025 | 0.010029 | 0.0098091 | 0.009591 | 0.0093749 | 0.0091608 | 0.0089488 | 0.0087392 | 0.0085324 | 0.0083332 | 0.0081417 | 0.0079577 | 0.007781 | 0.0076115 | 0.01161 | 0.022955 | 0.034035 | 0.044848 | 0.05539 | 0.065656 | 0.07564 | 0.085335 | 0.094738 | 0.10385 | 0.11266 | 0.12118 | 0.1294 | 0.13733 | 0.14496 | 0.1524 | 0.15965 | 0.16674 | 0.17368 | 0.18048 | 11.9249 | 11.7193 | 11.5172 | 11.3187 | 11.1235 | 10.9317 | 10.7433 | 10.558 | 10.376 | 10.1971 | 10.0213 | 9.8485 | 9.6787 | 9.5118 | 9.3478 | 9.1867 | 9.0283 | 8.8726 | 8.7196 | 8.5693 | 11.9249 | 23.6442 | 35.1615 | 46.4801 | 57.6036 | 68.5354 | 79.2786 | 89.8367 | 100.2127 | 110.4098 | 120.4311 | 130.2796 | 139.9583 | 149.4701 | 158.8179 | 168.0046 | 177.0329 | 185.9055 | 194.6251 | 203.1944 | 160.9723 | 161.356 | 161.7401 | 162.1216 | 162.4978 | 162.866 | 163.2237 | 163.5685 | 163.898 | 164.21 | 164.5053 | 164.7845 | 165.0484 | 165.2977 | 165.5331 | 165.7551 | 165.9643 | 166.1613 | 166.3467 | 166.5209 | 124.5155 | 124.8123 | 125.1093 | 125.4044 | 125.6954 | 125.9803 | 126.257 | 126.5237 | 126.7786 | 127.0199 | 127.2483 | 127.4643 | 127.6684 | 127.8613 | 128.0433 | 128.215 | 128.3769 | 128.5293 | 128.6727 | 128.8074
WA_Industrial_Wood and Lumber Products_Existing_Process_Natural Gas_Retrocommissioning_A | WA | Industrial | Wood and Lumber Products | Existing | Process | Natural Gas | Retrocommissioning | A | IM600 | Vintage/existing building | Optimized process design and controls | 5 | 0 | 0 | 0 | 0.66 | 0 | 0 | 0 | 0.33225 |  | employee | 15% | 50% | Retrofit | RetroEven20 | 80.75% | TBD | 0.2% | 249.8923 |  | 193.2969 |  | 0 | COM_RCX-Heating-7PLN-v5-18 | COM_RCX-All-XCELCO-2017-18-1 | n/a | Vintage/existing building | Vintage/existing building | Vintage/existing building | Vintage/existing building | Vintage/existing building | Vintage/existing building | Vintage/existing building | Vintage/existing building | Vintage/existing building | Vintage/existing building | Vintage/existing building | Vintage/existing building | Vintage/existing building | Vintage/existing building | Vintage/existing building | Vintage/existing building | Vintage/existing building | Vintage/existing building | Vintage/existing building | Vintage/existing building | Vintage/existing building | Vintage/existing building | Optimized process design and controls | Optimized process design and controls | Optimized process design and controls | Optimized process design and controls | Optimized process design and controls | Optimized process design and controls | Optimized process design and controls | Optimized process design and controls | Optimized process design and controls | Optimized process design and controls | Optimized process design and controls | Optimized process design and controls | Optimized process design and controls | Optimized process design and controls | Optimized process design and controls | Optimized process design and controls | Optimized process design and controls | Optimized process design and controls | Optimized process design and controls | Optimized process design and controls | Optimized process design and controls | Optimized process design and controls | 0.66 | 0.66 | 0.66 | 0.66 | 0.66 | 0.66 | 0.66 | 0.66 | 0.66 | 0.66 | 0.66 | 0.66 | 0.66 | 0.66 | 0.66 | 0.66 | 0.66 | 0.66 | 0.66 | 0.66 | 0.66 | 0.66 | 0 | 0 | 0 | 0 | 0 | 0 | 0 | 0 | 0 | 0 | 0 | 0 | 0 | 0 | 0 | 0 | 0 | 0 | 0 | 0 | 0 | 0 | 0 | 0 | 0 | 0 | 0 | 0 | 0 | 0 | 0 | 0 | 0 | 0 | 0 | 0 | 0 | 0 | 0 | 0 | 0 | 0 | 0 | 0 | 0 | 0 | 0 | 0 | 0 | 0 | 0 | 0 | 0 | 0 | 0 | 0 | 0 | 0 | 0 | 0 | 0 | 0 | 14.0293 | 13.7874 | 13.5497 | 13.3161 | 13.0865 | 12.8609 | 12.6391 | 12.4212 | 12.2071 | 11.9966 | 11.7898 | 11.5865 | 11.3867 | 11.1904 | 10.9975 | 10.8078 | 10.6215 | 10.4384 | 10.2584 | 10.0815 | 14.0293 | 27.8167 | 41.3664 | 54.6825 | 67.769 | 80.6299 | 93.269 | 105.6902 | 117.8973 | 129.8938 | 141.6836 | 153.2701 | 164.6568 | 175.8472 | 186.8446 | 197.6525 | 208.274 | 218.7123 | 228.9707 | 239.0523 | 0 | 0 | 0 | 0 | 0 | 0 | 0 | 0 | 0 | 0 | 0 | 0 | 0 | 0 | 0 | 0 | 0 | 0 | 0 | 0 | 0 | 0 | 0 | 0 | 0 | 0 | 0 | 0 | 0 | 0 | 0 | 0 | 0 | 0 | 0 | 0 | 0 | 0 | 0 | 0 | 11.9249 | 11.7193 | 11.5172 | 11.3187 | 11.1235 | 10.9317 | 10.7433 | 10.558 | 10.376 | 10.1971 | 10.0213 | 9.8485 | 9.6787 | 9.5118 | 9.3478 | 9.1867 | 9.0283 | 8.8726 | 8.7196 | 8.5693 | 11.9249 | 23.6442 | 35.1615 | 46.4801 | 57.6036 | 68.5354 | 79.2786 | 89.8367 | 100.2127 | 110.4098 | 120.4311 | 130.2796 | 139.9583 | 149.4701 | 158.8179 | 168.0046 | 177.0329 | 185.9055 | 194.6251 | 203.1944 | 0 | 0 | 0 | 0 | 0 | 0 | 0 | 0 | 0 | 0 | 0 | 0 | 0 | 0 | 0 | 0 | 0 | 0 | 0 | 0 | 0 | 0 | 0 | 0 | 0 | 0 | 0 | 0 | 0 | 0 | 0 | 0 | 0 | 0 | 0 | 0 | 0 | 0 | 0 | 0 | 11.9249 | 11.7193 | 11.5172 | 11.3187 | 11.1235 | 10.9317 | 10.7433 | 10.558 | 10.376 | 10.1971 | 10.0213 | 9.8485 | 9.6787 | 9.5118 | 9.3478 | 9.1867 | 9.0283 | 8.8726 | 8.7196 | 8.5693 | 11.9249 | 23.6442 | 35.1615 | 46.4801 | 57.6036 | 68.5354 | 79.2786 | 89.8367 | 100.2127 | 110.4098 | 120.4311 | 130.2796 | 139.9583 | 149.4701 | 158.8179 | 168.0046 | 177.0329 | 185.9055 | 194.6251 | 203.1944 | 0 | 0 | 0 | 0 | 0 | 0 | 0 | 0 | 0 | 0 | 0 | 0 | 0 | 0 | 0 | 0 | 0 | 0 | 0 | 0 | 0 | 0 | 0 | 0 | 0 | 0 | 0 | 0 | 0 | 0 | 0 | 0 | 0 | 0 | 0 | 0 | 0 | 0 | 0 | 0 | 11.9249 | 11.7193 | 11.5172 | 11.3187 | 11.1235 | 10.9317 | 10.7433 | 10.558 | 10.376 | 10.1971 | 10.0213 | 9.8485 | 9.6787 | 9.5118 | 9.3478 | 9.1867 | 9.0283 | 8.8726 | 8.7196 | 8.5693 | 11.9249 | 23.6442 | 35.1615 | 46.4801 | 57.6036 | 68.5354 | 79.2786 | 89.8367 | 100.2127 | 110.4098 | 120.4311 | 130.2796 | 139.9583 | 149.4701 | 158.8179 | 168.0046 | 177.0329 | 185.9055 | 194.6251 | 203.1944 | 0 | 0 | 0 | 0 | 0 | 0 | 0 | 0 | 0 | 0 | 0 | 0 | 0 | 0 | 0 | 0 | 0 | 0 | 0 | 0 | 0 | 0 | 0 | 0 | 0 | 0 | 0 | 0 | 0 | 0 | 0 | 0 | 0 | 0 | 0 | 0 | 0 | 0 | 0 | 0 | 11.9249 | 11.7193 | 11.5172 | 11.3187 | 11.1235 | 10.9317 | 10.7433 | 10.558 | 10.376 | 10.1971 | 10.0213 | 9.8485 | 9.6787 | 9.5118 | 9.3478 | 9.1867 | 9.0283 | 8.8726 | 8.7196 | 8.5693 | 11.9249 | 23.6442 | 35.1615 | 46.4801 | 57.6036 | 68.5354 | 79.2786 | 89.8367 | 100.2127 | 110.4098 | 120.4311 | 130.2796 | 139.9583 | 149.4701 | 158.8179 | 168.0046 | 177.0329 | 185.9055 | 194.6251 | 203.1944 | 160.9723 | 161.356 | 161.7401 | 162.1216 | 162.4978 | 162.866 | 163.2237 | 163.5685 | 163.898 | 164.21 | 164.5053 | 164.7845 | 165.0484 | 165.2977 | 165.5331 | 165.7551 | 165.9643 | 166.1613 | 166.3467 | 166.5209 | 124.5155 | 124.8123 | 125.1093 | 125.4044 | 125.6954 | 125.9803 | 126.257 | 126.5237 | 126.7786 | 127.0199 | 127.2483 | 127.4643 | 127.6684 | 127.8613 | 128.0433 | 128.215 | 128.3769 | 128.5293 | 128.6727 | 128.8074
WA_Industrial_Wood and Lumber Products_New_Space Heating_Natural Gas_Insulation - Roof/Ceiling_A | WA | Industrial | Wood and Lumber Products | New | Space Heating | Natural Gas | Insulation - Roof/Ceiling | A | IM601 | R-13 | R-38 | 45 | 0.078976 | 0 | 0 | 1.11 | 0 | 0 | 0 | 0.55475 |  | sqft | 0% | 0% | Retrofit | Retro3Slow | 81.94% | TBD | 0.2% | 116.4128 |  | 62.2694 |  | 0 | RTF Wkbk - ComWeatherizationSchool_v3_1 | RTF Wkbk - ComWeatherizationSchool_v3_1 | Building Energy Simulation Tool | R-13 | R-13 | R-13 | R-13 | R-13 | R-13 | R-13 | R-13 | R-13 | R-13 | R-13 | R-13 | R-13 | R-13 | R-13 | R-13 | R-13 | R-13 | R-13 | R-13 | R-13 | R-13 | R-38 | R-38 | R-38 | R-38 | R-38 | R-38 | R-38 | R-38 | R-38 | R-38 | R-38 | R-38 | R-38 | R-38 | R-38 | R-38 | R-38 | R-38 | R-38 | R-38 | R-38 | R-38 | 1.11 | 1.11 | 1.11 | 1.11 | 1.11 | 1.11 | 1.11 | 1.11 | 1.11 | 1.11 | 1.11 | 1.11 | 1.11 | 1.11 | 1.11 | 1.11 | 1.11 | 1.11 | 1.11 | 1.11 | 1.11 | 1.11 | 0 | 0 | 0.078561 | 0.073865 | 0.071965 | 0.070806 | 0.070227 | 0.069695 | 0.069219 | 0.06875 | 0.068308 | 0.067852 | 0.067237 | 0.066697 | 0.066107 | 0.066021 | 0.065913 | 0.065788 | 0.065797 | 0.065769 | 0.065846 | 0.065867 | 0 | 0 | 0 | 0 | 0 | 0 | 0 | 0 | 0 | 0 | 0 | 0 | 0 | 0 | 0 | 0 | 0 | 0 | 0 | 0 | 0 | 0 | 0 | 0 | 0 | 0 | 0 | 0 | 0 | 0 | 0 | 0 | 0 | 0 | 0 | 0 | 0 | 0 | 0 | 0 | 0 | 0 | 0 | 0 | 0 | 0 | 0 | 0 | 0 | 0 | 0 | 0 | 0 | 0 | 0 | 0 | 0 | 0 | 0 | 0 | 0 | 0 | 0 | 0 | 0 | 0 | 0 | 0 | 0 | 0 | 0 | 0 | 0 | 0 | 0 | 0 | 0 | 0 | 0 | 0 | 0 | 0 | 0 | 0 | 0 | 0 | 0 | 0 | 0 | 0 | 0 | 0 | 0 | 0 | 0 | 0 | 0 | 0 | 0 | 0 | 0 | 0 | 0 | 0 | 0 | 0 | 0 | 0 | 0 | 0 | 0 | 0 | 0 | 0 | 0 | 0 | 0 | 0 | 0 | 0 | 0 | 0 | 0 | 0 | 0 | 0 | 0 | 0 | 0 | 0 | 0 | 0 | 0 | 0 | 0 | 0 | 0 | 0 | 0 | 0 | 0 | 0 | 0 | 0 | 0 | 0 | 0 | 0 | 0 | 0 | 0 | 0 | 0 | 0 | 0 | 0 | 0 | 0 | 0 | 0 | 0 | 0 | 0 | 0 | 0 | 0 | 0 | 0 | 0 | 0 | 0 | 0 | 0 | 0 | 0 | 0 | 0 | 0 | 0 | 0 | 0 | 0 | 0 | 0 | 0 | 0 | 0 | 0 | 0 | 0 | 0 | 0 | 0 | 0 | 0 | 0 | 0 | 0 | 0 | 0 | 0 | 0 | 0 | 0 | 0 | 0 | 0 | 0 | 0 | 0 | 0 | 0 | 0 | 0 | 0 | 0 | 0 | 0 | 0 | 0 | 0 | 0 | 0 | 0 | 0 | 0 | 0 | 0 | 0 | 0 | 0 | 0 | 0 | 0 | 0 | 0 | 0 | 0 | 0 | 0 | 0 | 0 | 0 | 0 | 0 | 0 | 0 | 0 | 0 | 0 | 0 | 0 | 0 | 0 | 0 | 0 | 0 | 0 | 0 | 0 | 0 | 0 | 0 | 0 | 0 | 0 | 0 | 0 | 0 | 0 | 0 | 0 | 0 | 0 | 0 | 0 | 0 | 0 | 0 | 0 | 0 | 0 | 0 | 0 | 0 | 0 | 0 | 0 | 0 | 0 | 0 | 0 | 0 | 0 | 0 | 0 | 0 | 0 | 0 | 0 | 0 | 0 | 0 | 0 | 0 | 0 | 0 | 0 | 0 | 0 | 0 | 0 | 0 | 0 | 0 | 0 | 0 | 0 | 0 | 0 | 0 | 0 | 0 | 0 | 0 | 0 | 0 | 0 | 0 | 0 | 0 | 0 | 0 | 0 | 0 | 0 | 0 | 0 | 0 | 0 | 0 | 0 | 0 | 0 | 0 | 0 | 0 | 0 | 0 | 0 | 0 | 0 | 0 | 0 | 0 | 0 | 0 | 0 | 0 | 0 | 0 | 0 | 0 | 0 | 0 | 0 | 0 | 0 | 0 | 0 | 0 | 0 | 0 | 0 | 0 | 0 | 0 | 0 | 0 | 0 | 0 | 0 | 0 | 0 | 0 | 0 | 0 | 0 | 0 | 0 | 0 | 0 | 0 | 0 | 0 | 0 | 0 | 0 | 0 | 0 | 955.4003 | 955.4003 | 955.4003 | 955.4003 | 955.4003 | 955.4003 | 955.4003 | 955.4003 | 955.4003 | 955.4003 | 955.4003 | 955.4003 | 955.4003 | 955.4003 | 955.4003 | 955.4003 | 955.4003 | 955.4003 | 955.4003 | 955.4003 | 511.0451 | 511.0451 | 511.0451 | 511.0451 | 511.0451 | 511.0451 | 511.0451 | 511.0451 | 511.0451 | 511.0451 | 511.0451 | 511.0451 | 511.0451 | 511.0451 | 511.0451 | 511.0451 | 511.0451 | 511.0451 | 511.0451 | 511.0451
WA_Industrial_Wood and Lumber Products_New_Space Heating_Natural Gas_Insulation - Wall Cavity_A | WA | Industrial | Wood and Lumber Products | New | Space Heating | Natural Gas | Insulation - Wall Cavity | A | IM602 | R-11 or less | R-21 | 45 | 0.017277 | 0 | 0 | 0.24 | 0 | 0 | 0 | 0.1203 |  | sqft | 0% | 0% | Retrofit | Retro3Slow | 81.94% | TBD | 0.2% | 90.615 |  | 48.4701 |  | 0 | RTF Wkbk - ComWeatherizationSchool_v3_1 | N/A | Building Energy Simulation Tool | R-11 or less | R-11 or less | R-11 or less | R-11 or less | R-11 or less | R-11 or less | R-11 or less | R-11 or less | R-11 or less | R-11 or less | R-11 or less | R-11 or less | R-11 or less | R-11 or less | R-11 or less | R-11 or less | R-11 or less | R-11 or less | R-11 or less | R-11 or less | R-11 or less | R-11 or less | R-21 | R-21 | R-21 | R-21 | R-21 | R-21 | R-21 | R-21 | R-21 | R-21 | R-21 | R-21 | R-21 | R-21 | R-21 | R-21 | R-21 | R-21 | R-21 | R-21 | R-21 | R-21 | 0.24 | 0.24 | 0.24 | 0.24 | 0.24 | 0.24 | 0.24 | 0.24 | 0.24 | 0.24 | 0.24 | 0.24 | 0.24 | 0.24 | 0.24 | 0.24 | 0.24 | 0.24 | 0.24 | 0.24 | 0.24 | 0.24 | 0 | 0 | 0.017186 | 0.016159 | 0.015744 | 0.01549 | 0.015363 | 0.015247 | 0.015143 | 0.01504 | 0.014943 | 0.014844 | 0.014709 | 0.014591 | 0.014462 | 0.014443 | 0.01442 | 0.014392 | 0.014394 | 0.014388 | 0.014405 | 0.01441 | 0 | 0 | 0 | 0 | 0 | 0 | 0 | 0 | 0 | 0 | 0 | 0 | 0 | 0 | 0 | 0 | 0 | 0 | 0 | 0 | 0 | 0 | 0 | 0 | 0 | 0 | 0 | 0 | 0 | 0 | 0 | 0 | 0 | 0 | 0 | 0 | 0 | 0 | 0 | 0 | 0 | 0 | 0 | 0 | 0 | 0 | 0 | 0 | 0 | 0 | 0 | 0 | 0 | 0 | 0 | 0 | 0 | 0 | 0 | 0 | 0 | 0 | 0 | 0 | 0 | 0 | 0 | 0 | 0 | 0 | 0 | 0 | 0 | 0 | 0 | 0 | 0 | 0 | 0 | 0 | 0 | 0 | 0 | 0 | 0 | 0 | 0 | 0 | 0 | 0 | 0 | 0 | 0 | 0 | 0 | 0 | 0 | 0 | 0 | 0 | 0 | 0 | 0 | 0 | 0 | 0 | 0 | 0 | 0 | 0 | 0 | 0 | 0 | 0 | 0 | 0 | 0 | 0 | 0 | 0 | 0 | 0 | 0 | 0 | 0 | 0 | 0 | 0 | 0 | 0 | 0 | 0 | 0 | 0 | 0 | 0 | 0 | 0 | 0 | 0 | 0 | 0 | 0 | 0 | 0 | 0 | 0 | 0 | 0 | 0 | 0 | 0 | 0 | 0 | 0 | 0 | 0 | 0 | 0 | 0 | 0 | 0 | 0 | 0 | 0 | 0 | 0 | 0 | 0 | 0 | 0 | 0 | 0 | 0 | 0 | 0 | 0 | 0 | 0 | 0 | 0 | 0 | 0 | 0 | 0 | 0 | 0 | 0 | 0 | 0 | 0 | 0 | 0 | 0 | 0 | 0 | 0 | 0 | 0 | 0 | 0 | 0 | 0 | 0 | 0 | 0 | 0 | 0 | 0 | 0 | 0 | 0 | 0 | 0 | 0 | 0 | 0 | 0 | 0 | 0 | 0 | 0 | 0 | 0 | 0 | 0 | 0 | 0 | 0 | 0 | 0 | 0 | 0 | 0 | 0 | 0 | 0 | 0 | 0 | 0 | 0 | 0 | 0 | 0 | 0 | 0 | 0 | 0 | 0 | 0 | 0 | 0 | 0 | 0 | 0 | 0 | 0 | 0 | 0 | 0 | 0 | 0 | 0 | 0 | 0 | 0 | 0 | 0 | 0 | 0 | 0 | 0 | 0 | 0 | 0 | 0 | 0 | 0 | 0 | 0 | 0 | 0 | 0 | 0 | 0 | 0 | 0 | 0 | 0 | 0 | 0 | 0 | 0 | 0 | 0 | 0 | 0 | 0 | 0 | 0 | 0 | 0 | 0 | 0 | 0 | 0 | 0 | 0 | 0 | 0 | 0 | 0 | 0 | 0 | 0 | 0 | 0 | 0 | 0 | 0 | 0 | 0 | 0 | 0 | 0 | 0 | 0 | 0 | 0 | 0 | 0 | 0 | 0 | 0 | 0 | 0 | 0 | 0 | 0 | 0 | 0 | 0 | 0 | 0 | 0 | 0 | 0 | 0 | 0 | 0 | 0 | 0 | 0 | 0 | 0 | 0 | 0 | 0 | 0 | 0 | 0 | 0 | 0 | 0 | 0 | 0 | 0 | 0 | 0 | 0 | 0 | 0 | 0 | 0 | 0 | 0 | 0 | 0 | 0 | 0 | 0 | 0 | 0 | 0 | 0 | 0 | 0 | 0 | 0 | 0 | 0 | 0 | 0 | 0 | 0 | 0 | 0 | 0 | 0 | 0 | 944.2619 | 944.2619 | 944.2619 | 944.2619 | 944.2619 | 944.2619 | 944.2619 | 944.2619 | 944.2619 | 944.2619 | 944.2619 | 944.2619 | 944.2619 | 944.2619 | 944.2619 | 944.2619 | 944.2619 | 944.2619 | 944.2619 | 944.2619 | 505.0872 | 505.0872 | 505.0872 | 505.0872 | 505.0872 | 505.0872 | 505.0872 | 505.0872 | 505.0872 | 505.0872 | 505.0872 | 505.0872 | 505.0872 | 505.0872 | 505.0872 | 505.0872 | 505.0872 | 505.0872 | 505.0872 | 505.0872
WA_Industrial_Wood and Lumber Products_New_Space Heating_Natural Gas_Insulation - Ducting_A | WA | Industrial | Wood and Lumber Products | New | Space Heating | Natural Gas | Insulation - Ducting | A | IM603 | ~2°F thermal losses | 50% reduction in thermal losses | 20 | 0.0012737 | 0 | 0 | 1.52 | 0 | 0 | 0 | 0.76105 |  | sqft | 0% | 0% | Retrofit | Retro5Med | 81.71% | TBD | 0.2% | 182.7943 |  | 115.102 |  | 0 | MA TRM - 2019-2021 - COM-HVAC-DI | MEMD - MMD8.25.01.FESH23.v01 | Building Energy Simulation Tool | ~2°F thermal losses | ~2°F thermal losses | ~2°F thermal losses | ~2°F thermal losses | ~2°F thermal losses | ~2°F thermal losses | ~2°F thermal losses | ~2°F thermal losses | ~2°F thermal losses | ~2°F thermal losses | ~2°F thermal losses | ~2°F thermal losses | ~2°F thermal losses | ~2°F thermal losses | ~2°F thermal losses | ~2°F thermal losses | ~2°F thermal losses | ~2°F thermal losses | ~2°F thermal losses | ~2°F thermal losses | ~2°F thermal losses | ~2°F thermal losses | 50% reduction in thermal losses | 50% reduction in thermal losses | 50% reduction in thermal losses | 50% reduction in thermal losses | 50% reduction in thermal losses | 50% reduction in thermal losses | 50% reduction in thermal losses | 50% reduction in thermal losses | 50% reduction in thermal losses | 50% reduction in thermal losses | 50% reduction in thermal losses | 50% reduction in thermal losses | 50% reduction in thermal losses | 50% reduction in thermal losses | 50% reduction in thermal losses | 50% reduction in thermal losses | 50% reduction in thermal losses | 50% reduction in thermal losses | 50% reduction in thermal losses | 50% reduction in thermal losses | 50% reduction in thermal losses | 50% reduction in thermal losses | 1.52 | 1.52 | 1.52 | 1.52 | 1.52 | 1.52 | 1.52 | 1.52 | 1.52 | 1.52 | 1.52 | 1.52 | 1.52 | 1.52 | 1.52 | 1.52 | 1.52 | 1.52 | 1.52 | 1.52 | 1.52 | 1.52 | 0 | 0 | 0.0012615 | 0.0011831 | 0.00115 | 0.0011292 | 0.0011167 | 0.0011056 | 0.0010956 | 0.0010861 | 0.0010766 | 0.0010672 | 0.0010558 | 0.0010462 | 0.0010355 | 0.0010332 | 0.0010307 | 0.0010284 | 0.0010278 | 0.001027 | 0.0010278 | 0.0010279 | 0 | 0 | 0 | 0 | 0 | 0 | 0 | 0 | 0 | 0 | 0 | 0 | 0 | 0 | 0 | 0 | 0 | 0 | 0 | 0 | 0 | 0 | 0 | 0 | 0 | 0 | 0 | 0 | 0 | 0 | 0 | 0 | 0 | 0 | 0 | 0 | 0 | 0 | 0 | 0 | 0 | 0 | 0 | 0 | 0 | 0 | 0 | 0 | 0 | 0 | 0 | 0 | 0 | 0 | 0 | 0 | 0 | 0 | 0 | 0 | 0 | 0 | 0 | 0 | 0 | 0 | 0 | 0 | 0 | 0 | 0 | 0 | 0 | 0 | 0 | 0 | 0 | 0 | 0 | 0 | 0 | 0 | 0 | 0 | 0 | 0 | 0 | 0 | 0 | 0 | 0 | 0 | 0 | 0 | 0 | 0 | 0 | 0 | 0 | 0 | 0 | 0 | 0 | 0 | 0 | 0 | 0 | 0 | 0 | 0 | 0 | 0 | 0 | 0 | 0 | 0 | 0 | 0 | 0 | 0 | 0 | 0 | 0 | 0 | 0 | 0 | 0 | 0 | 0 | 0 | 0 | 0 | 0 | 0 | 0 | 0 | 0 | 0 | 0 | 0 | 0 | 0 | 0 | 0 | 0 | 0 | 0 | 0 | 0 | 0 | 0 | 0 | 0 | 0 | 0 | 0 | 0 | 0 | 0 | 0 | 0 | 0 | 0 | 0 | 0 | 0 | 0 | 0 | 0 | 0 | 0 | 0 | 0 | 0 | 0 | 0 | 0 | 0 | 0 | 0 | 0 | 0 | 0 | 0 | 0 | 0 | 0 | 0 | 0 | 0 | 0 | 0 | 0 | 0 | 0 | 0 | 0 | 0 | 0 | 0 | 0 | 0 | 0 | 0 | 0 | 0 | 0 | 0 | 0 | 0 | 0 | 0 | 0 | 0 | 0 | 0 | 0 | 0 | 0 | 0 | 0 | 0 | 0 | 0 | 0 | 0 | 0 | 0 | 0 | 0 | 0 | 0 | 0 | 0 | 0 | 0 | 0 | 0 | 0 | 0 | 0 | 0 | 0 | 0 | 0 | 0 | 0 | 0 | 0 | 0 | 0 | 0 | 0 | 0 | 0 | 0 | 0 | 0 | 0 | 0 | 0 | 0 | 0 | 0 | 0 | 0 | 0 | 0 | 0 | 0 | 0 | 0 | 0 | 0 | 0 | 0 | 0 | 0 | 0 | 0 | 0 | 0 | 0 | 0 | 0 | 0 | 0 | 0 | 0 | 0 | 0 | 0 | 0 | 0 | 0 | 0 | 0 | 0 | 0 | 0 | 0 | 0 | 0 | 0 | 0 | 0 | 0 | 0 | 0 | 0 | 0 | 0 | 0 | 0 | 0 | 0 | 0 | 0 | 0 | 0 | 0 | 0 | 0 | 0 | 0 | 0 | 0 | 0 | 0 | 0 | 0 | 0 | 0 | 0 | 0 | 0 | 0 | 0 | 0 | 0 | 0 | 0 | 0 | 0 | 0 | 0 | 0 | 0 | 0 | 0 | 0 | 0 | 0 | 0 | 0 | 0 | 0 | 0 | 0 | 0 | 0 | 0 | 0 | 0 | 0 | 0 | 0 | 0 | 0 | 0 | 0 | 0 | 0 | 0 | 0 | 0 | 0 | 0 | 0 | 0 | 0 | 0 | 0 | 0 | 0 | 0 | 0 | 0 | 0 | 0 | 0 | 0 | 0 | 0 | 0 | 0 | 0 | 0 | 0 | 0 | 110751.8776 | 110751.8776 | 110751.8776 | 110751.8776 | 110751.8776 | 110751.8776 | 110751.8776 | 110751.8776 | 110751.8776 | 110751.8776 | 110751.8776 | 110751.8776 | 110751.8776 | 110751.8776 | 110751.8776 | 110751.8776 | 110751.8776 | 110751.8776 | 110751.8776 | 110751.8776 | 69223.2564 | 69223.2564 | 69223.2564 | 69223.2564 | 69223.2564 | 69223.2564 | 69223.2564 | 69223.2564 | 69223.2564 | 69223.2564 | 69223.2564 | 69223.2564 | 69223.2564 | 69223.2564 | 69223.2564 | 69223.2564 | 69223.2564 | 69223.2564 | 69223.2564 | 69223.2564
WA_Industrial_Wood and Lumber Products_New_Space Heating_Natural Gas_HVAC - Duct Repair and Sealing_A | WA | Industrial | Wood and Lumber Products | New | Space Heating | Natural Gas | HVAC - Duct Repair and Sealing | A | IM604 | Poorly sealed/leaky ducts | 30% reduced duct leaking | 20 | 0.0036023 | 0 | 0 | 0 | 0 | 0 | 0 | 0 |  | sqft | 0% | 0% | Retrofit | RetroEven20 | 80.75% | TBD | 0.2% | 112.0167 |  | 70.8916 |  | 0 | MA TRM - 2019-2021 - COM-HVAC-DS | N/A | Building Energy Simulation Tool | Poorly sealed/leaky ducts | Poorly sealed/leaky ducts | Poorly sealed/leaky ducts | Poorly sealed/leaky ducts | Poorly sealed/leaky ducts | Poorly sealed/leaky ducts | Poorly sealed/leaky ducts | Poorly sealed/leaky ducts | Poorly sealed/leaky ducts | Poorly sealed/leaky ducts | Poorly sealed/leaky ducts | Poorly sealed/leaky ducts | Poorly sealed/leaky ducts | Poorly sealed/leaky ducts | Poorly sealed/leaky ducts | Poorly sealed/leaky ducts | Poorly sealed/leaky ducts | Poorly sealed/leaky ducts | Poorly sealed/leaky ducts | Poorly sealed/leaky ducts | Poorly sealed/leaky ducts | Poorly sealed/leaky ducts | 30% reduced duct leaking | 30% reduced duct leaking | 30% reduced duct leaking | 30% reduced duct leaking | 30% reduced duct leaking | 30% reduced duct leaking | 30% reduced duct leaking | 30% reduced duct leaking | 30% reduced duct leaking | 30% reduced duct leaking | 30% reduced duct leaking | 30% reduced duct leaking | 30% reduced duct leaking | 30% reduced duct leaking | 30% reduced duct leaking | 30% reduced duct leaking | 30% reduced duct leaking | 30% reduced duct leaking | 30% reduced duct leaking | 30% reduced duct leaking | 30% reduced duct leaking | 30% reduced duct leaking | 0 | 0 | 0 | 0 | 0 | 0 | 0 | 0 | 0 | 0 | 0 | 0 | 0 | 0 | 0 | 0 | 0 | 0 | 0 | 0 | 0 | 0 | 0 | 0 | 0.0035678 | 0.0033463 | 0.0032526 | 0.0031937 | 0.0031583 | 0.003127 | 0.0030987 | 0.0030718 | 0.0030448 | 0.0030183 | 0.0029861 | 0.002959 | 0.0029286 | 0.0029222 | 0.0029152 | 0.0029087 | 0.0029068 | 0.0029045 | 0.0029069 | 0.0029071 | 0 | 0 | 0 | 0 | 0 | 0 | 0 | 0 | 0 | 0 | 0 | 0 | 0 | 0 | 0 | 0 | 0 | 0 | 0 | 0 | 0 | 0 | 0 | 0 | 0 | 0 | 0 | 0 | 0 | 0 | 0 | 0 | 0 | 0 | 0 | 0 | 0 | 0 | 0 | 0 | 0 | 0 | 0 | 0 | 0 | 0 | 0 | 0 | 0 | 0 | 0 | 0 | 0 | 0 | 0 | 0 | 0 | 0 | 0 | 0 | 0 | 0 | 0 | 0 | 0 | 0 | 0 | 0 | 0 | 0 | 0 | 0 | 0 | 0 | 0 | 0 | 0 | 0 | 0 | 0 | 0 | 0 | 0 | 0 | 0 | 0 | 0 | 0 | 0 | 0 | 0 | 0 | 0 | 0 | 0 | 0 | 0 | 0 | 0 | 0 | 0 | 0 | 0 | 0 | 0 | 0 | 0 | 0 | 0 | 0 | 0 | 0 | 0 | 0 | 0 | 0 | 0 | 0 | 0 | 0 | 0 | 0 | 0 | 0 | 0 | 0 | 0 | 0 | 0 | 0 | 0 | 0 | 0 | 0 | 0 | 0 | 0 | 0 | 0 | 0 | 0 | 0 | 0 | 0 | 0 | 0 | 0 | 0 | 0 | 0 | 0 | 0 | 0 | 0 | 0 | 0 | 0 | 0 | 0 | 0 | 0 | 0 | 0 | 0 | 0 | 0 | 0 | 0 | 0 | 0 | 0 | 0 | 0 | 0 | 0 | 0 | 0 | 0 | 0 | 0 | 0 | 0 | 0 | 0 | 0 | 0 | 0 | 0 | 0 | 0 | 0 | 0 | 0 | 0 | 0 | 0 | 0 | 0 | 0 | 0 | 0 | 0 | 0 | 0 | 0 | 0 | 0 | 0 | 0 | 0 | 0 | 0 | 0 | 0 | 0 | 0 | 0 | 0 | 0 | 0 | 0 | 0 | 0 | 0 | 0 | 0 | 0 | 0 | 0 | 0 | 0 | 0 | 0 | 0 | 0 | 0 | 0 | 0 | 0 | 0 | 0 | 0 | 0 | 0 | 0 | 0 | 0 | 0 | 0 | 0 | 0 | 0 | 0 | 0 | 0 | 0 | 0 | 0 | 0 | 0 | 0 | 0 | 0 | 0 | 0 | 0 | 0 | 0 | 0 | 0 | 0 | 0 | 0 | 0 | 0 | 0 | 0 | 0 | 0 | 0 | 0 | 0 | 0 | 0 | 0 | 0 | 0 | 0 | 0 | 0 | 0 | 0 | 0 | 0 | 0 | 0 | 0 | 0 | 0 | 0 | 0 | 0 | 0 | 0 | 0 | 0 | 0 | 0 | 0 | 0 | 0 | 0 | 0 | 0 | 0 | 0 | 0 | 0 | 0 | 0 | 0 | 0 | 0 | 0 | 0 | 0 | 0 | 0 | 0 | 0 | 0 | 0 | 0 | 0 | 0 | 0 | 0 | 0 | 0 | 0 | 0 | 0 | 0 | 0 | 0 | 0 | 0 | 0 | 0 | 0 | 0 | 0 | 0 | 0 | 0 | 0 | 0 | 0 | 0 | 0 | 0 | 0 | 0 | 0 | 0 | 0 | 0 | 0 | 0 | 0 | 0 | 0 | 0 | 0 | 0 | 0 | 0 | 0 | 0 | 0 | 0 | 0 | 0 | 0 | 0 | 0 | 0 | 0 | 0 | 0 | 0 | 0 | 0 | 0 | 0 | 0 | 0 | 0 | 0 | 0 | 0 | 0 | 0 | 0 | 0 | 0 | 0 | 0 | 0 | 0 | 0 | 0 | 0 | 0 | 0 | 0 | 0 | 0 | 0 | 0 | 0 | 0 | 0 | 0 | 0 | 0 | 0 | 0 | 0 | 0 | 0 | 0 | 0 | 0 | 0 | 0 | 0 | 0 | 0 | 0
WA_Industrial_Wood and Lumber Products_New_Space Heating_Natural Gas_Windows - High Efficiency_A | WA | Industrial | Wood and Lumber Products | New | Space Heating | Natural Gas | Windows - High Efficiency | A | IM605 | U-.5 or worse | U-.22 or better | 45 | 0.0073878 | 0 | 0 | 0 | 0 | 0 | 0 | 0 |  | sqft | 0% | 0% | Retrofit | Retro1Slow | 84.81% | TBD | 0.2% | 82.9217 |  | 44.355 |  | 0 | RTF Wkbk - ComWeatherizationSchool_v3_1 | N/A | Building Energy Simulation Tool | U-.5 or worse | U-.5 or worse | U-.5 or worse | U-.5 or worse | U-.5 or worse | U-.5 or worse | U-.5 or worse | U-.5 or worse | U-.5 or worse | U-.5 or worse | U-.5 or worse | U-.5 or worse | U-.5 or worse | U-.5 or worse | U-.5 or worse | U-.5 or worse | U-.5 or worse | U-.5 or worse | U-.5 or worse | U-.5 or worse | U-.5 or worse | U-.5 or worse | U-.22 or better | U-.22 or better | U-.22 or better | U-.22 or better | U-.22 or better | U-.22 or better | U-.22 or better | U-.22 or better | U-.22 or better | U-.22 or better | U-.22 or better | U-.22 or better | U-.22 or better | U-.22 or better | U-.22 or better | U-.22 or better | U-.22 or better | U-.22 or better | U-.22 or better | U-.22 or better | U-.22 or better | U-.22 or better | 0 | 0 | 0 | 0 | 0 | 0 | 0 | 0 | 0 | 0 | 0 | 0 | 0 | 0 | 0 | 0 | 0 | 0 | 0 | 0 | 0 | 0 | 0 | 0 | 0.0073172 | 0.0068627 | 0.0066707 | 0.0065497 | 0.0064773 | 0.0064131 | 0.0063551 | 0.0062999 | 0.0062445 | 0.00619 | 0.006124 | 0.0060685 | 0.0060061 | 0.0059931 | 0.0059787 | 0.0059653 | 0.0059614 | 0.0059568 | 0.0059618 | 0.005962 | 0 | 0 | 0 | 0 | 0 | 0 | 0 | 0 | 0 | 0 | 0 | 0 | 0 | 0 | 0 | 0 | 0 | 0 | 0 | 0 | 0 | 0 | 0 | 0 | 0 | 0 | 0 | 0 | 0 | 0 | 0 | 0 | 0 | 0 | 0 | 0 | 0 | 0 | 0 | 0 | 0 | 0 | 0 | 0 | 0 | 0 | 0 | 0 | 0 | 0 | 0 | 0 | 0 | 0 | 0 | 0 | 0 | 0 | 0 | 0 | 0 | 0 | 0 | 0 | 0 | 0 | 0 | 0 | 0 | 0 | 0 | 0 | 0 | 0 | 0 | 0 | 0 | 0 | 0 | 0 | 0 | 0 | 0 | 0 | 0 | 0 | 0 | 0 | 0 | 0 | 0 | 0 | 0 | 0 | 0 | 0 | 0 | 0 | 0 | 0 | 0 | 0 | 0 | 0 | 0 | 0 | 0 | 0 | 0 | 0 | 0 | 0 | 0 | 0 | 0 | 0 | 0 | 0 | 0 | 0 | 0 | 0 | 0 | 0 | 0 | 0 | 0 | 0 | 0 | 0 | 0 | 0 | 0 | 0 | 0 | 0 | 0 | 0 | 0 | 0 | 0 | 0 | 0 | 0 | 0 | 0 | 0 | 0 | 0 | 0 | 0 | 0 | 0 | 0 | 0 | 0 | 0 | 0 | 0 | 0 | 0 | 0 | 0 | 0 | 0 | 0 | 0 | 0 | 0 | 0 | 0 | 0 | 0 | 0 | 0 | 0 | 0 | 0 | 0 | 0 | 0 | 0 | 0 | 0 | 0 | 0 | 0 | 0 | 0 | 0 | 0 | 0 | 0 | 0 | 0 | 0 | 0 | 0 | 0 | 0 | 0 | 0 | 0 | 0 | 0 | 0 | 0 | 0 | 0 | 0 | 0 | 0 | 0 | 0 | 0 | 0 | 0 | 0 | 0 | 0 | 0 | 0 | 0 | 0 | 0 | 0 | 0 | 0 | 0 | 0 | 0 | 0 | 0 | 0 | 0 | 0 | 0 | 0 | 0 | 0 | 0 | 0 | 0 | 0 | 0 | 0 | 0 | 0 | 0 | 0 | 0 | 0 | 0 | 0 | 0 | 0 | 0 | 0 | 0 | 0 | 0 | 0 | 0 | 0 | 0 | 0 | 0 | 0 | 0 | 0 | 0 | 0 | 0 | 0 | 0 | 0 | 0 | 0 | 0 | 0 | 0 | 0 | 0 | 0 | 0 | 0 | 0 | 0 | 0 | 0 | 0 | 0 | 0 | 0 | 0 | 0 | 0 | 0 | 0 | 0 | 0 | 0 | 0 | 0 | 0 | 0 | 0 | 0 | 0 | 0 | 0 | 0 | 0 | 0 | 0 | 0 | 0 | 0 | 0 | 0 | 0 | 0 | 0 | 0 | 0 | 0 | 0 | 0 | 0 | 0 | 0 | 0 | 0 | 0 | 0 | 0 | 0 | 0 | 0 | 0 | 0 | 0 | 0 | 0 | 0 | 0 | 0 | 0 | 0 | 0 | 0 | 0 | 0 | 0 | 0 | 0 | 0 | 0 | 0 | 0 | 0 | 0 | 0 | 0 | 0 | 0 | 0 | 0 | 0 | 0 | 0 | 0 | 0 | 0 | 0 | 0 | 0 | 0 | 0 | 0 | 0 | 0 | 0 | 0 | 0 | 0 | 0 | 0 | 0 | 0 | 0 | 0 | 0 | 0 | 0 | 0 | 0 | 0 | 0 | 0 | 0 | 0 | 0 | 0 | 0 | 0 | 0 | 0 | 0 | 0 | 0 | 0 | 0 | 0 | 0 | 0 | 0 | 0 | 0 | 0 | 0 | 0 | 0 | 0 | 0 | 0 | 0 | 0 | 0 | 0 | 0 | 0 | 0 | 0 | 0 | 0 | 0 | 0 | 0 | 0
WA_Industrial_Wood and Lumber Products_New_Space Heating_Natural Gas_Gas Boiler - Maintenance_A | WA | Industrial | Wood and Lumber Products | New | Space Heating | Natural Gas | Gas Boiler - Maintenance | A | IM606 | Degrade performance | General cleaning and maintenance | 3 | 0.8556 | 0 | 0 | 0.02 | 0 | 0 | 0 | 0.01095 |  | sqft | 5% | 10% | Retrofit | Retro20Fast | 65.82% | TBD | 0.2% | 99.1017 |  | 79.5822 |  | 0.00010359 | IL TRM - 4.3.10 - CI-HWE-DBTU-V01-180101 | IL TRM - 4.3.10 - CI-HWE-DBTU-V01-180101 | IL TRM - 4.3.10 - CI-HWE-DBTU-V01-180101 | Degrade performance | Degrade performance | Degrade performance | Degrade performance | Degrade performance | Degrade performance | Degrade performance | Degrade performance | Degrade performance | Degrade performance | Degrade performance | Degrade performance | Degrade performance | Degrade performance | Degrade performance | Degrade performance | Degrade performance | Degrade performance | Degrade performance | Degrade performance | Degrade performance | Degrade performance | General cleaning and maintenance | General cleaning and maintenance | General cleaning and maintenance | General cleaning and maintenance | General cleaning and maintenance | General cleaning and maintenance | General cleaning and maintenance | General cleaning and maintenance | General cleaning and maintenance | General cleaning and maintenance | General cleaning and maintenance | General cleaning and maintenance | General cleaning and maintenance | General cleaning and maintenance | General cleaning and maintenance | General cleaning and maintenance | General cleaning and maintenance | General cleaning and maintenance | General cleaning and maintenance | General cleaning and maintenance | General cleaning and maintenance | General cleaning and maintenance | 0.02 | 0.02 | 0.02 | 0.02 | 0.02 | 0.02 | 0.02 | 0.02 | 0.02 | 0.02 | 0.02 | 0.02 | 0.02 | 0.02 | 0.02 | 0.02 | 0.02 | 0.02 | 0.02 | 0.02 | 0.02 | 0.02 | 0 | 0 | 0.85275 | 0.80282 | 0.78328 | 0.77189 | 0.76746 | 0.76359 | 0.76066 | 0.75809 | 0.75653 | 0.75502 | 0.75198 | 0.74953 | 0.74693 | 0.74922 | 0.75059 | 0.75054 | 0.75196 | 0.75173 | 0.75208 | 0.75138 | 0.00012151 | 0.00013993 | 0.00013477 | 0.00013806 | 0.00013844 | 0.00013735 | 0.00013605 | 0.00013675 | 0.00013608 | 0.00024263 | 0.00026671 | 0.00026378 | 0.00048005 | 0.00053147 | 0.0005283 | 0.00096475 | 0.0010668 | 0.0010582 | 0.0019608 | 0.0021366 | 0.00012151 | 0.00025432 | 0.0003829 | 0.00040541 | 0.00040775 | 0.00041166 | 0.00041009 | 0.0004087 | 0.00040786 | 0.00040704 | 0.0004054 | 0.00040408 | 0.00040268 | 0.00040391 | 0.00040465 | 0.00040463 | 0.00040539 | 0.00040527 | 0.00040546 | 0.00040508 | 0.14249 | 0.1743 | 0.17206 | 0.17886 | 0.18038 | 0.17987 | 0.17886 | 0.18038 | 0.17987 | 0.32135 | 0.35468 | 0.35193 | 0.6427 | 0.70936 | 0.70386 | 1.2854 | 1.4187 | 1.4077 | 2.6072 | 2.8435 | 0.14249 | 0.31679 | 0.48885 | 0.52522 | 0.5313 | 0.53912 | 0.53912 | 0.53912 | 0.53912 | 0.53912 | 0.53912 | 0.53912 | 0.53912 | 0.53912 | 0.53912 | 0.53912 | 0.53912 | 0.53912 | 0.53912 | 0.53912 | 0.00010359 | 0.00012533 | 0.00012279 | 0.00012678 | 0.00012736 | 0.00012644 | 0.00012522 | 0.00012576 | 0.00012505 | 0.00022273 | 0.00024474 | 0.00024185 | 0.00043996 | 0.00048398 | 0.00047872 | 0.00087068 | 0.00095907 | 0.00094899 | 0.0017537 | 0.0019099 | 0.00010359 | 0.00022778 | 0.00034887 | 0.00037228 | 0.00037514 | 0.00037897 | 0.00037743 | 0.00037586 | 0.0003748 | 0.00037367 | 0.000372 | 0.00037049 | 0.00036905 | 0.00036782 | 0.00036668 | 0.00036517 | 0.00036445 | 0.00036344 | 0.00036262 | 0.00036211 | 0.12112 | 0.14815 | 0.14625 | 0.15203 | 0.15333 | 0.15289 | 0.15203 | 0.15333 | 0.15289 | 0.27315 | 0.30148 | 0.29914 | 0.5463 | 0.60296 | 0.59828 | 1.0926 | 1.2059 | 1.1966 | 2.2161 | 2.417 | 0.12112 | 0.26927 | 0.41552 | 0.44643 | 0.45161 | 0.45825 | 0.45825 | 0.45825 | 0.45825 | 0.45825 | 0.45825 | 0.45825 | 0.45825 | 0.45825 | 0.45825 | 0.45825 | 0.45825 | 0.45825 | 0.45825 | 0.45825 | 0.00010359 | 0.00012533 | 0.00012279 | 0.00012678 | 0.00012736 | 0.00012644 | 0.00012522 | 0.00012576 | 0.00012505 | 0.00022273 | 0.00024474 | 0.00024185 | 0.00043996 | 0.00048398 | 0.00047872 | 0.00087068 | 0.00095907 | 0.00094899 | 0.0017537 | 0.0019099 | 0.00010359 | 0.00022778 | 0.00034887 | 0.00037228 | 0.00037514 | 0.00037897 | 0.00037743 | 0.00037586 | 0.0003748 | 0.00037367 | 0.000372 | 0.00037049 | 0.00036905 | 0.00036782 | 0.00036668 | 0.00036517 | 0.00036445 | 0.00036344 | 0.00036262 | 0.00036211 | 0.12112 | 0.14815 | 0.14625 | 0.15203 | 0.15333 | 0.15289 | 0.15203 | 0.15333 | 0.15289 | 0.27315 | 0.30148 | 0.29914 | 0.5463 | 0.60296 | 0.59828 | 1.0926 | 1.2059 | 1.1966 | 2.2161 | 2.417 | 0.12112 | 0.26927 | 0.41552 | 0.44643 | 0.45161 | 0.45825 | 0.45825 | 0.45825 | 0.45825 | 0.45825 | 0.45825 | 0.45825 | 0.45825 | 0.45825 | 0.45825 | 0.45825 | 0.45825 | 0.45825 | 0.45825 | 0.45825 | 0.00010359 | 0.00012533 | 0.00012279 | 0.00012678 | 0.00012736 | 0.00012644 | 0.00012522 | 0.00012576 | 0.00012505 | 0.00022273 | 0.00024474 | 0.00024185 | 0.00043996 | 0.00048398 | 0.00047872 | 0.00087068 | 0.00095907 | 0.00094899 | 0.0017537 | 0.0019099 | 0.00010359 | 0.00022778 | 0.00034887 | 0.00037228 | 0.00037514 | 0.00037897 | 0.00037743 | 0.00037586 | 0.0003748 | 0.00037367 | 0.000372 | 0.00037049 | 0.00036905 | 0.00036782 | 0.00036668 | 0.00036517 | 0.00036445 | 0.00036344 | 0.00036262 | 0.00036211 | 0.12112 | 0.14815 | 0.14625 | 0.15203 | 0.15333 | 0.15289 | 0.15203 | 0.15333 | 0.15289 | 0.27315 | 0.30148 | 0.29914 | 0.5463 | 0.60296 | 0.59828 | 1.0926 | 1.2059 | 1.1966 | 2.2161 | 2.417 | 0.12112 | 0.26927 | 0.41552 | 0.44643 | 0.45161 | 0.45825 | 0.45825 | 0.45825 | 0.45825 | 0.45825 | 0.45825 | 0.45825 | 0.45825 | 0.45825 | 0.45825 | 0.45825 | 0.45825 | 0.45825 | 0.45825 | 0.45825 | 0.00010359 | 0.00012533 | 0.00012279 | 0.00012678 | 0.00012736 | 0.00012644 | 0.00012522 | 0.00012576 | 0.00012505 | 0.00022273 | 0.00024474 | 0.00024185 | 0.00043996 | 0.00048398 | 0.00047872 | 0.00087068 | 0.00095907 | 0.00094899 | 0.0017537 | 0.0019099 | 0.00010359 | 0.00022778 | 0.00034887 | 0.00037228 | 0.00037514 | 0.00037897 | 0.00037743 | 0.00037586 | 0.0003748 | 0.00037367 | 0.000372 | 0.00037049 | 0.00036905 | 0.00036782 | 0.00036668 | 0.00036517 | 0.00036445 | 0.00036344 | 0.00036262 | 0.00036211 | 0.12112 | 0.14815 | 0.14625 | 0.15203 | 0.15333 | 0.15289 | 0.15203 | 0.15333 | 0.15289 | 0.27315 | 0.30148 | 0.29914 | 0.5463 | 0.60296 | 0.59828 | 1.0926 | 1.2059 | 1.1966 | 2.2161 | 2.417 | 0.12112 | 0.26927 | 0.41552 | 0.44643 | 0.45161 | 0.45825 | 0.45825 | 0.45825 | 0.45825 | 0.45825 | 0.45825 | 0.45825 | 0.45825 | 0.45825 | 0.45825 | 0.45825 | 0.45825 | 0.45825 | 0.45825 | 0.45825 | 1.0277 | 1.0277 | 1.0277 | 1.0277 | 1.0277 | 1.0277 | 1.0277 | 1.0277 | 1.0277 | 1.0277 | 1.0277 | 1.0277 | 1.0277 | 1.0277 | 1.0277 | 1.0277 | 1.0277 | 1.0277 | 1.0277 | 1.0277 | 0.8253 | 0.8253 | 0.8253 | 0.8253 | 0.8253 | 0.8253 | 0.8253 | 0.8253 | 0.8253 | 0.8253 | 0.8253 | 0.8253 | 0.8253 | 0.8253 | 0.8253 | 0.8253 | 0.8253 | 0.8253 | 0.8253 | 0.8253
WA_Industrial_Wood and Lumber Products_New_Process_Natural Gas_Gas Boiler - Maintenance_A | WA | Industrial | Wood and Lumber Products | New | Process | Natural Gas | Gas Boiler - Maintenance | A | IM607 | Degrade performance | General cleaning and maintenance | 3 | 6.3264 | 0 | 0 | 0.02 | 0 | 0 | 0 | 0.01095 |  | sqft | 5% | 10% | Retrofit | Retro20Fast | 65.82% | TBD | 0.2% | 99.1017 |  | 79.5822 |  | 0.0026374 | IL TRM - 4.3.10 - CI-HWE-DBTU-V01-180101 | IL TRM - 4.3.10 - CI-HWE-DBTU-V01-180101 | IL TRM - 4.3.10 - CI-HWE-DBTU-V01-180101 | Degrade performance | Degrade performance | Degrade performance | Degrade performance | Degrade performance | Degrade performance | Degrade performance | Degrade performance | Degrade performance | Degrade performance | Degrade performance | Degrade performance | Degrade performance | Degrade performance | Degrade performance | Degrade performance | Degrade performance | Degrade performance | Degrade performance | Degrade performance | Degrade performance | Degrade performance | General cleaning and maintenance | General cleaning and maintenance | General cleaning and maintenance | General cleaning and maintenance | General cleaning and maintenance | General cleaning and maintenance | General cleaning and maintenance | General cleaning and maintenance | General cleaning and maintenance | General cleaning and maintenance | General cleaning and maintenance | General cleaning and maintenance | General cleaning and maintenance | General cleaning and maintenance | General cleaning and maintenance | General cleaning and maintenance | General cleaning and maintenance | General cleaning and maintenance | General cleaning and maintenance | General cleaning and maintenance | General cleaning and maintenance | General cleaning and maintenance | 0.02 | 0.02 | 0.02 | 0.02 | 0.02 | 0.02 | 0.02 | 0.02 | 0.02 | 0.02 | 0.02 | 0.02 | 0.02 | 0.02 | 0.02 | 0.02 | 0.02 | 0.02 | 0.02 | 0.02 | 0.02 | 0.02 | 0 | 0 | 6.3264 | 6.3264 | 6.3264 | 6.3264 | 6.3264 | 6.3264 | 6.3264 | 6.3264 | 6.3264 | 6.3264 | 6.3264 | 6.3264 | 6.3264 | 6.3264 | 6.3264 | 6.3264 | 6.3264 | 6.3264 | 6.3264 | 6.3264 | 0.0031028 | 0.0037955 | 0.0037467 | 0.0038948 | 0.003928 | 0.0039168 | 0.0038948 | 0.003928 | 0.0039168 | 0.0069977 | 0.0077234 | 0.0076635 | 0.013995 | 0.015447 | 0.015327 | 0.027991 | 0.030894 | 0.030654 | 0.056773 | 0.06192 | 0.0031028 | 0.0068983 | 0.010645 | 0.011437 | 0.011569 | 0.01174 | 0.01174 | 0.01174 | 0.01174 | 0.01174 | 0.01174 | 0.01174 | 0.01174 | 0.01174 | 0.01174 | 0.01174 | 0.01174 | 0.01174 | 0.01174 | 0.01174 | 0.49046 | 0.59995 | 0.59223 | 0.61565 | 0.62089 | 0.61913 | 0.61565 | 0.62089 | 0.61913 | 1.1061 | 1.2208 | 1.2114 | 2.2122 | 2.4417 | 2.4227 | 4.4244 | 4.8833 | 4.8454 | 8.9741 | 9.7876 | 0.49046 | 1.0904 | 1.6826 | 1.8078 | 1.8288 | 1.8557 | 1.8557 | 1.8557 | 1.8557 | 1.8557 | 1.8557 | 1.8557 | 1.8557 | 1.8557 | 1.8557 | 1.8557 | 1.8557 | 1.8557 | 1.8557 | 1.8557 | 0.0026374 | 0.0032262 | 0.0031847 | 0.0033106 | 0.0033388 | 0.0033293 | 0.0033106 | 0.0033388 | 0.0033293 | 0.005948 | 0.0065649 | 0.006514 | 0.011896 | 0.01313 | 0.013028 | 0.023792 | 0.02626 | 0.026056 | 0.048257 | 0.052632 | 0.0026374 | 0.0058636 | 0.0090482 | 0.0097214 | 0.009834 | 0.0099787 | 0.0099787 | 0.0099787 | 0.0099787 | 0.0099787 | 0.0099787 | 0.0099787 | 0.0099787 | 0.0099787 | 0.0099787 | 0.0099787 | 0.0099787 | 0.0099787 | 0.0099787 | 0.0099787 | 0.41689 | 0.50995 | 0.50339 | 0.5233 | 0.52775 | 0.52626 | 0.5233 | 0.52775 | 0.52626 | 0.94019 | 1.0377 | 1.0297 | 1.8804 | 2.0754 | 2.0593 | 3.7608 | 4.1508 | 4.1186 | 7.628 | 8.3195 | 0.41689 | 0.92684 | 1.4302 | 1.5367 | 1.5545 | 1.5773 | 1.5773 | 1.5773 | 1.5773 | 1.5773 | 1.5773 | 1.5773 | 1.5773 | 1.5773 | 1.5773 | 1.5773 | 1.5773 | 1.5773 | 1.5773 | 1.5773 | 0.0026374 | 0.0032262 | 0.0031847 | 0.0033106 | 0.0033388 | 0.0033293 | 0.0033106 | 0.0033388 | 0.0033293 | 0.005948 | 0.0065649 | 0.006514 | 0.011896 | 0.01313 | 0.013028 | 0.023792 | 0.02626 | 0.026056 | 0.048257 | 0.052632 | 0.0026374 | 0.0058636 | 0.0090482 | 0.0097214 | 0.009834 | 0.0099787 | 0.0099787 | 0.0099787 | 0.0099787 | 0.0099787 | 0.0099787 | 0.0099787 | 0.0099787 | 0.0099787 | 0.0099787 | 0.0099787 | 0.0099787 | 0.0099787 | 0.0099787 | 0.0099787 | 0.41689 | 0.50995 | 0.50339 | 0.5233 | 0.52775 | 0.52626 | 0.5233 | 0.52775 | 0.52626 | 0.94019 | 1.0377 | 1.0297 | 1.8804 | 2.0754 | 2.0593 | 3.7608 | 4.1508 | 4.1186 | 7.628 | 8.3195 | 0.41689 | 0.92684 | 1.4302 | 1.5367 | 1.5545 | 1.5773 | 1.5773 | 1.5773 | 1.5773 | 1.5773 | 1.5773 | 1.5773 | 1.5773 | 1.5773 | 1.5773 | 1.5773 | 1.5773 | 1.5773 | 1.5773 | 1.5773 | 0.0026374 | 0.0032262 | 0.0031847 | 0.0033106 | 0.0033388 | 0.0033293 | 0.0033106 | 0.0033388 | 0.0033293 | 0.005948 | 0.0065649 | 0.006514 | 0.011896 | 0.01313 | 0.013028 | 0.023792 | 0.02626 | 0.026056 | 0.048257 | 0.052632 | 0.0026374 | 0.0058636 | 0.0090482 | 0.0097214 | 0.009834 | 0.0099787 | 0.0099787 | 0.0099787 | 0.0099787 | 0.0099787 | 0.0099787 | 0.0099787 | 0.0099787 | 0.0099787 | 0.0099787 | 0.0099787 | 0.0099787 | 0.0099787 | 0.0099787 | 0.0099787 | 0.41689 | 0.50995 | 0.50339 | 0.5233 | 0.52775 | 0.52626 | 0.5233 | 0.52775 | 0.52626 | 0.94019 | 1.0377 | 1.0297 | 1.8804 | 2.0754 | 2.0593 | 3.7608 | 4.1508 | 4.1186 | 7.628 | 8.3195 | 0.41689 | 0.92684 | 1.4302 | 1.5367 | 1.5545 | 1.5773 | 1.5773 | 1.5773 | 1.5773 | 1.5773 | 1.5773 | 1.5773 | 1.5773 | 1.5773 | 1.5773 | 1.5773 | 1.5773 | 1.5773 | 1.5773 | 1.5773 | 0.0026374 | 0.0032262 | 0.0031847 | 0.0033106 | 0.0033388 | 0.0033293 | 0.0033106 | 0.0033388 | 0.0033293 | 0.005948 | 0.0065649 | 0.006514 | 0.011896 | 0.01313 | 0.013028 | 0.023792 | 0.02626 | 0.026056 | 0.048257 | 0.052632 | 0.0026374 | 0.0058636 | 0.0090482 | 0.0097214 | 0.009834 | 0.0099787 | 0.0099787 | 0.0099787 | 0.0099787 | 0.0099787 | 0.0099787 | 0.0099787 | 0.0099787 | 0.0099787 | 0.0099787 | 0.0099787 | 0.0099787 | 0.0099787 | 0.0099787 | 0.0099787 | 0.41689 | 0.50995 | 0.50339 | 0.5233 | 0.52775 | 0.52626 | 0.5233 | 0.52775 | 0.52626 | 0.94019 | 1.0377 | 1.0297 | 1.8804 | 2.0754 | 2.0593 | 3.7608 | 4.1508 | 4.1186 | 7.628 | 8.3195 | 0.41689 | 0.92684 | 1.4302 | 1.5367 | 1.5545 | 1.5773 | 1.5773 | 1.5773 | 1.5773 | 1.5773 | 1.5773 | 1.5773 | 1.5773 | 1.5773 | 1.5773 | 1.5773 | 1.5773 | 1.5773 | 1.5773 | 1.5773 | 1.0277 | 1.0277 | 1.0277 | 1.0277 | 1.0277 | 1.0277 | 1.0277 | 1.0277 | 1.0277 | 1.0277 | 1.0277 | 1.0277 | 1.0277 | 1.0277 | 1.0277 | 1.0277 | 1.0277 | 1.0277 | 1.0277 | 1.0277 | 0.8253 | 0.8253 | 0.8253 | 0.8253 | 0.8253 | 0.8253 | 0.8253 | 0.8253 | 0.8253 | 0.8253 | 0.8253 | 0.8253 | 0.8253 | 0.8253 | 0.8253 | 0.8253 | 0.8253 | 0.8253 | 0.8253 | 0.8253
WA_Industrial_Wood and Lumber Products_New_Space Heating_Natural Gas_Gas Furnace - Maintenance_A | WA | Industrial | Wood and Lumber Products | New | Space Heating | Natural Gas | Gas Furnace - Maintenance | A | IM608 | Degrade performance | General cleaning and maintenance | 3 | 0.0083129 | 0 | 0 | 0.01 | 0 | 0 | 0 | 0.00405 |  | sqft | 5% | 10% | Retrofit | Retro20Fast | 65.82% | TBD | 0.2% | 451.8295 |  | 362.8354 |  | 1.7e-06 | IL TRM - 4.4.31 - CI-HVC-FTUN-V03-200101 | MN TRM 3.1 - Forced-Air Heating Maintenance v2.0 | MN TRM v3.1 - Forced-Air Heating Maintenance | Degrade performance | Degrade performance | Degrade performance | Degrade performance | Degrade performance | Degrade performance | Degrade performance | Degrade performance | Degrade performance | Degrade performance | Degrade performance | Degrade performance | Degrade performance | Degrade performance | Degrade performance | Degrade performance | Degrade performance | Degrade performance | Degrade performance | Degrade performance | Degrade performance | Degrade performance | General cleaning and maintenance | General cleaning and maintenance | General cleaning and maintenance | General cleaning and maintenance | General cleaning and maintenance | General cleaning and maintenance | General cleaning and maintenance | General cleaning and maintenance | General cleaning and maintenance | General cleaning and maintenance | General cleaning and maintenance | General cleaning and maintenance | General cleaning and maintenance | General cleaning and maintenance | General cleaning and maintenance | General cleaning and maintenance | General cleaning and maintenance | General cleaning and maintenance | General cleaning and maintenance | General cleaning and maintenance | General cleaning and maintenance | General cleaning and maintenance | 0.01 | 0.01 | 0.01 | 0.01 | 0.01 | 0.01 | 0.01 | 0.01 | 0.01 | 0.01 | 0.01 | 0.01 | 0.01 | 0.01 | 0.01 | 0.01 | 0.01 | 0.01 | 0.01 | 0.01 | 0.01 | 0.01 | 0 | 0 | 0.008285 | 0.0077998 | 0.0076099 | 0.0074994 | 0.0074564 | 0.0074188 | 0.0073904 | 0.0073654 | 0.0073503 | 0.0073356 | 0.007306 | 0.0072822 | 0.007257 | 0.0072792 | 0.0072925 | 0.0072921 | 0.0073058 | 0.0073036 | 0.0073071 | 0.0073003 | 1.994e-06 | 2.2963e-06 | 2.2116e-06 | 2.2657e-06 | 2.2718e-06 | 2.2539e-06 | 2.2327e-06 | 2.2441e-06 | 2.2331e-06 | 3.9817e-06 | 4.3769e-06 | 4.3288e-06 | 7.878e-06 | 8.7217e-06 | 8.6698e-06 | 1.5832e-05 | 1.7507e-05 | 1.7366e-05 | 3.2178e-05 | 3.5063e-05 | 1.994e-06 | 4.1735e-06 | 6.2835e-06 | 6.653e-06 | 6.6914e-06 | 6.7556e-06 | 6.7297e-06 | 6.707e-06 | 6.6932e-06 | 6.6798e-06 | 6.6529e-06 | 6.6313e-06 | 6.6083e-06 | 6.6285e-06 | 6.6406e-06 | 6.6402e-06 | 6.6527e-06 | 6.6507e-06 | 6.6539e-06 | 6.6477e-06 | 0.24068 | 0.2944 | 0.29062 | 0.30211 | 0.30468 | 0.30382 | 0.30211 | 0.30468 | 0.30382 | 0.54279 | 0.59908 | 0.59443 | 1.0856 | 1.1982 | 1.1889 | 2.1711 | 2.3963 | 2.3777 | 4.4037 | 4.803 | 0.24068 | 0.53508 | 0.8257 | 0.88713 | 0.89741 | 0.91061 | 0.91061 | 0.91061 | 0.91061 | 0.91061 | 0.91061 | 0.91061 | 0.91061 | 0.91061 | 0.91061 | 0.91061 | 0.91061 | 0.91061 | 0.91061 | 0.91061 | 1.7e-06 | 2.0567e-06 | 2.0151e-06 | 2.0805e-06 | 2.0901e-06 | 2.075e-06 | 2.0549e-06 | 2.0638e-06 | 2.0521e-06 | 3.6552e-06 | 4.0163e-06 | 3.9689e-06 | 7.22e-06 | 7.9424e-06 | 7.8562e-06 | 1.4288e-05 | 1.5739e-05 | 1.5574e-05 | 2.8779e-05 | 3.1343e-05 | 1.7e-06 | 3.738e-06 | 5.7252e-06 | 6.1094e-06 | 6.1562e-06 | 6.2191e-06 | 6.1938e-06 | 6.1681e-06 | 6.1507e-06 | 6.1322e-06 | 6.1048e-06 | 6.08e-06 | 6.0563e-06 | 6.0363e-06 | 6.0174e-06 | 5.9928e-06 | 5.9808e-06 | 5.9643e-06 | 5.9509e-06 | 5.9425e-06 | 0.20457 | 0.25024 | 0.24702 | 0.25679 | 0.25898 | 0.25824 | 0.25679 | 0.25898 | 0.25824 | 0.46137 | 0.50922 | 0.50527 | 0.92274 | 1.0184 | 1.0105 | 1.8455 | 2.0369 | 2.0211 | 3.7432 | 4.0825 | 0.20457 | 0.45482 | 0.70184 | 0.75406 | 0.7628 | 0.77402 | 0.77402 | 0.77402 | 0.77402 | 0.77402 | 0.77402 | 0.77402 | 0.77402 | 0.77402 | 0.77402 | 0.77402 | 0.77402 | 0.77402 | 0.77402 | 0.77402 | 1.7e-06 | 2.0567e-06 | 2.0151e-06 | 2.0805e-06 | 2.0901e-06 | 2.075e-06 | 2.0549e-06 | 2.0638e-06 | 2.0521e-06 | 3.6552e-06 | 4.0163e-06 | 3.9689e-06 | 7.22e-06 | 7.9424e-06 | 7.8562e-06 | 1.4288e-05 | 1.5739e-05 | 1.5574e-05 | 2.8779e-05 | 3.1343e-05 | 1.7e-06 | 3.738e-06 | 5.7252e-06 | 6.1094e-06 | 6.1562e-06 | 6.2191e-06 | 6.1938e-06 | 6.1681e-06 | 6.1507e-06 | 6.1322e-06 | 6.1048e-06 | 6.08e-06 | 6.0563e-06 | 6.0363e-06 | 6.0174e-06 | 5.9928e-06 | 5.9808e-06 | 5.9643e-06 | 5.9509e-06 | 5.9425e-06 | 0.20457 | 0.25024 | 0.24702 | 0.25679 | 0.25898 | 0.25824 | 0.25679 | 0.25898 | 0.25824 | 0.46137 | 0.50922 | 0.50527 | 0.92274 | 1.0184 | 1.0105 | 1.8455 | 2.0369 | 2.0211 | 3.7432 | 4.0825 | 0.20457 | 0.45482 | 0.70184 | 0.75406 | 0.7628 | 0.77402 | 0.77402 | 0.77402 | 0.77402 | 0.77402 | 0.77402 | 0.77402 | 0.77402 | 0.77402 | 0.77402 | 0.77402 | 0.77402 | 0.77402 | 0.77402 | 0.77402 | 1.7e-06 | 2.0567e-06 | 2.0151e-06 | 2.0805e-06 | 2.0901e-06 | 2.075e-06 | 2.0549e-06 | 2.0638e-06 | 2.0521e-06 | 3.6552e-06 | 4.0163e-06 | 3.9689e-06 | 7.22e-06 | 7.9424e-06 | 7.8562e-06 | 1.4288e-05 | 1.5739e-05 | 1.5574e-05 | 2.8779e-05 | 3.1343e-05 | 1.7e-06 | 3.738e-06 | 5.7252e-06 | 6.1094e-06 | 6.1562e-06 | 6.2191e-06 | 6.1938e-06 | 6.1681e-06 | 6.1507e-06 | 6.1322e-06 | 6.1048e-06 | 6.08e-06 | 6.0563e-06 | 6.0363e-06 | 6.0174e-06 | 5.9928e-06 | 5.9808e-06 | 5.9643e-06 | 5.9509e-06 | 5.9425e-06 | 0.20457 | 0.25024 | 0.24702 | 0.25679 | 0.25898 | 0.25824 | 0.25679 | 0.25898 | 0.25824 | 0.46137 | 0.50922 | 0.50527 | 0.92274 | 1.0184 | 1.0105 | 1.8455 | 2.0369 | 2.0211 | 3.7432 | 4.0825 | 0.20457 | 0.45482 | 0.70184 | 0.75406 | 0.7628 | 0.77402 | 0.77402 | 0.77402 | 0.77402 | 0.77402 | 0.77402 | 0.77402 | 0.77402 | 0.77402 | 0.77402 | 0.77402 | 0.77402 | 0.77402 | 0.77402 | 0.77402 | 1.7e-06 | 2.0567e-06 | 2.0151e-06 | 2.0805e-06 | 2.0901e-06 | 2.075e-06 | 2.0549e-06 | 2.0638e-06 | 2.0521e-06 | 3.6552e-06 | 4.0163e-06 | 3.9689e-06 | 7.22e-06 | 7.9424e-06 | 7.8562e-06 | 1.4288e-05 | 1.5739e-05 | 1.5574e-05 | 2.8779e-05 | 3.1343e-05 | 1.7e-06 | 3.738e-06 | 5.7252e-06 | 6.1094e-06 | 6.1562e-06 | 6.2191e-06 | 6.1938e-06 | 6.1681e-06 | 6.1507e-06 | 6.1322e-06 | 6.1048e-06 | 6.08e-06 | 6.0563e-06 | 6.0363e-06 | 6.0174e-06 | 5.9928e-06 | 5.9808e-06 | 5.9643e-06 | 5.9509e-06 | 5.9425e-06 | 0.20457 | 0.25024 | 0.24702 | 0.25679 | 0.25898 | 0.25824 | 0.25679 | 0.25898 | 0.25824 | 0.46137 | 0.50922 | 0.50527 | 0.92274 | 1.0184 | 1.0105 | 1.8455 | 2.0369 | 2.0211 | 3.7432 | 4.0825 | 0.20457 | 0.45482 | 0.70184 | 0.75406 | 0.7628 | 0.77402 | 0.77402 | 0.77402 | 0.77402 | 0.77402 | 0.77402 | 0.77402 | 0.77402 | 0.77402 | 0.77402 | 0.77402 | 0.77402 | 0.77402 | 0.77402 | 0.77402 | 443.9549 | 443.9549 | 443.9549 | 443.9549 | 443.9549 | 443.9549 | 443.9549 | 443.9549 | 443.9549 | 443.9549 | 443.9549 | 443.9549 | 443.9549 | 443.9549 | 443.9549 | 443.9549 | 443.9549 | 443.9549 | 443.9549 | 443.9549 | 356.5118 | 356.5118 | 356.5118 | 356.5118 | 356.5118 | 356.5118 | 356.5118 | 356.5118 | 356.5118 | 356.5118 | 356.5118 | 356.5118 | 356.5118 | 356.5118 | 356.5118 | 356.5118 | 356.5118 | 356.5118 | 356.5118 | 356.5118
WA_Industrial_Wood and Lumber Products_New_Space Heating_Natural Gas_Gas Boiler - Hot Water Reset_A | WA | Industrial | Wood and Lumber Products | New | Space Heating | Natural Gas | Gas Boiler - Hot Water Reset | A | IM609 | No control | Reset control installed | 16 | 3.1113 | 0 | 0 | 29.15 | 0 | 0 | 0 | 14.5748 |  | sqft | 20% | 45% | Retrofit | Retro5Med | 81.71% | TBD | 0.2% | 197.7579 |  | 129.8551 |  | 0.00036598 | IL TRM - 4.4.4 - CI-HVC-BLRC-V04-210101 | IL TRM - 4.4.4 - CI-HVC-BLRC-V04-210101 | IL TRM - 4.4.4 - CI-HVC-BLRC-V04-210101 | No control | No control | No control | No control | No control | No control | No control | No control | No control | No control | No control | No control | No control | No control | No control | No control | No control | No control | No control | No control | No control | No control | Reset control installed | Reset control installed | Reset control installed | Reset control installed | Reset control installed | Reset control installed | Reset control installed | Reset control installed | Reset control installed | Reset control installed | Reset control installed | Reset control installed | Reset control installed | Reset control installed | Reset control installed | Reset control installed | Reset control installed | Reset control installed | Reset control installed | Reset control installed | Reset control installed | Reset control installed | 29.15 | 29.15 | 29.15 | 29.15 | 29.15 | 29.15 | 29.15 | 29.15 | 29.15 | 29.15 | 29.15 | 29.15 | 29.15 | 29.15 | 29.15 | 29.15 | 29.15 | 29.15 | 29.15 | 29.15 | 29.15 | 29.15 | 0 | 0 | 3.0994 | 2.9171 | 2.8454 | 2.8034 | 2.7865 | 2.7717 | 2.7604 | 2.7504 | 2.744 | 2.7378 | 2.726 | 2.7166 | 2.7064 | 2.714 | 2.7182 | 2.7176 | 2.7221 | 2.7209 | 2.7218 | 2.719 | 0.00042925 | 0.00086571 | 0.0014735 | 0.0022495 | 0.0029356 | 0.0039339 | 0.004859 | 0.0055882 | 0.0057037 | 0.0053355 | 0.0044485 | 0.003192 | 0.0019478 | 0.00099991 | 0.00044888 | 0.00017385 | 0.00037701 | 0.00080748 | 0.0014095 | 0.0021817 | 0.00042925 | 0.0012697 | 0.002712 | 0.0049215 | 0.0078273 | 0.01172 | 0.016531 | 0.022059 | 0.027711 | 0.032985 | 0.037292 | 0.040354 | 0.04215 | 0.043269 | 0.043785 | 0.043949 | 0.044022 | 0.044002 | 0.044017 | 0.043971 | 0.1385 | 0.29677 | 0.51785 | 0.80241 | 1.0535 | 1.4193 | 1.7603 | 2.0318 | 2.0787 | 1.9488 | 1.6318 | 1.175 | 0.7197 | 0.36843 | 0.16514 | 0.063971 | 0.1385 | 0.29677 | 0.51785 | 0.80241 | 0.1385 | 0.43527 | 0.95312 | 1.7555 | 2.809 | 4.2283 | 5.9886 | 8.0204 | 10.0991 | 12.0479 | 13.6798 | 14.8548 | 15.5745 | 15.9429 | 16.108 | 16.172 | 16.172 | 16.172 | 16.172 | 16.172 | 0.00036598 | 0.00077546 | 0.0013427 | 0.0020661 | 0.0027014 | 0.0036225 | 0.0044734 | 0.005141 | 0.0052434 | 0.0049002 | 0.0040839 | 0.0029281 | 0.001786 | 0.00091109 | 0.00040701 | 0.000157 | 0.00033916 | 0.00072464 | 0.0012615 | 0.0019517 | 0.00036598 | 0.0011374 | 0.0024714 | 0.0045202 | 0.0072029 | 0.010792 | 0.015219 | 0.020294 | 0.025475 | 0.030293 | 0.034235 | 0.037018 | 0.03865 | 0.039425 | 0.039701 | 0.039689 | 0.039603 | 0.039488 | 0.039395 | 0.039335 | 0.11772 | 0.25226 | 0.44017 | 0.68205 | 0.89548 | 1.2064 | 1.4962 | 1.727 | 1.7669 | 1.6565 | 1.3871 | 0.99875 | 0.61174 | 0.31317 | 0.14037 | 0.054375 | 0.11772 | 0.25226 | 0.44017 | 0.68205 | 0.11772 | 0.36998 | 0.81015 | 1.4922 | 2.3877 | 3.5941 | 5.0903 | 6.8173 | 8.5842 | 10.2407 | 11.6278 | 12.6265 | 13.2383 | 13.5515 | 13.6918 | 13.7462 | 13.7462 | 13.7462 | 13.7462 | 13.7462 | 0.00036598 | 0.00077546 | 0.0013427 | 0.0020661 | 0.0027014 | 0.0036225 | 0.0044734 | 0.005141 | 0.0052434 | 0.0049002 | 0.0040839 | 0.0029281 | 0.001786 | 0.00091109 | 0.00040701 | 0.000157 | 0.00033916 | 0.00072464 | 0.0012615 | 0.0019517 | 0.00036598 | 0.0011374 | 0.0024714 | 0.0045202 | 0.0072029 | 0.010792 | 0.015219 | 0.020294 | 0.025475 | 0.030293 | 0.034235 | 0.037018 | 0.03865 | 0.039425 | 0.039701 | 0.039689 | 0.039603 | 0.039488 | 0.039395 | 0.039335 | 0.11772 | 0.25226 | 0.44017 | 0.68205 | 0.89548 | 1.2064 | 1.4962 | 1.727 | 1.7669 | 1.6565 | 1.3871 | 0.99875 | 0.61174 | 0.31317 | 0.14037 | 0.054375 | 0.11772 | 0.25226 | 0.44017 | 0.68205 | 0.11772 | 0.36998 | 0.81015 | 1.4922 | 2.3877 | 3.5941 | 5.0903 | 6.8173 | 8.5842 | 10.2407 | 11.6278 | 12.6265 | 13.2383 | 13.5515 | 13.6918 | 13.7462 | 13.7462 | 13.7462 | 13.7462 | 13.7462 | 0.00036598 | 0.00077546 | 0.0013427 | 0.0020661 | 0.0027014 | 0.0036225 | 0.0044734 | 0.005141 | 0.0052434 | 0.0049002 | 0.0040839 | 0.0029281 | 0.001786 | 0.00091109 | 0.00040701 | 0.000157 | 0.00033916 | 0.00072464 | 0.0012615 | 0.0019517 | 0.00036598 | 0.0011374 | 0.0024714 | 0.0045202 | 0.0072029 | 0.010792 | 0.015219 | 0.020294 | 0.025475 | 0.030293 | 0.034235 | 0.037018 | 0.03865 | 0.039425 | 0.039701 | 0.039689 | 0.039603 | 0.039488 | 0.039395 | 0.039335 | 0.11772 | 0.25226 | 0.44017 | 0.68205 | 0.89548 | 1.2064 | 1.4962 | 1.727 | 1.7669 | 1.6565 | 1.3871 | 0.99875 | 0.61174 | 0.31317 | 0.14037 | 0.054375 | 0.11772 | 0.25226 | 0.44017 | 0.68205 | 0.11772 | 0.36998 | 0.81015 | 1.4922 | 2.3877 | 3.5941 | 5.0903 | 6.8173 | 8.5842 | 10.2407 | 11.6278 | 12.6265 | 13.2383 | 13.5515 | 13.6918 | 13.7462 | 13.7462 | 13.7462 | 13.7462 | 13.7462 | 0.00036598 | 0.00077546 | 0.0013427 | 0.0020661 | 0.0027014 | 0.0036225 | 0.0044734 | 0.005141 | 0.0052434 | 0.0049002 | 0.0040839 | 0.0029281 | 0.001786 | 0.00091109 | 0.00040701 | 0.000157 | 0.00033916 | 0.00072464 | 0.0012615 | 0.0019517 | 0.00036598 | 0.0011374 | 0.0024714 | 0.0045202 | 0.0072029 | 0.010792 | 0.015219 | 0.020294 | 0.025475 | 0.030293 | 0.034235 | 0.037018 | 0.03865 | 0.039425 | 0.039701 | 0.039689 | 0.039603 | 0.039488 | 0.039395 | 0.039335 | 0.11772 | 0.25226 | 0.44017 | 0.68205 | 0.89548 | 1.2064 | 1.4962 | 1.727 | 1.7669 | 1.6565 | 1.3871 | 0.99875 | 0.61174 | 0.31317 | 0.14037 | 0.054375 | 0.11772 | 0.25226 | 0.44017 | 0.68205 | 0.11772 | 0.36998 | 0.81015 | 1.4922 | 2.3877 | 3.5941 | 5.0903 | 6.8173 | 8.5842 | 10.2407 | 11.6278 | 12.6265 | 13.2383 | 13.5515 | 13.6918 | 13.7462 | 13.7462 | 13.7462 | 13.7462 | 13.7462 | 207.3852 | 207.3852 | 207.3852 | 207.3852 | 207.3852 | 207.3852 | 207.3852 | 207.3852 | 207.3852 | 207.3852 | 207.3852 | 207.3852 | 207.3852 | 207.3852 | 207.3852 | 207.3852 | 207.3852 | 207.3852 | 207.3852 | 207.3852 | 136.1768 | 136.1768 | 136.1768 | 136.1768 | 136.1768 | 136.1768 | 136.1768 | 136.1768 | 136.1768 | 136.1768 | 136.1768 | 136.1768 | 136.1768 | 136.1768 | 136.1768 | 136.1768 | 136.1768 | 136.1768 | 136.1768 | 136.1768
WA_Industrial_Wood and Lumber Products_New_Process_Natural Gas_Gas Boiler - Hot Water Reset_A | WA | Industrial | Wood and Lumber Products | New | Process | Natural Gas | Gas Boiler - Hot Water Reset | A | IM610 | No control | Reset control installed | 16 | 11.5025 | 0 | 0 | 29.15 | 0 | 0 | 0 | 14.5748 |  | sqft | 20% | 45% | Retrofit | Retro5Med | 81.71% | TBD | 0.2% | 197.7579 |  | 129.8551 |  | 0.0046573 | IL TRM - 4.4.4 - CI-HVC-BLRC-V04-210101 | IL TRM - 4.4.4 - CI-HVC-BLRC-V04-210101 | XCEL CO 2019-2020 DSM Plan | No control | No control | No control | No control | No control | No control | No control | No control | No control | No control | No control | No control | No control | No control | No control | No control | No control | No control | No control | No control | No control | No control | Reset control installed | Reset control installed | Reset control installed | Reset control installed | Reset control installed | Reset control installed | Reset control installed | Reset control installed | Reset control installed | Reset control installed | Reset control installed | Reset control installed | Reset control installed | Reset control installed | Reset control installed | Reset control installed | Reset control installed | Reset control installed | Reset control installed | Reset control installed | Reset control installed | Reset control installed | 29.15 | 29.15 | 29.15 | 29.15 | 29.15 | 29.15 | 29.15 | 29.15 | 29.15 | 29.15 | 29.15 | 29.15 | 29.15 | 29.15 | 29.15 | 29.15 | 29.15 | 29.15 | 29.15 | 29.15 | 29.15 | 29.15 | 0 | 0 | 11.492 | 11.4863 | 11.4812 | 11.4769 | 11.4708 | 11.4664 | 11.4637 | 11.4627 | 11.4615 | 11.4614 | 11.4617 | 11.4627 | 11.463 | 11.4639 | 11.4649 | 11.4663 | 11.4677 | 11.4693 | 11.4707 | 11.472 | 0.0054784 | 0.011733 | 0.020465 | 0.031699 | 0.041596 | 0.056018 | 0.069458 | 0.080165 | 0.082005 | 0.076883 | 0.064379 | 0.04636 | 0.028397 | 0.014538 | 0.0065168 | 0.0025248 | 0.0054668 | 0.011716 | 0.020446 | 0.031685 | 0.0054784 | 0.017209 | 0.037666 | 0.069351 | 0.11091 | 0.16688 | 0.2363 | 0.31645 | 0.39842 | 0.4753 | 0.53969 | 0.5861 | 0.61451 | 0.6291 | 0.63567 | 0.63827 | 0.63835 | 0.63844 | 0.63852 | 0.63859 | 0.47671 | 1.0215 | 1.7825 | 2.7619 | 3.6262 | 4.8854 | 6.0589 | 6.9935 | 7.1548 | 6.708 | 5.6169 | 4.0444 | 2.4772 | 1.2682 | 0.56841 | 0.22019 | 0.47671 | 1.0215 | 1.7825 | 2.7619 | 0.47671 | 1.4982 | 3.2807 | 6.0426 | 9.6688 | 14.5542 | 20.6131 | 27.6067 | 34.7615 | 41.4695 | 47.0864 | 51.1309 | 53.6081 | 54.8763 | 55.4447 | 55.6649 | 55.6649 | 55.6649 | 55.6649 | 55.6649 | 0.0046573 | 0.0099754 | 0.0174 | 0.026953 | 0.035371 | 0.047637 | 0.059069 | 0.068176 | 0.069741 | 0.065386 | 0.054752 | 0.039427 | 0.02415 | 0.012364 | 0.005542 | 0.0021471 | 0.0046489 | 0.0099629 | 0.017386 | 0.026943 | 0.0046573 | 0.014631 | 0.032025 | 0.058968 | 0.094312 | 0.14192 | 0.20096 | 0.26912 | 0.33884 | 0.40422 | 0.45898 | 0.49844 | 0.5226 | 0.535 | 0.54058 | 0.54279 | 0.54284 | 0.54291 | 0.54296 | 0.54302 | 0.4052 | 0.86828 | 1.5151 | 2.3476 | 3.0823 | 4.1526 | 5.1501 | 5.9445 | 6.0816 | 5.7018 | 4.7744 | 3.4378 | 2.1057 | 1.0779 | 0.48315 | 0.18716 | 0.4052 | 0.86828 | 1.5151 | 2.3476 | 0.4052 | 1.2735 | 2.7886 | 5.1362 | 8.2185 | 12.3711 | 17.5212 | 23.4657 | 29.5473 | 35.2491 | 40.0235 | 43.4612 | 45.5669 | 46.6448 | 47.128 | 47.3151 | 47.3151 | 47.3151 | 47.3151 | 47.3151 | 0.0046573 | 0.0099754 | 0.0174 | 0.026953 | 0.035371 | 0.047637 | 0.059069 | 0.068176 | 0.069741 | 0.065386 | 0.054752 | 0.039427 | 0.02415 | 0.012364 | 0.005542 | 0.0021471 | 0.0046489 | 0.0099629 | 0.017386 | 0.026943 | 0.0046573 | 0.014631 | 0.032025 | 0.058968 | 0.094312 | 0.14192 | 0.20096 | 0.26912 | 0.33884 | 0.40422 | 0.45898 | 0.49844 | 0.5226 | 0.535 | 0.54058 | 0.54279 | 0.54284 | 0.54291 | 0.54296 | 0.54302 | 0.4052 | 0.86828 | 1.5151 | 2.3476 | 3.0823 | 4.1526 | 5.1501 | 5.9445 | 6.0816 | 5.7018 | 4.7744 | 3.4378 | 2.1057 | 1.0779 | 0.48315 | 0.18716 | 0.4052 | 0.86828 | 1.5151 | 2.3476 | 0.4052 | 1.2735 | 2.7886 | 5.1362 | 8.2185 | 12.3711 | 17.5212 | 23.4657 | 29.5473 | 35.2491 | 40.0235 | 43.4612 | 45.5669 | 46.6448 | 47.128 | 47.3151 | 47.3151 | 47.3151 | 47.3151 | 47.3151 | 0.0046573 | 0.0099754 | 0.0174 | 0.026953 | 0.035371 | 0.047637 | 0.059069 | 0.068176 | 0.069741 | 0.065386 | 0.054752 | 0.039427 | 0.02415 | 0.012364 | 0.005542 | 0.0021471 | 0.0046489 | 0.0099629 | 0.017386 | 0.026943 | 0.0046573 | 0.014631 | 0.032025 | 0.058968 | 0.094312 | 0.14192 | 0.20096 | 0.26912 | 0.33884 | 0.40422 | 0.45898 | 0.49844 | 0.5226 | 0.535 | 0.54058 | 0.54279 | 0.54284 | 0.54291 | 0.54296 | 0.54302 | 0.4052 | 0.86828 | 1.5151 | 2.3476 | 3.0823 | 4.1526 | 5.1501 | 5.9445 | 6.0816 | 5.7018 | 4.7744 | 3.4378 | 2.1057 | 1.0779 | 0.48315 | 0.18716 | 0.4052 | 0.86828 | 1.5151 | 2.3476 | 0.4052 | 1.2735 | 2.7886 | 5.1362 | 8.2185 | 12.3711 | 17.5212 | 23.4657 | 29.5473 | 35.2491 | 40.0235 | 43.4612 | 45.5669 | 46.6448 | 47.128 | 47.3151 | 47.3151 | 47.3151 | 47.3151 | 47.3151 | 0.0046573 | 0.0099754 | 0.0174 | 0.026953 | 0.035371 | 0.047637 | 0.059069 | 0.068176 | 0.069741 | 0.065386 | 0.054752 | 0.039427 | 0.02415 | 0.012364 | 0.005542 | 0.0021471 | 0.0046489 | 0.0099629 | 0.017386 | 0.026943 | 0.0046573 | 0.014631 | 0.032025 | 0.058968 | 0.094312 | 0.14192 | 0.20096 | 0.26912 | 0.33884 | 0.40422 | 0.45898 | 0.49844 | 0.5226 | 0.535 | 0.54058 | 0.54279 | 0.54284 | 0.54291 | 0.54296 | 0.54302 | 0.4052 | 0.86828 | 1.5151 | 2.3476 | 3.0823 | 4.1526 | 5.1501 | 5.9445 | 6.0816 | 5.7018 | 4.7744 | 3.4378 | 2.1057 | 1.0779 | 0.48315 | 0.18716 | 0.4052 | 0.86828 | 1.5151 | 2.3476 | 0.4052 | 1.2735 | 2.7886 | 5.1362 | 8.2185 | 12.3711 | 17.5212 | 23.4657 | 29.5473 | 35.2491 | 40.0235 | 43.4612 | 45.5669 | 46.6448 | 47.128 | 47.3151 | 47.3151 | 47.3151 | 47.3151 | 47.3151 | 207.3852 | 207.3852 | 207.3852 | 207.3852 | 207.3852 | 207.3852 | 207.3852 | 207.3852 | 207.3852 | 207.3852 | 207.3852 | 207.3852 | 207.3852 | 207.3852 | 207.3852 | 207.3852 | 207.3852 | 207.3852 | 207.3852 | 207.3852 | 136.1768 | 136.1768 | 136.1768 | 136.1768 | 136.1768 | 136.1768 | 136.1768 | 136.1768 | 136.1768 | 136.1768 | 136.1768 | 136.1768 | 136.1768 | 136.1768 | 136.1768 | 136.1768 | 136.1768 | 136.1768 | 136.1768 | 136.1768
WA_Industrial_Wood and Lumber Products_New_Space Heating_Natural Gas_Steam Trap Maintenance_A | WA | Industrial | Wood and Lumber Products | New | Space Heating | Natural Gas | Steam Trap Maintenance | A | IM611 | Degrade performance | Cleaning and maintenance | 6 | 1.0991 | 0 | 0 | 5.08 | 0 | 0 | 0 | 2.5379 |  | sqft | 0% | 0% | Retrofit | RetroEven20 | 80.75% | TBD | 0.2% | 137.6758 |  | 104.3306 |  | 0 | IL TRM - 4.4.16 - CI-HVC-STRE-V07-210101 | IL TRM - 4.4.16 - CI-HVC-STRE-V07-210101 | IL TRM - 4.4.16 - CI-HVC-STRE-V07-210101 | Degrade performance | Degrade performance | Degrade performance | Degrade performance | Degrade performance | Degrade performance | Degrade performance | Degrade performance | Degrade performance | Degrade performance | Degrade performance | Degrade performance | Degrade performance | Degrade performance | Degrade performance | Degrade performance | Degrade performance | Degrade performance | Degrade performance | Degrade performance | Degrade performance | Degrade performance | Cleaning and maintenance | Cleaning and maintenance | Cleaning and maintenance | Cleaning and maintenance | Cleaning and maintenance | Cleaning and maintenance | Cleaning and maintenance | Cleaning and maintenance | Cleaning and maintenance | Cleaning and maintenance | Cleaning and maintenance | Cleaning and maintenance | Cleaning and maintenance | Cleaning and maintenance | Cleaning and maintenance | Cleaning and maintenance | Cleaning and maintenance | Cleaning and maintenance | Cleaning and maintenance | Cleaning and maintenance | Cleaning and maintenance | Cleaning and maintenance | 5.08 | 5.08 | 5.08 | 5.08 | 5.08 | 5.08 | 5.08 | 5.08 | 5.08 | 5.08 | 5.08 | 5.08 | 5.08 | 5.08 | 5.08 | 5.08 | 5.08 | 5.08 | 5.08 | 5.08 | 5.08 | 5.08 | 0 | 0 | 1.0955 | 1.0313 | 1.0062 | 0.99159 | 0.98589 | 0.98093 | 0.97717 | 0.97387 | 0.97187 | 0.96993 | 0.96601 | 0.96287 | 0.95953 | 0.96247 | 0.96423 | 0.96417 | 0.96599 | 0.9657 | 0.96616 | 0.96526 | 0 | 0 | 0 | 0 | 0 | 0 | 0 | 0 | 0 | 0 | 0 | 0 | 0 | 0 | 0 | 0 | 0 | 0 | 0 | 0 | 0 | 0 | 0 | 0 | 0 | 0 | 0 | 0 | 0 | 0 | 0 | 0 | 0 | 0 | 0 | 0 | 0 | 0 | 0 | 0 | 0 | 0 | 0 | 0 | 0 | 0 | 0 | 0 | 0 | 0 | 0 | 0 | 0 | 0 | 0 | 0 | 0 | 0 | 0 | 0 | 0 | 0 | 0 | 0 | 0 | 0 | 0 | 0 | 0 | 0 | 0 | 0 | 0 | 0 | 0 | 0 | 0 | 0 | 0 | 0 | 0 | 0 | 0 | 0 | 0 | 0 | 0 | 0 | 0 | 0 | 0 | 0 | 0 | 0 | 0 | 0 | 0 | 0 | 0 | 0 | 0 | 0 | 0 | 0 | 0 | 0 | 0 | 0 | 0 | 0 | 0 | 0 | 0 | 0 | 0 | 0 | 0 | 0 | 0 | 0 | 0 | 0 | 0 | 0 | 0 | 0 | 0 | 0 | 0 | 0 | 0 | 0 | 0 | 0 | 0 | 0 | 0 | 0 | 0 | 0 | 0 | 0 | 0 | 0 | 0 | 0 | 0 | 0 | 0 | 0 | 0 | 0 | 0 | 0 | 0 | 0 | 0 | 0 | 0 | 0 | 0 | 0 | 0 | 0 | 0 | 0 | 0 | 0 | 0 | 0 | 0 | 0 | 0 | 0 | 0 | 0 | 0 | 0 | 0 | 0 | 0 | 0 | 0 | 0 | 0 | 0 | 0 | 0 | 0 | 0 | 0 | 0 | 0 | 0 | 0 | 0 | 0 | 0 | 0 | 0 | 0 | 0 | 0 | 0 | 0 | 0 | 0 | 0 | 0 | 0 | 0 | 0 | 0 | 0 | 0 | 0 | 0 | 0 | 0 | 0 | 0 | 0 | 0 | 0 | 0 | 0 | 0 | 0 | 0 | 0 | 0 | 0 | 0 | 0 | 0 | 0 | 0 | 0 | 0 | 0 | 0 | 0 | 0 | 0 | 0 | 0 | 0 | 0 | 0 | 0 | 0 | 0 | 0 | 0 | 0 | 0 | 0 | 0 | 0 | 0 | 0 | 0 | 0 | 0 | 0 | 0 | 0 | 0 | 0 | 0 | 0 | 0 | 0 | 0 | 0 | 0 | 0 | 0 | 0 | 0 | 0 | 0 | 0 | 0 | 0 | 0 | 0 | 0 | 0 | 0 | 0 | 0 | 0 | 0 | 0 | 0 | 0 | 0 | 0 | 0 | 0 | 0 | 0 | 0 | 0 | 0 | 0 | 0 | 0 | 0 | 0 | 0 | 0 | 0 | 0 | 0 | 0 | 0 | 0 | 0 | 0 | 0 | 0 | 0 | 0 | 0 | 0 | 0 | 0 | 0 | 0 | 0 | 0 | 0 | 0 | 0 | 0 | 0 | 0 | 0 | 0 | 0 | 0 | 0 | 0 | 0 | 0 | 0 | 0 | 0 | 0 | 0 | 0 | 0 | 0 | 0 | 0 | 0 | 0 | 0 | 0 | 0 | 0 | 0 | 0 | 0 | 0 | 0 | 0 | 0 | 0 | 0 | 0 | 0 | 0 | 0 | 0 | 0 | 0 | 0 | 0 | 0 | 0 | 0 | 0 | 0 | 0 | 0 | 0 | 0 | 0 | 0 | 0 | 0 | 0 | 0 | 0 | 0 | 0 | 0 | 113.0608 | 113.0608 | 113.0608 | 113.0608 | 113.0608 | 113.0608 | 113.0608 | 113.0608 | 113.0608 | 113.0608 | 113.0608 | 113.0608 | 113.0608 | 113.0608 | 113.0608 | 113.0608 | 113.0608 | 113.0608 | 113.0608 | 113.0608 | 85.6773 | 85.6773 | 85.6773 | 85.6773 | 85.6773 | 85.6773 | 85.6773 | 85.6773 | 85.6773 | 85.6773 | 85.6773 | 85.6773 | 85.6773 | 85.6773 | 85.6773 | 85.6773 | 85.6773 | 85.6773 | 85.6773 | 85.6773
WA_Industrial_Wood and Lumber Products_New_Process_Natural Gas_Steam Trap Maintenance_A | WA | Industrial | Wood and Lumber Products | New | Process | Natural Gas | Steam Trap Maintenance | A | IM612 | Degrade performance | Cleaning and maintenance | 6 | 8.1272 | 0 | 0 | 5.08 | 0 | 0 | 0 | 2.5379 |  | sqft | 0% | 0% | Retrofit | RetroEven20 | 80.75% | TBD | 0.2% | 137.6758 |  | 104.3306 |  | 0 | IL TRM - 4.4.16 - CI-HVC-STRE-V07-210101 | IL TRM - 4.4.16 - CI-HVC-STRE-V07-210101 | IL TRM - 4.4.16 - CI-HVC-STRE-V07-210101 | Degrade performance | Degrade performance | Degrade performance | Degrade performance | Degrade performance | Degrade performance | Degrade performance | Degrade performance | Degrade performance | Degrade performance | Degrade performance | Degrade performance | Degrade performance | Degrade performance | Degrade performance | Degrade performance | Degrade performance | Degrade performance | Degrade performance | Degrade performance | Degrade performance | Degrade performance | Cleaning and maintenance | Cleaning and maintenance | Cleaning and maintenance | Cleaning and maintenance | Cleaning and maintenance | Cleaning and maintenance | Cleaning and maintenance | Cleaning and maintenance | Cleaning and maintenance | Cleaning and maintenance | Cleaning and maintenance | Cleaning and maintenance | Cleaning and maintenance | Cleaning and maintenance | Cleaning and maintenance | Cleaning and maintenance | Cleaning and maintenance | Cleaning and maintenance | Cleaning and maintenance | Cleaning and maintenance | Cleaning and maintenance | Cleaning and maintenance | 5.08 | 5.08 | 5.08 | 5.08 | 5.08 | 5.08 | 5.08 | 5.08 | 5.08 | 5.08 | 5.08 | 5.08 | 5.08 | 5.08 | 5.08 | 5.08 | 5.08 | 5.08 | 5.08 | 5.08 | 5.08 | 5.08 | 0 | 0 | 8.1265 | 8.1263 | 8.1262 | 8.1264 | 8.1265 | 8.1266 | 8.1267 | 8.1267 | 8.1268 | 8.1268 | 8.1268 | 8.1269 | 8.1269 | 8.1269 | 8.1269 | 8.1269 | 8.1269 | 8.127 | 8.127 | 8.127 | 0 | 0 | 0 | 0 | 0 | 0 | 0 | 0 | 0 | 0 | 0 | 0 | 0 | 0 | 0 | 0 | 0 | 0 | 0 | 0 | 0 | 0 | 0 | 0 | 0 | 0 | 0 | 0 | 0 | 0 | 0 | 0 | 0 | 0 | 0 | 0 | 0 | 0 | 0 | 0 | 0 | 0 | 0 | 0 | 0 | 0 | 0 | 0 | 0 | 0 | 0 | 0 | 0 | 0 | 0 | 0 | 0 | 0 | 0 | 0 | 0 | 0 | 0 | 0 | 0 | 0 | 0 | 0 | 0 | 0 | 0 | 0 | 0 | 0 | 0 | 0 | 0 | 0 | 0 | 0 | 0 | 0 | 0 | 0 | 0 | 0 | 0 | 0 | 0 | 0 | 0 | 0 | 0 | 0 | 0 | 0 | 0 | 0 | 0 | 0 | 0 | 0 | 0 | 0 | 0 | 0 | 0 | 0 | 0 | 0 | 0 | 0 | 0 | 0 | 0 | 0 | 0 | 0 | 0 | 0 | 0 | 0 | 0 | 0 | 0 | 0 | 0 | 0 | 0 | 0 | 0 | 0 | 0 | 0 | 0 | 0 | 0 | 0 | 0 | 0 | 0 | 0 | 0 | 0 | 0 | 0 | 0 | 0 | 0 | 0 | 0 | 0 | 0 | 0 | 0 | 0 | 0 | 0 | 0 | 0 | 0 | 0 | 0 | 0 | 0 | 0 | 0 | 0 | 0 | 0 | 0 | 0 | 0 | 0 | 0 | 0 | 0 | 0 | 0 | 0 | 0 | 0 | 0 | 0 | 0 | 0 | 0 | 0 | 0 | 0 | 0 | 0 | 0 | 0 | 0 | 0 | 0 | 0 | 0 | 0 | 0 | 0 | 0 | 0 | 0 | 0 | 0 | 0 | 0 | 0 | 0 | 0 | 0 | 0 | 0 | 0 | 0 | 0 | 0 | 0 | 0 | 0 | 0 | 0 | 0 | 0 | 0 | 0 | 0 | 0 | 0 | 0 | 0 | 0 | 0 | 0 | 0 | 0 | 0 | 0 | 0 | 0 | 0 | 0 | 0 | 0 | 0 | 0 | 0 | 0 | 0 | 0 | 0 | 0 | 0 | 0 | 0 | 0 | 0 | 0 | 0 | 0 | 0 | 0 | 0 | 0 | 0 | 0 | 0 | 0 | 0 | 0 | 0 | 0 | 0 | 0 | 0 | 0 | 0 | 0 | 0 | 0 | 0 | 0 | 0 | 0 | 0 | 0 | 0 | 0 | 0 | 0 | 0 | 0 | 0 | 0 | 0 | 0 | 0 | 0 | 0 | 0 | 0 | 0 | 0 | 0 | 0 | 0 | 0 | 0 | 0 | 0 | 0 | 0 | 0 | 0 | 0 | 0 | 0 | 0 | 0 | 0 | 0 | 0 | 0 | 0 | 0 | 0 | 0 | 0 | 0 | 0 | 0 | 0 | 0 | 0 | 0 | 0 | 0 | 0 | 0 | 0 | 0 | 0 | 0 | 0 | 0 | 0 | 0 | 0 | 0 | 0 | 0 | 0 | 0 | 0 | 0 | 0 | 0 | 0 | 0 | 0 | 0 | 0 | 0 | 0 | 0 | 0 | 0 | 0 | 0 | 0 | 0 | 0 | 0 | 0 | 0 | 0 | 0 | 0 | 0 | 0 | 0 | 0 | 0 | 0 | 0 | 0 | 0 | 0 | 0 | 0 | 0 | 0 | 0 | 0 | 0 | 0 | 0 | 0 | 113.0608 | 113.0608 | 113.0608 | 113.0608 | 113.0608 | 113.0608 | 113.0608 | 113.0608 | 113.0608 | 113.0608 | 113.0608 | 113.0608 | 113.0608 | 113.0608 | 113.0608 | 113.0608 | 113.0608 | 113.0608 | 113.0608 | 113.0608 | 85.6773 | 85.6773 | 85.6773 | 85.6773 | 85.6773 | 85.6773 | 85.6773 | 85.6773 | 85.6773 | 85.6773 | 85.6773 | 85.6773 | 85.6773 | 85.6773 | 85.6773 | 85.6773 | 85.6773 | 85.6773 | 85.6773 | 85.6773
WA_Industrial_Wood and Lumber Products_New_Space Heating_Natural Gas_Gas Boiler - High Turndown_A | WA | Industrial | Wood and Lumber Products | New | Space Heating | Natural Gas | Gas Boiler - High Turndown | A | IM613 | No control | Turndown control installed | 15 | 1.1667 | 0 | 0 | 72.61 | 0 | 0 | 0 | 36.3056 |  | sqft | 35% | 50% | Retrofit | Retro12Med | 75.44% | TBD | 0.2% | 688.1662 |  | 456.5328 |  | 0.0002092 | MN TRM 3.1 - Boiler Modifications, Space Heating Only v4.0 | MN TRM 3.1 - Boiler Modifications, Space Heating Only v4.0 | MN TRM 3.1 - Boiler Modifications, Space Heating Only v4.0 | No control | No control | No control | No control | No control | No control | No control | No control | No control | No control | No control | No control | No control | No control | No control | No control | No control | No control | No control | No control | No control | No control | Turndown control installed | Turndown control installed | Turndown control installed | Turndown control installed | Turndown control installed | Turndown control installed | Turndown control installed | Turndown control installed | Turndown control installed | Turndown control installed | Turndown control installed | Turndown control installed | Turndown control installed | Turndown control installed | Turndown control installed | Turndown control installed | Turndown control installed | Turndown control installed | Turndown control installed | Turndown control installed | Turndown control installed | Turndown control installed | 72.61 | 72.61 | 72.61 | 72.61 | 72.61 | 72.61 | 72.61 | 72.61 | 72.61 | 72.61 | 72.61 | 72.61 | 72.61 | 72.61 | 72.61 | 72.61 | 72.61 | 72.61 | 72.61 | 72.61 | 72.61 | 72.61 | 0 | 0 | 1.1606 | 1.0912 | 1.0632 | 1.046 | 1.0375 | 1.0296 | 1.0226 | 1.0157 | 1.0091 | 1.0024 | 0.99331 | 0.98532 | 0.97661 | 0.97534 | 0.97374 | 0.97189 | 0.97203 | 0.97161 | 0.97275 | 0.97307 | 0.00024531 | 0.00040253 | 0.00055921 | 0.00073443 | 0.00083845 | 0.00086298 | 0.00077517 | 0.00069594 | 0.00060053 | 0.0005205 | 0.00044649 | 0.00038549 | 0.00032244 | 0.0002739 | 0.00023176 | 0.00020543 | 0.00035856 | 0.00051107 | 0.00068297 | 0.0007864 | 0.00024531 | 0.00063318 | 0.0011761 | 0.0018916 | 0.0027146 | 0.003557 | 0.0043079 | 0.0049746 | 0.0055431 | 0.0060267 | 0.0064185 | 0.0067524 | 0.0070152 | 0.0072799 | 0.0074998 | 0.0074855 | 0.0074866 | 0.0074834 | 0.0074921 | 0.0074946 | 0.21137 | 0.36888 | 0.526 | 0.70211 | 0.80817 | 0.83816 | 0.75806 | 0.68521 | 0.5951 | 0.51926 | 0.4495 | 0.39123 | 0.33016 | 0.28083 | 0.23801 | 0.21137 | 0.36888 | 0.526 | 0.70211 | 0.80817 | 0.21137 | 0.58024 | 1.1062 | 1.8083 | 2.6165 | 3.4547 | 4.2127 | 4.8979 | 5.493 | 6.0123 | 6.4618 | 6.853 | 7.1832 | 7.464 | 7.702 | 7.702 | 7.702 | 7.702 | 7.702 | 7.702 | 0.0002092 | 0.0003607 | 0.00050987 | 0.00067504 | 0.0007724 | 0.00079579 | 0.00071497 | 0.00064173 | 0.00055369 | 0.00047976 | 0.00041168 | 0.00035541 | 0.00029739 | 0.00025119 | 0.00021161 | 0.00018686 | 0.00032498 | 0.00046206 | 0.00061575 | 0.00070851 | 0.0002092 | 0.00056738 | 0.0010723 | 0.0017386 | 0.0025007 | 0.0032801 | 0.0039733 | 0.0045871 | 0.0051108 | 0.0055549 | 0.0059181 | 0.0062255 | 0.0064703 | 0.0066763 | 0.0068476 | 0.0068089 | 0.0067854 | 0.0067659 | 0.0067547 | 0.0067523 | 0.17966 | 0.31354 | 0.4471 | 0.59679 | 0.68694 | 0.71243 | 0.64435 | 0.58243 | 0.50584 | 0.44137 | 0.38207 | 0.33255 | 0.28064 | 0.23871 | 0.20231 | 0.17966 | 0.31354 | 0.4471 | 0.59679 | 0.68694 | 0.17966 | 0.49321 | 0.9403 | 1.5371 | 2.224 | 2.9365 | 3.5808 | 4.1632 | 4.6691 | 5.1105 | 5.4925 | 5.8251 | 6.1057 | 6.3444 | 6.5467 | 6.5467 | 6.5467 | 6.5467 | 6.5467 | 6.5467 | 0 | 0 | 0 | 0 | 0 | 0 | 0 | 0 | 0 | 0 | 0 | 0 | 0 | 0 | 0 | 0 | 0 | 0 | 0 | 0 | 0 | 0 | 0 | 0 | 0 | 0 | 0 | 0 | 0 | 0 | 0 | 0 | 0 | 0 | 0 | 0 | 0 | 0 | 0 | 0 | 0 | 0 | 0 | 0 | 0 | 0 | 0 | 0 | 0 | 0 | 0 | 0 | 0 | 0 | 0 | 0 | 0 | 0 | 0 | 0 | 0 | 0 | 0 | 0 | 0 | 0 | 0 | 0 | 0 | 0 | 0 | 0 | 0 | 0 | 0 | 0 | 0 | 0 | 0 | 0 | 0.0002092 | 0.0003607 | 0.00050987 | 0.00067504 | 0.0007724 | 0.00079579 | 0.00071497 | 0.00064173 | 0.00055369 | 0.00047976 | 0.00041168 | 0.00035541 | 0.00029739 | 0.00025119 | 0.00021161 | 0.00018686 | 0.00032498 | 0.00046206 | 0.00061575 | 0.00070851 | 0.0002092 | 0.00056738 | 0.0010723 | 0.0017386 | 0.0025007 | 0.0032801 | 0.0039733 | 0.0045871 | 0.0051108 | 0.0055549 | 0.0059181 | 0.0062255 | 0.0064703 | 0.0066763 | 0.0068476 | 0.0068089 | 0.0067854 | 0.0067659 | 0.0067547 | 0.0067523 | 0.17966 | 0.31354 | 0.4471 | 0.59679 | 0.68694 | 0.71243 | 0.64435 | 0.58243 | 0.50584 | 0.44137 | 0.38207 | 0.33255 | 0.28064 | 0.23871 | 0.20231 | 0.17966 | 0.31354 | 0.4471 | 0.59679 | 0.68694 | 0.17966 | 0.49321 | 0.9403 | 1.5371 | 2.224 | 2.9365 | 3.5808 | 4.1632 | 4.6691 | 5.1105 | 5.4925 | 5.8251 | 6.1057 | 6.3444 | 6.5467 | 6.5467 | 6.5467 | 6.5467 | 6.5467 | 6.5467 | 0 | 0 | 0 | 0 | 0 | 0 | 0 | 0 | 0 | 0 | 0 | 0 | 0 | 0 | 0 | 0 | 0 | 0 | 0 | 0 | 0 | 0 | 0 | 0 | 0 | 0 | 0 | 0 | 0 | 0 | 0 | 0 | 0 | 0 | 0 | 0 | 0 | 0 | 0 | 0 | 0 | 0 | 0 | 0 | 0 | 0 | 0 | 0 | 0 | 0 | 0 | 0 | 0 | 0 | 0 | 0 | 0 | 0 | 0 | 0 | 0 | 0 | 0 | 0 | 0 | 0 | 0 | 0 | 0 | 0 | 0 | 0 | 0 | 0 | 0 | 0 | 0 | 0 | 0 | 0 | 801.4841 | 801.4841 | 801.4841 | 801.4841 | 801.4841 | 801.4841 | 801.4841 | 801.4841 | 801.4841 | 801.4841 | 801.4841 | 801.4841 | 801.4841 | 801.4841 | 801.4841 | 801.4841 | 801.4841 | 801.4841 | 801.4841 | 801.4841 | 531.7085 | 531.7085 | 531.7085 | 531.7085 | 531.7085 | 531.7085 | 531.7085 | 531.7085 | 531.7085 | 531.7085 | 531.7085 | 531.7085 | 531.7085 | 531.7085 | 531.7085 | 531.7085 | 531.7085 | 531.7085 | 531.7085 | 531.7085