F11_Industrial_Wood and Lumber Products_Existing_Space Heating_Natural Gas_Gas Boiler - Stack Economizer_A_Achievable Economic RVT Potential | F11 | Industrial | Wood and Lumber Products | Existing | Space Heating | Natural Gas | Gas Boiler - Stack Economizer | A | Purchases (Cumulative) | Achievable Economic RVT Potential | 0 | 0 | 8.6612 | 17.173 | 25.538 | 33.7589 | 41.838 | 48.9838 | 54.6019 | 59.0189 | 62.4916 | 65.2218 | 67.3683 | 69.0559 | 70.3827 | 71.4259 | 72.246 | 72.8908 | 72.8951 | 72.8967 | 72.8972 | 72.8973 | 0
F1_Industrial_Wood and Lumber Products_Existing_Process_Natural Gas_Gas Boiler - Stack Economizer_A_Achievable Economic RVT Potential | F1 | Industrial | Wood and Lumber Products | Existing | Process | Natural Gas | Gas Boiler - Stack Economizer | A | Integrated Unit Energy Savings (kWh or therms) | Achievable Economic RVT Potential | 0 | 0 | 8.2618 | 8.2416 | 8.2211 | 8.2002 | 8.1787 | 8.1571 | 8.1361 | 8.1155 | 8.0955 | 8.0761 | 8.0573 | 8.0392 | 8.0215 | 8.0041 | 7.9868 | 7.9694 | 7.9523 | 7.935 | 7.9174 | 7.8995 | 0
F2_Industrial_Wood and Lumber Products_Existing_Process_Natural Gas_Gas Boiler - Stack Economizer_A_Achievable Economic RVT Potential | F2 | Industrial | Wood and Lumber Products | Existing | Process | Natural Gas | Gas Boiler - Stack Economizer | A | Integrated Unit Summer Peak Savings (kW) | Achievable Economic RVT Potential | 0 | 0 | 0 | 0 | 0 | 0 | 0 | 0 | 0 | 0 | 0 | 0 | 0 | 0 | 0 | 0 | 0 | 0 | 0 | 0 | 0 | 0 | 0
F3_Industrial_Wood and Lumber Products_Existing_Process_Natural Gas_Gas Boiler - Stack Economizer_A_Achievable Economic RVT Potential | F3 | Industrial | Wood and Lumber Products | Existing | Process | Natural Gas | Gas Boiler - Stack Economizer | A | Integrated Unit Winter Peak Savings (kW) | Achievable Economic RVT Potential | 0 | 0 | 0 | 0 | 0 | 0 | 0 | 0 | 0 | 0 | 0 | 0 | 0 | 0 | 0 | 0 | 0 | 0 | 0 | 0 | 0 | 0 | 0
F4_Industrial_Wood and Lumber Products_Existing_Process_Natural Gas_Gas Boiler - Stack Economizer_A_Achievable Economic RVT Potential | F4 | Industrial | Wood and Lumber Products | Existing | Process | Natural Gas | Gas Boiler - Stack Economizer | A | Incremental Energy Savings (MWh or mTherms) | Achievable Economic RVT Potential | 0 | 0 | 0.2463 | 0.24147 | 0.23671 | 0.23204 | 0.22744 | 0.20063 | 0.15733 | 0.12338 | 0.096767 | 0.075896 | 0.059531 | 0.046698 | 0.036634 | 0.028739 | 0.022546 | 0.017687 | 0.00011831 | 4.1434e-05 | 1.3851e-05 | 4.4287e-06 | 0
F5_Industrial_Wood and Lumber Products_Existing_Process_Natural Gas_Gas Boiler - Stack Economizer_A_Achievable Economic RVT Potential | F5 | Industrial | Wood and Lumber Products | Existing | Process | Natural Gas | Gas Boiler - Stack Economizer | A | Incremental Summer Peak Savings (MW) | Achievable Economic RVT Potential | 0 | 0 | 0 | 0 | 0 | 0 | 0 | 0 | 0 | 0 | 0 | 0 | 0 | 0 | 0 | 0 | 0 | 0 | 0 | 0 | 0 | 0 | 0
F6_Industrial_Wood and Lumber Products_Existing_Process_Natural Gas_Gas Boiler - Stack Economizer_A_Achievable Economic RVT Potential | F6 | Industrial | Wood and Lumber Products | Existing | Process | Natural Gas | Gas Boiler - Stack Economizer | A | Incremental Winter Peak Savings (MW) | Achievable Economic RVT Potential | 0 | 0 | 0 | 0 | 0 | 0 | 0 | 0 | 0 | 0 | 0 | 0 | 0 | 0 | 0 | 0 | 0 | 0 | 0 | 0 | 0 | 0 | 0
F7_Industrial_Wood and Lumber Products_Existing_Process_Natural Gas_Gas Boiler - Stack Economizer_A_Achievable Economic RVT Potential | F7 | Industrial | Wood and Lumber Products | Existing | Process | Natural Gas | Gas Boiler - Stack Economizer | A | Cumulative Energy Savings (MWh or mTherms) | Achievable Economic RVT Potential | 0 | 0 | 0.2463 | 0.48717 | 0.72266 | 0.95286 | 1.1778 | 1.3753 | 1.5291 | 1.6486 | 1.7413 | 1.8131 | 1.8684 | 1.9109 | 1.9433 | 1.9678 | 1.9861 | 1.9995 | 1.9953 | 1.991 | 1.9866 | 1.9821 | 0
F8_Industrial_Wood and Lumber Products_Existing_Process_Natural Gas_Gas Boiler - Stack Economizer_A_Achievable Economic RVT Potential | F8 | Industrial | Wood and Lumber Products | Existing | Process | Natural Gas | Gas Boiler - Stack Economizer | A | Cumulative Summer Peak Savings (MW) | Achievable Economic RVT Potential | 0 | 0 | 0 | 0 | 0 | 0 | 0 | 0 | 0 | 0 | 0 | 0 | 0 | 0 | 0 | 0 | 0 | 0 | 0 | 0 | 0 | 0 | 0
F9_Industrial_Wood and Lumber Products_Existing_Process_Natural Gas_Gas Boiler - Stack Economizer_A_Achievable Economic RVT Potential | F9 | Industrial | Wood and Lumber Products | Existing | Process | Natural Gas | Gas Boiler - Stack Economizer | A | Cumulative Winter Peak Savings (MW) | Achievable Economic RVT Potential | 0 | 0 | 0 | 0 | 0 | 0 | 0 | 0 | 0 | 0 | 0 | 0 | 0 | 0 | 0 | 0 | 0 | 0 | 0 | 0 | 0 | 0 | 0
F10_Industrial_Wood and Lumber Products_Existing_Process_Natural Gas_Gas Boiler - Stack Economizer_A_Achievable Economic RVT Potential | F10 | Industrial | Wood and Lumber Products | Existing | Process | Natural Gas | Gas Boiler - Stack Economizer | A | Purchases (Incremental) | Achievable Economic RVT Potential | 0 | 0 | 29.8122 | 29.2981 | 28.793 | 28.2966 | 27.8087 | 24.5963 | 19.3378 | 15.2035 | 11.9531 | 9.3976 | 7.3885 | 5.8089 | 4.567 | 3.5906 | 2.8229 | 2.2194 | 0.014877 | 0.0052216 | 0.0017494 | 0.00056063 | 0
F11_Industrial_Wood and Lumber Products_Existing_Process_Natural Gas_Gas Boiler - Stack Economizer_A_Achievable Economic RVT Potential | F11 | Industrial | Wood and Lumber Products | Existing | Process | Natural Gas | Gas Boiler - Stack Economizer | A | Purchases (Cumulative) | Achievable Economic RVT Potential | 0 | 0 | 29.8122 | 59.1103 | 87.9033 | 116.1999 | 144.0086 | 168.6049 | 187.9427 | 203.1462 | 215.0993 | 224.4969 | 231.8854 | 237.6943 | 242.2612 | 245.8518 | 248.6747 | 250.8942 | 250.909 | 250.9143 | 250.916 | 250.9166 | 0
F1_Industrial_Wood and Lumber Products_Existing_Space Heating_Natural Gas_Gas Furnace Tube Inserts_A_Achievable Economic RVT Potential | F1 | Industrial | Wood and Lumber Products | Existing | Space Heating | Natural Gas | Gas Furnace Tube Inserts | A | Integrated Unit Energy Savings (kWh or therms) | Achievable Economic RVT Potential | 0 | 0 | 0.088078 | 0.087554 | 0.087015 | 0.086462 | 0.085893 | 0.085308 | 0.084705 | 0.084085 | 0.083452 | 0.082809 | 0.082158 | 0.081497 | 0.080827 | 0.080149 | 0.079467 | 0.078823 | 0.078223 | 0.077665 | 0.07715 | 0.076676 | 0
F2_Industrial_Wood and Lumber Products_Existing_Space Heating_Natural Gas_Gas Furnace Tube Inserts_A_Achievable Economic RVT Potential | F2 | Industrial | Wood and Lumber Products | Existing | Space Heating | Natural Gas | Gas Furnace Tube Inserts | A | Integrated Unit Summer Peak Savings (kW) | Achievable Economic RVT Potential | 0 | 0 | 0 | 0 | 0 | 0 | 0 | 0 | 0 | 0 | 0 | 0 | 0 | 0 | 0 | 0 | 0 | 0 | 0 | 0 | 0 | 0 | 0
F3_Industrial_Wood and Lumber Products_Existing_Space Heating_Natural Gas_Gas Furnace Tube Inserts_A_Achievable Economic RVT Potential | F3 | Industrial | Wood and Lumber Products | Existing | Space Heating | Natural Gas | Gas Furnace Tube Inserts | A | Integrated Unit Winter Peak Savings (kW) | Achievable Economic RVT Potential | 0 | 0 | 0 | 0 | 0 | 0 | 0 | 0 | 0 | 0 | 0 | 0 | 0 | 0 | 0 | 0 | 0 | 0 | 0 | 0 | 0 | 0 | 0
F4_Industrial_Wood and Lumber Products_Existing_Space Heating_Natural Gas_Gas Furnace Tube Inserts_A_Achievable Economic RVT Potential | F4 | Industrial | Wood and Lumber Products | Existing | Space Heating | Natural Gas | Gas Furnace Tube Inserts | A | Incremental Energy Savings (MWh or mTherms) | Achievable Economic RVT Potential | 0 | 0 | 0 | 0 | 0 | 0 | 0 | 0 | 0 | 0 | 0 | 0 | 0 | 0 | 0 | 0 | 0 | 0 | 0 | 0 | 0 | 0 | 0
F5_Industrial_Wood and Lumber Products_Existing_Space Heating_Natural Gas_Gas Furnace Tube Inserts_A_Achievable Economic RVT Potential | F5 | Industrial | Wood and Lumber Products | Existing | Space Heating | Natural Gas | Gas Furnace Tube Inserts | A | Incremental Summer Peak Savings (MW) | Achievable Economic RVT Potential | 0 | 0 | 0 | 0 | 0 | 0 | 0 | 0 | 0 | 0 | 0 | 0 | 0 | 0 | 0 | 0 | 0 | 0 | 0 | 0 | 0 | 0 | 0
F6_Industrial_Wood and Lumber Products_Existing_Space Heating_Natural Gas_Gas Furnace Tube Inserts_A_Achievable Economic RVT Potential | F6 | Industrial | Wood and Lumber Products | Existing | Space Heating | Natural Gas | Gas Furnace Tube Inserts | A | Incremental Winter Peak Savings (MW) | Achievable Economic RVT Potential | 0 | 0 | 0 | 0 | 0 | 0 | 0 | 0 | 0 | 0 | 0 | 0 | 0 | 0 | 0 | 0 | 0 | 0 | 0 | 0 | 0 | 0 | 0
F7_Industrial_Wood and Lumber Products_Existing_Space Heating_Natural Gas_Gas Furnace Tube Inserts_A_Achievable Economic RVT Potential | F7 | Industrial | Wood and Lumber Products | Existing | Space Heating | Natural Gas | Gas Furnace Tube Inserts | A | Cumulative Energy Savings (MWh or mTherms) | Achievable Economic RVT Potential | 0 | 0 | 0 | 0 | 0 | 0 | 0 | 0 | 0 | 0 | 0 | 0 | 0 | 0 | 0 | 0 | 0 | 0 | 0 | 0 | 0 | 0 | 0
F8_Industrial_Wood and Lumber Products_Existing_Space Heating_Natural Gas_Gas Furnace Tube Inserts_A_Achievable Economic RVT Potential | F8 | Industrial | Wood and Lumber Products | Existing | Space Heating | Natural Gas | Gas Furnace Tube Inserts | A | Cumulative Summer Peak Savings (MW) | Achievable Economic RVT Potential | 0 | 0 | 0 | 0 | 0 | 0 | 0 | 0 | 0 | 0 | 0 | 0 | 0 | 0 | 0 | 0 | 0 | 0 | 0 | 0 | 0 | 0 | 0
F9_Industrial_Wood and Lumber Products_Existing_Space Heating_Natural Gas_Gas Furnace Tube Inserts_A_Achievable Economic RVT Potential | F9 | Industrial | Wood and Lumber Products | Existing | Space Heating | Natural Gas | Gas Furnace Tube Inserts | A | Cumulative Winter Peak Savings (MW) | Achievable Economic RVT Potential | 0 | 0 | 0 | 0 | 0 | 0 | 0 | 0 | 0 | 0 | 0 | 0 | 0 | 0 | 0 | 0 | 0 | 0 | 0 | 0 | 0 | 0 | 0
F10_Industrial_Wood and Lumber Products_Existing_Space Heating_Natural Gas_Gas Furnace Tube Inserts_A_Achievable Economic RVT Potential | F10 | Industrial | Wood and Lumber Products | Existing | Space Heating | Natural Gas | Gas Furnace Tube Inserts | A | Purchases (Incremental) | Achievable Economic RVT Potential | 0 | 0 | 0 | 0 | 0 | 0 | 0 | 0 | 0 | 0 | 0 | 0 | 0 | 0 | 0 | 0 | 0 | 0 | 0 | 0 | 0 | 0 | 0
F11_Industrial_Wood and Lumber Products_Existing_Space Heating_Natural Gas_Gas Furnace Tube Inserts_A_Achievable Economic RVT Potential | F11 | Industrial | Wood and Lumber Products | Existing | Space Heating | Natural Gas | Gas Furnace Tube Inserts | A | Purchases (Cumulative) | Achievable Economic RVT Potential | 0 | 0 | 0 | 0 | 0 | 0 | 0 | 0 | 0 | 0 | 0 | 0 | 0 | 0 | 0 | 0 | 0 | 0 | 0 | 0 | 0 | 0 | 0
F1_Industrial_Wood and Lumber Products_Existing_Space Heating_Natural Gas_Space Heating - Heat Recovery Ventilator_A_Achievable Economic RVT Potential | F1 | Industrial | Wood and Lumber Products | Existing | Space Heating | Natural Gas | Space Heating - Heat Recovery Ventilator | A | Integrated Unit Energy Savings (kWh or therms) | Achievable Economic RVT Potential | 0 | 0 | 0.013332 | 0.013266 | 0.013196 | 0.013118 | 0.013031 | 0.012932 | 0.012821 | 0.012697 | 0.012559 | 0.012409 | 0.012249 | 0.012082 | 0.011912 | 0.011743 | 0.011579 | 0.011429 | 0.011293 | 0.011173 | 0.011066 | 0.010969 | 0
F2_Industrial_Wood and Lumber Products_Existing_Space Heating_Natural Gas_Space Heating - Heat Recovery Ventilator_A_Achievable Economic RVT Potential | F2 | Industrial | Wood and Lumber Products | Existing | Space Heating | Natural Gas | Space Heating - Heat Recovery Ventilator | A | Integrated Unit Summer Peak Savings (kW) | Achievable Economic RVT Potential | 0 | 0 | 0 | 0 | 0 | 0 | 0 | 0 | 0 | 0 | 0 | 0 | 0 | 0 | 0 | 0 | 0 | 0 | 0 | 0 | 0 | 0 | 0
F3_Industrial_Wood and Lumber Products_Existing_Space Heating_Natural Gas_Space Heating - Heat Recovery Ventilator_A_Achievable Economic RVT Potential | F3 | Industrial | Wood and Lumber Products | Existing | Space Heating | Natural Gas | Space Heating - Heat Recovery Ventilator | A | Integrated Unit Winter Peak Savings (kW) | Achievable Economic RVT Potential | 0 | 0 | 0 | 0 | 0 | 0 | 0 | 0 | 0 | 0 | 0 | 0 | 0 | 0 | 0 | 0 | 0 | 0 | 0 | 0 | 0 | 0 | 0
F4_Industrial_Wood and Lumber Products_Existing_Space Heating_Natural Gas_Space Heating - Heat Recovery Ventilator_A_Achievable Economic RVT Potential | F4 | Industrial | Wood and Lumber Products | Existing | Space Heating | Natural Gas | Space Heating - Heat Recovery Ventilator | A | Incremental Energy Savings (MWh or mTherms) | Achievable Economic RVT Potential | 0 | 0 | 0 | 0 | 0 | 0 | 0 | 0 | 0 | 0 | 0 | 0 | 0 | 0 | 0 | 0 | 0 | 0 | 0 | 0 | 0 | 0 | 0
F5_Industrial_Wood and Lumber Products_Existing_Space Heating_Natural Gas_Space Heating - Heat Recovery Ventilator_A_Achievable Economic RVT Potential | F5 | Industrial | Wood and Lumber Products | Existing | Space Heating | Natural Gas | Space Heating - Heat Recovery Ventilator | A | Incremental Summer Peak Savings (MW) | Achievable Economic RVT Potential | 0 | 0 | 0 | 0 | 0 | 0 | 0 | 0 | 0 | 0 | 0 | 0 | 0 | 0 | 0 | 0 | 0 | 0 | 0 | 0 | 0 | 0 | 0
F6_Industrial_Wood and Lumber Products_Existing_Space Heating_Natural Gas_Space Heating - Heat Recovery Ventilator_A_Achievable Economic RVT Potential | F6 | Industrial | Wood and Lumber Products | Existing | Space Heating | Natural Gas | Space Heating - Heat Recovery Ventilator | A | Incremental Winter Peak Savings (MW) | Achievable Economic RVT Potential | 0 | 0 | 0 | 0 | 0 | 0 | 0 | 0 | 0 | 0 | 0 | 0 | 0 | 0 | 0 | 0 | 0 | 0 | 0 | 0 | 0 | 0 | 0
F7_Industrial_Wood and Lumber Products_Existing_Space Heating_Natural Gas_Space Heating - Heat Recovery Ventilator_A_Achievable Economic RVT Potential | F7 | Industrial | Wood and Lumber Products | Existing | Space Heating | Natural Gas | Space Heating - Heat Recovery Ventilator | A | Cumulative Energy Savings (MWh or mTherms) | Achievable Economic RVT Potential | 0 | 0 | 0 | 0 | 0 | 0 | 0 | 0 | 0 | 0 | 0 | 0 | 0 | 0 | 0 | 0 | 0 | 0 | 0 | 0 | 0 | 0 | 0
F8_Industrial_Wood and Lumber Products_Existing_Space Heating_Natural Gas_Space Heating - Heat Recovery Ventilator_A_Achievable Economic RVT Potential | F8 | Industrial | Wood and Lumber Products | Existing | Space Heating | Natural Gas | Space Heating - Heat Recovery Ventilator | A | Cumulative Summer Peak Savings (MW) | Achievable Economic RVT Potential | 0 | 0 | 0 | 0 | 0 | 0 | 0 | 0 | 0 | 0 | 0 | 0 | 0 | 0 | 0 | 0 | 0 | 0 | 0 | 0 | 0 | 0 | 0
F9_Industrial_Wood and Lumber Products_Existing_Space Heating_Natural Gas_Space Heating - Heat Recovery Ventilator_A_Achievable Economic RVT Potential | F9 | Industrial | Wood and Lumber Products | Existing | Space Heating | Natural Gas | Space Heating - Heat Recovery Ventilator | A | Cumulative Winter Peak Savings (MW) | Achievable Economic RVT Potential | 0 | 0 | 0 | 0 | 0 | 0 | 0 | 0 | 0 | 0 | 0 | 0 | 0 | 0 | 0 | 0 | 0 | 0 | 0 | 0 | 0 | 0 | 0
F10_Industrial_Wood and Lumber Products_Existing_Space Heating_Natural Gas_Space Heating - Heat Recovery Ventilator_A_Achievable Economic RVT Potential | F10 | Industrial | Wood and Lumber Products | Existing | Space Heating | Natural Gas | Space Heating - Heat Recovery Ventilator | A | Purchases (Incremental) | Achievable Economic RVT Potential | 0 | 0 | 0 | 0 | 0 | 0 | 0 | 0 | 0 | 0 | 0 | 0 | 0 | 0 | 0 | 0 | 0 | 0 | 0 | 0 | 0 | 0 | 0
F11_Industrial_Wood and Lumber Products_Existing_Space Heating_Natural Gas_Space Heating - Heat Recovery Ventilator_A_Achievable Economic RVT Potential | F11 | Industrial | Wood and Lumber Products | Existing | Space Heating | Natural Gas | Space Heating - Heat Recovery Ventilator | A | Purchases (Cumulative) | Achievable Economic RVT Potential | 0 | 0 | 0 | 0 | 0 | 0 | 0 | 0 | 0 | 0 | 0 | 0 | 0 | 0 | 0 | 0 | 0 | 0 | 0 | 0 | 0 | 0 | 0
F1_Industrial_Wood and Lumber Products_Existing_Space Heating_Natural Gas_Thermostat - Programmable_A_Achievable Economic RVT Potential | F1 | Industrial | Wood and Lumber Products | Existing | Space Heating | Natural Gas | Thermostat - Programmable | A | Integrated Unit Energy Savings (kWh or therms) | Achievable Economic RVT Potential | 0 | 0 | 0.0064494 | 0.0064179 | 0.0063837 | 0.006346 | 0.0063038 | 0.0062563 | 0.0062026 | 0.0061424 | 0.0060757 | 0.0060031 | 0.0059256 | 0.0058448 | 0.0057625 | 0.0056807 | 0.0056015 | 0.0055288 | 0.0054634 | 0.0054053 | 0.0053534 | 0.0053063 | 0
F2_Industrial_Wood and Lumber Products_Existing_Space Heating_Natural Gas_Thermostat - Programmable_A_Achievable Economic RVT Potential | F2 | Industrial | Wood and Lumber Products | Existing | Space Heating | Natural Gas | Thermostat - Programmable | A | Integrated Unit Summer Peak Savings (kW) | Achievable Economic RVT Potential | 0 | 0 | 0 | 0 | 0 | 0 | 0 | 0 | 0 | 0 | 0 | 0 | 0 | 0 | 0 | 0 | 0 | 0 | 0 | 0 | 0 | 0 | 0
F3_Industrial_Wood and Lumber Products_Existing_Space Heating_Natural Gas_Thermostat - Programmable_A_Achievable Economic RVT Potential | F3 | Industrial | Wood and Lumber Products | Existing | Space Heating | Natural Gas | Thermostat - Programmable | A | Integrated Unit Winter Peak Savings (kW) | Achievable Economic RVT Potential | 0 | 0 | 0 | 0 | 0 | 0 | 0 | 0 | 0 | 0 | 0 | 0 | 0 | 0 | 0 | 0 | 0 | 0 | 0 | 0 | 0 | 0 | 0
F4_Industrial_Wood and Lumber Products_Existing_Space Heating_Natural Gas_Thermostat - Programmable_A_Achievable Economic RVT Potential | F4 | Industrial | Wood and Lumber Products | Existing | Space Heating | Natural Gas | Thermostat - Programmable | A | Incremental Energy Savings (MWh or mTherms) | Achievable Economic RVT Potential | 0 | 0 | 0 | 0 | 0 | 0 | 0 | 0 | 0 | 0 | 0 | 0 | 0 | 0 | 0 | 0 | 0 | 0 | 0 | 0 | 0 | 0 | 0
F5_Industrial_Wood and Lumber Products_Existing_Space Heating_Natural Gas_Thermostat - Programmable_A_Achievable Economic RVT Potential | F5 | Industrial | Wood and Lumber Products | Existing | Space Heating | Natural Gas | Thermostat - Programmable | A | Incremental Summer Peak Savings (MW) | Achievable Economic RVT Potential | 0 | 0 | 0 | 0 | 0 | 0 | 0 | 0 | 0 | 0 | 0 | 0 | 0 | 0 | 0 | 0 | 0 | 0 | 0 | 0 | 0 | 0 | 0
F6_Industrial_Wood and Lumber Products_Existing_Space Heating_Natural Gas_Thermostat - Programmable_A_Achievable Economic RVT Potential | F6 | Industrial | Wood and Lumber Products | Existing | Space Heating | Natural Gas | Thermostat - Programmable | A | Incremental Winter Peak Savings (MW) | Achievable Economic RVT Potential | 0 | 0 | 0 | 0 | 0 | 0 | 0 | 0 | 0 | 0 | 0 | 0 | 0 | 0 | 0 | 0 | 0 | 0 | 0 | 0 | 0 | 0 | 0
F7_Industrial_Wood and Lumber Products_Existing_Space Heating_Natural Gas_Thermostat - Programmable_A_Achievable Economic RVT Potential | F7 | Industrial | Wood and Lumber Products | Existing | Space Heating | Natural Gas | Thermostat - Programmable | A | Cumulative Energy Savings (MWh or mTherms) | Achievable Economic RVT Potential | 0 | 0 | 0 | 0 | 0 | 0 | 0 | 0 | 0 | 0 | 0 | 0 | 0 | 0 | 0 | 0 | 0 | 0 | 0 | 0 | 0 | 0 | 0
F8_Industrial_Wood and Lumber Products_Existing_Space Heating_Natural Gas_Thermostat - Programmable_A_Achievable Economic RVT Potential | F8 | Industrial | Wood and Lumber Products | Existing | Space Heating | Natural Gas | Thermostat - Programmable | A | Cumulative Summer Peak Savings (MW) | Achievable Economic RVT Potential | 0 | 0 | 0 | 0 | 0 | 0 | 0 | 0 | 0 | 0 | 0 | 0 | 0 | 0 | 0 | 0 | 0 | 0 | 0 | 0 | 0 | 0 | 0
F9_Industrial_Wood and Lumber Products_Existing_Space Heating_Natural Gas_Thermostat - Programmable_A_Achievable Economic RVT Potential | F9 | Industrial | Wood and Lumber Products | Existing | Space Heating | Natural Gas | Thermostat - Programmable | A | Cumulative Winter Peak Savings (MW) | Achievable Economic RVT Potential | 0 | 0 | 0 | 0 | 0 | 0 | 0 | 0 | 0 | 0 | 0 | 0 | 0 | 0 | 0 | 0 | 0 | 0 | 0 | 0 | 0 | 0 | 0
F10_Industrial_Wood and Lumber Products_Existing_Space Heating_Natural Gas_Thermostat - Programmable_A_Achievable Economic RVT Potential | F10 | Industrial | Wood and Lumber Products | Existing | Space Heating | Natural Gas | Thermostat - Programmable | A | Purchases (Incremental) | Achievable Economic RVT Potential | 0 | 0 | 0 | 0 | 0 | 0 | 0 | 0 | 0 | 0 | 0 | 0 | 0 | 0 | 0 | 0 | 0 | 0 | 0 | 0 | 0 | 0 | 0
F11_Industrial_Wood and Lumber Products_Existing_Space Heating_Natural Gas_Thermostat - Programmable_A_Achievable Economic RVT Potential | F11 | Industrial | Wood and Lumber Products | Existing | Space Heating | Natural Gas | Thermostat - Programmable | A | Purchases (Cumulative) | Achievable Economic RVT Potential | 0 | 0 | 0 | 0 | 0 | 0 | 0 | 0 | 0 | 0 | 0 | 0 | 0 | 0 | 0 | 0 | 0 | 0 | 0 | 0 | 0 | 0 | 0
F1_Industrial_Wood and Lumber Products_Existing_Space Heating_Natural Gas_ENERGY STAR Connected Thermostat_A_Achievable Economic RVT Potential | F1 | Industrial | Wood and Lumber Products | Existing | Space Heating | Natural Gas | ENERGY STAR Connected Thermostat | A | Integrated Unit Energy Savings (kWh or therms) | Achievable Economic RVT Potential | 0 | 0 | 0.01559 | 0.015514 | 0.015432 | 0.015341 | 0.015239 | 0.015124 | 0.014994 | 0.014848 | 0.014687 | 0.014511 | 0.014324 | 0.014129 | 0.01393 | 0.013732 | 0.013541 | 0.013365 | 0.013207 | 0.013067 | 0.012941 | 0.012827 | 0
F2_Industrial_Wood and Lumber Products_Existing_Space Heating_Natural Gas_ENERGY STAR Connected Thermostat_A_Achievable Economic RVT Potential | F2 | Industrial | Wood and Lumber Products | Existing | Space Heating | Natural Gas | ENERGY STAR Connected Thermostat | A | Integrated Unit Summer Peak Savings (kW) | Achievable Economic RVT Potential | 0 | 0 | 0 | 0 | 0 | 0 | 0 | 0 | 0 | 0 | 0 | 0 | 0 | 0 | 0 | 0 | 0 | 0 | 0 | 0 | 0 | 0 | 0
F3_Industrial_Wood and Lumber Products_Existing_Space Heating_Natural Gas_ENERGY STAR Connected Thermostat_A_Achievable Economic RVT Potential | F3 | Industrial | Wood and Lumber Products | Existing | Space Heating | Natural Gas | ENERGY STAR Connected Thermostat | A | Integrated Unit Winter Peak Savings (kW) | Achievable Economic RVT Potential | 0 | 0 | 0 | 0 | 0 | 0 | 0 | 0 | 0 | 0 | 0 | 0 | 0 | 0 | 0 | 0 | 0 | 0 | 0 | 0 | 0 | 0 | 0
F4_Industrial_Wood and Lumber Products_Existing_Space Heating_Natural Gas_ENERGY STAR Connected Thermostat_A_Achievable Economic RVT Potential | F4 | Industrial | Wood and Lumber Products | Existing | Space Heating | Natural Gas | ENERGY STAR Connected Thermostat | A | Incremental Energy Savings (MWh or mTherms) | Achievable Economic RVT Potential | 0 | 0 | 0 | 0 | 0 | 0 | 0 | 0 | 0 | 0 | 0 | 0 | 0 | 0 | 0 | 0 | 0 | 0 | 0 | 0 | 0 | 0 | 0
F5_Industrial_Wood and Lumber Products_Existing_Space Heating_Natural Gas_ENERGY STAR Connected Thermostat_A_Achievable Economic RVT Potential | F5 | Industrial | Wood and Lumber Products | Existing | Space Heating | Natural Gas | ENERGY STAR Connected Thermostat | A | Incremental Summer Peak Savings (MW) | Achievable Economic RVT Potential | 0 | 0 | 0 | 0 | 0 | 0 | 0 | 0 | 0 | 0 | 0 | 0 | 0 | 0 | 0 | 0 | 0 | 0 | 0 | 0 | 0 | 0 | 0
F6_Industrial_Wood and Lumber Products_Existing_Space Heating_Natural Gas_ENERGY STAR Connected Thermostat_A_Achievable Economic RVT Potential | F6 | Industrial | Wood and Lumber Products | Existing | Space Heating | Natural Gas | ENERGY STAR Connected Thermostat | A | Incremental Winter Peak Savings (MW) | Achievable Economic RVT Potential | 0 | 0 | 0 | 0 | 0 | 0 | 0 | 0 | 0 | 0 | 0 | 0 | 0 | 0 | 0 | 0 | 0 | 0 | 0 | 0 | 0 | 0 | 0
F7_Industrial_Wood and Lumber Products_Existing_Space Heating_Natural Gas_ENERGY STAR Connected Thermostat_A_Achievable Economic RVT Potential | F7 | Industrial | Wood and Lumber Products | Existing | Space Heating | Natural Gas | ENERGY STAR Connected Thermostat | A | Cumulative Energy Savings (MWh or mTherms) | Achievable Economic RVT Potential | 0 | 0 | 0 | 0 | 0 | 0 | 0 | 0 | 0 | 0 | 0 | 0 | 0 | 0 | 0 | 0 | 0 | 0 | 0 | 0 | 0 | 0 | 0
F8_Industrial_Wood and Lumber Products_Existing_Space Heating_Natural Gas_ENERGY STAR Connected Thermostat_A_Achievable Economic RVT Potential | F8 | Industrial | Wood and Lumber Products | Existing | Space Heating | Natural Gas | ENERGY STAR Connected Thermostat | A | Cumulative Summer Peak Savings (MW) | Achievable Economic RVT Potential | 0 | 0 | 0 | 0 | 0 | 0 | 0 | 0 | 0 | 0 | 0 | 0 | 0 | 0 | 0 | 0 | 0 | 0 | 0 | 0 | 0 | 0 | 0
F9_Industrial_Wood and Lumber Products_Existing_Space Heating_Natural Gas_ENERGY STAR Connected Thermostat_A_Achievable Economic RVT Potential | F9 | Industrial | Wood and Lumber Products | Existing | Space Heating | Natural Gas | ENERGY STAR Connected Thermostat | A | Cumulative Winter Peak Savings (MW) | Achievable Economic RVT Potential | 0 | 0 | 0 | 0 | 0 | 0 | 0 | 0 | 0 | 0 | 0 | 0 | 0 | 0 | 0 | 0 | 0 | 0 | 0 | 0 | 0 | 0 | 0
F10_Industrial_Wood and Lumber Products_Existing_Space Heating_Natural Gas_ENERGY STAR Connected Thermostat_A_Achievable Economic RVT Potential | F10 | Industrial | Wood and Lumber Products | Existing | Space Heating | Natural Gas | ENERGY STAR Connected Thermostat | A | Purchases (Incremental) | Achievable Economic RVT Potential | 0 | 0 | 0 | 0 | 0 | 0 | 0 | 0 | 0 | 0 | 0 | 0 | 0 | 0 | 0 | 0 | 0 | 0 | 0 | 0 | 0 | 0 | 0
F11_Industrial_Wood and Lumber Products_Existing_Space Heating_Natural Gas_ENERGY STAR Connected Thermostat_A_Achievable Economic RVT Potential | F11 | Industrial | Wood and Lumber Products | Existing | Space Heating | Natural Gas | ENERGY STAR Connected Thermostat | A | Purchases (Cumulative) | Achievable Economic RVT Potential | 0 | 0 | 0 | 0 | 0 | 0 | 0 | 0 | 0 | 0 | 0 | 0 | 0 | 0 | 0 | 0 | 0 | 0 | 0 | 0 | 0 | 0 | 0
F1_Industrial_Wood and Lumber Products_Existing_Space Heating_Natural Gas_Destratification Fans (HVLS)_A_Achievable Economic RVT Potential | F1 | Industrial | Wood and Lumber Products | Existing | Space Heating | Natural Gas | Destratification Fans (HVLS) | A | Integrated Unit Energy Savings (kWh or therms) | Achievable Economic RVT Potential | 0 | 0 | 0.01559 | 0.015514 | 0.015432 | 0.015341 | 0.015239 | 0.015124 | 0.014994 | 0.014848 | 0.014687 | 0.014511 | 0.014324 | 0.014129 | 0.01393 | 0.013732 | 0.013541 | 0.013365 | 0.013207 | 0.013067 | 0.012941 | 0.012827 | 0
F2_Industrial_Wood and Lumber Products_Existing_Space Heating_Natural Gas_Destratification Fans (HVLS)_A_Achievable Economic RVT Potential | F2 | Industrial | Wood and Lumber Products | Existing | Space Heating | Natural Gas | Destratification Fans (HVLS) | A | Integrated Unit Summer Peak Savings (kW) | Achievable Economic RVT Potential | 0 | 0 | 0 | 0 | 0 | 0 | 0 | 0 | 0 | 0 | 0 | 0 | 0 | 0 | 0 | 0 | 0 | 0 | 0 | 0 | 0 | 0 | 0
F3_Industrial_Wood and Lumber Products_Existing_Space Heating_Natural Gas_Destratification Fans (HVLS)_A_Achievable Economic RVT Potential | F3 | Industrial | Wood and Lumber Products | Existing | Space Heating | Natural Gas | Destratification Fans (HVLS) | A | Integrated Unit Winter Peak Savings (kW) | Achievable Economic RVT Potential | 0 | 0 | 0 | 0 | 0 | 0 | 0 | 0 | 0 | 0 | 0 | 0 | 0 | 0 | 0 | 0 | 0 | 0 | 0 | 0 | 0 | 0 | 0
F4_Industrial_Wood and Lumber Products_Existing_Space Heating_Natural Gas_Destratification Fans (HVLS)_A_Achievable Economic RVT Potential | F4 | Industrial | Wood and Lumber Products | Existing | Space Heating | Natural Gas | Destratification Fans (HVLS) | A | Incremental Energy Savings (MWh or mTherms) | Achievable Economic RVT Potential | 0 | 0 | 0 | 0 | 0 | 0 | 0 | 0 | 0 | 0 | 0 | 0 | 0 | 0 | 0 | 0 | 0 | 0 | 0 | 0 | 0 | 0 | 0
F5_Industrial_Wood and Lumber Products_Existing_Space Heating_Natural Gas_Destratification Fans (HVLS)_A_Achievable Economic RVT Potential | F5 | Industrial | Wood and Lumber Products | Existing | Space Heating | Natural Gas | Destratification Fans (HVLS) | A | Incremental Summer Peak Savings (MW) | Achievable Economic RVT Potential | 0 | 0 | 0 | 0 | 0 | 0 | 0 | 0 | 0 | 0 | 0 | 0 | 0 | 0 | 0 | 0 | 0 | 0 | 0 | 0 | 0 | 0 | 0
F6_Industrial_Wood and Lumber Products_Existing_Space Heating_Natural Gas_Destratification Fans (HVLS)_A_Achievable Economic RVT Potential | F6 | Industrial | Wood and Lumber Products | Existing | Space Heating | Natural Gas | Destratification Fans (HVLS) | A | Incremental Winter Peak Savings (MW) | Achievable Economic RVT Potential | 0 | 0 | 0 | 0 | 0 | 0 | 0 | 0 | 0 | 0 | 0 | 0 | 0 | 0 | 0 | 0 | 0 | 0 | 0 | 0 | 0 | 0 | 0
F7_Industrial_Wood and Lumber Products_Existing_Space Heating_Natural Gas_Destratification Fans (HVLS)_A_Achievable Economic RVT Potential | F7 | Industrial | Wood and Lumber Products | Existing | Space Heating | Natural Gas | Destratification Fans (HVLS) | A | Cumulative Energy Savings (MWh or mTherms) | Achievable Economic RVT Potential | 0 | 0 | 0 | 0 | 0 | 0 | 0 | 0 | 0 | 0 | 0 | 0 | 0 | 0 | 0 | 0 | 0 | 0 | 0 | 0 | 0 | 0 | 0
F8_Industrial_Wood and Lumber Products_Existing_Space Heating_Natural Gas_Destratification Fans (HVLS)_A_Achievable Economic RVT Potential | F8 | Industrial | Wood and Lumber Products | Existing | Space Heating | Natural Gas | Destratification Fans (HVLS) | A | Cumulative Summer Peak Savings (MW) | Achievable Economic RVT Potential | 0 | 0 | 0 | 0 | 0 | 0 | 0 | 0 | 0 | 0 | 0 | 0 | 0 | 0 | 0 | 0 | 0 | 0 | 0 | 0 | 0 | 0 | 0
F9_Industrial_Wood and Lumber Products_Existing_Space Heating_Natural Gas_Destratification Fans (HVLS)_A_Achievable Economic RVT Potential | F9 | Industrial | Wood and Lumber Products | Existing | Space Heating | Natural Gas | Destratification Fans (HVLS) | A | Cumulative Winter Peak Savings (MW) | Achievable Economic RVT Potential | 0 | 0 | 0 | 0 | 0 | 0 | 0 | 0 | 0 | 0 | 0 | 0 | 0 | 0 | 0 | 0 | 0 | 0 | 0 | 0 | 0 | 0 | 0
F10_Industrial_Wood and Lumber Products_Existing_Space Heating_Natural Gas_Destratification Fans (HVLS)_A_Achievable Economic RVT Potential | F10 | Industrial | Wood and Lumber Products | Existing | Space Heating | Natural Gas | Destratification Fans (HVLS) | A | Purchases (Incremental) | Achievable Economic RVT Potential | 0 | 0 | 0 | 0 | 0 | 0 | 0 | 0 | 0 | 0 | 0 | 0 | 0 | 0 | 0 | 0 | 0 | 0 | 0 | 0 | 0 | 0 | 0
F11_Industrial_Wood and Lumber Products_Existing_Space Heating_Natural Gas_Destratification Fans (HVLS)_A_Achievable Economic RVT Potential | F11 | Industrial | Wood and Lumber Products | Existing | Space Heating | Natural Gas | Destratification Fans (HVLS) | A | Purchases (Cumulative) | Achievable Economic RVT Potential | 0 | 0 | 0 | 0 | 0 | 0 | 0 | 0 | 0 | 0 | 0 | 0 | 0 | 0 | 0 | 0 | 0 | 0 | 0 | 0 | 0 | 0 | 0
F1_Industrial_Wood and Lumber Products_Existing_Space Heating_Natural Gas_Gas Boiler - Insulate Steam Lines/Condensate Tank_A_Achievable Economic RVT Potential | F1 | Industrial | Wood and Lumber Products | Existing | Space Heating | Natural Gas | Gas Boiler - Insulate Steam Lines/Condensate Tank | A | Integrated Unit Energy Savings (kWh or therms) | Achievable Economic RVT Potential | 0 | 0 | 9.6851 | 9.6384 | 9.588 | 9.5327 | 9.471 | 9.4013 | 9.3224 | 9.2333 | 9.1342 | 9.0259 | 8.91 | 8.7888 | 8.6651 | 8.5422 | 8.4231 | 8.3139 | 8.2157 | 8.1286 | 8.0511 | 7.981 | 0
F2_Industrial_Wood and Lumber Products_Existing_Space Heating_Natural Gas_Gas Boiler - Insulate Steam Lines/Condensate Tank_A_Achievable Economic RVT Potential | F2 | Industrial | Wood and Lumber Products | Existing | Space Heating | Natural Gas | Gas Boiler - Insulate Steam Lines/Condensate Tank | A | Integrated Unit Summer Peak Savings (kW) | Achievable Economic RVT Potential | 0 | 0 | 0 | 0 | 0 | 0 | 0 | 0 | 0 | 0 | 0 | 0 | 0 | 0 | 0 | 0 | 0 | 0 | 0 | 0 | 0 | 0 | 0
F3_Industrial_Wood and Lumber Products_Existing_Space Heating_Natural Gas_Gas Boiler - Insulate Steam Lines/Condensate Tank_A_Achievable Economic RVT Potential | F3 | Industrial | Wood and Lumber Products | Existing | Space Heating | Natural Gas | Gas Boiler - Insulate Steam Lines/Condensate Tank | A | Integrated Unit Winter Peak Savings (kW) | Achievable Economic RVT Potential | 0 | 0 | 0 | 0 | 0 | 0 | 0 | 0 | 0 | 0 | 0 | 0 | 0 | 0 | 0 | 0 | 0 | 0 | 0 | 0 | 0 | 0 | 0
F4_Industrial_Wood and Lumber Products_Existing_Space Heating_Natural Gas_Gas Boiler - Insulate Steam Lines/Condensate Tank_A_Achievable Economic RVT Potential | F4 | Industrial | Wood and Lumber Products | Existing | Space Heating | Natural Gas | Gas Boiler - Insulate Steam Lines/Condensate Tank | A | Incremental Energy Savings (MWh or mTherms) | Achievable Economic RVT Potential | 0 | 0 | 0.0047934 | 0.004688 | 0.0045831 | 0.0044781 | 0.0043724 | 0.0042654 | 0.0041567 | 0.004046 | 0.0039335 | 0.0038199 | 0.0037058 | 0.0035924 | 0.0034808 | 0.0033722 | 0.0032679 | 0.0031699 | 0.0030785 | 0.0029933 | 0.0029137 | 0.0028385 | 0
F5_Industrial_Wood and Lumber Products_Existing_Space Heating_Natural Gas_Gas Boiler - Insulate Steam Lines/Condensate Tank_A_Achievable Economic RVT Potential | F5 | Industrial | Wood and Lumber Products | Existing | Space Heating | Natural Gas | Gas Boiler - Insulate Steam Lines/Condensate Tank | A | Incremental Summer Peak Savings (MW) | Achievable Economic RVT Potential | 0 | 0 | 0 | 0 | 0 | 0 | 0 | 0 | 0 | 0 | 0 | 0 | 0 | 0 | 0 | 0 | 0 | 0 | 0 | 0 | 0 | 0 | 0
F6_Industrial_Wood and Lumber Products_Existing_Space Heating_Natural Gas_Gas Boiler - Insulate Steam Lines/Condensate Tank_A_Achievable Economic RVT Potential | F6 | Industrial | Wood and Lumber Products | Existing | Space Heating | Natural Gas | Gas Boiler - Insulate Steam Lines/Condensate Tank | A | Incremental Winter Peak Savings (MW) | Achievable Economic RVT Potential | 0 | 0 | 0 | 0 | 0 | 0 | 0 | 0 | 0 | 0 | 0 | 0 | 0 | 0 | 0 | 0 | 0 | 0 | 0 | 0 | 0 | 0 | 0
F7_Industrial_Wood and Lumber Products_Existing_Space Heating_Natural Gas_Gas Boiler - Insulate Steam Lines/Condensate Tank_A_Achievable Economic RVT Potential | F7 | Industrial | Wood and Lumber Products | Existing | Space Heating | Natural Gas | Gas Boiler - Insulate Steam Lines/Condensate Tank | A | Cumulative Energy Savings (MWh or mTherms) | Achievable Economic RVT Potential | 0 | 0 | 0.0047934 | 0.0094583 | 0.013992 | 0.018389 | 0.022643 | 0.026742 | 0.030674 | 0.034427 | 0.037991 | 0.04136 | 0.044535 | 0.047521 | 0.050334 | 0.052992 | 0.055521 | 0.057971 | 0.060365 | 0.062718 | 0.065034 | 0.067306 | 0
F8_Industrial_Wood and Lumber Products_Existing_Space Heating_Natural Gas_Gas Boiler - Insulate Steam Lines/Condensate Tank_A_Achievable Economic RVT Potential | F8 | Industrial | Wood and Lumber Products | Existing | Space Heating | Natural Gas | Gas Boiler - Insulate Steam Lines/Condensate Tank | A | Cumulative Summer Peak Savings (MW) | Achievable Economic RVT Potential | 0 | 0 | 0 | 0 | 0 | 0 | 0 | 0 | 0 | 0 | 0 | 0 | 0 | 0 | 0 | 0 | 0 | 0 | 0 | 0 | 0 | 0 | 0
F9_Industrial_Wood and Lumber Products_Existing_Space Heating_Natural Gas_Gas Boiler - Insulate Steam Lines/Condensate Tank_A_Achievable Economic RVT Potential | F9 | Industrial | Wood and Lumber Products | Existing | Space Heating | Natural Gas | Gas Boiler - Insulate Steam Lines/Condensate Tank | A | Cumulative Winter Peak Savings (MW) | Achievable Economic RVT Potential | 0 | 0 | 0 | 0 | 0 | 0 | 0 | 0 | 0 | 0 | 0 | 0 | 0 | 0 | 0 | 0 | 0 | 0 | 0 | 0 | 0 | 0 | 0
F10_Industrial_Wood and Lumber Products_Existing_Space Heating_Natural Gas_Gas Boiler - Insulate Steam Lines/Condensate Tank_A_Achievable Economic RVT Potential | F10 | Industrial | Wood and Lumber Products | Existing | Space Heating | Natural Gas | Gas Boiler - Insulate Steam Lines/Condensate Tank | A | Purchases (Incremental) | Achievable Economic RVT Potential | 0 | 0 | 0.49492 | 0.48639 | 0.47801 | 0.46976 | 0.46166 | 0.4537 | 0.44588 | 0.43819 | 0.43064 | 0.42321 | 0.41592 | 0.40875 | 0.4017 | 0.39477 | 0.38797 | 0.38128 | 0.3747 | 0.36824 | 0.3619 | 0.35566 | 0
F11_Industrial_Wood and Lumber Products_Existing_Space Heating_Natural Gas_Gas Boiler - Insulate Steam Lines/Condensate Tank_A_Achievable Economic RVT Potential | F11 | Industrial | Wood and Lumber Products | Existing | Space Heating | Natural Gas | Gas Boiler - Insulate Steam Lines/Condensate Tank | A | Purchases (Cumulative) | Achievable Economic RVT Potential | 0 | 0 | 0.49492 | 0.98132 | 1.4593 | 1.9291 | 2.3908 | 2.8445 | 3.2903 | 3.7285 | 4.1592 | 4.5824 | 4.9983 | 5.4071 | 5.8088 | 6.2035 | 6.5915 | 6.9728 | 7.3475 | 7.7157 | 8.0776 | 8.4333 | 0
F1_Industrial_Wood and Lumber Products_Existing_Process_Natural Gas_Gas Boiler - Insulate Steam Lines/Condensate Tank_A_Achievable Economic RVT Potential | F1 | Industrial | Wood and Lumber Products | Existing | Process | Natural Gas | Gas Boiler - Insulate Steam Lines/Condensate Tank | A | Integrated Unit Energy Savings (kWh or therms) | Achievable Economic RVT Potential | 0 | 0 | 68.3605 | 68.2056 | 68.0481 | 67.887 | 67.7218 | 67.5563 | 67.3952 | 67.2383 | 67.086 | 66.9388 | 66.7971 | 66.6608 | 66.5285 | 66.3988 | 66.2699 | 66.1408 | 66.0144 | 65.8862 | 65.7558 | 65.6234 | 0
F2_Industrial_Wood and Lumber Products_Existing_Process_Natural Gas_Gas Boiler - Insulate Steam Lines/Condensate Tank_A_Achievable Economic RVT Potential | F2 | Industrial | Wood and Lumber Products | Existing | Process | Natural Gas | Gas Boiler - Insulate Steam Lines/Condensate Tank | A | Integrated Unit Summer Peak Savings (kW) | Achievable Economic RVT Potential | 0 | 0 | 0 | 0 | 0 | 0 | 0 | 0 | 0 | 0 | 0 | 0 | 0 | 0 | 0 | 0 | 0 | 0 | 0 | 0 | 0 | 0 | 0
F3_Industrial_Wood and Lumber Products_Existing_Process_Natural Gas_Gas Boiler - Insulate Steam Lines/Condensate Tank_A_Achievable Economic RVT Potential | F3 | Industrial | Wood and Lumber Products | Existing | Process | Natural Gas | Gas Boiler - Insulate Steam Lines/Condensate Tank | A | Integrated Unit Winter Peak Savings (kW) | Achievable Economic RVT Potential | 0 | 0 | 0 | 0 | 0 | 0 | 0 | 0 | 0 | 0 | 0 | 0 | 0 | 0 | 0 | 0 | 0 | 0 | 0 | 0 | 0 | 0 | 0
F4_Industrial_Wood and Lumber Products_Existing_Process_Natural Gas_Gas Boiler - Insulate Steam Lines/Condensate Tank_A_Achievable Economic RVT Potential | F4 | Industrial | Wood and Lumber Products | Existing | Process | Natural Gas | Gas Boiler - Insulate Steam Lines/Condensate Tank | A | Incremental Energy Savings (MWh or mTherms) | Achievable Economic RVT Potential | 0 | 0 | 0.11646 | 0.11419 | 0.11196 | 0.10977 | 0.10761 | 0.1055 | 0.10343 | 0.10141 | 0.099441 | 0.097512 | 0.095628 | 0.093787 | 0.091987 | 0.090225 | 0.088497 | 0.086802 | 0.085142 | 0.083512 | 0.08191 | 0.080335 | 0
F5_Industrial_Wood and Lumber Products_Existing_Process_Natural Gas_Gas Boiler - Insulate Steam Lines/Condensate Tank_A_Achievable Economic RVT Potential | F5 | Industrial | Wood and Lumber Products | Existing | Process | Natural Gas | Gas Boiler - Insulate Steam Lines/Condensate Tank | A | Incremental Summer Peak Savings (MW) | Achievable Economic RVT Potential | 0 | 0 | 0 | 0 | 0 | 0 | 0 | 0 | 0 | 0 | 0 | 0 | 0 | 0 | 0 | 0 | 0 | 0 | 0 | 0 | 0 | 0 | 0
F6_Industrial_Wood and Lumber Products_Existing_Process_Natural Gas_Gas Boiler - Insulate Steam Lines/Condensate Tank_A_Achievable Economic RVT Potential | F6 | Industrial | Wood and Lumber Products | Existing | Process | Natural Gas | Gas Boiler - Insulate Steam Lines/Condensate Tank | A | Incremental Winter Peak Savings (MW) | Achievable Economic RVT Potential | 0 | 0 | 0 | 0 | 0 | 0 | 0 | 0 | 0 | 0 | 0 | 0 | 0 | 0 | 0 | 0 | 0 | 0 | 0 | 0 | 0 | 0 | 0
F7_Industrial_Wood and Lumber Products_Existing_Process_Natural Gas_Gas Boiler - Insulate Steam Lines/Condensate Tank_A_Achievable Economic RVT Potential | F7 | Industrial | Wood and Lumber Products | Existing | Process | Natural Gas | Gas Boiler - Insulate Steam Lines/Condensate Tank | A | Cumulative Energy Savings (MWh or mTherms) | Achievable Economic RVT Potential | 0 | 0 | 0.11646 | 0.23038 | 0.34181 | 0.45077 | 0.55729 | 0.66143 | 0.76329 | 0.86292 | 0.96041 | 1.0558 | 1.1492 | 1.2406 | 1.3302 | 1.4178 | 1.5036 | 1.5874 | 1.6695 | 1.7498 | 1.8282 | 1.9049 | 0
F8_Industrial_Wood and Lumber Products_Existing_Process_Natural Gas_Gas Boiler - Insulate Steam Lines/Condensate Tank_A_Achievable Economic RVT Potential | F8 | Industrial | Wood and Lumber Products | Existing | Process | Natural Gas | Gas Boiler - Insulate Steam Lines/Condensate Tank | A | Cumulative Summer Peak Savings (MW) | Achievable Economic RVT Potential | 0 | 0 | 0 | 0 | 0 | 0 | 0 | 0 | 0 | 0 | 0 | 0 | 0 | 0 | 0 | 0 | 0 | 0 | 0 | 0 | 0 | 0 | 0
F9_Industrial_Wood and Lumber Products_Existing_Process_Natural Gas_Gas Boiler - Insulate Steam Lines/Condensate Tank_A_Achievable Economic RVT Potential | F9 | Industrial | Wood and Lumber Products | Existing | Process | Natural Gas | Gas Boiler - Insulate Steam Lines/Condensate Tank | A | Cumulative Winter Peak Savings (MW) | Achievable Economic RVT Potential | 0 | 0 | 0 | 0 | 0 | 0 | 0 | 0 | 0 | 0 | 0 | 0 | 0 | 0 | 0 | 0 | 0 | 0 | 0 | 0 | 0 | 0 | 0
F10_Industrial_Wood and Lumber Products_Existing_Process_Natural Gas_Gas Boiler - Insulate Steam Lines/Condensate Tank_A_Achievable Economic RVT Potential | F10 | Industrial | Wood and Lumber Products | Existing | Process | Natural Gas | Gas Boiler - Insulate Steam Lines/Condensate Tank | A | Purchases (Incremental) | Achievable Economic RVT Potential | 0 | 0 | 1.7036 | 1.6742 | 1.6453 | 1.617 | 1.5891 | 1.5617 | 1.5348 | 1.5083 | 1.4823 | 1.4567 | 1.4316 | 1.4069 | 1.3827 | 1.3588 | 1.3354 | 1.3124 | 1.2898 | 1.2675 | 1.2457 | 1.2242 | 0
F11_Industrial_Wood and Lumber Products_Existing_Process_Natural Gas_Gas Boiler - Insulate Steam Lines/Condensate Tank_A_Achievable Economic RVT Potential | F11 | Industrial | Wood and Lumber Products | Existing | Process | Natural Gas | Gas Boiler - Insulate Steam Lines/Condensate Tank | A | Purchases (Cumulative) | Achievable Economic RVT Potential | 0 | 0 | 1.7036 | 3.3777 | 5.0231 | 6.64 | 8.2291 | 9.7908 | 11.3255 | 12.8338 | 14.3161 | 15.7728 | 17.2044 | 18.6114 | 19.994 | 21.3529 | 22.6883 | 24.0007 | 25.2904 | 26.5579 | 27.8036 | 29.0278 | 0
F1_Industrial_Wood and Lumber Products_Existing_Space Heating_Natural Gas_Gas Boiler - Insulate Hot Water Lines_A_Achievable Economic RVT Potential | F1 | Industrial | Wood and Lumber Products | Existing | Space Heating | Natural Gas | Gas Boiler - Insulate Hot Water Lines | A | Integrated Unit Energy Savings (kWh or therms) | Achievable Economic RVT Potential | 0 | 0 | 10.95 | 10.9015 | 10.8513 | 10.7989 | 10.7438 | 10.6853 | 10.6231 | 10.5571 | 10.4874 | 10.4144 | 10.3386 | 10.2601 | 10.179 | 10.0956 | 10.0103 | 9.9287 | 9.8515 | 9.7786 | 9.7102 | 9.6463 | 0
F2_Industrial_Wood and Lumber Products_Existing_Space Heating_Natural Gas_Gas Boiler - Insulate Hot Water Lines_A_Achievable Economic RVT Potential | F2 | Industrial | Wood and Lumber Products | Existing | Space Heating | Natural Gas | Gas Boiler - Insulate Hot Water Lines | A | Integrated Unit Summer Peak Savings (kW) | Achievable Economic RVT Potential | 0 | 0 | 0 | 0 | 0 | 0 | 0 | 0 | 0 | 0 | 0 | 0 | 0 | 0 | 0 | 0 | 0 | 0 | 0 | 0 | 0 | 0 | 0
F3_Industrial_Wood and Lumber Products_Existing_Space Heating_Natural Gas_Gas Boiler - Insulate Hot Water Lines_A_Achievable Economic RVT Potential | F3 | Industrial | Wood and Lumber Products | Existing | Space Heating | Natural Gas | Gas Boiler - Insulate Hot Water Lines | A | Integrated Unit Winter Peak Savings (kW) | Achievable Economic RVT Potential | 0 | 0 | 0 | 0 | 0 | 0 | 0 | 0 | 0 | 0 | 0 | 0 | 0 | 0 | 0 | 0 | 0 | 0 | 0 | 0 | 0 | 0 | 0
F4_Industrial_Wood and Lumber Products_Existing_Space Heating_Natural Gas_Gas Boiler - Insulate Hot Water Lines_A_Achievable Economic RVT Potential | F4 | Industrial | Wood and Lumber Products | Existing | Space Heating | Natural Gas | Gas Boiler - Insulate Hot Water Lines | A | Incremental Energy Savings (MWh or mTherms) | Achievable Economic RVT Potential | 0 | 0 | 0.010839 | 0.010605 | 0.010374 | 0.010146 | 0.00992 | 0.0096959 | 0.0094733 | 0.0092521 | 0.0090326 | 0.0088151 | 0.0086001 | 0.0083876 | 0.0081778 | 0.007971 | 0.0077673 | 0.0075712 | 0.0073828 | 0.0072018 | 0.0070281 | 0.0068615 | 0
F5_Industrial_Wood and Lumber Products_Existing_Space Heating_Natural Gas_Gas Boiler - Insulate Hot Water Lines_A_Achievable Economic RVT Potential | F5 | Industrial | Wood and Lumber Products | Existing | Space Heating | Natural Gas | Gas Boiler - Insulate Hot Water Lines | A | Incremental Summer Peak Savings (MW) | Achievable Economic RVT Potential | 0 | 0 | 0 | 0 | 0 | 0 | 0 | 0 | 0 | 0 | 0 | 0 | 0 | 0 | 0 | 0 | 0 | 0 | 0 | 0 | 0 | 0 | 0
F6_Industrial_Wood and Lumber Products_Existing_Space Heating_Natural Gas_Gas Boiler - Insulate Hot Water Lines_A_Achievable Economic RVT Potential | F6 | Industrial | Wood and Lumber Products | Existing | Space Heating | Natural Gas | Gas Boiler - Insulate Hot Water Lines | A | Incremental Winter Peak Savings (MW) | Achievable Economic RVT Potential | 0 | 0 | 0 | 0 | 0 | 0 | 0 | 0 | 0 | 0 | 0 | 0 | 0 | 0 | 0 | 0 | 0 | 0 | 0 | 0 | 0 | 0 | 0
F7_Industrial_Wood and Lumber Products_Existing_Space Heating_Natural Gas_Gas Boiler - Insulate Hot Water Lines_A_Achievable Economic RVT Potential | F7 | Industrial | Wood and Lumber Products | Existing | Space Heating | Natural Gas | Gas Boiler - Insulate Hot Water Lines | A | Cumulative Energy Savings (MWh or mTherms) | Achievable Economic RVT Potential | 0 | 0 | 0.010839 | 0.021396 | 0.031671 | 0.041664 | 0.051371 | 0.060788 | 0.069907 | 0.078725 | 0.087238 | 0.095446 | 0.10335 | 0.11095 | 0.11825 | 0.12526 | 0.13197 | 0.13846 | 0.14477 | 0.1509 | 0.15687 | 0.1627 | 0
F8_Industrial_Wood and Lumber Products_Existing_Space Heating_Natural Gas_Gas Boiler - Insulate Hot Water Lines_A_Achievable Economic RVT Potential | F8 | Industrial | Wood and Lumber Products | Existing | Space Heating | Natural Gas | Gas Boiler - Insulate Hot Water Lines | A | Cumulative Summer Peak Savings (MW) | Achievable Economic RVT Potential | 0 | 0 | 0 | 0 | 0 | 0 | 0 | 0 | 0 | 0 | 0 | 0 | 0 | 0 | 0 | 0 | 0 | 0 | 0 | 0 | 0 | 0 | 0
F9_Industrial_Wood and Lumber Products_Existing_Space Heating_Natural Gas_Gas Boiler - Insulate Hot Water Lines_A_Achievable Economic RVT Potential | F9 | Industrial | Wood and Lumber Products | Existing | Space Heating | Natural Gas | Gas Boiler - Insulate Hot Water Lines | A | Cumulative Winter Peak Savings (MW) | Achievable Economic RVT Potential | 0 | 0 | 0 | 0 | 0 | 0 | 0 | 0 | 0 | 0 | 0 | 0 | 0 | 0 | 0 | 0 | 0 | 0 | 0 | 0 | 0 | 0 | 0
F10_Industrial_Wood and Lumber Products_Existing_Space Heating_Natural Gas_Gas Boiler - Insulate Hot Water Lines_A_Achievable Economic RVT Potential | F10 | Industrial | Wood and Lumber Products | Existing | Space Heating | Natural Gas | Gas Boiler - Insulate Hot Water Lines | A | Purchases (Incremental) | Achievable Economic RVT Potential | 0 | 0 | 0.98985 | 0.97278 | 0.95601 | 0.93953 | 0.92333 | 0.90741 | 0.89176 | 0.87639 | 0.86128 | 0.84643 | 0.83184 | 0.81749 | 0.8034 | 0.78955 | 0.77593 | 0.76256 | 0.74941 | 0.73649 | 0.72379 | 0.71131 | 0
F11_Industrial_Wood and Lumber Products_Existing_Space Heating_Natural Gas_Gas Boiler - Insulate Hot Water Lines_A_Achievable Economic RVT Potential | F11 | Industrial | Wood and Lumber Products | Existing | Space Heating | Natural Gas | Gas Boiler - Insulate Hot Water Lines | A | Purchases (Cumulative) | Achievable Economic RVT Potential | 0 | 0 | 0.98985 | 1.9626 | 2.9186 | 3.8582 | 4.7815 | 5.6889 | 6.5807 | 7.4571 | 8.3183 | 9.1648 | 9.9966 | 10.8141 | 11.6175 | 12.4071 | 13.183 | 13.9455 | 14.695 | 15.4314 | 16.1552 | 16.8665 | 0
F1_Industrial_Wood and Lumber Products_Existing_Process_Natural Gas_Gas Boiler - Insulate Hot Water Lines_A_Achievable Economic RVT Potential | F1 | Industrial | Wood and Lumber Products | Existing | Process | Natural Gas | Gas Boiler - Insulate Hot Water Lines | A | Integrated Unit Energy Savings (kWh or therms) | Achievable Economic RVT Potential | 0 | 0 | 77.2994 | 77.1554 | 77.0087 | 76.8585 | 76.704 | 76.5497 | 76.4008 | 76.2571 | 76.1191 | 75.9874 | 75.8623 | 75.7439 | 75.6307 | 75.5209 | 75.4126 | 75.3046 | 75.2003 | 75.0944 | 74.9868 | 74.8774 | 0
F2_Industrial_Wood and Lumber Products_Existing_Process_Natural Gas_Gas Boiler - Insulate Hot Water Lines_A_Achievable Economic RVT Potential | F2 | Industrial | Wood and Lumber Products | Existing | Process | Natural Gas | Gas Boiler - Insulate Hot Water Lines | A | Integrated Unit Summer Peak Savings (kW) | Achievable Economic RVT Potential | 0 | 0 | 0 | 0 | 0 | 0 | 0 | 0 | 0 | 0 | 0 | 0 | 0 | 0 | 0 | 0 | 0 | 0 | 0 | 0 | 0 | 0 | 0
F3_Industrial_Wood and Lumber Products_Existing_Process_Natural Gas_Gas Boiler - Insulate Hot Water Lines_A_Achievable Economic RVT Potential | F3 | Industrial | Wood and Lumber Products | Existing | Process | Natural Gas | Gas Boiler - Insulate Hot Water Lines | A | Integrated Unit Winter Peak Savings (kW) | Achievable Economic RVT Potential | 0 | 0 | 0 | 0 | 0 | 0 | 0 | 0 | 0 | 0 | 0 | 0 | 0 | 0 | 0 | 0 | 0 | 0 | 0 | 0 | 0 | 0 | 0
F4_Industrial_Wood and Lumber Products_Existing_Process_Natural Gas_Gas Boiler - Insulate Hot Water Lines_A_Achievable Economic RVT Potential | F4 | Industrial | Wood and Lumber Products | Existing | Process | Natural Gas | Gas Boiler - Insulate Hot Water Lines | A | Incremental Energy Savings (MWh or mTherms) | Achievable Economic RVT Potential | 0 | 0 | 0.26337 | 0.25834 | 0.25341 | 0.24855 | 0.24378 | 0.23909 | 0.23451 | 0.23004 | 0.22566 | 0.22139 | 0.21721 | 0.21313 | 0.20914 | 0.20524 | 0.20141 | 0.19766 | 0.19398 | 0.19037 | 0.18682 | 0.18333 | 0
F5_Industrial_Wood and Lumber Products_Existing_Process_Natural Gas_Gas Boiler - Insulate Hot Water Lines_A_Achievable Economic RVT Potential | F5 | Industrial | Wood and Lumber Products | Existing | Process | Natural Gas | Gas Boiler - Insulate Hot Water Lines | A | Incremental Summer Peak Savings (MW) | Achievable Economic RVT Potential | 0 | 0 | 0 | 0 | 0 | 0 | 0 | 0 | 0 | 0 | 0 | 0 | 0 | 0 | 0 | 0 | 0 | 0 | 0 | 0 | 0 | 0 | 0
F6_Industrial_Wood and Lumber Products_Existing_Process_Natural Gas_Gas Boiler - Insulate Hot Water Lines_A_Achievable Economic RVT Potential | F6 | Industrial | Wood and Lumber Products | Existing | Process | Natural Gas | Gas Boiler - Insulate Hot Water Lines | A | Incremental Winter Peak Savings (MW) | Achievable Economic RVT Potential | 0 | 0 | 0 | 0 | 0 | 0 | 0 | 0 | 0 | 0 | 0 | 0 | 0 | 0 | 0 | 0 | 0 | 0 | 0 | 0 | 0 | 0 | 0
F7_Industrial_Wood and Lumber Products_Existing_Process_Natural Gas_Gas Boiler - Insulate Hot Water Lines_A_Achievable Economic RVT Potential | F7 | Industrial | Wood and Lumber Products | Existing | Process | Natural Gas | Gas Boiler - Insulate Hot Water Lines | A | Cumulative Energy Savings (MWh or mTherms) | Achievable Economic RVT Potential | 0 | 0 | 0.26337 | 0.52122 | 0.77364 | 1.0207 | 1.2624 | 1.499 | 1.7306 | 1.9573 | 2.1795 | 2.3971 | 2.6103 | 2.8194 | 3.0243 | 3.2252 | 3.422 | 3.6147 | 3.8037 | 3.9887 | 4.1698 | 4.347 | 0
F8_Industrial_Wood and Lumber Products_Existing_Process_Natural Gas_Gas Boiler - Insulate Hot Water Lines_A_Achievable Economic RVT Potential | F8 | Industrial | Wood and Lumber Products | Existing | Process | Natural Gas | Gas Boiler - Insulate Hot Water Lines | A | Cumulative Summer Peak Savings (MW) | Achievable Economic RVT Potential | 0 | 0 | 0 | 0 | 0 | 0 | 0 | 0 | 0 | 0 | 0 | 0 | 0 | 0 | 0 | 0 | 0 | 0 | 0 | 0 | 0 | 0 | 0
F9_Industrial_Wood and Lumber Products_Existing_Process_Natural Gas_Gas Boiler - Insulate Hot Water Lines_A_Achievable Economic RVT Potential | F9 | Industrial | Wood and Lumber Products | Existing | Process | Natural Gas | Gas Boiler - Insulate Hot Water Lines | A | Cumulative Winter Peak Savings (MW) | Achievable Economic RVT Potential | 0 | 0 | 0 | 0 | 0 | 0 | 0 | 0 | 0 | 0 | 0 | 0 | 0 | 0 | 0 | 0 | 0 | 0 | 0 | 0 | 0 | 0 | 0
F10_Industrial_Wood and Lumber Products_Existing_Process_Natural Gas_Gas Boiler - Insulate Hot Water Lines_A_Achievable Economic RVT Potential | F10 | Industrial | Wood and Lumber Products | Existing | Process | Natural Gas | Gas Boiler - Insulate Hot Water Lines | A | Purchases (Incremental) | Achievable Economic RVT Potential | 0 | 0 | 3.4071 | 3.3484 | 3.2906 | 3.2339 | 3.1781 | 3.1234 | 3.0695 | 3.0166 | 2.9646 | 2.9135 | 2.8632 | 2.8139 | 2.7653 | 2.7177 | 2.6708 | 2.6248 | 2.5795 | 2.535 | 2.4913 | 2.4484 | 0
F11_Industrial_Wood and Lumber Products_Existing_Process_Natural Gas_Gas Boiler - Insulate Hot Water Lines_A_Achievable Economic RVT Potential | F11 | Industrial | Wood and Lumber Products | Existing | Process | Natural Gas | Gas Boiler - Insulate Hot Water Lines | A | Purchases (Cumulative) | Achievable Economic RVT Potential | 0 | 0 | 3.4071 | 6.7555 | 10.0461 | 13.28 | 16.4582 | 19.5815 | 22.651 | 25.6676 | 28.6322 | 31.5456 | 34.4089 | 37.2227 | 39.9881 | 42.7057 | 45.3766 | 48.0013 | 50.5808 | 53.1159 | 55.6072 | 58.0555 | 0
F1_Industrial_Wood and Lumber Products_Existing_Process_Natural Gas_Process - Insulate Heated Process Fluids_A_Achievable Economic RVT Potential | F1 | Industrial | Wood and Lumber Products | Existing | Process | Natural Gas | Process - Insulate Heated Process Fluids | A | Integrated Unit Energy Savings (kWh or therms) | Achievable Economic RVT Potential | 0 | 0 | 125.8011 | 125.7818 | 125.766 | 125.7519 | 125.7384 | 125.7255 | 125.713 | 125.7011 | 125.6895 | 125.6782 | 125.6671 | 125.6563 | 125.6458 | 125.6353 | 125.6249 | 125.6144 | 125.6038 | 125.5932 | 125.5824 | 125.5716 | 0
F2_Industrial_Wood and Lumber Products_Existing_Process_Natural Gas_Process - Insulate Heated Process Fluids_A_Achievable Economic RVT Potential | F2 | Industrial | Wood and Lumber Products | Existing | Process | Natural Gas | Process - Insulate Heated Process Fluids | A | Integrated Unit Summer Peak Savings (kW) | Achievable Economic RVT Potential | 0 | 0 | 0 | 0 | 0 | 0 | 0 | 0 | 0 | 0 | 0 | 0 | 0 | 0 | 0 | 0 | 0 | 0 | 0 | 0 | 0 | 0 | 0
F3_Industrial_Wood and Lumber Products_Existing_Process_Natural Gas_Process - Insulate Heated Process Fluids_A_Achievable Economic RVT Potential | F3 | Industrial | Wood and Lumber Products | Existing | Process | Natural Gas | Process - Insulate Heated Process Fluids | A | Integrated Unit Winter Peak Savings (kW) | Achievable Economic RVT Potential | 0 | 0 | 0 | 0 | 0 | 0 | 0 | 0 | 0 | 0 | 0 | 0 | 0 | 0 | 0 | 0 | 0 | 0 | 0 | 0 | 0 | 0 | 0
F4_Industrial_Wood and Lumber Products_Existing_Process_Natural Gas_Process - Insulate Heated Process Fluids_A_Achievable Economic RVT Potential | F4 | Industrial | Wood and Lumber Products | Existing | Process | Natural Gas | Process - Insulate Heated Process Fluids | A | Incremental Energy Savings (MWh or mTherms) | Achievable Economic RVT Potential | 0 | 0 | 0.4688 | 0.46065 | 0.45265 | 0.44479 | 0.43708 | 0.38655 | 0.30388 | 0.23889 | 0.1878 | 0.14763 | 0.11606 | 0.09124 | 0.071728 | 0.056388 | 0.044329 | 0.034849 | 0.00023358 | 8.1975e-05 | 2.7462e-05 | 8.7998e-06 | 0
F5_Industrial_Wood and Lumber Products_Existing_Process_Natural Gas_Process - Insulate Heated Process Fluids_A_Achievable Economic RVT Potential | F5 | Industrial | Wood and Lumber Products | Existing | Process | Natural Gas | Process - Insulate Heated Process Fluids | A | Incremental Summer Peak Savings (MW) | Achievable Economic RVT Potential | 0 | 0 | 0 | 0 | 0 | 0 | 0 | 0 | 0 | 0 | 0 | 0 | 0 | 0 | 0 | 0 | 0 | 0 | 0 | 0 | 0 | 0 | 0
F6_Industrial_Wood and Lumber Products_Existing_Process_Natural Gas_Process - Insulate Heated Process Fluids_A_Achievable Economic RVT Potential | F6 | Industrial | Wood and Lumber Products | Existing | Process | Natural Gas | Process - Insulate Heated Process Fluids | A | Incremental Winter Peak Savings (MW) | Achievable Economic RVT Potential | 0 | 0 | 0 | 0 | 0 | 0 | 0 | 0 | 0 | 0 | 0 | 0 | 0 | 0 | 0 | 0 | 0 | 0 | 0 | 0 | 0 | 0 | 0
F7_Industrial_Wood and Lumber Products_Existing_Process_Natural Gas_Process - Insulate Heated Process Fluids_A_Achievable Economic RVT Potential | F7 | Industrial | Wood and Lumber Products | Existing | Process | Natural Gas | Process - Insulate Heated Process Fluids | A | Cumulative Energy Savings (MWh or mTherms) | Achievable Economic RVT Potential | 0 | 0 | 0.4688 | 0.92937 | 1.3819 | 1.8265 | 2.2634 | 2.6497 | 2.9534 | 3.192 | 3.3795 | 3.5268 | 3.6425 | 3.7335 | 3.8049 | 3.861 | 3.905 | 3.9395 | 3.9394 | 3.9391 | 3.9388 | 3.9385 | 0
F8_Industrial_Wood and Lumber Products_Existing_Process_Natural Gas_Process - Insulate Heated Process Fluids_A_Achievable Economic RVT Potential | F8 | Industrial | Wood and Lumber Products | Existing | Process | Natural Gas | Process - Insulate Heated Process Fluids | A | Cumulative Summer Peak Savings (MW) | Achievable Economic RVT Potential | 0 | 0 | 0 | 0 | 0 | 0 | 0 | 0 | 0 | 0 | 0 | 0 | 0 | 0 | 0 | 0 | 0 | 0 | 0 | 0 | 0 | 0 | 0
F9_Industrial_Wood and Lumber Products_Existing_Process_Natural Gas_Process - Insulate Heated Process Fluids_A_Achievable Economic RVT Potential | F9 | Industrial | Wood and Lumber Products | Existing | Process | Natural Gas | Process - Insulate Heated Process Fluids | A | Cumulative Winter Peak Savings (MW) | Achievable Economic RVT Potential | 0 | 0 | 0 | 0 | 0 | 0 | 0 | 0 | 0 | 0 | 0 | 0 | 0 | 0 | 0 | 0 | 0 | 0 | 0 | 0 | 0 | 0 | 0
F10_Industrial_Wood and Lumber Products_Existing_Process_Natural Gas_Process - Insulate Heated Process Fluids_A_Achievable Economic RVT Potential | F10 | Industrial | Wood and Lumber Products | Existing | Process | Natural Gas | Process - Insulate Heated Process Fluids | A | Purchases (Incremental) | Achievable Economic RVT Potential | 0 | 0 | 3.7265 | 3.6623 | 3.5991 | 3.5371 | 3.4761 | 3.0745 | 2.4172 | 1.9004 | 1.4941 | 1.1747 | 0.92356 | 0.72611 | 0.57087 | 0.44882 | 0.35287 | 0.27743 | 0.0018596 | 0.00065271 | 0.00021868 | 7.0078e-05 | 0
F11_Industrial_Wood and Lumber Products_Existing_Process_Natural Gas_Process - Insulate Heated Process Fluids_A_Achievable Economic RVT Potential | F11 | Industrial | Wood and Lumber Products | Existing | Process | Natural Gas | Process - Insulate Heated Process Fluids | A | Purchases (Cumulative) | Achievable Economic RVT Potential | 0 | 0 | 3.7265 | 7.3888 | 10.9879 | 14.525 | 18.0011 | 21.0756 | 23.4928 | 25.3933 | 26.8874 | 28.0621 | 28.9857 | 29.7118 | 30.2827 | 30.7315 | 31.0843 | 31.3618 | 31.3636 | 31.3643 | 31.3645 | 31.3646 | 0
F1_Industrial_Wood and Lumber Products_Existing_Process_Natural Gas_Process Heat Recovery_A_Achievable Economic RVT Potential | F1 | Industrial | Wood and Lumber Products | Existing | Process | Natural Gas | Process Heat Recovery | A | Integrated Unit Energy Savings (kWh or therms) | Achievable Economic RVT Potential | 0 | 0 | 0.21019 | 0.20956 | 0.20892 | 0.20826 | 0.20758 | 0.2069 | 0.20624 | 0.2056 | 0.20498 | 0.20439 | 0.20382 | 0.20328 | 0.20276 | 0.20226 | 0.20176 | 0.20128 | 0.20081 | 0.20034 | 0.19986 | 0.19938 | 0
F2_Industrial_Wood and Lumber Products_Existing_Process_Natural Gas_Process Heat Recovery_A_Achievable Economic RVT Potential | F2 | Industrial | Wood and Lumber Products | Existing | Process | Natural Gas | Process Heat Recovery | A | Integrated Unit Summer Peak Savings (kW) | Achievable Economic RVT Potential | 0 | 0 | 0 | 0 | 0 | 0 | 0 | 0 | 0 | 0 | 0 | 0 | 0 | 0 | 0 | 0 | 0 | 0 | 0 | 0 | 0 | 0 | 0
F3_Industrial_Wood and Lumber Products_Existing_Process_Natural Gas_Process Heat Recovery_A_Achievable Economic RVT Potential | F3 | Industrial | Wood and Lumber Products | Existing | Process | Natural Gas | Process Heat Recovery | A | Integrated Unit Winter Peak Savings (kW) | Achievable Economic RVT Potential | 0 | 0 | 0 | 0 | 0 | 0 | 0 | 0 | 0 | 0 | 0 | 0 | 0 | 0 | 0 | 0 | 0 | 0 | 0 | 0 | 0 | 0 | 0
F4_Industrial_Wood and Lumber Products_Existing_Process_Natural Gas_Process Heat Recovery_A_Achievable Economic RVT Potential | F4 | Industrial | Wood and Lumber Products | Existing | Process | Natural Gas | Process Heat Recovery | A | Incremental Energy Savings (MWh or mTherms) | Achievable Economic RVT Potential | 0 | 0 | 0 | 0 | 0 | 0 | 0 | 0 | 0 | 0 | 0 | 0 | 0 | 0 | 0 | 0 | 0 | 0 | 0 | 0 | 0 | 0 | 0
F5_Industrial_Wood and Lumber Products_Existing_Process_Natural Gas_Process Heat Recovery_A_Achievable Economic RVT Potential | F5 | Industrial | Wood and Lumber Products | Existing | Process | Natural Gas | Process Heat Recovery | A | Incremental Summer Peak Savings (MW) | Achievable Economic RVT Potential | 0 | 0 | 0 | 0 | 0 | 0 | 0 | 0 | 0 | 0 | 0 | 0 | 0 | 0 | 0 | 0 | 0 | 0 | 0 | 0 | 0 | 0 | 0
F6_Industrial_Wood and Lumber Products_Existing_Process_Natural Gas_Process Heat Recovery_A_Achievable Economic RVT Potential | F6 | Industrial | Wood and Lumber Products | Existing | Process | Natural Gas | Process Heat Recovery | A | Incremental Winter Peak Savings (MW) | Achievable Economic RVT Potential | 0 | 0 | 0 | 0 | 0 | 0 | 0 | 0 | 0 | 0 | 0 | 0 | 0 | 0 | 0 | 0 | 0 | 0 | 0 | 0 | 0 | 0 | 0
F7_Industrial_Wood and Lumber Products_Existing_Process_Natural Gas_Process Heat Recovery_A_Achievable Economic RVT Potential | F7 | Industrial | Wood and Lumber Products | Existing | Process | Natural Gas | Process Heat Recovery | A | Cumulative Energy Savings (MWh or mTherms) | Achievable Economic RVT Potential | 0 | 0 | 0 | 0 | 0 | 0 | 0 | 0 | 0 | 0 | 0 | 0 | 0 | 0 | 0 | 0 | 0 | 0 | 0 | 0 | 0 | 0 | 0
F8_Industrial_Wood and Lumber Products_Existing_Process_Natural Gas_Process Heat Recovery_A_Achievable Economic RVT Potential | F8 | Industrial | Wood and Lumber Products | Existing | Process | Natural Gas | Process Heat Recovery | A | Cumulative Summer Peak Savings (MW) | Achievable Economic RVT Potential | 0 | 0 | 0 | 0 | 0 | 0 | 0 | 0 | 0 | 0 | 0 | 0 | 0 | 0 | 0 | 0 | 0 | 0 | 0 | 0 | 0 | 0 | 0
F9_Industrial_Wood and Lumber Products_Existing_Process_Natural Gas_Process Heat Recovery_A_Achievable Economic RVT Potential | F9 | Industrial | Wood and Lumber Products | Existing | Process | Natural Gas | Process Heat Recovery | A | Cumulative Winter Peak Savings (MW) | Achievable Economic RVT Potential | 0 | 0 | 0 | 0 | 0 | 0 | 0 | 0 | 0 | 0 | 0 | 0 | 0 | 0 | 0 | 0 | 0 | 0 | 0 | 0 | 0 | 0 | 0
F10_Industrial_Wood and Lumber Products_Existing_Process_Natural Gas_Process Heat Recovery_A_Achievable Economic RVT Potential | F10 | Industrial | Wood and Lumber Products | Existing | Process | Natural Gas | Process Heat Recovery | A | Purchases (Incremental) | Achievable Economic RVT Potential | 0 | 0 | 0 | 0 | 0 | 0 | 0 | 0 | 0 | 0 | 0 | 0 | 0 | 0 | 0 | 0 | 0 | 0 | 0 | 0 | 0 | 0 | 0
F11_Industrial_Wood and Lumber Products_Existing_Process_Natural Gas_Process Heat Recovery_A_Achievable Economic RVT Potential | F11 | Industrial | Wood and Lumber Products | Existing | Process | Natural Gas | Process Heat Recovery | A | Purchases (Cumulative) | Achievable Economic RVT Potential | 0 | 0 | 0 | 0 | 0 | 0 | 0 | 0 | 0 | 0 | 0 | 0 | 0 | 0 | 0 | 0 | 0 | 0 | 0 | 0 | 0 | 0 | 0
F1_Industrial_Wood and Lumber Products_Existing_Space Heating_Natural Gas_Building Automation System_A_Achievable Economic RVT Potential | F1 | Industrial | Wood and Lumber Products | Existing | Space Heating | Natural Gas | Building Automation System | A | Integrated Unit Energy Savings (kWh or therms) | Achievable Economic RVT Potential | 0 | 0 | 0.015595 | 0.015526 | 0.015454 | 0.015377 | 0.015297 | 0.01521 | 0.015118 | 0.01502 | 0.014916 | 0.014808 | 0.014695 | 0.014578 | 0.014458 | 0.014335 | 0.014209 | 0.014089 | 0.013976 | 0.013869 | 0.013768 | 0.013674 | 0
F2_Industrial_Wood and Lumber Products_Existing_Space Heating_Natural Gas_Building Automation System_A_Achievable Economic RVT Potential | F2 | Industrial | Wood and Lumber Products | Existing | Space Heating | Natural Gas | Building Automation System | A | Integrated Unit Summer Peak Savings (kW) | Achievable Economic RVT Potential | 0 | 0 | 0 | 0 | 0 | 0 | 0 | 0 | 0 | 0 | 0 | 0 | 0 | 0 | 0 | 0 | 0 | 0 | 0 | 0 | 0 | 0 | 0
F3_Industrial_Wood and Lumber Products_Existing_Space Heating_Natural Gas_Building Automation System_A_Achievable Economic RVT Potential | F3 | Industrial | Wood and Lumber Products | Existing | Space Heating | Natural Gas | Building Automation System | A | Integrated Unit Winter Peak Savings (kW) | Achievable Economic RVT Potential | 0 | 0 | 0 | 0 | 0 | 0 | 0 | 0 | 0 | 0 | 0 | 0 | 0 | 0 | 0 | 0 | 0 | 0 | 0 | 0 | 0 | 0 | 0
F4_Industrial_Wood and Lumber Products_Existing_Space Heating_Natural Gas_Building Automation System_A_Achievable Economic RVT Potential | F4 | Industrial | Wood and Lumber Products | Existing | Space Heating | Natural Gas | Building Automation System | A | Incremental Energy Savings (MWh or mTherms) | Achievable Economic RVT Potential | 0 | 0 | 0.01223 | 0.023918 | 0.041541 | 0.066079 | 0.09805 | 0.13723 | 0.18234 | 0.23079 | 0.2786 | 0.32052 | 0.35071 | 0.36375 | 0.356 | 0.32699 | 0.28007 | 0.2257 | 0.16825 | 0.1136 | 0.070808 | 0.045072 | 0
F5_Industrial_Wood and Lumber Products_Existing_Space Heating_Natural Gas_Building Automation System_A_Achievable Economic RVT Potential | F5 | Industrial | Wood and Lumber Products | Existing | Space Heating | Natural Gas | Building Automation System | A | Incremental Summer Peak Savings (MW) | Achievable Economic RVT Potential | 0 | 0 | 0 | 0 | 0 | 0 | 0 | 0 | 0 | 0 | 0 | 0 | 0 | 0 | 0 | 0 | 0 | 0 | 0 | 0 | 0 | 0 | 0
F6_Industrial_Wood and Lumber Products_Existing_Space Heating_Natural Gas_Building Automation System_A_Achievable Economic RVT Potential | F6 | Industrial | Wood and Lumber Products | Existing | Space Heating | Natural Gas | Building Automation System | A | Incremental Winter Peak Savings (MW) | Achievable Economic RVT Potential | 0 | 0 | 0 | 0 | 0 | 0 | 0 | 0 | 0 | 0 | 0 | 0 | 0 | 0 | 0 | 0 | 0 | 0 | 0 | 0 | 0 | 0 | 0
F7_Industrial_Wood and Lumber Products_Existing_Space Heating_Natural Gas_Building Automation System_A_Achievable Economic RVT Potential | F7 | Industrial | Wood and Lumber Products | Existing | Space Heating | Natural Gas | Building Automation System | A | Cumulative Energy Savings (MWh or mTherms) | Achievable Economic RVT Potential | 0 | 0 | 0.01223 | 0.036093 | 0.077466 | 0.14316 | 0.24046 | 0.37633 | 0.55639 | 0.78357 | 1.0568 | 1.3696 | 1.7099 | 2.0601 | 2.3991 | 2.7056 | 2.9619 | 3.1626 | 3.3054 | 3.3937 | 3.4399 | 3.4615 | 0
F8_Industrial_Wood and Lumber Products_Existing_Space Heating_Natural Gas_Building Automation System_A_Achievable Economic RVT Potential | F8 | Industrial | Wood and Lumber Products | Existing | Space Heating | Natural Gas | Building Automation System | A | Cumulative Summer Peak Savings (MW) | Achievable Economic RVT Potential | 0 | 0 | 0 | 0 | 0 | 0 | 0 | 0 | 0 | 0 | 0 | 0 | 0 | 0 | 0 | 0 | 0 | 0 | 0 | 0 | 0 | 0 | 0
F9_Industrial_Wood and Lumber Products_Existing_Space Heating_Natural Gas_Building Automation System_A_Achievable Economic RVT Potential | F9 | Industrial | Wood and Lumber Products | Existing | Space Heating | Natural Gas | Building Automation System | A | Cumulative Winter Peak Savings (MW) | Achievable Economic RVT Potential | 0 | 0 | 0 | 0 | 0 | 0 | 0 | 0 | 0 | 0 | 0 | 0 | 0 | 0 | 0 | 0 | 0 | 0 | 0 | 0 | 0 | 0 | 0
F10_Industrial_Wood and Lumber Products_Existing_Space Heating_Natural Gas_Building Automation System_A_Achievable Economic RVT Potential | F10 | Industrial | Wood and Lumber Products | Existing | Space Heating | Natural Gas | Building Automation System | A | Purchases (Incremental) | Achievable Economic RVT Potential | 0 | 0 | 784.1813 | 1540.5006 | 2688.0694 | 4297.1252 | 6409.9801 | 9022.1773 | 12061.0417 | 15365.8891 | 18677.2849 | 21645.2151 | 23865.826 | 24951.0084 | 24623.1898 | 22811.3106 | 19710.4466 | 16019.2815 | 12038.8312 | 8190.8759 | 5142.8344 | 3296.1945 | 0
F11_Industrial_Wood and Lumber Products_Existing_Space Heating_Natural Gas_Building Automation System_A_Achievable Economic RVT Potential | F11 | Industrial | Wood and Lumber Products | Existing | Space Heating | Natural Gas | Building Automation System | A | Purchases (Cumulative) | Achievable Economic RVT Potential | 0 | 0 | 784.1813 | 2324.6819 | 5012.7513 | 9309.8765 | 15719.8566 | 24742.0339 | 36803.0756 | 52168.9647 | 70846.2496 | 92491.4647 | 116357.2907 | 141308.2991 | 165931.4889 | 188742.7995 | 208453.2461 | 224472.5276 | 236511.3588 | 244702.2347 | 249845.0692 | 253141.2637 | 0
F1_Industrial_Wood and Lumber Products_Existing_Space Heating_Natural Gas_Steam System Efficiency Improvements_A_Achievable Economic RVT Potential | F1 | Industrial | Wood and Lumber Products | Existing | Space Heating | Natural Gas | Steam System Efficiency Improvements | A | Integrated Unit Energy Savings (kWh or therms) | Achievable Economic RVT Potential | 0 | 0 | 0.13927 | 0.13863 | 0.13798 | 0.1373 | 0.13658 | 0.13582 | 0.13501 | 0.13415 | 0.13325 | 0.1323 | 0.13132 | 0.13031 | 0.12926 | 0.12818 | 0.12708 | 0.12603 | 0.12503 | 0.12408 | 0.12319 | 0.12236 | 0
F2_Industrial_Wood and Lumber Products_Existing_Space Heating_Natural Gas_Steam System Efficiency Improvements_A_Achievable Economic RVT Potential | F2 | Industrial | Wood and Lumber Products | Existing | Space Heating | Natural Gas | Steam System Efficiency Improvements | A | Integrated Unit Summer Peak Savings (kW) | Achievable Economic RVT Potential | 0 | 0 | 0 | 0 | 0 | 0 | 0 | 0 | 0 | 0 | 0 | 0 | 0 | 0 | 0 | 0 | 0 | 0 | 0 | 0 | 0 | 0 | 0
F3_Industrial_Wood and Lumber Products_Existing_Space Heating_Natural Gas_Steam System Efficiency Improvements_A_Achievable Economic RVT Potential | F3 | Industrial | Wood and Lumber Products | Existing | Space Heating | Natural Gas | Steam System Efficiency Improvements | A | Integrated Unit Winter Peak Savings (kW) | Achievable Economic RVT Potential | 0 | 0 | 0 | 0 | 0 | 0 | 0 | 0 | 0 | 0 | 0 | 0 | 0 | 0 | 0 | 0 | 0 | 0 | 0 | 0 | 0 | 0 | 0
F4_Industrial_Wood and Lumber Products_Existing_Space Heating_Natural Gas_Steam System Efficiency Improvements_A_Achievable Economic RVT Potential | F4 | Industrial | Wood and Lumber Products | Existing | Space Heating | Natural Gas | Steam System Efficiency Improvements | A | Incremental Energy Savings (MWh or mTherms) | Achievable Economic RVT Potential | 0 | 0 | 0.00077399 | 0.0015136 | 0.0026286 | 0.0041812 | 0.0062045 | 0.0086843 | 0.01154 | 0.014609 | 0.017638 | 0.020296 | 0.022212 | 0.023042 | 0.022557 | 0.020723 | 0.017752 | 0.014308 | 0.010667 | 0.0072029 | 0.0044902 | 0.0028585 | 0
F5_Industrial_Wood and Lumber Products_Existing_Space Heating_Natural Gas_Steam System Efficiency Improvements_A_Achievable Economic RVT Potential | F5 | Industrial | Wood and Lumber Products | Existing | Space Heating | Natural Gas | Steam System Efficiency Improvements | A | Incremental Summer Peak Savings (MW) | Achievable Economic RVT Potential | 0 | 0 | 0 | 0 | 0 | 0 | 0 | 0 | 0 | 0 | 0 | 0 | 0 | 0 | 0 | 0 | 0 | 0 | 0 | 0 | 0 | 0 | 0
F6_Industrial_Wood and Lumber Products_Existing_Space Heating_Natural Gas_Steam System Efficiency Improvements_A_Achievable Economic RVT Potential | F6 | Industrial | Wood and Lumber Products | Existing | Space Heating | Natural Gas | Steam System Efficiency Improvements | A | Incremental Winter Peak Savings (MW) | Achievable Economic RVT Potential | 0 | 0 | 0 | 0 | 0 | 0 | 0 | 0 | 0 | 0 | 0 | 0 | 0 | 0 | 0 | 0 | 0 | 0 | 0 | 0 | 0 | 0 | 0
F7_Industrial_Wood and Lumber Products_Existing_Space Heating_Natural Gas_Steam System Efficiency Improvements_A_Achievable Economic RVT Potential | F7 | Industrial | Wood and Lumber Products | Existing | Space Heating | Natural Gas | Steam System Efficiency Improvements | A | Cumulative Energy Savings (MWh or mTherms) | Achievable Economic RVT Potential | 0 | 0 | 0.00077399 | 0.002284 | 0.0049018 | 0.0090588 | 0.015216 | 0.023816 | 0.035214 | 0.0496 | 0.066904 | 0.086726 | 0.10829 | 0.1305 | 0.15201 | 0.17146 | 0.18774 | 0.20049 | 0.20957 | 0.21519 | 0.21814 | 0.21953 | 0
F8_Industrial_Wood and Lumber Products_Existing_Space Heating_Natural Gas_Steam System Efficiency Improvements_A_Achievable Economic RVT Potential | F8 | Industrial | Wood and Lumber Products | Existing | Space Heating | Natural Gas | Steam System Efficiency Improvements | A | Cumulative Summer Peak Savings (MW) | Achievable Economic RVT Potential | 0 | 0 | 0 | 0 | 0 | 0 | 0 | 0 | 0 | 0 | 0 | 0 | 0 | 0 | 0 | 0 | 0 | 0 | 0 | 0 | 0 | 0 | 0
F9_Industrial_Wood and Lumber Products_Existing_Space Heating_Natural Gas_Steam System Efficiency Improvements_A_Achievable Economic RVT Potential | F9 | Industrial | Wood and Lumber Products | Existing | Space Heating | Natural Gas | Steam System Efficiency Improvements | A | Cumulative Winter Peak Savings (MW) | Achievable Economic RVT Potential | 0 | 0 | 0 | 0 | 0 | 0 | 0 | 0 | 0 | 0 | 0 | 0 | 0 | 0 | 0 | 0 | 0 | 0 | 0 | 0 | 0 | 0 | 0
F10_Industrial_Wood and Lumber Products_Existing_Space Heating_Natural Gas_Steam System Efficiency Improvements_A_Achievable Economic RVT Potential | F10 | Industrial | Wood and Lumber Products | Existing | Space Heating | Natural Gas | Steam System Efficiency Improvements | A | Purchases (Incremental) | Achievable Economic RVT Potential | 0 | 0 | 5.5576 | 10.9177 | 19.0507 | 30.4543 | 45.4283 | 63.9413 | 85.4781 | 108.8999 | 132.3682 | 153.4023 | 169.14 | 176.8308 | 174.5076 | 161.6665 | 139.6903 | 113.5306 | 85.3207 | 58.0497 | 36.4479 | 23.3605 | 0
F11_Industrial_Wood and Lumber Products_Existing_Space Heating_Natural Gas_Steam System Efficiency Improvements_A_Achievable Economic RVT Potential | F11 | Industrial | Wood and Lumber Products | Existing | Space Heating | Natural Gas | Steam System Efficiency Improvements | A | Purchases (Cumulative) | Achievable Economic RVT Potential | 0 | 0 | 5.5576 | 16.4753 | 35.526 | 65.9802 | 111.4085 | 175.3498 | 260.8279 | 369.7278 | 502.096 | 655.4983 | 824.6384 | 1001.4692 | 1175.9768 | 1337.6433 | 1477.3337 | 1590.8643 | 1676.1849 | 1734.2347 | 1770.6826 | 1794.0431 | 0
F1_Industrial_Wood and Lumber Products_Existing_Process_Natural Gas_Steam System Efficiency Improvements_A_Achievable Economic RVT Potential | F1 | Industrial | Wood and Lumber Products | Existing | Process | Natural Gas | Steam System Efficiency Improvements | A | Integrated Unit Energy Savings (kWh or therms) | Achievable Economic RVT Potential | 0 | 0 | 0.98285 | 0.98063 | 0.97836 | 0.97605 | 0.97367 | 0.97129 | 0.96898 | 0.96672 | 0.96453 | 0.96241 | 0.96038 | 0.95842 | 0.95651 | 0.95465 | 0.9528 | 0.95094 | 0.94912 | 0.94728 | 0.94541 | 0.9435 | 0
F2_Industrial_Wood and Lumber Products_Existing_Process_Natural Gas_Steam System Efficiency Improvements_A_Achievable Economic RVT Potential | F2 | Industrial | Wood and Lumber Products | Existing | Process | Natural Gas | Steam System Efficiency Improvements | A | Integrated Unit Summer Peak Savings (kW) | Achievable Economic RVT Potential | 0 | 0 | 0 | 0 | 0 | 0 | 0 | 0 | 0 | 0 | 0 | 0 | 0 | 0 | 0 | 0 | 0 | 0 | 0 | 0 | 0 | 0 | 0
F3_Industrial_Wood and Lumber Products_Existing_Process_Natural Gas_Steam System Efficiency Improvements_A_Achievable Economic RVT Potential | F3 | Industrial | Wood and Lumber Products | Existing | Process | Natural Gas | Steam System Efficiency Improvements | A | Integrated Unit Winter Peak Savings (kW) | Achievable Economic RVT Potential | 0 | 0 | 0 | 0 | 0 | 0 | 0 | 0 | 0 | 0 | 0 | 0 | 0 | 0 | 0 | 0 | 0 | 0 | 0 | 0 | 0 | 0 | 0
F4_Industrial_Wood and Lumber Products_Existing_Process_Natural Gas_Steam System Efficiency Improvements_A_Achievable Economic RVT Potential | F4 | Industrial | Wood and Lumber Products | Existing | Process | Natural Gas | Steam System Efficiency Improvements | A | Incremental Energy Savings (MWh or mTherms) | Achievable Economic RVT Potential | 0 | 0 | 0 | 0 | 0 | 0 | 0 | 0 | 0 | 0 | 0 | 0 | 0 | 0 | 0 | 0 | 0 | 0 | 0 | 0 | 0 | 0 | 0
F5_Industrial_Wood and Lumber Products_Existing_Process_Natural Gas_Steam System Efficiency Improvements_A_Achievable Economic RVT Potential | F5 | Industrial | Wood and Lumber Products | Existing | Process | Natural Gas | Steam System Efficiency Improvements | A | Incremental Summer Peak Savings (MW) | Achievable Economic RVT Potential | 0 | 0 | 0 | 0 | 0 | 0 | 0 | 0 | 0 | 0 | 0 | 0 | 0 | 0 | 0 | 0 | 0 | 0 | 0 | 0 | 0 | 0 | 0
F6_Industrial_Wood and Lumber Products_Existing_Process_Natural Gas_Steam System Efficiency Improvements_A_Achievable Economic RVT Potential | F6 | Industrial | Wood and Lumber Products | Existing | Process | Natural Gas | Steam System Efficiency Improvements | A | Incremental Winter Peak Savings (MW) | Achievable Economic RVT Potential | 0 | 0 | 0 | 0 | 0 | 0 | 0 | 0 | 0 | 0 | 0 | 0 | 0 | 0 | 0 | 0 | 0 | 0 | 0 | 0 | 0 | 0 | 0
F7_Industrial_Wood and Lumber Products_Existing_Process_Natural Gas_Steam System Efficiency Improvements_A_Achievable Economic RVT Potential | F7 | Industrial | Wood and Lumber Products | Existing | Process | Natural Gas | Steam System Efficiency Improvements | A | Cumulative Energy Savings (MWh or mTherms) | Achievable Economic RVT Potential | 0 | 0 | 0 | 0 | 0 | 0 | 0 | 0 | 0 | 0 | 0 | 0 | 0 | 0 | 0 | 0 | 0 | 0 | 0 | 0 | 0 | 0 | 0
F8_Industrial_Wood and Lumber Products_Existing_Process_Natural Gas_Steam System Efficiency Improvements_A_Achievable Economic RVT Potential | F8 | Industrial | Wood and Lumber Products | Existing | Process | Natural Gas | Steam System Efficiency Improvements | A | Cumulative Summer Peak Savings (MW) | Achievable Economic RVT Potential | 0 | 0 | 0 | 0 | 0 | 0 | 0 | 0 | 0 | 0 | 0 | 0 | 0 | 0 | 0 | 0 | 0 | 0 | 0 | 0 | 0 | 0 | 0
F9_Industrial_Wood and Lumber Products_Existing_Process_Natural Gas_Steam System Efficiency Improvements_A_Achievable Economic RVT Potential | F9 | Industrial | Wood and Lumber Products | Existing | Process | Natural Gas | Steam System Efficiency Improvements | A | Cumulative Winter Peak Savings (MW) | Achievable Economic RVT Potential | 0 | 0 | 0 | 0 | 0 | 0 | 0 | 0 | 0 | 0 | 0 | 0 | 0 | 0 | 0 | 0 | 0 | 0 | 0 | 0 | 0 | 0 | 0
F10_Industrial_Wood and Lumber Products_Existing_Process_Natural Gas_Steam System Efficiency Improvements_A_Achievable Economic RVT Potential | F10 | Industrial | Wood and Lumber Products | Existing | Process | Natural Gas | Steam System Efficiency Improvements | A | Purchases (Incremental) | Achievable Economic RVT Potential | 0 | 0 | 0 | 0 | 0 | 0 | 0 | 0 | 0 | 0 | 0 | 0 | 0 | 0 | 0 | 0 | 0 | 0 | 0 | 0 | 0 | 0 | 0
F11_Industrial_Wood and Lumber Products_Existing_Process_Natural Gas_Steam System Efficiency Improvements_A_Achievable Economic RVT Potential | F11 | Industrial | Wood and Lumber Products | Existing | Process | Natural Gas | Steam System Efficiency Improvements | A | Purchases (Cumulative) | Achievable Economic RVT Potential | 0 | 0 | 0 | 0 | 0 | 0 | 0 | 0 | 0 | 0 | 0 | 0 | 0 | 0 | 0 | 0 | 0 | 0 | 0 | 0 | 0 | 0 | 0
F1_Industrial_Wood and Lumber Products_Existing_Space Heating_Natural Gas_Strategic Energy Management_A_Achievable Economic RVT Potential | F1 | Industrial | Wood and Lumber Products | Existing | Space Heating | Natural Gas | Strategic Energy Management | A | Integrated Unit Energy Savings (kWh or therms) | Achievable Economic RVT Potential | 0 | 0 | 5.6128 | 5.5933 | 5.5728 | 5.5511 | 5.5278 | 5.5029 | 5.4761 | 5.4474 | 5.4169 | 5.385 | 5.3518 | 5.3172 | 5.2813 | 5.2443 | 5.2062 | 5.17 | 5.1359 | 5.1041 | 5.0744 | 5.0469 | 0
F2_Industrial_Wood and Lumber Products_Existing_Space Heating_Natural Gas_Strategic Energy Management_A_Achievable Economic RVT Potential | F2 | Industrial | Wood and Lumber Products | Existing | Space Heating | Natural Gas | Strategic Energy Management | A | Integrated Unit Summer Peak Savings (kW) | Achievable Economic RVT Potential | 0 | 0 | 0 | 0 | 0 | 0 | 0 | 0 | 0 | 0 | 0 | 0 | 0 | 0 | 0 | 0 | 0 | 0 | 0 | 0 | 0 | 0 | 0
F3_Industrial_Wood and Lumber Products_Existing_Space Heating_Natural Gas_Strategic Energy Management_A_Achievable Economic RVT Potential | F3 | Industrial | Wood and Lumber Products | Existing | Space Heating | Natural Gas | Strategic Energy Management | A | Integrated Unit Winter Peak Savings (kW) | Achievable Economic RVT Potential | 0 | 0 | 0 | 0 | 0 | 0 | 0 | 0 | 0 | 0 | 0 | 0 | 0 | 0 | 0 | 0 | 0 | 0 | 0 | 0 | 0 | 0 | 0
F4_Industrial_Wood and Lumber Products_Existing_Space Heating_Natural Gas_Strategic Energy Management_A_Achievable Economic RVT Potential | F4 | Industrial | Wood and Lumber Products | Existing | Space Heating | Natural Gas | Strategic Energy Management | A | Incremental Energy Savings (MWh or mTherms) | Achievable Economic RVT Potential | 0 | 0 | 0.076973 | 0.075383 | 0.073812 | 0.072256 | 0.070714 | 0.069181 | 0.067657 | 0.066142 | 0.064638 | 0.063149 | 0.061677 | 0.060222 | 0.058785 | 0.057366 | 0.055967 | 0.05462 | 0.053325 | 0.05208 | 0.050885 | 0.049737 | 0
F5_Industrial_Wood and Lumber Products_Existing_Space Heating_Natural Gas_Strategic Energy Management_A_Achievable Economic RVT Potential | F5 | Industrial | Wood and Lumber Products | Existing | Space Heating | Natural Gas | Strategic Energy Management | A | Incremental Summer Peak Savings (MW) | Achievable Economic RVT Potential | 0 | 0 | 0 | 0 | 0 | 0 | 0 | 0 | 0 | 0 | 0 | 0 | 0 | 0 | 0 | 0 | 0 | 0 | 0 | 0 | 0 | 0 | 0
F6_Industrial_Wood and Lumber Products_Existing_Space Heating_Natural Gas_Strategic Energy Management_A_Achievable Economic RVT Potential | F6 | Industrial | Wood and Lumber Products | Existing | Space Heating | Natural Gas | Strategic Energy Management | A | Incremental Winter Peak Savings (MW) | Achievable Economic RVT Potential | 0 | 0 | 0 | 0 | 0 | 0 | 0 | 0 | 0 | 0 | 0 | 0 | 0 | 0 | 0 | 0 | 0 | 0 | 0 | 0 | 0 | 0 | 0
F7_Industrial_Wood and Lumber Products_Existing_Space Heating_Natural Gas_Strategic Energy Management_A_Achievable Economic RVT Potential | F7 | Industrial | Wood and Lumber Products | Existing | Space Heating | Natural Gas | Strategic Energy Management | A | Cumulative Energy Savings (MWh or mTherms) | Achievable Economic RVT Potential | 0 | 0 | 0.076973 | 0.15209 | 0.22534 | 0.29672 | 0.36619 | 0.43372 | 0.49927 | 0.56279 | 0.62428 | 0.68375 | 0.74121 | 0.79664 | 0.85005 | 0.90146 | 0.95088 | 0.99888 | 1.0456 | 1.0912 | 1.1358 | 1.1794 | 0
F8_Industrial_Wood and Lumber Products_Existing_Space Heating_Natural Gas_Strategic Energy Management_A_Achievable Economic RVT Potential | F8 | Industrial | Wood and Lumber Products | Existing | Space Heating | Natural Gas | Strategic Energy Management | A | Cumulative Summer Peak Savings (MW) | Achievable Economic RVT Potential | 0 | 0 | 0 | 0 | 0 | 0 | 0 | 0 | 0 | 0 | 0 | 0 | 0 | 0 | 0 | 0 | 0 | 0 | 0 | 0 | 0 | 0 | 0
F9_Industrial_Wood and Lumber Products_Existing_Space Heating_Natural Gas_Strategic Energy Management_A_Achievable Economic RVT Potential | F9 | Industrial | Wood and Lumber Products | Existing | Space Heating | Natural Gas | Strategic Energy Management | A | Cumulative Winter Peak Savings (MW) | Achievable Economic RVT Potential | 0 | 0 | 0 | 0 | 0 | 0 | 0 | 0 | 0 | 0 | 0 | 0 | 0 | 0 | 0 | 0 | 0 | 0 | 0 | 0 | 0 | 0 | 0
F10_Industrial_Wood and Lumber Products_Existing_Space Heating_Natural Gas_Strategic Energy Management_A_Achievable Economic RVT Potential | F10 | Industrial | Wood and Lumber Products | Existing | Space Heating | Natural Gas | Strategic Energy Management | A | Purchases (Incremental) | Achievable Economic RVT Potential | 0 | 0 | 13.7139 | 13.4774 | 13.2451 | 13.0167 | 12.7923 | 12.5717 | 12.355 | 12.1419 | 11.9326 | 11.7269 | 11.5247 | 11.326 | 11.1307 | 10.9388 | 10.7502 | 10.5648 | 10.3827 | 10.2037 | 10.0278 | 9.8549 | 0
F11_Industrial_Wood and Lumber Products_Existing_Space Heating_Natural Gas_Strategic Energy Management_A_Achievable Economic RVT Potential | F11 | Industrial | Wood and Lumber Products | Existing | Space Heating | Natural Gas | Strategic Energy Management | A | Purchases (Cumulative) | Achievable Economic RVT Potential | 0 | 0 | 13.7139 | 27.1913 | 40.4364 | 53.4531 | 66.2453 | 78.817 | 91.172 | 103.3139 | 115.2465 | 126.9734 | 138.4981 | 149.8241 | 160.9548 | 171.8936 | 182.6437 | 193.2086 | 203.5913 | 213.795 | 223.8227 | 233.6776 | 0
F1_Industrial_Wood and Lumber Products_Existing_Process_Natural Gas_Strategic Energy Management_A_Achievable Economic RVT Potential | F1 | Industrial | Wood and Lumber Products | Existing | Process | Natural Gas | Strategic Energy Management | A | Integrated Unit Energy Savings (kWh or therms) | Achievable Economic RVT Potential | 0 | 0 | 8.9363 | 8.9271 | 8.9178 | 8.9081 | 8.8981 | 8.8882 | 8.879 | 8.8706 | 8.863 | 8.8562 | 8.8504 | 8.8455 | 8.8413 | 8.8377 | 8.8344 | 8.8313 | 8.8288 | 8.8263 | 8.8238 | 8.8212 | 0
F2_Industrial_Wood and Lumber Products_Existing_Process_Natural Gas_Strategic Energy Management_A_Achievable Economic RVT Potential | F2 | Industrial | Wood and Lumber Products | Existing | Process | Natural Gas | Strategic Energy Management | A | Integrated Unit Summer Peak Savings (kW) | Achievable Economic RVT Potential | 0 | 0 | 0 | 0 | 0 | 0 | 0 | 0 | 0 | 0 | 0 | 0 | 0 | 0 | 0 | 0 | 0 | 0 | 0 | 0 | 0 | 0 | 0
F3_Industrial_Wood and Lumber Products_Existing_Process_Natural Gas_Strategic Energy Management_A_Achievable Economic RVT Potential | F3 | Industrial | Wood and Lumber Products | Existing | Process | Natural Gas | Strategic Energy Management | A | Integrated Unit Winter Peak Savings (kW) | Achievable Economic RVT Potential | 0 | 0 | 0 | 0 | 0 | 0 | 0 | 0 | 0 | 0 | 0 | 0 | 0 | 0 | 0 | 0 | 0 | 0 | 0 | 0 | 0 | 0 | 0
F4_Industrial_Wood and Lumber Products_Existing_Process_Natural Gas_Strategic Energy Management_A_Achievable Economic RVT Potential | F4 | Industrial | Wood and Lumber Products | Existing | Process | Natural Gas | Strategic Energy Management | A | Incremental Energy Savings (MWh or mTherms) | Achievable Economic RVT Potential | 0 | 0 | 0.54805 | 0.53804 | 0.52821 | 0.51854 | 0.50903 | 0.4997 | 0.49058 | 0.48166 | 0.47295 | 0.46444 | 0.45613 | 0.44802 | 0.44009 | 0.43232 | 0.42471 | 0.41724 | 0.40993 | 0.40275 | 0.39569 | 0.38876 | 0
F5_Industrial_Wood and Lumber Products_Existing_Process_Natural Gas_Strategic Energy Management_A_Achievable Economic RVT Potential | F5 | Industrial | Wood and Lumber Products | Existing | Process | Natural Gas | Strategic Energy Management | A | Incremental Summer Peak Savings (MW) | Achievable Economic RVT Potential | 0 | 0 | 0 | 0 | 0 | 0 | 0 | 0 | 0 | 0 | 0 | 0 | 0 | 0 | 0 | 0 | 0 | 0 | 0 | 0 | 0 | 0 | 0
F6_Industrial_Wood and Lumber Products_Existing_Process_Natural Gas_Strategic Energy Management_A_Achievable Economic RVT Potential | F6 | Industrial | Wood and Lumber Products | Existing | Process | Natural Gas | Strategic Energy Management | A | Incremental Winter Peak Savings (MW) | Achievable Economic RVT Potential | 0 | 0 | 0 | 0 | 0 | 0 | 0 | 0 | 0 | 0 | 0 | 0 | 0 | 0 | 0 | 0 | 0 | 0 | 0 | 0 | 0 | 0 | 0
F7_Industrial_Wood and Lumber Products_Existing_Process_Natural Gas_Strategic Energy Management_A_Achievable Economic RVT Potential | F7 | Industrial | Wood and Lumber Products | Existing | Process | Natural Gas | Strategic Energy Management | A | Cumulative Energy Savings (MWh or mTherms) | Achievable Economic RVT Potential | 0 | 0 | 0.54805 | 1.0855 | 1.6126 | 2.1294 | 2.636 | 3.1328 | 3.6201 | 4.0984 | 4.5678 | 5.0288 | 5.4816 | 5.9266 | 6.3639 | 6.7936 | 7.2158 | 7.6305 | 8.0383 | 8.4387 | 8.832 | 9.2181 | 0
F8_Industrial_Wood and Lumber Products_Existing_Process_Natural Gas_Strategic Energy Management_A_Achievable Economic RVT Potential | F8 | Industrial | Wood and Lumber Products | Existing | Process | Natural Gas | Strategic Energy Management | A | Cumulative Summer Peak Savings (MW) | Achievable Economic RVT Potential | 0 | 0 | 0 | 0 | 0 | 0 | 0 | 0 | 0 | 0 | 0 | 0 | 0 | 0 | 0 | 0 | 0 | 0 | 0 | 0 | 0 | 0 | 0
F9_Industrial_Wood and Lumber Products_Existing_Process_Natural Gas_Strategic Energy Management_A_Achievable Economic RVT Potential | F9 | Industrial | Wood and Lumber Products | Existing | Process | Natural Gas | Strategic Energy Management | A | Cumulative Winter Peak Savings (MW) | Achievable Economic RVT Potential | 0 | 0 | 0 | 0 | 0 | 0 | 0 | 0 | 0 | 0 | 0 | 0 | 0 | 0 | 0 | 0 | 0 | 0 | 0 | 0 | 0 | 0 | 0
F10_Industrial_Wood and Lumber Products_Existing_Process_Natural Gas_Strategic Energy Management_A_Achievable Economic RVT Potential | F10 | Industrial | Wood and Lumber Products | Existing | Process | Natural Gas | Strategic Energy Management | A | Purchases (Incremental) | Achievable Economic RVT Potential | 0 | 0 | 61.3281 | 60.2707 | 59.2315 | 58.2103 | 57.2067 | 56.2204 | 55.251 | 54.2984 | 53.3623 | 52.4422 | 51.5381 | 50.6495 | 49.7762 | 48.918 | 48.0746 | 47.2457 | 46.4311 | 45.6306 | 44.8438 | 44.0707 | 0
F11_Industrial_Wood and Lumber Products_Existing_Process_Natural Gas_Strategic Energy Management_A_Achievable Economic RVT Potential | F11 | Industrial | Wood and Lumber Products | Existing | Process | Natural Gas | Strategic Energy Management | A | Purchases (Cumulative) | Achievable Economic RVT Potential | 0 | 0 | 61.3281 | 121.5988 | 180.8303 | 239.0406 | 296.2473 | 352.4677 | 407.7187 | 462.0172 | 515.3795 | 567.8217 | 619.3597 | 670.0092 | 719.7854 | 768.7034 | 816.778 | 864.0237 | 910.4548 | 956.0854 | 1000.9292 | 1044.9999 | 0
F1_Industrial_Wood and Lumber Products_Existing_Miscellaneous_Natural Gas_Strategic Energy Management_A_Achievable Economic RVT Potential | F1 | Industrial | Wood and Lumber Products | Existing | Miscellaneous | Natural Gas | Strategic Energy Management | A | Integrated Unit Energy Savings (kWh or therms) | Achievable Economic RVT Potential | 0 | 0 | 3.4004 | 3.4004 | 3.4004 | 3.4004 | 3.4004 | 3.4004 | 3.4004 | 3.4004 | 3.4004 | 3.4004 | 3.4004 | 3.4004 | 3.4004 | 3.4004 | 3.4004 | 3.4004 | 3.4004 | 3.4004 | 3.4004 | 3.4004 | 0
F2_Industrial_Wood and Lumber Products_Existing_Miscellaneous_Natural Gas_Strategic Energy Management_A_Achievable Economic RVT Potential | F2 | Industrial | Wood and Lumber Products | Existing | Miscellaneous | Natural Gas | Strategic Energy Management | A | Integrated Unit Summer Peak Savings (kW) | Achievable Economic RVT Potential | 0 | 0 | 0 | 0 | 0 | 0 | 0 | 0 | 0 | 0 | 0 | 0 | 0 | 0 | 0 | 0 | 0 | 0 | 0 | 0 | 0 | 0 | 0
F3_Industrial_Wood and Lumber Products_Existing_Miscellaneous_Natural Gas_Strategic Energy Management_A_Achievable Economic RVT Potential | F3 | Industrial | Wood and Lumber Products | Existing | Miscellaneous | Natural Gas | Strategic Energy Management | A | Integrated Unit Winter Peak Savings (kW) | Achievable Economic RVT Potential | 0 | 0 | 0 | 0 | 0 | 0 | 0 | 0 | 0 | 0 | 0 | 0 | 0 | 0 | 0 | 0 | 0 | 0 | 0 | 0 | 0 | 0 | 0
F4_Industrial_Wood and Lumber Products_Existing_Miscellaneous_Natural Gas_Strategic Energy Management_A_Achievable Economic RVT Potential | F4 | Industrial | Wood and Lumber Products | Existing | Miscellaneous | Natural Gas | Strategic Energy Management | A | Incremental Energy Savings (MWh or mTherms) | Achievable Economic RVT Potential | 0 | 0 | 0.052136 | 0.051237 | 0.050353 | 0.049485 | 0.048632 | 0.047794 | 0.04697 | 0.04616 | 0.045364 | 0.044582 | 0.043813 | 0.043058 | 0.042315 | 0.041586 | 0.040869 | 0.040164 | 0.039472 | 0.038791 | 0.038122 | 0.037465 | 0
F5_Industrial_Wood and Lumber Products_Existing_Miscellaneous_Natural Gas_Strategic Energy Management_A_Achievable Economic RVT Potential | F5 | Industrial | Wood and Lumber Products | Existing | Miscellaneous | Natural Gas | Strategic Energy Management | A | Incremental Summer Peak Savings (MW) | Achievable Economic RVT Potential | 0 | 0 | 0 | 0 | 0 | 0 | 0 | 0 | 0 | 0 | 0 | 0 | 0 | 0 | 0 | 0 | 0 | 0 | 0 | 0 | 0 | 0 | 0
F6_Industrial_Wood and Lumber Products_Existing_Miscellaneous_Natural Gas_Strategic Energy Management_A_Achievable Economic RVT Potential | F6 | Industrial | Wood and Lumber Products | Existing | Miscellaneous | Natural Gas | Strategic Energy Management | A | Incremental Winter Peak Savings (MW) | Achievable Economic RVT Potential | 0 | 0 | 0 | 0 | 0 | 0 | 0 | 0 | 0 | 0 | 0 | 0 | 0 | 0 | 0 | 0 | 0 | 0 | 0 | 0 | 0 | 0 | 0
F7_Industrial_Wood and Lumber Products_Existing_Miscellaneous_Natural Gas_Strategic Energy Management_A_Achievable Economic RVT Potential | F7 | Industrial | Wood and Lumber Products | Existing | Miscellaneous | Natural Gas | Strategic Energy Management | A | Cumulative Energy Savings (MWh or mTherms) | Achievable Economic RVT Potential | 0 | 0 | 0.052136 | 0.10337 | 0.15373 | 0.20321 | 0.25184 | 0.29964 | 0.34661 | 0.39277 | 0.43813 | 0.48271 | 0.52652 | 0.56958 | 0.6119 | 0.65348 | 0.69435 | 0.73452 | 0.77399 | 0.81278 | 0.8509 | 0.88837 | 0
F8_Industrial_Wood and Lumber Products_Existing_Miscellaneous_Natural Gas_Strategic Energy Management_A_Achievable Economic RVT Potential | F8 | Industrial | Wood and Lumber Products | Existing | Miscellaneous | Natural Gas | Strategic Energy Management | A | Cumulative Summer Peak Savings (MW) | Achievable Economic RVT Potential | 0 | 0 | 0 | 0 | 0 | 0 | 0 | 0 | 0 | 0 | 0 | 0 | 0 | 0 | 0 | 0 | 0 | 0 | 0 | 0 | 0 | 0 | 0
F9_Industrial_Wood and Lumber Products_Existing_Miscellaneous_Natural Gas_Strategic Energy Management_A_Achievable Economic RVT Potential | F9 | Industrial | Wood and Lumber Products | Existing | Miscellaneous | Natural Gas | Strategic Energy Management | A | Cumulative Winter Peak Savings (MW) | Achievable Economic RVT Potential | 0 | 0 | 0 | 0 | 0 | 0 | 0 | 0 | 0 | 0 | 0 | 0 | 0 | 0 | 0 | 0 | 0 | 0 | 0 | 0 | 0 | 0 | 0
F10_Industrial_Wood and Lumber Products_Existing_Miscellaneous_Natural Gas_Strategic Energy Management_A_Achievable Economic RVT Potential | F10 | Industrial | Wood and Lumber Products | Existing | Miscellaneous | Natural Gas | Strategic Energy Management | A | Purchases (Incremental) | Achievable Economic RVT Potential | 0 | 0 | 15.332 | 15.0677 | 14.8079 | 14.5526 | 14.3017 | 14.0551 | 13.8128 | 13.5746 | 13.3406 | 13.1106 | 12.8845 | 12.6624 | 12.444 | 12.2295 | 12.0186 | 11.8114 | 11.6078 | 11.4076 | 11.211 | 11.0177 | 0
F11_Industrial_Wood and Lumber Products_Existing_Miscellaneous_Natural Gas_Strategic Energy Management_A_Achievable Economic RVT Potential | F11 | Industrial | Wood and Lumber Products | Existing | Miscellaneous | Natural Gas | Strategic Energy Management | A | Purchases (Cumulative) | Achievable Economic RVT Potential | 0 | 0 | 15.332 | 30.3997 | 45.2076 | 59.7602 | 74.0618 | 88.1169 | 101.9297 | 115.5043 | 128.8449 | 141.9554 | 154.8399 | 167.5023 | 179.9463 | 192.1758 | 204.1945 | 216.0059 | 227.6137 | 239.0213 | 250.2323 | 261.25 | 0
F1_Industrial_Wood and Lumber Products_Existing_Space Heating_Natural Gas_Commissioning_A_Achievable Economic RVT Potential | F1 | Industrial | Wood and Lumber Products | Existing | Space Heating | Natural Gas | Commissioning | A | Integrated Unit Energy Savings (kWh or therms) | Achievable Economic RVT Potential | 0 | 0 | 7.0097 | 6.99 | 6.9692 | 6.947 | 6.9232 | 6.8973 | 6.8693 | 6.839 | 6.8064 | 6.7719 | 6.7354 | 6.697 | 6.6568 | 6.615 | 6.5718 | 6.5309 | 6.4927 | 6.4574 | 6.4248 | 6.3951 | 0
F2_Industrial_Wood and Lumber Products_Existing_Space Heating_Natural Gas_Commissioning_A_Achievable Economic RVT Potential | F2 | Industrial | Wood and Lumber Products | Existing | Space Heating | Natural Gas | Commissioning | A | Integrated Unit Summer Peak Savings (kW) | Achievable Economic RVT Potential | 0 | 0 | 0 | 0 | 0 | 0 | 0 | 0 | 0 | 0 | 0 | 0 | 0 | 0 | 0 | 0 | 0 | 0 | 0 | 0 | 0 | 0 | 0
F3_Industrial_Wood and Lumber Products_Existing_Space Heating_Natural Gas_Commissioning_A_Achievable Economic RVT Potential | F3 | Industrial | Wood and Lumber Products | Existing | Space Heating | Natural Gas | Commissioning | A | Integrated Unit Winter Peak Savings (kW) | Achievable Economic RVT Potential | 0 | 0 | 0 | 0 | 0 | 0 | 0 | 0 | 0 | 0 | 0 | 0 | 0 | 0 | 0 | 0 | 0 | 0 | 0 | 0 | 0 | 0 | 0
F4_Industrial_Wood and Lumber Products_Existing_Space Heating_Natural Gas_Commissioning_A_Achievable Economic RVT Potential | F4 | Industrial | Wood and Lumber Products | Existing | Space Heating | Natural Gas | Commissioning | A | Incremental Energy Savings (MWh or mTherms) | Achievable Economic RVT Potential | 0 | 0 | 0 | 0 | 0 | 0 | 0 | 0 | 0 | 0 | 0 | 0 | 0 | 0 | 0 | 0 | 0 | 0 | 0 | 0 | 0 | 0 | 0
F5_Industrial_Wood and Lumber Products_Existing_Space Heating_Natural Gas_Commissioning_A_Achievable Economic RVT Potential | F5 | Industrial | Wood and Lumber Products | Existing | Space Heating | Natural Gas | Commissioning | A | Incremental Summer Peak Savings (MW) | Achievable Economic RVT Potential | 0 | 0 | 0 | 0 | 0 | 0 | 0 | 0 | 0 | 0 | 0 | 0 | 0 | 0 | 0 | 0 | 0 | 0 | 0 | 0 | 0 | 0 | 0
F6_Industrial_Wood and Lumber Products_Existing_Space Heating_Natural Gas_Commissioning_A_Achievable Economic RVT Potential | F6 | Industrial | Wood and Lumber Products | Existing | Space Heating | Natural Gas | Commissioning | A | Incremental Winter Peak Savings (MW) | Achievable Economic RVT Potential | 0 | 0 | 0 | 0 | 0 | 0 | 0 | 0 | 0 | 0 | 0 | 0 | 0 | 0 | 0 | 0 | 0 | 0 | 0 | 0 | 0 | 0 | 0
F7_Industrial_Wood and Lumber Products_Existing_Space Heating_Natural Gas_Commissioning_A_Achievable Economic RVT Potential | F7 | Industrial | Wood and Lumber Products | Existing | Space Heating | Natural Gas | Commissioning | A | Cumulative Energy Savings (MWh or mTherms) | Achievable Economic RVT Potential | 0 | 0 | 0 | 0 | 0 | 0 | 0 | 0 | 0 | 0 | 0 | 0 | 0 | 0 | 0 | 0 | 0 | 0 | 0 | 0 | 0 | 0 | 0
F8_Industrial_Wood and Lumber Products_Existing_Space Heating_Natural Gas_Commissioning_A_Achievable Economic RVT Potential | F8 | Industrial | Wood and Lumber Products | Existing | Space Heating | Natural Gas | Commissioning | A | Cumulative Summer Peak Savings (MW) | Achievable Economic RVT Potential | 0 | 0 | 0 | 0 | 0 | 0 | 0 | 0 | 0 | 0 | 0 | 0 | 0 | 0 | 0 | 0 | 0 | 0 | 0 | 0 | 0 | 0 | 0
F9_Industrial_Wood and Lumber Products_Existing_Space Heating_Natural Gas_Commissioning_A_Achievable Economic RVT Potential | F9 | Industrial | Wood and Lumber Products | Existing | Space Heating | Natural Gas | Commissioning | A | Cumulative Winter Peak Savings (MW) | Achievable Economic RVT Potential | 0 | 0 | 0 | 0 | 0 | 0 | 0 | 0 | 0 | 0 | 0 | 0 | 0 | 0 | 0 | 0 | 0 | 0 | 0 | 0 | 0 | 0 | 0
F10_Industrial_Wood and Lumber Products_Existing_Space Heating_Natural Gas_Commissioning_A_Achievable Economic RVT Potential | F10 | Industrial | Wood and Lumber Products | Existing | Space Heating | Natural Gas | Commissioning | A | Purchases (Incremental) | Achievable Economic RVT Potential | 0 | 0 | 0 | 0 | 0 | 0 | 0 | 0 | 0 | 0 | 0 | 0 | 0 | 0 | 0 | 0 | 0 | 0 | 0 | 0 | 0 | 0 | 0
F11_Industrial_Wood and Lumber Products_Existing_Space Heating_Natural Gas_Commissioning_A_Achievable Economic RVT Potential | F11 | Industrial | Wood and Lumber Products | Existing | Space Heating | Natural Gas | Commissioning | A | Purchases (Cumulative) | Achievable Economic RVT Potential | 0 | 0 | 0 | 0 | 0 | 0 | 0 | 0 | 0 | 0 | 0 | 0 | 0 | 0 | 0 | 0 | 0 | 0 | 0 | 0 | 0 | 0 | 0
F1_Industrial_Wood and Lumber Products_Existing_Process_Natural Gas_Commissioning_A_Achievable Economic RVT Potential | F1 | Industrial | Wood and Lumber Products | Existing | Process | Natural Gas | Commissioning | A | Integrated Unit Energy Savings (kWh or therms) | Achievable Economic RVT Potential | 0 | 0 | 49.9208 | 49.9157 | 49.912 | 49.909 | 49.9064 | 49.9039 | 49.9018 | 49.8998 | 49.8981 | 49.8965 | 49.8951 | 49.8938 | 49.8927 | 49.8916 | 49.8907 | 49.8897 | 49.8888 | 49.8879 | 49.887 | 49.8862 | 0
F2_Industrial_Wood and Lumber Products_Existing_Process_Natural Gas_Commissioning_A_Achievable Economic RVT Potential | F2 | Industrial | Wood and Lumber Products | Existing | Process | Natural Gas | Commissioning | A | Integrated Unit Summer Peak Savings (kW) | Achievable Economic RVT Potential | 0 | 0 | 0 | 0 | 0 | 0 | 0 | 0 | 0 | 0 | 0 | 0 | 0 | 0 | 0 | 0 | 0 | 0 | 0 | 0 | 0 | 0 | 0
F3_Industrial_Wood and Lumber Products_Existing_Process_Natural Gas_Commissioning_A_Achievable Economic RVT Potential | F3 | Industrial | Wood and Lumber Products | Existing | Process | Natural Gas | Commissioning | A | Integrated Unit Winter Peak Savings (kW) | Achievable Economic RVT Potential | 0 | 0 | 0 | 0 | 0 | 0 | 0 | 0 | 0 | 0 | 0 | 0 | 0 | 0 | 0 | 0 | 0 | 0 | 0 | 0 | 0 | 0 | 0
F4_Industrial_Wood and Lumber Products_Existing_Process_Natural Gas_Commissioning_A_Achievable Economic RVT Potential | F4 | Industrial | Wood and Lumber Products | Existing | Process | Natural Gas | Commissioning | A | Incremental Energy Savings (MWh or mTherms) | Achievable Economic RVT Potential | 0 | 0 | 0 | 0 | 0 | 0 | 0 | 0 | 0 | 0 | 0 | 0 | 0 | 0 | 0 | 0 | 0 | 0 | 0 | 0 | 0 | 0 | 0
F5_Industrial_Wood and Lumber Products_Existing_Process_Natural Gas_Commissioning_A_Achievable Economic RVT Potential | F5 | Industrial | Wood and Lumber Products | Existing | Process | Natural Gas | Commissioning | A | Incremental Summer Peak Savings (MW) | Achievable Economic RVT Potential | 0 | 0 | 0 | 0 | 0 | 0 | 0 | 0 | 0 | 0 | 0 | 0 | 0 | 0 | 0 | 0 | 0 | 0 | 0 | 0 | 0 | 0 | 0
F6_Industrial_Wood and Lumber Products_Existing_Process_Natural Gas_Commissioning_A_Achievable Economic RVT Potential | F6 | Industrial | Wood and Lumber Products | Existing | Process | Natural Gas | Commissioning | A | Incremental Winter Peak Savings (MW) | Achievable Economic RVT Potential | 0 | 0 | 0 | 0 | 0 | 0 | 0 | 0 | 0 | 0 | 0 | 0 | 0 | 0 | 0 | 0 | 0 | 0 | 0 | 0 | 0 | 0 | 0
F7_Industrial_Wood and Lumber Products_Existing_Process_Natural Gas_Commissioning_A_Achievable Economic RVT Potential | F7 | Industrial | Wood and Lumber Products | Existing | Process | Natural Gas | Commissioning | A | Cumulative Energy Savings (MWh or mTherms) | Achievable Economic RVT Potential | 0 | 0 | 0 | 0 | 0 | 0 | 0 | 0 | 0 | 0 | 0 | 0 | 0 | 0 | 0 | 0 | 0 | 0 | 0 | 0 | 0 | 0 | 0
F8_Industrial_Wood and Lumber Products_Existing_Process_Natural Gas_Commissioning_A_Achievable Economic RVT Potential | F8 | Industrial | Wood and Lumber Products | Existing | Process | Natural Gas | Commissioning | A | Cumulative Summer Peak Savings (MW) | Achievable Economic RVT Potential | 0 | 0 | 0 | 0 | 0 | 0 | 0 | 0 | 0 | 0 | 0 | 0 | 0 | 0 | 0 | 0 | 0 | 0 | 0 | 0 | 0 | 0 | 0
F9_Industrial_Wood and Lumber Products_Existing_Process_Natural Gas_Commissioning_A_Achievable Economic RVT Potential | F9 | Industrial | Wood and Lumber Products | Existing | Process | Natural Gas | Commissioning | A | Cumulative Winter Peak Savings (MW) | Achievable Economic RVT Potential | 0 | 0 | 0 | 0 | 0 | 0 | 0 | 0 | 0 | 0 | 0 | 0 | 0 | 0 | 0 | 0 | 0 | 0 | 0 | 0 | 0 | 0 | 0
F10_Industrial_Wood and Lumber Products_Existing_Process_Natural Gas_Commissioning_A_Achievable Economic RVT Potential | F10 | Industrial | Wood and Lumber Products | Existing | Process | Natural Gas | Commissioning | A | Purchases (Incremental) | Achievable Economic RVT Potential | 0 | 0 | 0 | 0 | 0 | 0 | 0 | 0 | 0 | 0 | 0 | 0 | 0 | 0 | 0 | 0 | 0 | 0 | 0 | 0 | 0 | 0 | 0
F11_Industrial_Wood and Lumber Products_Existing_Process_Natural Gas_Commissioning_A_Achievable Economic RVT Potential | F11 | Industrial | Wood and Lumber Products | Existing | Process | Natural Gas | Commissioning | A | Purchases (Cumulative) | Achievable Economic RVT Potential | 0 | 0 | 0 | 0 | 0 | 0 | 0 | 0 | 0 | 0 | 0 | 0 | 0 | 0 | 0 | 0 | 0 | 0 | 0 | 0 | 0 | 0 | 0
F1_Industrial_Wood and Lumber Products_Existing_Space Heating_Natural Gas_Retrocommissioning_A_Achievable Economic RVT Potential | F1 | Industrial | Wood and Lumber Products | Existing | Space Heating | Natural Gas | Retrocommissioning | A | Integrated Unit Energy Savings (kWh or therms) | Achievable Economic RVT Potential | 0 | 0 | 0.97359 | 0.97087 | 0.96798 | 0.96489 | 0.96158 | 0.95799 | 0.9541 | 0.94989 | 0.94537 | 0.94057 | 0.9355 | 0.93017 | 0.92459 | 0.91877 | 0.91277 | 0.90709 | 0.9018 | 0.89688 | 0.89236 | 0.88823 | 0
F2_Industrial_Wood and Lumber Products_Existing_Space Heating_Natural Gas_Retrocommissioning_A_Achievable Economic RVT Potential | F2 | Industrial | Wood and Lumber Products | Existing | Space Heating | Natural Gas | Retrocommissioning | A | Integrated Unit Summer Peak Savings (kW) | Achievable Economic RVT Potential | 0 | 0 | 0 | 0 | 0 | 0 | 0 | 0 | 0 | 0 | 0 | 0 | 0 | 0 | 0 | 0 | 0 | 0 | 0 | 0 | 0 | 0 | 0
F3_Industrial_Wood and Lumber Products_Existing_Space Heating_Natural Gas_Retrocommissioning_A_Achievable Economic RVT Potential | F3 | Industrial | Wood and Lumber Products | Existing | Space Heating | Natural Gas | Retrocommissioning | A | Integrated Unit Winter Peak Savings (kW) | Achievable Economic RVT Potential | 0 | 0 | 0 | 0 | 0 | 0 | 0 | 0 | 0 | 0 | 0 | 0 | 0 | 0 | 0 | 0 | 0 | 0 | 0 | 0 | 0 | 0 | 0
F4_Industrial_Wood and Lumber Products_Existing_Space Heating_Natural Gas_Retrocommissioning_A_Achievable Economic RVT Potential | F4 | Industrial | Wood and Lumber Products | Existing | Space Heating | Natural Gas | Retrocommissioning | A | Incremental Energy Savings (MWh or mTherms) | Achievable Economic RVT Potential | 0 | 0 | 0.01161 | 0.011378 | 0.011148 | 0.010921 | 0.010696 | 0.010473 | 0.01025 | 0.010029 | 0.0098091 | 0.009591 | 0.0093749 | 0.0091608 | 0.0089488 | 0.0087392 | 0.0085324 | 0.0083332 | 0.0081417 | 0.0079577 | 0.007781 | 0.0076115 | 0
F5_Industrial_Wood and Lumber Products_Existing_Space Heating_Natural Gas_Retrocommissioning_A_Achievable Economic RVT Potential | F5 | Industrial | Wood and Lumber Products | Existing | Space Heating | Natural Gas | Retrocommissioning | A | Incremental Summer Peak Savings (MW) | Achievable Economic RVT Potential | 0 | 0 | 0 | 0 | 0 | 0 | 0 | 0 | 0 | 0 | 0 | 0 | 0 | 0 | 0 | 0 | 0 | 0 | 0 | 0 | 0 | 0 | 0
F6_Industrial_Wood and Lumber Products_Existing_Space Heating_Natural Gas_Retrocommissioning_A_Achievable Economic RVT Potential | F6 | Industrial | Wood and Lumber Products | Existing | Space Heating | Natural Gas | Retrocommissioning | A | Incremental Winter Peak Savings (MW) | Achievable Economic RVT Potential | 0 | 0 | 0 | 0 | 0 | 0 | 0 | 0 | 0 | 0 | 0 | 0 | 0 | 0 | 0 | 0 | 0 | 0 | 0 | 0 | 0 | 0 | 0
F7_Industrial_Wood and Lumber Products_Existing_Space Heating_Natural Gas_Retrocommissioning_A_Achievable Economic RVT Potential | F7 | Industrial | Wood and Lumber Products | Existing | Space Heating | Natural Gas | Retrocommissioning | A | Cumulative Energy Savings (MWh or mTherms) | Achievable Economic RVT Potential | 0 | 0 | 0.01161 | 0.022955 | 0.034035 | 0.044848 | 0.05539 | 0.065656 | 0.07564 | 0.085335 | 0.094738 | 0.10385 | 0.11266 | 0.12118 | 0.1294 | 0.13733 | 0.14496 | 0.1524 | 0.15965 | 0.16674 | 0.17368 | 0.18048 | 0
F8_Industrial_Wood and Lumber Products_Existing_Space Heating_Natural Gas_Retrocommissioning_A_Achievable Economic RVT Potential | F8 | Industrial | Wood and Lumber Products | Existing | Space Heating | Natural Gas | Retrocommissioning | A | Cumulative Summer Peak Savings (MW) | Achievable Economic RVT Potential | 0 | 0 | 0 | 0 | 0 | 0 | 0 | 0 | 0 | 0 | 0 | 0 | 0 | 0 | 0 | 0 | 0 | 0 | 0 | 0 | 0 | 0 | 0
F9_Industrial_Wood and Lumber Products_Existing_Space Heating_Natural Gas_Retrocommissioning_A_Achievable Economic RVT Potential | F9 | Industrial | Wood and Lumber Products | Existing | Space Heating | Natural Gas | Retrocommissioning | A | Cumulative Winter Peak Savings (MW) | Achievable Economic RVT Potential | 0 | 0 | 0 | 0 | 0 | 0 | 0 | 0 | 0 | 0 | 0 | 0 | 0 | 0 | 0 | 0 | 0 | 0 | 0 | 0 | 0 | 0 | 0
F10_Industrial_Wood and Lumber Products_Existing_Space Heating_Natural Gas_Retrocommissioning_A_Achievable Economic RVT Potential | F10 | Industrial | Wood and Lumber Products | Existing | Space Heating | Natural Gas | Retrocommissioning | A | Purchases (Incremental) | Achievable Economic RVT Potential | 0 | 0 | 11.9249 | 11.7193 | 11.5172 | 11.3187 | 11.1235 | 10.9317 | 10.7433 | 10.558 | 10.376 | 10.1971 | 10.0213 | 9.8485 | 9.6787 | 9.5118 | 9.3478 | 9.1867 | 9.0283 | 8.8726 | 8.7196 | 8.5693 | 0
F11_Industrial_Wood and Lumber Products_Existing_Space Heating_Natural Gas_Retrocommissioning_A_Achievable Economic RVT Potential | F11 | Industrial | Wood and Lumber Products | Existing | Space Heating | Natural Gas | Retrocommissioning | A | Purchases (Cumulative) | Achievable Economic RVT Potential | 0 | 0 | 11.9249 | 23.6442 | 35.1615 | 46.4801 | 57.6036 | 68.5354 | 79.2786 | 89.8367 | 100.2127 | 110.4098 | 120.4311 | 130.2796 | 139.9583 | 149.4701 | 158.8179 | 168.0046 | 177.0329 | 185.9055 | 194.6251 | 203.1944 | 0
F1_Industrial_Wood and Lumber Products_Existing_Process_Natural Gas_Retrocommissioning_A_Achievable Economic RVT Potential | F1 | Industrial | Wood and Lumber Products | Existing | Process | Natural Gas | Retrocommissioning | A | Integrated Unit Energy Savings (kWh or therms) | Achievable Economic RVT Potential | 0 | 0 | 0 | 0 | 0 | 0 | 0 | 0 | 0 | 0 | 0 | 0 | 0 | 0 | 0 | 0 | 0 | 0 | 0 | 0 | 0 | 0 | 0
F2_Industrial_Wood and Lumber Products_Existing_Process_Natural Gas_Retrocommissioning_A_Achievable Economic RVT Potential | F2 | Industrial | Wood and Lumber Products | Existing | Process | Natural Gas | Retrocommissioning | A | Integrated Unit Summer Peak Savings (kW) | Achievable Economic RVT Potential | 0 | 0 | 0 | 0 | 0 | 0 | 0 | 0 | 0 | 0 | 0 | 0 | 0 | 0 | 0 | 0 | 0 | 0 | 0 | 0 | 0 | 0 | 0
F3_Industrial_Wood and Lumber Products_Existing_Process_Natural Gas_Retrocommissioning_A_Achievable Economic RVT Potential | F3 | Industrial | Wood and Lumber Products | Existing | Process | Natural Gas | Retrocommissioning | A | Integrated Unit Winter Peak Savings (kW) | Achievable Economic RVT Potential | 0 | 0 | 0 | 0 | 0 | 0 | 0 | 0 | 0 | 0 | 0 | 0 | 0 | 0 | 0 | 0 | 0 | 0 | 0 | 0 | 0 | 0 | 0
F4_Industrial_Wood and Lumber Products_Existing_Process_Natural Gas_Retrocommissioning_A_Achievable Economic RVT Potential | F4 | Industrial | Wood and Lumber Products | Existing | Process | Natural Gas | Retrocommissioning | A | Incremental Energy Savings (MWh or mTherms) | Achievable Economic RVT Potential | 0 | 0 | 0 | 0 | 0 | 0 | 0 | 0 | 0 | 0 | 0 | 0 | 0 | 0 | 0 | 0 | 0 | 0 | 0 | 0 | 0 | 0 | 0
F5_Industrial_Wood and Lumber Products_Existing_Process_Natural Gas_Retrocommissioning_A_Achievable Economic RVT Potential | F5 | Industrial | Wood and Lumber Products | Existing | Process | Natural Gas | Retrocommissioning | A | Incremental Summer Peak Savings (MW) | Achievable Economic RVT Potential | 0 | 0 | 0 | 0 | 0 | 0 | 0 | 0 | 0 | 0 | 0 | 0 | 0 | 0 | 0 | 0 | 0 | 0 | 0 | 0 | 0 | 0 | 0
F6_Industrial_Wood and Lumber Products_Existing_Process_Natural Gas_Retrocommissioning_A_Achievable Economic RVT Potential | F6 | Industrial | Wood and Lumber Products | Existing | Process | Natural Gas | Retrocommissioning | A | Incremental Winter Peak Savings (MW) | Achievable Economic RVT Potential | 0 | 0 | 0 | 0 | 0 | 0 | 0 | 0 | 0 | 0 | 0 | 0 | 0 | 0 | 0 | 0 | 0 | 0 | 0 | 0 | 0 | 0 | 0
F7_Industrial_Wood and Lumber Products_Existing_Process_Natural Gas_Retrocommissioning_A_Achievable Economic RVT Potential | F7 | Industrial | Wood and Lumber Products | Existing | Process | Natural Gas | Retrocommissioning | A | Cumulative Energy Savings (MWh or mTherms) | Achievable Economic RVT Potential | 0 | 0 | 0 | 0 | 0 | 0 | 0 | 0 | 0 | 0 | 0 | 0 | 0 | 0 | 0 | 0 | 0 | 0 | 0 | 0 | 0 | 0 | 0
F8_Industrial_Wood and Lumber Products_Existing_Process_Natural Gas_Retrocommissioning_A_Achievable Economic RVT Potential | F8 | Industrial | Wood and Lumber Products | Existing | Process | Natural Gas | Retrocommissioning | A | Cumulative Summer Peak Savings (MW) | Achievable Economic RVT Potential | 0 | 0 | 0 | 0 | 0 | 0 | 0 | 0 | 0 | 0 | 0 | 0 | 0 | 0 | 0 | 0 | 0 | 0 | 0 | 0 | 0 | 0 | 0
F9_Industrial_Wood and Lumber Products_Existing_Process_Natural Gas_Retrocommissioning_A_Achievable Economic RVT Potential | F9 | Industrial | Wood and Lumber Products | Existing | Process | Natural Gas | Retrocommissioning | A | Cumulative Winter Peak Savings (MW) | Achievable Economic RVT Potential | 0 | 0 | 0 | 0 | 0 | 0 | 0 | 0 | 0 | 0 | 0 | 0 | 0 | 0 | 0 | 0 | 0 | 0 | 0 | 0 | 0 | 0 | 0
F10_Industrial_Wood and Lumber Products_Existing_Process_Natural Gas_Retrocommissioning_A_Achievable Economic RVT Potential | F10 | Industrial | Wood and Lumber Products | Existing | Process | Natural Gas | Retrocommissioning | A | Purchases (Incremental) | Achievable Economic RVT Potential | 0 | 0 | 11.9249 | 11.7193 | 11.5172 | 11.3187 | 11.1235 | 10.9317 | 10.7433 | 10.558 | 10.376 | 10.1971 | 10.0213 | 9.8485 | 9.6787 | 9.5118 | 9.3478 | 9.1867 | 9.0283 | 8.8726 | 8.7196 | 8.5693 | 0
F11_Industrial_Wood and Lumber Products_Existing_Process_Natural Gas_Retrocommissioning_A_Achievable Economic RVT Potential | F11 | Industrial | Wood and Lumber Products | Existing | Process | Natural Gas | Retrocommissioning | A | Purchases (Cumulative) | Achievable Economic RVT Potential | 0 | 0 | 11.9249 | 23.6442 | 35.1615 | 46.4801 | 57.6036 | 68.5354 | 79.2786 | 89.8367 | 100.2127 | 110.4098 | 120.4311 | 130.2796 | 139.9583 | 149.4701 | 158.8179 | 168.0046 | 177.0329 | 185.9055 | 194.6251 | 203.1944 | 0
F1_Industrial_Wood and Lumber Products_New_Space Heating_Natural Gas_Insulation - Roof/Ceiling_A_Achievable Economic RVT Potential | F1 | Industrial | Wood and Lumber Products | New | Space Heating | Natural Gas | Insulation - Roof/Ceiling | A | Integrated Unit Energy Savings (kWh or therms) | Achievable Economic RVT Potential | 0 | 0 | 0.078819 | 0.07787 | 0.077195 | 0.076566 | 0.076111 | 0.07561 | 0.07511 | 0.074582 | 0.074094 | 0.073577 | 0.072935 | 0.072343 | 0.071732 | 0.071231 | 0.070801 | 0.070401 | 0.070158 | 0.069956 | 0.069841 | 0.069816 | 0
F2_Industrial_Wood and Lumber Products_New_Space Heating_Natural Gas_Insulation - Roof/Ceiling_A_Achievable Economic RVT Potential | F2 | Industrial | Wood and Lumber Products | New | Space Heating | Natural Gas | Insulation - Roof/Ceiling | A | Integrated Unit Summer Peak Savings (kW) | Achievable Economic RVT Potential | 0 | 0 | 0 | 0 | 0 | 0 | 0 | 0 | 0 | 0 | 0 | 0 | 0 | 0 | 0 | 0 | 0 | 0 | 0 | 0 | 0 | 0 | 0
F3_Industrial_Wood and Lumber Products_New_Space Heating_Natural Gas_Insulation - Roof/Ceiling_A_Achievable Economic RVT Potential | F3 | Industrial | Wood and Lumber Products | New | Space Heating | Natural Gas | Insulation - Roof/Ceiling | A | Integrated Unit Winter Peak Savings (kW) | Achievable Economic RVT Potential | 0 | 0 | 0 | 0 | 0 | 0 | 0 | 0 | 0 | 0 | 0 | 0 | 0 | 0 | 0 | 0 | 0 | 0 | 0 | 0 | 0 | 0 | 0
F4_Industrial_Wood and Lumber Products_New_Space Heating_Natural Gas_Insulation - Roof/Ceiling_A_Achievable Economic RVT Potential | F4 | Industrial | Wood and Lumber Products | New | Space Heating | Natural Gas | Insulation - Roof/Ceiling | A | Incremental Energy Savings (MWh or mTherms) | Achievable Economic RVT Potential | 0 | 0 | 0 | 0 | 0 | 0 | 0 | 0 | 0 | 0 | 0 | 0 | 0 | 0 | 0 | 0 | 0 | 0 | 0 | 0 | 0 | 0 | 0
F5_Industrial_Wood and Lumber Products_New_Space Heating_Natural Gas_Insulation - Roof/Ceiling_A_Achievable Economic RVT Potential | F5 | Industrial | Wood and Lumber Products | New | Space Heating | Natural Gas | Insulation - Roof/Ceiling | A | Incremental Summer Peak Savings (MW) | Achievable Economic RVT Potential | 0 | 0 | 0 | 0 | 0 | 0 | 0 | 0 | 0 | 0 | 0 | 0 | 0 | 0 | 0 | 0 | 0 | 0 | 0 | 0 | 0 | 0 | 0
F6_Industrial_Wood and Lumber Products_New_Space Heating_Natural Gas_Insulation - Roof/Ceiling_A_Achievable Economic RVT Potential | F6 | Industrial | Wood and Lumber Products | New | Space Heating | Natural Gas | Insulation - Roof/Ceiling | A | Incremental Winter Peak Savings (MW) | Achievable Economic RVT Potential | 0 | 0 | 0 | 0 | 0 | 0 | 0 | 0 | 0 | 0 | 0 | 0 | 0 | 0 | 0 | 0 | 0 | 0 | 0 | 0 | 0 | 0 | 0
F7_Industrial_Wood and Lumber Products_New_Space Heating_Natural Gas_Insulation - Roof/Ceiling_A_Achievable Economic RVT Potential | F7 | Industrial | Wood and Lumber Products | New | Space Heating | Natural Gas | Insulation - Roof/Ceiling | A | Cumulative Energy Savings (MWh or mTherms) | Achievable Economic RVT Potential | 0 | 0 | 0 | 0 | 0 | 0 | 0 | 0 | 0 | 0 | 0 | 0 | 0 | 0 | 0 | 0 | 0 | 0 | 0 | 0 | 0 | 0 | 0
F8_Industrial_Wood and Lumber Products_New_Space Heating_Natural Gas_Insulation - Roof/Ceiling_A_Achievable Economic RVT Potential | F8 | Industrial | Wood and Lumber Products | New | Space Heating | Natural Gas | Insulation - Roof/Ceiling | A | Cumulative Summer Peak Savings (MW) | Achievable Economic RVT Potential | 0 | 0 | 0 | 0 | 0 | 0 | 0 | 0 | 0 | 0 | 0 | 0 | 0 | 0 | 0 | 0 | 0 | 0 | 0 | 0 | 0 | 0 | 0
F9_Industrial_Wood and Lumber Products_New_Space Heating_Natural Gas_Insulation - Roof/Ceiling_A_Achievable Economic RVT Potential | F9 | Industrial | Wood and Lumber Products | New | Space Heating | Natural Gas | Insulation - Roof/Ceiling | A | Cumulative Winter Peak Savings (MW) | Achievable Economic RVT Potential | 0 | 0 | 0 | 0 | 0 | 0 | 0 | 0 | 0 | 0 | 0 | 0 | 0 | 0 | 0 | 0 | 0 | 0 | 0 | 0 | 0 | 0 | 0
F10_Industrial_Wood and Lumber Products_New_Space Heating_Natural Gas_Insulation - Roof/Ceiling_A_Achievable Economic RVT Potential | F10 | Industrial | Wood and Lumber Products | New | Space Heating | Natural Gas | Insulation - Roof/Ceiling | A | Purchases (Incremental) | Achievable Economic RVT Potential | 0 | 0 | 0 | 0 | 0 | 0 | 0 | 0 | 0 | 0 | 0 | 0 | 0 | 0 | 0 | 0 | 0 | 0 | 0 | 0 | 0 | 0 | 0
F11_Industrial_Wood and Lumber Products_New_Space Heating_Natural Gas_Insulation - Roof/Ceiling_A_Achievable Economic RVT Potential | F11 | Industrial | Wood and Lumber Products | New | Space Heating | Natural Gas | Insulation - Roof/Ceiling | A | Purchases (Cumulative) | Achievable Economic RVT Potential | 0 | 0 | 0 | 0 | 0 | 0 | 0 | 0 | 0 | 0 | 0 | 0 | 0 | 0 | 0 | 0 | 0 | 0 | 0 | 0 | 0 | 0 | 0
F1_Industrial_Wood and Lumber Products_New_Space Heating_Natural Gas_Insulation - Wall Cavity_A_Achievable Economic RVT Potential | F1 | Industrial | Wood and Lumber Products | New | Space Heating | Natural Gas | Insulation - Wall Cavity | A | Integrated Unit Energy Savings (kWh or therms) | Achievable Economic RVT Potential | 0 | 0 | 0.017243 | 0.017035 | 0.016888 | 0.01675 | 0.016651 | 0.016541 | 0.016432 | 0.016316 | 0.016209 | 0.016096 | 0.015956 | 0.015826 | 0.015693 | 0.015583 | 0.015489 | 0.015401 | 0.015348 | 0.015304 | 0.015279 | 0.015273 | 0
F2_Industrial_Wood and Lumber Products_New_Space Heating_Natural Gas_Insulation - Wall Cavity_A_Achievable Economic RVT Potential | F2 | Industrial | Wood and Lumber Products | New | Space Heating | Natural Gas | Insulation - Wall Cavity | A | Integrated Unit Summer Peak Savings (kW) | Achievable Economic RVT Potential | 0 | 0 | 0 | 0 | 0 | 0 | 0 | 0 | 0 | 0 | 0 | 0 | 0 | 0 | 0 | 0 | 0 | 0 | 0 | 0 | 0 | 0 | 0
F3_Industrial_Wood and Lumber Products_New_Space Heating_Natural Gas_Insulation - Wall Cavity_A_Achievable Economic RVT Potential | F3 | Industrial | Wood and Lumber Products | New | Space Heating | Natural Gas | Insulation - Wall Cavity | A | Integrated Unit Winter Peak Savings (kW) | Achievable Economic RVT Potential | 0 | 0 | 0 | 0 | 0 | 0 | 0 | 0 | 0 | 0 | 0 | 0 | 0 | 0 | 0 | 0 | 0 | 0 | 0 | 0 | 0 | 0 | 0
F4_Industrial_Wood and Lumber Products_New_Space Heating_Natural Gas_Insulation - Wall Cavity_A_Achievable Economic RVT Potential | F4 | Industrial | Wood and Lumber Products | New | Space Heating | Natural Gas | Insulation - Wall Cavity | A | Incremental Energy Savings (MWh or mTherms) | Achievable Economic RVT Potential | 0 | 0 | 0 | 0 | 0 | 0 | 0 | 0 | 0 | 0 | 0 | 0 | 0 | 0 | 0 | 0 | 0 | 0 | 0 | 0 | 0 | 0 | 0
F5_Industrial_Wood and Lumber Products_New_Space Heating_Natural Gas_Insulation - Wall Cavity_A_Achievable Economic RVT Potential | F5 | Industrial | Wood and Lumber Products | New | Space Heating | Natural Gas | Insulation - Wall Cavity | A | Incremental Summer Peak Savings (MW) | Achievable Economic RVT Potential | 0 | 0 | 0 | 0 | 0 | 0 | 0 | 0 | 0 | 0 | 0 | 0 | 0 | 0 | 0 | 0 | 0 | 0 | 0 | 0 | 0 | 0 | 0
F6_Industrial_Wood and Lumber Products_New_Space Heating_Natural Gas_Insulation - Wall Cavity_A_Achievable Economic RVT Potential | F6 | Industrial | Wood and Lumber Products | New | Space Heating | Natural Gas | Insulation - Wall Cavity | A | Incremental Winter Peak Savings (MW) | Achievable Economic RVT Potential | 0 | 0 | 0 | 0 | 0 | 0 | 0 | 0 | 0 | 0 | 0 | 0 | 0 | 0 | 0 | 0 | 0 | 0 | 0 | 0 | 0 | 0 | 0
F7_Industrial_Wood and Lumber Products_New_Space Heating_Natural Gas_Insulation - Wall Cavity_A_Achievable Economic RVT Potential | F7 | Industrial | Wood and Lumber Products | New | Space Heating | Natural Gas | Insulation - Wall Cavity | A | Cumulative Energy Savings (MWh or mTherms) | Achievable Economic RVT Potential | 0 | 0 | 0 | 0 | 0 | 0 | 0 | 0 | 0 | 0 | 0 | 0 | 0 | 0 | 0 | 0 | 0 | 0 | 0 | 0 | 0 | 0 | 0
F8_Industrial_Wood and Lumber Products_New_Space Heating_Natural Gas_Insulation - Wall Cavity_A_Achievable Economic RVT Potential | F8 | Industrial | Wood and Lumber Products | New | Space Heating | Natural Gas | Insulation - Wall Cavity | A | Cumulative Summer Peak Savings (MW) | Achievable Economic RVT Potential | 0 | 0 | 0 | 0 | 0 | 0 | 0 | 0 | 0 | 0 | 0 | 0 | 0 | 0 | 0 | 0 | 0 | 0 | 0 | 0 | 0 | 0 | 0
F9_Industrial_Wood and Lumber Products_New_Space Heating_Natural Gas_Insulation - Wall Cavity_A_Achievable Economic RVT Potential | F9 | Industrial | Wood and Lumber Products | New | Space Heating | Natural Gas | Insulation - Wall Cavity | A | Cumulative Winter Peak Savings (MW) | Achievable Economic RVT Potential | 0 | 0 | 0 | 0 | 0 | 0 | 0 | 0 | 0 | 0 | 0 | 0 | 0 | 0 | 0 | 0 | 0 | 0 | 0 | 0 | 0 | 0 | 0
F10_Industrial_Wood and Lumber Products_New_Space Heating_Natural Gas_Insulation - Wall Cavity_A_Achievable Economic RVT Potential | F10 | Industrial | Wood and Lumber Products | New | Space Heating | Natural Gas | Insulation - Wall Cavity | A | Purchases (Incremental) | Achievable Economic RVT Potential | 0 | 0 | 0 | 0 | 0 | 0 | 0 | 0 | 0 | 0 | 0 | 0 | 0 | 0 | 0 | 0 | 0 | 0 | 0 | 0 | 0 | 0 | 0
F11_Industrial_Wood and Lumber Products_New_Space Heating_Natural Gas_Insulation - Wall Cavity_A_Achievable Economic RVT Potential | F11 | Industrial | Wood and Lumber Products | New | Space Heating | Natural Gas | Insulation - Wall Cavity | A | Purchases (Cumulative) | Achievable Economic RVT Potential | 0 | 0 | 0 | 0 | 0 | 0 | 0 | 0 | 0 | 0 | 0 | 0 | 0 | 0 | 0 | 0 | 0 | 0 | 0 | 0 | 0 | 0 | 0
F1_Industrial_Wood and Lumber Products_New_Space Heating_Natural Gas_Insulation - Ducting_A_Achievable Economic RVT Potential | F1 | Industrial | Wood and Lumber Products | New | Space Heating | Natural Gas | Insulation - Ducting | A | Integrated Unit Energy Savings (kWh or therms) | Achievable Economic RVT Potential | 0 | 0 | 0.0012711 | 0.0012557 | 0.0012448 | 0.0012346 | 0.0012272 | 0.0012191 | 0.0012109 | 0.0012024 | 0.0011944 | 0.0011861 | 0.0011757 | 0.0011661 | 0.0011562 | 0.0011481 | 0.0011412 | 0.0011348 | 0.0011309 | 0.0011276 | 0.0011258 | 0.0011254 | 0
F2_Industrial_Wood and Lumber Products_New_Space Heating_Natural Gas_Insulation - Ducting_A_Achievable Economic RVT Potential | F2 | Industrial | Wood and Lumber Products | New | Space Heating | Natural Gas | Insulation - Ducting | A | Integrated Unit Summer Peak Savings (kW) | Achievable Economic RVT Potential | 0 | 0 | 0 | 0 | 0 | 0 | 0 | 0 | 0 | 0 | 0 | 0 | 0 | 0 | 0 | 0 | 0 | 0 | 0 | 0 | 0 | 0 | 0
F3_Industrial_Wood and Lumber Products_New_Space Heating_Natural Gas_Insulation - Ducting_A_Achievable Economic RVT Potential | F3 | Industrial | Wood and Lumber Products | New | Space Heating | Natural Gas | Insulation - Ducting | A | Integrated Unit Winter Peak Savings (kW) | Achievable Economic RVT Potential | 0 | 0 | 0 | 0 | 0 | 0 | 0 | 0 | 0 | 0 | 0 | 0 | 0 | 0 | 0 | 0 | 0 | 0 | 0 | 0 | 0 | 0 | 0
F4_Industrial_Wood and Lumber Products_New_Space Heating_Natural Gas_Insulation - Ducting_A_Achievable Economic RVT Potential | F4 | Industrial | Wood and Lumber Products | New | Space Heating | Natural Gas | Insulation - Ducting | A | Incremental Energy Savings (MWh or mTherms) | Achievable Economic RVT Potential | 0 | 0 | 0 | 0 | 0 | 0 | 0 | 0 | 0 | 0 | 0 | 0 | 0 | 0 | 0 | 0 | 0 | 0 | 0 | 0 | 0 | 0 | 0
F5_Industrial_Wood and Lumber Products_New_Space Heating_Natural Gas_Insulation - Ducting_A_Achievable Economic RVT Potential | F5 | Industrial | Wood and Lumber Products | New | Space Heating | Natural Gas | Insulation - Ducting | A | Incremental Summer Peak Savings (MW) | Achievable Economic RVT Potential | 0 | 0 | 0 | 0 | 0 | 0 | 0 | 0 | 0 | 0 | 0 | 0 | 0 | 0 | 0 | 0 | 0 | 0 | 0 | 0 | 0 | 0 | 0
F6_Industrial_Wood and Lumber Products_New_Space Heating_Natural Gas_Insulation - Ducting_A_Achievable Economic RVT Potential | F6 | Industrial | Wood and Lumber Products | New | Space Heating | Natural Gas | Insulation - Ducting | A | Incremental Winter Peak Savings (MW) | Achievable Economic RVT Potential | 0 | 0 | 0 | 0 | 0 | 0 | 0 | 0 | 0 | 0 | 0 | 0 | 0 | 0 | 0 | 0 | 0 | 0 | 0 | 0 | 0 | 0 | 0
F7_Industrial_Wood and Lumber Products_New_Space Heating_Natural Gas_Insulation - Ducting_A_Achievable Economic RVT Potential | F7 | Industrial | Wood and Lumber Products | New | Space Heating | Natural Gas | Insulation - Ducting | A | Cumulative Energy Savings (MWh or mTherms) | Achievable Economic RVT Potential | 0 | 0 | 0 | 0 | 0 | 0 | 0 | 0 | 0 | 0 | 0 | 0 | 0 | 0 | 0 | 0 | 0 | 0 | 0 | 0 | 0 | 0 | 0
F8_Industrial_Wood and Lumber Products_New_Space Heating_Natural Gas_Insulation - Ducting_A_Achievable Economic RVT Potential | F8 | Industrial | Wood and Lumber Products | New | Space Heating | Natural Gas | Insulation - Ducting | A | Cumulative Summer Peak Savings (MW) | Achievable Economic RVT Potential | 0 | 0 | 0 | 0 | 0 | 0 | 0 | 0 | 0 | 0 | 0 | 0 | 0 | 0 | 0 | 0 | 0 | 0 | 0 | 0 | 0 | 0 | 0
F9_Industrial_Wood and Lumber Products_New_Space Heating_Natural Gas_Insulation - Ducting_A_Achievable Economic RVT Potential | F9 | Industrial | Wood and Lumber Products | New | Space Heating | Natural Gas | Insulation - Ducting | A | Cumulative Winter Peak Savings (MW) | Achievable Economic RVT Potential | 0 | 0 | 0 | 0 | 0 | 0 | 0 | 0 | 0 | 0 | 0 | 0 | 0 | 0 | 0 | 0 | 0 | 0 | 0 | 0 | 0 | 0 | 0
F10_Industrial_Wood and Lumber Products_New_Space Heating_Natural Gas_Insulation - Ducting_A_Achievable Economic RVT Potential | F10 | Industrial | Wood and Lumber Products | New | Space Heating | Natural Gas | Insulation - Ducting | A | Purchases (Incremental) | Achievable Economic RVT Potential | 0 | 0 | 0 | 0 | 0 | 0 | 0 | 0 | 0 | 0 | 0 | 0 | 0 | 0 | 0 | 0 | 0 | 0 | 0 | 0 | 0 | 0 | 0
F11_Industrial_Wood and Lumber Products_New_Space Heating_Natural Gas_Insulation - Ducting_A_Achievable Economic RVT Potential | F11 | Industrial | Wood and Lumber Products | New | Space Heating | Natural Gas | Insulation - Ducting | A | Purchases (Cumulative) | Achievable Economic RVT Potential | 0 | 0 | 0 | 0 | 0 | 0 | 0 | 0 | 0 | 0 | 0 | 0 | 0 | 0 | 0 | 0 | 0 | 0 | 0 | 0 | 0 | 0 | 0
F1_Industrial_Wood and Lumber Products_New_Space Heating_Natural Gas_HVAC - Duct Repair and Sealing_A_Achievable Economic RVT Potential | F1 | Industrial | Wood and Lumber Products | New | Space Heating | Natural Gas | HVAC - Duct Repair and Sealing | A | Integrated Unit Energy Savings (kWh or therms) | Achievable Economic RVT Potential | 0 | 0 | 0.0035949 | 0.0035516 | 0.0035207 | 0.0034919 | 0.0034709 | 0.0034479 | 0.0034249 | 0.0034007 | 0.0033782 | 0.0033545 | 0.0033251 | 0.003298 | 0.0032701 | 0.0032472 | 0.0032277 | 0.0032095 | 0.0031984 | 0.0031893 | 0.0031841 | 0.003183 | 0
F2_Industrial_Wood and Lumber Products_New_Space Heating_Natural Gas_HVAC - Duct Repair and Sealing_A_Achievable Economic RVT Potential | F2 | Industrial | Wood and Lumber Products | New | Space Heating | Natural Gas | HVAC - Duct Repair and Sealing | A | Integrated Unit Summer Peak Savings (kW) | Achievable Economic RVT Potential | 0 | 0 | 0 | 0 | 0 | 0 | 0 | 0 | 0 | 0 | 0 | 0 | 0 | 0 | 0 | 0 | 0 | 0 | 0 | 0 | 0 | 0 | 0
F3_Industrial_Wood and Lumber Products_New_Space Heating_Natural Gas_HVAC - Duct Repair and Sealing_A_Achievable Economic RVT Potential | F3 | Industrial | Wood and Lumber Products | New | Space Heating | Natural Gas | HVAC - Duct Repair and Sealing | A | Integrated Unit Winter Peak Savings (kW) | Achievable Economic RVT Potential | 0 | 0 | 0 | 0 | 0 | 0 | 0 | 0 | 0 | 0 | 0 | 0 | 0 | 0 | 0 | 0 | 0 | 0 | 0 | 0 | 0 | 0 | 0
F4_Industrial_Wood and Lumber Products_New_Space Heating_Natural Gas_HVAC - Duct Repair and Sealing_A_Achievable Economic RVT Potential | F4 | Industrial | Wood and Lumber Products | New | Space Heating | Natural Gas | HVAC - Duct Repair and Sealing | A | Incremental Energy Savings (MWh or mTherms) | Achievable Economic RVT Potential | 0 | 0 | 0 | 0 | 0 | 0 | 0 | 0 | 0 | 0 | 0 | 0 | 0 | 0 | 0 | 0 | 0 | 0 | 0 | 0 | 0 | 0 | 0
F5_Industrial_Wood and Lumber Products_New_Space Heating_Natural Gas_HVAC - Duct Repair and Sealing_A_Achievable Economic RVT Potential | F5 | Industrial | Wood and Lumber Products | New | Space Heating | Natural Gas | HVAC - Duct Repair and Sealing | A | Incremental Summer Peak Savings (MW) | Achievable Economic RVT Potential | 0 | 0 | 0 | 0 | 0 | 0 | 0 | 0 | 0 | 0 | 0 | 0 | 0 | 0 | 0 | 0 | 0 | 0 | 0 | 0 | 0 | 0 | 0
F6_Industrial_Wood and Lumber Products_New_Space Heating_Natural Gas_HVAC - Duct Repair and Sealing_A_Achievable Economic RVT Potential | F6 | Industrial | Wood and Lumber Products | New | Space Heating | Natural Gas | HVAC - Duct Repair and Sealing | A | Incremental Winter Peak Savings (MW) | Achievable Economic RVT Potential | 0 | 0 | 0 | 0 | 0 | 0 | 0 | 0 | 0 | 0 | 0 | 0 | 0 | 0 | 0 | 0 | 0 | 0 | 0 | 0 | 0 | 0 | 0
F7_Industrial_Wood and Lumber Products_New_Space Heating_Natural Gas_HVAC - Duct Repair and Sealing_A_Achievable Economic RVT Potential | F7 | Industrial | Wood and Lumber Products | New | Space Heating | Natural Gas | HVAC - Duct Repair and Sealing | A | Cumulative Energy Savings (MWh or mTherms) | Achievable Economic RVT Potential | 0 | 0 | 0 | 0 | 0 | 0 | 0 | 0 | 0 | 0 | 0 | 0 | 0 | 0 | 0 | 0 | 0 | 0 | 0 | 0 | 0 | 0 | 0
F8_Industrial_Wood and Lumber Products_New_Space Heating_Natural Gas_HVAC - Duct Repair and Sealing_A_Achievable Economic RVT Potential | F8 | Industrial | Wood and Lumber Products | New | Space Heating | Natural Gas | HVAC - Duct Repair and Sealing | A | Cumulative Summer Peak Savings (MW) | Achievable Economic RVT Potential | 0 | 0 | 0 | 0 | 0 | 0 | 0 | 0 | 0 | 0 | 0 | 0 | 0 | 0 | 0 | 0 | 0 | 0 | 0 | 0 | 0 | 0 | 0
F9_Industrial_Wood and Lumber Products_New_Space Heating_Natural Gas_HVAC - Duct Repair and Sealing_A_Achievable Economic RVT Potential | F9 | Industrial | Wood and Lumber Products | New | Space Heating | Natural Gas | HVAC - Duct Repair and Sealing | A | Cumulative Winter Peak Savings (MW) | Achievable Economic RVT Potential | 0 | 0 | 0 | 0 | 0 | 0 | 0 | 0 | 0 | 0 | 0 | 0 | 0 | 0 | 0 | 0 | 0 | 0 | 0 | 0 | 0 | 0 | 0
F10_Industrial_Wood and Lumber Products_New_Space Heating_Natural Gas_HVAC - Duct Repair and Sealing_A_Achievable Economic RVT Potential | F10 | Industrial | Wood and Lumber Products | New | Space Heating | Natural Gas | HVAC - Duct Repair and Sealing | A | Purchases (Incremental) | Achievable Economic RVT Potential | 0 | 0 | 0 | 0 | 0 | 0 | 0 | 0 | 0 | 0 | 0 | 0 | 0 | 0 | 0 | 0 | 0 | 0 | 0 | 0 | 0 | 0 | 0
F11_Industrial_Wood and Lumber Products_New_Space Heating_Natural Gas_HVAC - Duct Repair and Sealing_A_Achievable Economic RVT Potential | F11 | Industrial | Wood and Lumber Products | New | Space Heating | Natural Gas | HVAC - Duct Repair and Sealing | A | Purchases (Cumulative) | Achievable Economic RVT Potential | 0 | 0 | 0 | 0 | 0 | 0 | 0 | 0 | 0 | 0 | 0 | 0 | 0 | 0 | 0 | 0 | 0 | 0 | 0 | 0 | 0 | 0 | 0
F1_Industrial_Wood and Lumber Products_New_Space Heating_Natural Gas_Windows - High Efficiency_A_Achievable Economic RVT Potential | F1 | Industrial | Wood and Lumber Products | New | Space Heating | Natural Gas | Windows - High Efficiency | A | Integrated Unit Energy Savings (kWh or therms) | Achievable Economic RVT Potential | 0 | 0 | 0.0073727 | 0.0072838 | 0.0072204 | 0.0071613 | 0.0071184 | 0.0070712 | 0.007024 | 0.0069743 | 0.0069283 | 0.0068797 | 0.0068194 | 0.0067638 | 0.0067066 | 0.0066596 | 0.0066195 | 0.0065822 | 0.0065595 | 0.0065407 | 0.0065301 | 0.0065279 | 0
F2_Industrial_Wood and Lumber Products_New_Space Heating_Natural Gas_Windows - High Efficiency_A_Achievable Economic RVT Potential | F2 | Industrial | Wood and Lumber Products | New | Space Heating | Natural Gas | Windows - High Efficiency | A | Integrated Unit Summer Peak Savings (kW) | Achievable Economic RVT Potential | 0 | 0 | 0 | 0 | 0 | 0 | 0 | 0 | 0 | 0 | 0 | 0 | 0 | 0 | 0 | 0 | 0 | 0 | 0 | 0 | 0 | 0 | 0
F3_Industrial_Wood and Lumber Products_New_Space Heating_Natural Gas_Windows - High Efficiency_A_Achievable Economic RVT Potential | F3 | Industrial | Wood and Lumber Products | New | Space Heating | Natural Gas | Windows - High Efficiency | A | Integrated Unit Winter Peak Savings (kW) | Achievable Economic RVT Potential | 0 | 0 | 0 | 0 | 0 | 0 | 0 | 0 | 0 | 0 | 0 | 0 | 0 | 0 | 0 | 0 | 0 | 0 | 0 | 0 | 0 | 0 | 0
F4_Industrial_Wood and Lumber Products_New_Space Heating_Natural Gas_Windows - High Efficiency_A_Achievable Economic RVT Potential | F4 | Industrial | Wood and Lumber Products | New | Space Heating | Natural Gas | Windows - High Efficiency | A | Incremental Energy Savings (MWh or mTherms) | Achievable Economic RVT Potential | 0 | 0 | 0 | 0 | 0 | 0 | 0 | 0 | 0 | 0 | 0 | 0 | 0 | 0 | 0 | 0 | 0 | 0 | 0 | 0 | 0 | 0 | 0
F5_Industrial_Wood and Lumber Products_New_Space Heating_Natural Gas_Windows - High Efficiency_A_Achievable Economic RVT Potential | F5 | Industrial | Wood and Lumber Products | New | Space Heating | Natural Gas | Windows - High Efficiency | A | Incremental Summer Peak Savings (MW) | Achievable Economic RVT Potential | 0 | 0 | 0 | 0 | 0 | 0 | 0 | 0 | 0 | 0 | 0 | 0 | 0 | 0 | 0 | 0 | 0 | 0 | 0 | 0 | 0 | 0 | 0
F6_Industrial_Wood and Lumber Products_New_Space Heating_Natural Gas_Windows - High Efficiency_A_Achievable Economic RVT Potential | F6 | Industrial | Wood and Lumber Products | New | Space Heating | Natural Gas | Windows - High Efficiency | A | Incremental Winter Peak Savings (MW) | Achievable Economic RVT Potential | 0 | 0 | 0 | 0 | 0 | 0 | 0 | 0 | 0 | 0 | 0 | 0 | 0 | 0 | 0 | 0 | 0 | 0 | 0 | 0 | 0 | 0 | 0
F7_Industrial_Wood and Lumber Products_New_Space Heating_Natural Gas_Windows - High Efficiency_A_Achievable Economic RVT Potential | F7 | Industrial | Wood and Lumber Products | New | Space Heating | Natural Gas | Windows - High Efficiency | A | Cumulative Energy Savings (MWh or mTherms) | Achievable Economic RVT Potential | 0 | 0 | 0 | 0 | 0 | 0 | 0 | 0 | 0 | 0 | 0 | 0 | 0 | 0 | 0 | 0 | 0 | 0 | 0 | 0 | 0 | 0 | 0
F8_Industrial_Wood and Lumber Products_New_Space Heating_Natural Gas_Windows - High Efficiency_A_Achievable Economic RVT Potential | F8 | Industrial | Wood and Lumber Products | New | Space Heating | Natural Gas | Windows - High Efficiency | A | Cumulative Summer Peak Savings (MW) | Achievable Economic RVT Potential | 0 | 0 | 0 | 0 | 0 | 0 | 0 | 0 | 0 | 0 | 0 | 0 | 0 | 0 | 0 | 0 | 0 | 0 | 0 | 0 | 0 | 0 | 0
F9_Industrial_Wood and Lumber Products_New_Space Heating_Natural Gas_Windows - High Efficiency_A_Achievable Economic RVT Potential | F9 | Industrial | Wood and Lumber Products | New | Space Heating | Natural Gas | Windows - High Efficiency | A | Cumulative Winter Peak Savings (MW) | Achievable Economic RVT Potential | 0 | 0 | 0 | 0 | 0 | 0 | 0 | 0 | 0 | 0 | 0 | 0 | 0 | 0 | 0 | 0 | 0 | 0 | 0 | 0 | 0 | 0 | 0
F10_Industrial_Wood and Lumber Products_New_Space Heating_Natural Gas_Windows - High Efficiency_A_Achievable Economic RVT Potential | F10 | Industrial | Wood and Lumber Products | New | Space Heating | Natural Gas | Windows - High Efficiency | A | Purchases (Incremental) | Achievable Economic RVT Potential | 0 | 0 | 0 | 0 | 0 | 0 | 0 | 0 | 0 | 0 | 0 | 0 | 0 | 0 | 0 | 0 | 0 | 0 | 0 | 0 | 0 | 0 | 0
F11_Industrial_Wood and Lumber Products_New_Space Heating_Natural Gas_Windows - High Efficiency_A_Achievable Economic RVT Potential | F11 | Industrial | Wood and Lumber Products | New | Space Heating | Natural Gas | Windows - High Efficiency | A | Purchases (Cumulative) | Achievable Economic RVT Potential | 0 | 0 | 0 | 0 | 0 | 0 | 0 | 0 | 0 | 0 | 0 | 0 | 0 | 0 | 0 | 0 | 0 | 0 | 0 | 0 | 0 | 0 | 0
F1_Industrial_Wood and Lumber Products_New_Space Heating_Natural Gas_Gas Boiler - Maintenance_A_Achievable Economic RVT Potential | F1 | Industrial | Wood and Lumber Products | New | Space Heating | Natural Gas | Gas Boiler - Maintenance | A | Integrated Unit Energy Savings (kWh or therms) | Achievable Economic RVT Potential | 0 | 0 | 0.8553 | 0.84593 | 0.83961 | 0.8339 | 0.83068 | 0.827 | 0.82363 | 0.82022 | 0.8179 | 0.81544 | 0.81179 | 0.80849 | 0.80534 | 0.80267 | 0.80017 | 0.79689 | 0.7953 | 0.7931 | 0.79133 | 0.7902 | 0
F2_Industrial_Wood and Lumber Products_New_Space Heating_Natural Gas_Gas Boiler - Maintenance_A_Achievable Economic RVT Potential | F2 | Industrial | Wood and Lumber Products | New | Space Heating | Natural Gas | Gas Boiler - Maintenance | A | Integrated Unit Summer Peak Savings (kW) | Achievable Economic RVT Potential | 0 | 0 | 0 | 0 | 0 | 0 | 0 | 0 | 0 | 0 | 0 | 0 | 0 | 0 | 0 | 0 | 0 | 0 | 0 | 0 | 0 | 0 | 0
F3_Industrial_Wood and Lumber Products_New_Space Heating_Natural Gas_Gas Boiler - Maintenance_A_Achievable Economic RVT Potential | F3 | Industrial | Wood and Lumber Products | New | Space Heating | Natural Gas | Gas Boiler - Maintenance | A | Integrated Unit Winter Peak Savings (kW) | Achievable Economic RVT Potential | 0 | 0 | 0 | 0 | 0 | 0 | 0 | 0 | 0 | 0 | 0 | 0 | 0 | 0 | 0 | 0 | 0 | 0 | 0 | 0 | 0 | 0 | 0
F4_Industrial_Wood and Lumber Products_New_Space Heating_Natural Gas_Gas Boiler - Maintenance_A_Achievable Economic RVT Potential | F4 | Industrial | Wood and Lumber Products | New | Space Heating | Natural Gas | Gas Boiler - Maintenance | A | Incremental Energy Savings (MWh or mTherms) | Achievable Economic RVT Potential | 0 | 0 | 0.00010359 | 0.00012533 | 0.00012279 | 0.00012678 | 0.00012736 | 0.00012644 | 0.00012522 | 0.00012576 | 0.00012505 | 0.00022273 | 0.00024474 | 0.00024185 | 0.00043996 | 0.00048398 | 0.00047872 | 0.00087068 | 0.00095907 | 0.00094899 | 0.0017537 | 0.0019099 | 0
F5_Industrial_Wood and Lumber Products_New_Space Heating_Natural Gas_Gas Boiler - Maintenance_A_Achievable Economic RVT Potential | F5 | Industrial | Wood and Lumber Products | New | Space Heating | Natural Gas | Gas Boiler - Maintenance | A | Incremental Summer Peak Savings (MW) | Achievable Economic RVT Potential | 0 | 0 | 0 | 0 | 0 | 0 | 0 | 0 | 0 | 0 | 0 | 0 | 0 | 0 | 0 | 0 | 0 | 0 | 0 | 0 | 0 | 0 | 0
F6_Industrial_Wood and Lumber Products_New_Space Heating_Natural Gas_Gas Boiler - Maintenance_A_Achievable Economic RVT Potential | F6 | Industrial | Wood and Lumber Products | New | Space Heating | Natural Gas | Gas Boiler - Maintenance | A | Incremental Winter Peak Savings (MW) | Achievable Economic RVT Potential | 0 | 0 | 0 | 0 | 0 | 0 | 0 | 0 | 0 | 0 | 0 | 0 | 0 | 0 | 0 | 0 | 0 | 0 | 0 | 0 | 0 | 0 | 0
F7_Industrial_Wood and Lumber Products_New_Space Heating_Natural Gas_Gas Boiler - Maintenance_A_Achievable Economic RVT Potential | F7 | Industrial | Wood and Lumber Products | New | Space Heating | Natural Gas | Gas Boiler - Maintenance | A | Cumulative Energy Savings (MWh or mTherms) | Achievable Economic RVT Potential | 0 | 0 | 0.00010359 | 0.00022778 | 0.00034887 | 0.00037228 | 0.00037514 | 0.00037897 | 0.00037743 | 0.00037586 | 0.0003748 | 0.00037367 | 0.000372 | 0.00037049 | 0.00036905 | 0.00036782 | 0.00036668 | 0.00036517 | 0.00036445 | 0.00036344 | 0.00036262 | 0.00036211 | 0
F8_Industrial_Wood and Lumber Products_New_Space Heating_Natural Gas_Gas Boiler - Maintenance_A_Achievable Economic RVT Potential | F8 | Industrial | Wood and Lumber Products | New | Space Heating | Natural Gas | Gas Boiler - Maintenance | A | Cumulative Summer Peak Savings (MW) | Achievable Economic RVT Potential | 0 | 0 | 0 | 0 | 0 | 0 | 0 | 0 | 0 | 0 | 0 | 0 | 0 | 0 | 0 | 0 | 0 | 0 | 0 | 0 | 0 | 0 | 0
F9_Industrial_Wood and Lumber Products_New_Space Heating_Natural Gas_Gas Boiler - Maintenance_A_Achievable Economic RVT Potential | F9 | Industrial | Wood and Lumber Products | New | Space Heating | Natural Gas | Gas Boiler - Maintenance | A | Cumulative Winter Peak Savings (MW) | Achievable Economic RVT Potential | 0 | 0 | 0 | 0 | 0 | 0 | 0 | 0 | 0 | 0 | 0 | 0 | 0 | 0 | 0 | 0 | 0 | 0 | 0 | 0 | 0 | 0 | 0
F10_Industrial_Wood and Lumber Products_New_Space Heating_Natural Gas_Gas Boiler - Maintenance_A_Achievable Economic RVT Potential | F10 | Industrial | Wood and Lumber Products | New | Space Heating | Natural Gas | Gas Boiler - Maintenance | A | Purchases (Incremental) | Achievable Economic RVT Potential | 0 | 0 | 0.12112 | 0.14815 | 0.14625 | 0.15203 | 0.15333 | 0.15289 | 0.15203 | 0.15333 | 0.15289 | 0.27315 | 0.30148 | 0.29914 | 0.5463 | 0.60296 | 0.59828 | 1.0926 | 1.2059 | 1.1966 | 2.2161 | 2.417 | 0
F11_Industrial_Wood and Lumber Products_New_Space Heating_Natural Gas_Gas Boiler - Maintenance_A_Achievable Economic RVT Potential | F11 | Industrial | Wood and Lumber Products | New | Space Heating | Natural Gas | Gas Boiler - Maintenance | A | Purchases (Cumulative) | Achievable Economic RVT Potential | 0 | 0 | 0.12112 | 0.26927 | 0.41552 | 0.44643 | 0.45161 | 0.45825 | 0.45825 | 0.45825 | 0.45825 | 0.45825 | 0.45825 | 0.45825 | 0.45825 | 0.45825 | 0.45825 | 0.45825 | 0.45825 | 0.45825 | 0.45825 | 0.45825 | 0
F1_Industrial_Wood and Lumber Products_New_Process_Natural Gas_Gas Boiler - Maintenance_A_Achievable Economic RVT Potential | F1 | Industrial | Wood and Lumber Products | New | Process | Natural Gas | Gas Boiler - Maintenance | A | Integrated Unit Energy Savings (kWh or therms) | Achievable Economic RVT Potential | 0 | 0 | 6.3264 | 6.3264 | 6.3264 | 6.3264 | 6.3264 | 6.3264 | 6.3264 | 6.3264 | 6.3264 | 6.3264 | 6.3264 | 6.3264 | 6.3264 | 6.3264 | 6.3264 | 6.3264 | 6.3264 | 6.3264 | 6.3264 | 6.3264 | 0
F2_Industrial_Wood and Lumber Products_New_Process_Natural Gas_Gas Boiler - Maintenance_A_Achievable Economic RVT Potential | F2 | Industrial | Wood and Lumber Products | New | Process | Natural Gas | Gas Boiler - Maintenance | A | Integrated Unit Summer Peak Savings (kW) | Achievable Economic RVT Potential | 0 | 0 | 0 | 0 | 0 | 0 | 0 | 0 | 0 | 0 | 0 | 0 | 0 | 0 | 0 | 0 | 0 | 0 | 0 | 0 | 0 | 0 | 0
F3_Industrial_Wood and Lumber Products_New_Process_Natural Gas_Gas Boiler - Maintenance_A_Achievable Economic RVT Potential | F3 | Industrial | Wood and Lumber Products | New | Process | Natural Gas | Gas Boiler - Maintenance | A | Integrated Unit Winter Peak Savings (kW) | Achievable Economic RVT Potential | 0 | 0 | 0 | 0 | 0 | 0 | 0 | 0 | 0 | 0 | 0 | 0 | 0 | 0 | 0 | 0 | 0 | 0 | 0 | 0 | 0 | 0 | 0
F4_Industrial_Wood and Lumber Products_New_Process_Natural Gas_Gas Boiler - Maintenance_A_Achievable Economic RVT Potential | F4 | Industrial | Wood and Lumber Products | New | Process | Natural Gas | Gas Boiler - Maintenance | A | Incremental Energy Savings (MWh or mTherms) | Achievable Economic RVT Potential | 0 | 0 | 0.0026374 | 0.0032262 | 0.0031847 | 0.0033106 | 0.0033388 | 0.0033293 | 0.0033106 | 0.0033388 | 0.0033293 | 0.005948 | 0.0065649 | 0.006514 | 0.011896 | 0.01313 | 0.013028 | 0.023792 | 0.02626 | 0.026056 | 0.048257 | 0.052632 | 0
F5_Industrial_Wood and Lumber Products_New_Process_Natural Gas_Gas Boiler - Maintenance_A_Achievable Economic RVT Potential | F5 | Industrial | Wood and Lumber Products | New | Process | Natural Gas | Gas Boiler - Maintenance | A | Incremental Summer Peak Savings (MW) | Achievable Economic RVT Potential | 0 | 0 | 0 | 0 | 0 | 0 | 0 | 0 | 0 | 0 | 0 | 0 | 0 | 0 | 0 | 0 | 0 | 0 | 0 | 0 | 0 | 0 | 0
F6_Industrial_Wood and Lumber Products_New_Process_Natural Gas_Gas Boiler - Maintenance_A_Achievable Economic RVT Potential | F6 | Industrial | Wood and Lumber Products | New | Process | Natural Gas | Gas Boiler - Maintenance | A | Incremental Winter Peak Savings (MW) | Achievable Economic RVT Potential | 0 | 0 | 0 | 0 | 0 | 0 | 0 | 0 | 0 | 0 | 0 | 0 | 0 | 0 | 0 | 0 | 0 | 0 | 0 | 0 | 0 | 0 | 0
F7_Industrial_Wood and Lumber Products_New_Process_Natural Gas_Gas Boiler - Maintenance_A_Achievable Economic RVT Potential | F7 | Industrial | Wood and Lumber Products | New | Process | Natural Gas | Gas Boiler - Maintenance | A | Cumulative Energy Savings (MWh or mTherms) | Achievable Economic RVT Potential | 0 | 0 | 0.0026374 | 0.0058636 | 0.0090482 | 0.0097214 | 0.009834 | 0.0099787 | 0.0099787 | 0.0099787 | 0.0099787 | 0.0099787 | 0.0099787 | 0.0099787 | 0.0099787 | 0.0099787 | 0.0099787 | 0.0099787 | 0.0099787 | 0.0099787 | 0.0099787 | 0.0099787 | 0
F8_Industrial_Wood and Lumber Products_New_Process_Natural Gas_Gas Boiler - Maintenance_A_Achievable Economic RVT Potential | F8 | Industrial | Wood and Lumber Products | New | Process | Natural Gas | Gas Boiler - Maintenance | A | Cumulative Summer Peak Savings (MW) | Achievable Economic RVT Potential | 0 | 0 | 0 | 0 | 0 | 0 | 0 | 0 | 0 | 0 | 0 | 0 | 0 | 0 | 0 | 0 | 0 | 0 | 0 | 0 | 0 | 0 | 0
F9_Industrial_Wood and Lumber Products_New_Process_Natural Gas_Gas Boiler - Maintenance_A_Achievable Economic RVT Potential | F9 | Industrial | Wood and Lumber Products | New | Process | Natural Gas | Gas Boiler - Maintenance | A | Cumulative Winter Peak Savings (MW) | Achievable Economic RVT Potential | 0 | 0 | 0 | 0 | 0 | 0 | 0 | 0 | 0 | 0 | 0 | 0 | 0 | 0 | 0 | 0 | 0 | 0 | 0 | 0 | 0 | 0 | 0
F10_Industrial_Wood and Lumber Products_New_Process_Natural Gas_Gas Boiler - Maintenance_A_Achievable Economic RVT Potential | F10 | Industrial | Wood and Lumber Products | New | Process | Natural Gas | Gas Boiler - Maintenance | A | Purchases (Incremental) | Achievable Economic RVT Potential | 0 | 0 | 0.41689 | 0.50995 | 0.50339 | 0.5233 | 0.52775 | 0.52626 | 0.5233 | 0.52775 | 0.52626 | 0.94019 | 1.0377 | 1.0297 | 1.8804 | 2.0754 | 2.0593 | 3.7608 | 4.1508 | 4.1186 | 7.628 | 8.3195 | 0
F11_Industrial_Wood and Lumber Products_New_Process_Natural Gas_Gas Boiler - Maintenance_A_Achievable Economic RVT Potential | F11 | Industrial | Wood and Lumber Products | New | Process | Natural Gas | Gas Boiler - Maintenance | A | Purchases (Cumulative) | Achievable Economic RVT Potential | 0 | 0 | 0.41689 | 0.92684 | 1.4302 | 1.5367 | 1.5545 | 1.5773 | 1.5773 | 1.5773 | 1.5773 | 1.5773 | 1.5773 | 1.5773 | 1.5773 | 1.5773 | 1.5773 | 1.5773 | 1.5773 | 1.5773 | 1.5773 | 1.5773 | 0
F1_Industrial_Wood and Lumber Products_New_Space Heating_Natural Gas_Gas Furnace - Maintenance_A_Achievable Economic RVT Potential | F1 | Industrial | Wood and Lumber Products | New | Space Heating | Natural Gas | Gas Furnace - Maintenance | A | Integrated Unit Energy Savings (kWh or therms) | Achievable Economic RVT Potential | 0 | 0 | 0.0083098 | 0.0082187 | 0.0081573 | 0.0081019 | 0.0080706 | 0.0080349 | 0.0080022 | 0.007969 | 0.0079465 | 0.0079226 | 0.0078872 | 0.0078551 | 0.0078245 | 0.0077986 | 0.0077743 | 0.0077424 | 0.007727 | 0.0077056 | 0.0076884 | 0.0076775 | 0
F2_Industrial_Wood and Lumber Products_New_Space Heating_Natural Gas_Gas Furnace - Maintenance_A_Achievable Economic RVT Potential | F2 | Industrial | Wood and Lumber Products | New | Space Heating | Natural Gas | Gas Furnace - Maintenance | A | Integrated Unit Summer Peak Savings (kW) | Achievable Economic RVT Potential | 0 | 0 | 0 | 0 | 0 | 0 | 0 | 0 | 0 | 0 | 0 | 0 | 0 | 0 | 0 | 0 | 0 | 0 | 0 | 0 | 0 | 0 | 0
F3_Industrial_Wood and Lumber Products_New_Space Heating_Natural Gas_Gas Furnace - Maintenance_A_Achievable Economic RVT Potential | F3 | Industrial | Wood and Lumber Products | New | Space Heating | Natural Gas | Gas Furnace - Maintenance | A | Integrated Unit Winter Peak Savings (kW) | Achievable Economic RVT Potential | 0 | 0 | 0 | 0 | 0 | 0 | 0 | 0 | 0 | 0 | 0 | 0 | 0 | 0 | 0 | 0 | 0 | 0 | 0 | 0 | 0 | 0 | 0
F4_Industrial_Wood and Lumber Products_New_Space Heating_Natural Gas_Gas Furnace - Maintenance_A_Achievable Economic RVT Potential | F4 | Industrial | Wood and Lumber Products | New | Space Heating | Natural Gas | Gas Furnace - Maintenance | A | Incremental Energy Savings (MWh or mTherms) | Achievable Economic RVT Potential | 0 | 0 | 1.7e-06 | 2.0567e-06 | 2.0151e-06 | 2.0805e-06 | 2.0901e-06 | 2.075e-06 | 2.0549e-06 | 2.0638e-06 | 2.0521e-06 | 3.6552e-06 | 4.0163e-06 | 3.9689e-06 | 7.22e-06 | 7.9424e-06 | 7.8562e-06 | 1.4288e-05 | 1.5739e-05 | 1.5574e-05 | 2.8779e-05 | 3.1343e-05 | 0
F5_Industrial_Wood and Lumber Products_New_Space Heating_Natural Gas_Gas Furnace - Maintenance_A_Achievable Economic RVT Potential | F5 | Industrial | Wood and Lumber Products | New | Space Heating | Natural Gas | Gas Furnace - Maintenance | A | Incremental Summer Peak Savings (MW) | Achievable Economic RVT Potential | 0 | 0 | 0 | 0 | 0 | 0 | 0 | 0 | 0 | 0 | 0 | 0 | 0 | 0 | 0 | 0 | 0 | 0 | 0 | 0 | 0 | 0 | 0
F6_Industrial_Wood and Lumber Products_New_Space Heating_Natural Gas_Gas Furnace - Maintenance_A_Achievable Economic RVT Potential | F6 | Industrial | Wood and Lumber Products | New | Space Heating | Natural Gas | Gas Furnace - Maintenance | A | Incremental Winter Peak Savings (MW) | Achievable Economic RVT Potential | 0 | 0 | 0 | 0 | 0 | 0 | 0 | 0 | 0 | 0 | 0 | 0 | 0 | 0 | 0 | 0 | 0 | 0 | 0 | 0 | 0 | 0 | 0
F7_Industrial_Wood and Lumber Products_New_Space Heating_Natural Gas_Gas Furnace - Maintenance_A_Achievable Economic RVT Potential | F7 | Industrial | Wood and Lumber Products | New | Space Heating | Natural Gas | Gas Furnace - Maintenance | A | Cumulative Energy Savings (MWh or mTherms) | Achievable Economic RVT Potential | 0 | 0 | 1.7e-06 | 3.738e-06 | 5.7252e-06 | 6.1094e-06 | 6.1562e-06 | 6.2191e-06 | 6.1938e-06 | 6.1681e-06 | 6.1507e-06 | 6.1322e-06 | 6.1048e-06 | 6.08e-06 | 6.0563e-06 | 6.0363e-06 | 6.0174e-06 | 5.9928e-06 | 5.9808e-06 | 5.9643e-06 | 5.9509e-06 | 5.9425e-06 | 0
F8_Industrial_Wood and Lumber Products_New_Space Heating_Natural Gas_Gas Furnace - Maintenance_A_Achievable Economic RVT Potential | F8 | Industrial | Wood and Lumber Products | New | Space Heating | Natural Gas | Gas Furnace - Maintenance | A | Cumulative Summer Peak Savings (MW) | Achievable Economic RVT Potential | 0 | 0 | 0 | 0 | 0 | 0 | 0 | 0 | 0 | 0 | 0 | 0 | 0 | 0 | 0 | 0 | 0 | 0 | 0 | 0 | 0 | 0 | 0
F9_Industrial_Wood and Lumber Products_New_Space Heating_Natural Gas_Gas Furnace - Maintenance_A_Achievable Economic RVT Potential | F9 | Industrial | Wood and Lumber Products | New | Space Heating | Natural Gas | Gas Furnace - Maintenance | A | Cumulative Winter Peak Savings (MW) | Achievable Economic RVT Potential | 0 | 0 | 0 | 0 | 0 | 0 | 0 | 0 | 0 | 0 | 0 | 0 | 0 | 0 | 0 | 0 | 0 | 0 | 0 | 0 | 0 | 0 | 0
F10_Industrial_Wood and Lumber Products_New_Space Heating_Natural Gas_Gas Furnace - Maintenance_A_Achievable Economic RVT Potential | F10 | Industrial | Wood and Lumber Products | New | Space Heating | Natural Gas | Gas Furnace - Maintenance | A | Purchases (Incremental) | Achievable Economic RVT Potential | 0 | 0 | 0.20457 | 0.25024 | 0.24702 | 0.25679 | 0.25898 | 0.25824 | 0.25679 | 0.25898 | 0.25824 | 0.46137 | 0.50922 | 0.50527 | 0.92274 | 1.0184 | 1.0105 | 1.8455 | 2.0369 | 2.0211 | 3.7432 | 4.0825 | 0
F11_Industrial_Wood and Lumber Products_New_Space Heating_Natural Gas_Gas Furnace - Maintenance_A_Achievable Economic RVT Potential | F11 | Industrial | Wood and Lumber Products | New | Space Heating | Natural Gas | Gas Furnace - Maintenance | A | Purchases (Cumulative) | Achievable Economic RVT Potential | 0 | 0 | 0.20457 | 0.45482 | 0.70184 | 0.75406 | 0.7628 | 0.77402 | 0.77402 | 0.77402 | 0.77402 | 0.77402 | 0.77402 | 0.77402 | 0.77402 | 0.77402 | 0.77402 | 0.77402 | 0.77402 | 0.77402 | 0.77402 | 0.77402 | 0
F1_Industrial_Wood and Lumber Products_New_Space Heating_Natural Gas_Gas Boiler - Hot Water Reset_A_Achievable Economic RVT Potential | F1 | Industrial | Wood and Lumber Products | New | Space Heating | Natural Gas | Gas Boiler - Hot Water Reset | A | Integrated Unit Energy Savings (kWh or therms) | Achievable Economic RVT Potential | 0 | 0 | 3.1089 | 3.0741 | 3.0505 | 3.0292 | 3.0167 | 3.0027 | 2.9898 | 2.9768 | 2.9677 | 2.9581 | 2.9443 | 2.9317 | 2.9196 | 2.9093 | 2.8996 | 2.8873 | 2.881 | 2.8726 | 2.8659 | 2.8615 | 0
F2_Industrial_Wood and Lumber Products_New_Space Heating_Natural Gas_Gas Boiler - Hot Water Reset_A_Achievable Economic RVT Potential | F2 | Industrial | Wood and Lumber Products | New | Space Heating | Natural Gas | Gas Boiler - Hot Water Reset | A | Integrated Unit Summer Peak Savings (kW) | Achievable Economic RVT Potential | 0 | 0 | 0 | 0 | 0 | 0 | 0 | 0 | 0 | 0 | 0 | 0 | 0 | 0 | 0 | 0 | 0 | 0 | 0 | 0 | 0 | 0 | 0
F3_Industrial_Wood and Lumber Products_New_Space Heating_Natural Gas_Gas Boiler - Hot Water Reset_A_Achievable Economic RVT Potential | F3 | Industrial | Wood and Lumber Products | New | Space Heating | Natural Gas | Gas Boiler - Hot Water Reset | A | Integrated Unit Winter Peak Savings (kW) | Achievable Economic RVT Potential | 0 | 0 | 0 | 0 | 0 | 0 | 0 | 0 | 0 | 0 | 0 | 0 | 0 | 0 | 0 | 0 | 0 | 0 | 0 | 0 | 0 | 0 | 0
F4_Industrial_Wood and Lumber Products_New_Space Heating_Natural Gas_Gas Boiler - Hot Water Reset_A_Achievable Economic RVT Potential | F4 | Industrial | Wood and Lumber Products | New | Space Heating | Natural Gas | Gas Boiler - Hot Water Reset | A | Incremental Energy Savings (MWh or mTherms) | Achievable Economic RVT Potential | 0 | 0 | 0.00036598 | 0.00077546 | 0.0013427 | 0.0020661 | 0.0027014 | 0.0036225 | 0.0044734 | 0.005141 | 0.0052434 | 0.0049002 | 0.0040839 | 0.0029281 | 0.001786 | 0.00091109 | 0.00040701 | 0.000157 | 0.00033916 | 0.00072464 | 0.0012615 | 0.0019517 | 0
F5_Industrial_Wood and Lumber Products_New_Space Heating_Natural Gas_Gas Boiler - Hot Water Reset_A_Achievable Economic RVT Potential | F5 | Industrial | Wood and Lumber Products | New | Space Heating | Natural Gas | Gas Boiler - Hot Water Reset | A | Incremental Summer Peak Savings (MW) | Achievable Economic RVT Potential | 0 | 0 | 0 | 0 | 0 | 0 | 0 | 0 | 0 | 0 | 0 | 0 | 0 | 0 | 0 | 0 | 0 | 0 | 0 | 0 | 0 | 0 | 0
F6_Industrial_Wood and Lumber Products_New_Space Heating_Natural Gas_Gas Boiler - Hot Water Reset_A_Achievable Economic RVT Potential | F6 | Industrial | Wood and Lumber Products | New | Space Heating | Natural Gas | Gas Boiler - Hot Water Reset | A | Incremental Winter Peak Savings (MW) | Achievable Economic RVT Potential | 0 | 0 | 0 | 0 | 0 | 0 | 0 | 0 | 0 | 0 | 0 | 0 | 0 | 0 | 0 | 0 | 0 | 0 | 0 | 0 | 0 | 0 | 0
F7_Industrial_Wood and Lumber Products_New_Space Heating_Natural Gas_Gas Boiler - Hot Water Reset_A_Achievable Economic RVT Potential | F7 | Industrial | Wood and Lumber Products | New | Space Heating | Natural Gas | Gas Boiler - Hot Water Reset | A | Cumulative Energy Savings (MWh or mTherms) | Achievable Economic RVT Potential | 0 | 0 | 0.00036598 | 0.0011374 | 0.0024714 | 0.0045202 | 0.0072029 | 0.010792 | 0.015219 | 0.020294 | 0.025475 | 0.030293 | 0.034235 | 0.037018 | 0.03865 | 0.039425 | 0.039701 | 0.039689 | 0.039603 | 0.039488 | 0.039395 | 0.039335 | 0
F8_Industrial_Wood and Lumber Products_New_Space Heating_Natural Gas_Gas Boiler - Hot Water Reset_A_Achievable Economic RVT Potential | F8 | Industrial | Wood and Lumber Products | New | Space Heating | Natural Gas | Gas Boiler - Hot Water Reset | A | Cumulative Summer Peak Savings (MW) | Achievable Economic RVT Potential | 0 | 0 | 0 | 0 | 0 | 0 | 0 | 0 | 0 | 0 | 0 | 0 | 0 | 0 | 0 | 0 | 0 | 0 | 0 | 0 | 0 | 0 | 0
F9_Industrial_Wood and Lumber Products_New_Space Heating_Natural Gas_Gas Boiler - Hot Water Reset_A_Achievable Economic RVT Potential | F9 | Industrial | Wood and Lumber Products | New | Space Heating | Natural Gas | Gas Boiler - Hot Water Reset | A | Cumulative Winter Peak Savings (MW) | Achievable Economic RVT Potential | 0 | 0 | 0 | 0 | 0 | 0 | 0 | 0 | 0 | 0 | 0 | 0 | 0 | 0 | 0 | 0 | 0 | 0 | 0 | 0 | 0 | 0 | 0
F10_Industrial_Wood and Lumber Products_New_Space Heating_Natural Gas_Gas Boiler - Hot Water Reset_A_Achievable Economic RVT Potential | F10 | Industrial | Wood and Lumber Products | New | Space Heating | Natural Gas | Gas Boiler - Hot Water Reset | A | Purchases (Incremental) | Achievable Economic RVT Potential | 0 | 0 | 0.11772 | 0.25226 | 0.44017 | 0.68205 | 0.89548 | 1.2064 | 1.4962 | 1.727 | 1.7669 | 1.6565 | 1.3871 | 0.99875 | 0.61174 | 0.31317 | 0.14037 | 0.054375 | 0.11772 | 0.25226 | 0.44017 | 0.68205 | 0
F11_Industrial_Wood and Lumber Products_New_Space Heating_Natural Gas_Gas Boiler - Hot Water Reset_A_Achievable Economic RVT Potential | F11 | Industrial | Wood and Lumber Products | New | Space Heating | Natural Gas | Gas Boiler - Hot Water Reset | A | Purchases (Cumulative) | Achievable Economic RVT Potential | 0 | 0 | 0.11772 | 0.36998 | 0.81015 | 1.4922 | 2.3877 | 3.5941 | 5.0903 | 6.8173 | 8.5842 | 10.2407 | 11.6278 | 12.6265 | 13.2383 | 13.5515 | 13.6918 | 13.7462 | 13.7462 | 13.7462 | 13.7462 | 13.7462 | 0
F1_Industrial_Wood and Lumber Products_New_Process_Natural Gas_Gas Boiler - Hot Water Reset_A_Achievable Economic RVT Potential | F1 | Industrial | Wood and Lumber Products | New | Process | Natural Gas | Gas Boiler - Hot Water Reset | A | Integrated Unit Energy Savings (kWh or therms) | Achievable Economic RVT Potential | 0 | 0 | 11.4936 | 11.4887 | 11.4844 | 11.4808 | 11.4755 | 11.4718 | 11.4695 | 11.4687 | 11.4676 | 11.4675 | 11.4678 | 11.4687 | 11.4689 | 11.4697 | 11.4706 | 11.4717 | 11.4729 | 11.4743 | 11.4755 | 11.4766 | 0
F2_Industrial_Wood and Lumber Products_New_Process_Natural Gas_Gas Boiler - Hot Water Reset_A_Achievable Economic RVT Potential | F2 | Industrial | Wood and Lumber Products | New | Process | Natural Gas | Gas Boiler - Hot Water Reset | A | Integrated Unit Summer Peak Savings (kW) | Achievable Economic RVT Potential | 0 | 0 | 0 | 0 | 0 | 0 | 0 | 0 | 0 | 0 | 0 | 0 | 0 | 0 | 0 | 0 | 0 | 0 | 0 | 0 | 0 | 0 | 0
F3_Industrial_Wood and Lumber Products_New_Process_Natural Gas_Gas Boiler - Hot Water Reset_A_Achievable Economic RVT Potential | F3 | Industrial | Wood and Lumber Products | New | Process | Natural Gas | Gas Boiler - Hot Water Reset | A | Integrated Unit Winter Peak Savings (kW) | Achievable Economic RVT Potential | 0 | 0 | 0 | 0 | 0 | 0 | 0 | 0 | 0 | 0 | 0 | 0 | 0 | 0 | 0 | 0 | 0 | 0 | 0 | 0 | 0 | 0 | 0
F4_Industrial_Wood and Lumber Products_New_Process_Natural Gas_Gas Boiler - Hot Water Reset_A_Achievable Economic RVT Potential | F4 | Industrial | Wood and Lumber Products | New | Process | Natural Gas | Gas Boiler - Hot Water Reset | A | Incremental Energy Savings (MWh or mTherms) | Achievable Economic RVT Potential | 0 | 0 | 0.0046573 | 0.0099754 | 0.0174 | 0.026953 | 0.035371 | 0.047637 | 0.059069 | 0.068176 | 0.069741 | 0.065386 | 0.054752 | 0.039427 | 0.02415 | 0.012364 | 0.005542 | 0.0021471 | 0.0046489 | 0.0099629 | 0.017386 | 0.026943 | 0
F5_Industrial_Wood and Lumber Products_New_Process_Natural Gas_Gas Boiler - Hot Water Reset_A_Achievable Economic RVT Potential | F5 | Industrial | Wood and Lumber Products | New | Process | Natural Gas | Gas Boiler - Hot Water Reset | A | Incremental Summer Peak Savings (MW) | Achievable Economic RVT Potential | 0 | 0 | 0 | 0 | 0 | 0 | 0 | 0 | 0 | 0 | 0 | 0 | 0 | 0 | 0 | 0 | 0 | 0 | 0 | 0 | 0 | 0 | 0
F6_Industrial_Wood and Lumber Products_New_Process_Natural Gas_Gas Boiler - Hot Water Reset_A_Achievable Economic RVT Potential | F6 | Industrial | Wood and Lumber Products | New | Process | Natural Gas | Gas Boiler - Hot Water Reset | A | Incremental Winter Peak Savings (MW) | Achievable Economic RVT Potential | 0 | 0 | 0 | 0 | 0 | 0 | 0 | 0 | 0 | 0 | 0 | 0 | 0 | 0 | 0 | 0 | 0 | 0 | 0 | 0 | 0 | 0 | 0
F7_Industrial_Wood and Lumber Products_New_Process_Natural Gas_Gas Boiler - Hot Water Reset_A_Achievable Economic RVT Potential | F7 | Industrial | Wood and Lumber Products | New | Process | Natural Gas | Gas Boiler - Hot Water Reset | A | Cumulative Energy Savings (MWh or mTherms) | Achievable Economic RVT Potential | 0 | 0 | 0.0046573 | 0.014631 | 0.032025 | 0.058968 | 0.094312 | 0.14192 | 0.20096 | 0.26912 | 0.33884 | 0.40422 | 0.45898 | 0.49844 | 0.5226 | 0.535 | 0.54058 | 0.54279 | 0.54284 | 0.54291 | 0.54296 | 0.54302 | 0
F8_Industrial_Wood and Lumber Products_New_Process_Natural Gas_Gas Boiler - Hot Water Reset_A_Achievable Economic RVT Potential | F8 | Industrial | Wood and Lumber Products | New | Process | Natural Gas | Gas Boiler - Hot Water Reset | A | Cumulative Summer Peak Savings (MW) | Achievable Economic RVT Potential | 0 | 0 | 0 | 0 | 0 | 0 | 0 | 0 | 0 | 0 | 0 | 0 | 0 | 0 | 0 | 0 | 0 | 0 | 0 | 0 | 0 | 0 | 0
F9_Industrial_Wood and Lumber Products_New_Process_Natural Gas_Gas Boiler - Hot Water Reset_A_Achievable Economic RVT Potential | F9 | Industrial | Wood and Lumber Products | New | Process | Natural Gas | Gas Boiler - Hot Water Reset | A | Cumulative Winter Peak Savings (MW) | Achievable Economic RVT Potential | 0 | 0 | 0 | 0 | 0 | 0 | 0 | 0 | 0 | 0 | 0 | 0 | 0 | 0 | 0 | 0 | 0 | 0 | 0 | 0 | 0 | 0 | 0
F10_Industrial_Wood and Lumber Products_New_Process_Natural Gas_Gas Boiler - Hot Water Reset_A_Achievable Economic RVT Potential | F10 | Industrial | Wood and Lumber Products | New | Process | Natural Gas | Gas Boiler - Hot Water Reset | A | Purchases (Incremental) | Achievable Economic RVT Potential | 0 | 0 | 0.4052 | 0.86828 | 1.5151 | 2.3476 | 3.0823 | 4.1526 | 5.1501 | 5.9445 | 6.0816 | 5.7018 | 4.7744 | 3.4378 | 2.1057 | 1.0779 | 0.48315 | 0.18716 | 0.4052 | 0.86828 | 1.5151 | 2.3476 | 0
F11_Industrial_Wood and Lumber Products_New_Process_Natural Gas_Gas Boiler - Hot Water Reset_A_Achievable Economic RVT Potential | F11 | Industrial | Wood and Lumber Products | New | Process | Natural Gas | Gas Boiler - Hot Water Reset | A | Purchases (Cumulative) | Achievable Economic RVT Potential | 0 | 0 | 0.4052 | 1.2735 | 2.7886 | 5.1362 | 8.2185 | 12.3711 | 17.5212 | 23.4657 | 29.5473 | 35.2491 | 40.0235 | 43.4612 | 45.5669 | 46.6448 | 47.128 | 47.3151 | 47.3151 | 47.3151 | 47.3151 | 47.3151 | 0
F1_Industrial_Wood and Lumber Products_New_Space Heating_Natural Gas_Steam Trap Maintenance_A_Achievable Economic RVT Potential | F1 | Industrial | Wood and Lumber Products | New | Space Heating | Natural Gas | Steam Trap Maintenance | A | Integrated Unit Energy Savings (kWh or therms) | Achievable Economic RVT Potential | 0 | 0 | 1.0987 | 1.0867 | 1.0786 | 1.0712 | 1.0671 | 1.0624 | 1.0581 | 1.0537 | 1.0507 | 1.0475 | 1.0429 | 1.0386 | 1.0346 | 1.0311 | 1.0279 | 1.0237 | 1.0217 | 1.0188 | 1.0166 | 1.0151 | 0
F2_Industrial_Wood and Lumber Products_New_Space Heating_Natural Gas_Steam Trap Maintenance_A_Achievable Economic RVT Potential | F2 | Industrial | Wood and Lumber Products | New | Space Heating | Natural Gas | Steam Trap Maintenance | A | Integrated Unit Summer Peak Savings (kW) | Achievable Economic RVT Potential | 0 | 0 | 0 | 0 | 0 | 0 | 0 | 0 | 0 | 0 | 0 | 0 | 0 | 0 | 0 | 0 | 0 | 0 | 0 | 0 | 0 | 0 | 0
F3_Industrial_Wood and Lumber Products_New_Space Heating_Natural Gas_Steam Trap Maintenance_A_Achievable Economic RVT Potential | F3 | Industrial | Wood and Lumber Products | New | Space Heating | Natural Gas | Steam Trap Maintenance | A | Integrated Unit Winter Peak Savings (kW) | Achievable Economic RVT Potential | 0 | 0 | 0 | 0 | 0 | 0 | 0 | 0 | 0 | 0 | 0 | 0 | 0 | 0 | 0 | 0 | 0 | 0 | 0 | 0 | 0 | 0 | 0
F4_Industrial_Wood and Lumber Products_New_Space Heating_Natural Gas_Steam Trap Maintenance_A_Achievable Economic RVT Potential | F4 | Industrial | Wood and Lumber Products | New | Space Heating | Natural Gas | Steam Trap Maintenance | A | Incremental Energy Savings (MWh or mTherms) | Achievable Economic RVT Potential | 0 | 0 | 0 | 0 | 0 | 0 | 0 | 0 | 0 | 0 | 0 | 0 | 0 | 0 | 0 | 0 | 0 | 0 | 0 | 0 | 0 | 0 | 0
F5_Industrial_Wood and Lumber Products_New_Space Heating_Natural Gas_Steam Trap Maintenance_A_Achievable Economic RVT Potential | F5 | Industrial | Wood and Lumber Products | New | Space Heating | Natural Gas | Steam Trap Maintenance | A | Incremental Summer Peak Savings (MW) | Achievable Economic RVT Potential | 0 | 0 | 0 | 0 | 0 | 0 | 0 | 0 | 0 | 0 | 0 | 0 | 0 | 0 | 0 | 0 | 0 | 0 | 0 | 0 | 0 | 0 | 0
F6_Industrial_Wood and Lumber Products_New_Space Heating_Natural Gas_Steam Trap Maintenance_A_Achievable Economic RVT Potential | F6 | Industrial | Wood and Lumber Products | New | Space Heating | Natural Gas | Steam Trap Maintenance | A | Incremental Winter Peak Savings (MW) | Achievable Economic RVT Potential | 0 | 0 | 0 | 0 | 0 | 0 | 0 | 0 | 0 | 0 | 0 | 0 | 0 | 0 | 0 | 0 | 0 | 0 | 0 | 0 | 0 | 0 | 0
F7_Industrial_Wood and Lumber Products_New_Space Heating_Natural Gas_Steam Trap Maintenance_A_Achievable Economic RVT Potential | F7 | Industrial | Wood and Lumber Products | New | Space Heating | Natural Gas | Steam Trap Maintenance | A | Cumulative Energy Savings (MWh or mTherms) | Achievable Economic RVT Potential | 0 | 0 | 0 | 0 | 0 | 0 | 0 | 0 | 0 | 0 | 0 | 0 | 0 | 0 | 0 | 0 | 0 | 0 | 0 | 0 | 0 | 0 | 0
F8_Industrial_Wood and Lumber Products_New_Space Heating_Natural Gas_Steam Trap Maintenance_A_Achievable Economic RVT Potential | F8 | Industrial | Wood and Lumber Products | New | Space Heating | Natural Gas | Steam Trap Maintenance | A | Cumulative Summer Peak Savings (MW) | Achievable Economic RVT Potential | 0 | 0 | 0 | 0 | 0 | 0 | 0 | 0 | 0 | 0 | 0 | 0 | 0 | 0 | 0 | 0 | 0 | 0 | 0 | 0 | 0 | 0 | 0
F9_Industrial_Wood and Lumber Products_New_Space Heating_Natural Gas_Steam Trap Maintenance_A_Achievable Economic RVT Potential | F9 | Industrial | Wood and Lumber Products | New | Space Heating | Natural Gas | Steam Trap Maintenance | A | Cumulative Winter Peak Savings (MW) | Achievable Economic RVT Potential | 0 | 0 | 0 | 0 | 0 | 0 | 0 | 0 | 0 | 0 | 0 | 0 | 0 | 0 | 0 | 0 | 0 | 0 | 0 | 0 | 0 | 0 | 0
F10_Industrial_Wood and Lumber Products_New_Space Heating_Natural Gas_Steam Trap Maintenance_A_Achievable Economic RVT Potential | F10 | Industrial | Wood and Lumber Products | New | Space Heating | Natural Gas | Steam Trap Maintenance | A | Purchases (Incremental) | Achievable Economic RVT Potential | 0 | 0 | 0 | 0 | 0 | 0 | 0 | 0 | 0 | 0 | 0 | 0 | 0 | 0 | 0 | 0 | 0 | 0 | 0 | 0 | 0 | 0 | 0
F11_Industrial_Wood and Lumber Products_New_Space Heating_Natural Gas_Steam Trap Maintenance_A_Achievable Economic RVT Potential | F11 | Industrial | Wood and Lumber Products | New | Space Heating | Natural Gas | Steam Trap Maintenance | A | Purchases (Cumulative) | Achievable Economic RVT Potential | 0 | 0 | 0 | 0 | 0 | 0 | 0 | 0 | 0 | 0 | 0 | 0 | 0 | 0 | 0 | 0 | 0 | 0 | 0 | 0 | 0 | 0 | 0
F1_Industrial_Wood and Lumber Products_New_Process_Natural Gas_Steam Trap Maintenance_A_Achievable Economic RVT Potential | F1 | Industrial | Wood and Lumber Products | New | Process | Natural Gas | Steam Trap Maintenance | A | Integrated Unit Energy Savings (kWh or therms) | Achievable Economic RVT Potential | 0 | 0 | 8.1266 | 8.1264 | 8.1264 | 8.1265 | 8.1266 | 8.1267 | 8.1267 | 8.1268 | 8.1268 | 8.1269 | 8.1269 | 8.1269 | 8.1269 | 8.1269 | 8.127 | 8.127 | 8.127 | 8.127 | 8.127 | 8.127 | 0
F2_Industrial_Wood and Lumber Products_New_Process_Natural Gas_Steam Trap Maintenance_A_Achievable Economic RVT Potential | F2 | Industrial | Wood and Lumber Products | New | Process | Natural Gas | Steam Trap Maintenance | A | Integrated Unit Summer Peak Savings (kW) | Achievable Economic RVT Potential | 0 | 0 | 0 | 0 | 0 | 0 | 0 | 0 | 0 | 0 | 0 | 0 | 0 | 0 | 0 | 0 | 0 | 0 | 0 | 0 | 0 | 0 | 0
F3_Industrial_Wood and Lumber Products_New_Process_Natural Gas_Steam Trap Maintenance_A_Achievable Economic RVT Potential | F3 | Industrial | Wood and Lumber Products | New | Process | Natural Gas | Steam Trap Maintenance | A | Integrated Unit Winter Peak Savings (kW) | Achievable Economic RVT Potential | 0 | 0 | 0 | 0 | 0 | 0 | 0 | 0 | 0 | 0 | 0 | 0 | 0 | 0 | 0 | 0 | 0 | 0 | 0 | 0 | 0 | 0 | 0
F4_Industrial_Wood and Lumber Products_New_Process_Natural Gas_Steam Trap Maintenance_A_Achievable Economic RVT Potential | F4 | Industrial | Wood and Lumber Products | New | Process | Natural Gas | Steam Trap Maintenance | A | Incremental Energy Savings (MWh or mTherms) | Achievable Economic RVT Potential | 0 | 0 | 0 | 0 | 0 | 0 | 0 | 0 | 0 | 0 | 0 | 0 | 0 | 0 | 0 | 0 | 0 | 0 | 0 | 0 | 0 | 0 | 0
F5_Industrial_Wood and Lumber Products_New_Process_Natural Gas_Steam Trap Maintenance_A_Achievable Economic RVT Potential | F5 | Industrial | Wood and Lumber Products | New | Process | Natural Gas | Steam Trap Maintenance | A | Incremental Summer Peak Savings (MW) | Achievable Economic RVT Potential | 0 | 0 | 0 | 0 | 0 | 0 | 0 | 0 | 0 | 0 | 0 | 0 | 0 | 0 | 0 | 0 | 0 | 0 | 0 | 0 | 0 | 0 | 0
F6_Industrial_Wood and Lumber Products_New_Process_Natural Gas_Steam Trap Maintenance_A_Achievable Economic RVT Potential | F6 | Industrial | Wood and Lumber Products | New | Process | Natural Gas | Steam Trap Maintenance | A | Incremental Winter Peak Savings (MW) | Achievable Economic RVT Potential | 0 | 0 | 0 | 0 | 0 | 0 | 0 | 0 | 0 | 0 | 0 | 0 | 0 | 0 | 0 | 0 | 0 | 0 | 0 | 0 | 0 | 0 | 0
F7_Industrial_Wood and Lumber Products_New_Process_Natural Gas_Steam Trap Maintenance_A_Achievable Economic RVT Potential | F7 | Industrial | Wood and Lumber Products | New | Process | Natural Gas | Steam Trap Maintenance | A | Cumulative Energy Savings (MWh or mTherms) | Achievable Economic RVT Potential | 0 | 0 | 0 | 0 | 0 | 0 | 0 | 0 | 0 | 0 | 0 | 0 | 0 | 0 | 0 | 0 | 0 | 0 | 0 | 0 | 0 | 0 | 0
F8_Industrial_Wood and Lumber Products_New_Process_Natural Gas_Steam Trap Maintenance_A_Achievable Economic RVT Potential | F8 | Industrial | Wood and Lumber Products | New | Process | Natural Gas | Steam Trap Maintenance | A | Cumulative Summer Peak Savings (MW) | Achievable Economic RVT Potential | 0 | 0 | 0 | 0 | 0 | 0 | 0 | 0 | 0 | 0 | 0 | 0 | 0 | 0 | 0 | 0 | 0 | 0 | 0 | 0 | 0 | 0 | 0
F9_Industrial_Wood and Lumber Products_New_Process_Natural Gas_Steam Trap Maintenance_A_Achievable Economic RVT Potential | F9 | Industrial | Wood and Lumber Products | New | Process | Natural Gas | Steam Trap Maintenance | A | Cumulative Winter Peak Savings (MW) | Achievable Economic RVT Potential | 0 | 0 | 0 | 0 | 0 | 0 | 0 | 0 | 0 | 0 | 0 | 0 | 0 | 0 | 0 | 0 | 0 | 0 | 0 | 0 | 0 | 0 | 0
F10_Industrial_Wood and Lumber Products_New_Process_Natural Gas_Steam Trap Maintenance_A_Achievable Economic RVT Potential | F10 | Industrial | Wood and Lumber Products | New | Process | Natural Gas | Steam Trap Maintenance | A | Purchases (Incremental) | Achievable Economic RVT Potential | 0 | 0 | 0 | 0 | 0 | 0 | 0 | 0 | 0 | 0 | 0 | 0 | 0 | 0 | 0 | 0 | 0 | 0 | 0 | 0 | 0 | 0 | 0
F11_Industrial_Wood and Lumber Products_New_Process_Natural Gas_Steam Trap Maintenance_A_Achievable Economic RVT Potential | F11 | Industrial | Wood and Lumber Products | New | Process | Natural Gas | Steam Trap Maintenance | A | Purchases (Cumulative) | Achievable Economic RVT Potential | 0 | 0 | 0 | 0 | 0 | 0 | 0 | 0 | 0 | 0 | 0 | 0 | 0 | 0 | 0 | 0 | 0 | 0 | 0 | 0 | 0 | 0 | 0
F1_Industrial_Wood and Lumber Products_New_Space Heating_Natural Gas_Gas Boiler - High Turndown_A_Achievable Economic RVT Potential | F1 | Industrial | Wood and Lumber Products | New | Space Heating | Natural Gas | Gas Boiler - High Turndown | A | Integrated Unit Energy Savings (kWh or therms) | Achievable Economic RVT Potential | 0 | 0 | 1.1644 | 1.1504 | 1.1404 | 1.1311 | 1.1244 | 1.117 | 1.1096 | 1.1018 | 1.0946 | 1.087 | 1.0775 | 1.0687 | 1.0597 | 1.0523 | 1.046 | 1.04 | 1.0365 | 1.0335 | 1.0318 | 1.0314 | 0
F2_Industrial_Wood and Lumber Products_New_Space Heating_Natural Gas_Gas Boiler - High Turndown_A_Achievable Economic RVT Potential | F2 | Industrial | Wood and Lumber Products | New | Space Heating | Natural Gas | Gas Boiler - High Turndown | A | Integrated Unit Summer Peak Savings (kW) | Achievable Economic RVT Potential | 0 | 0 | 0 | 0 | 0 | 0 | 0 | 0 | 0 | 0 | 0 | 0 | 0 | 0 | 0 | 0 | 0 | 0 | 0 | 0 | 0 | 0 | 0
F3_Industrial_Wood and Lumber Products_New_Space Heating_Natural Gas_Gas Boiler - High Turndown_A_Achievable Economic RVT Potential | F3 | Industrial | Wood and Lumber Products | New | Space Heating | Natural Gas | Gas Boiler - High Turndown | A | Integrated Unit Winter Peak Savings (kW) | Achievable Economic RVT Potential | 0 | 0 | 0 | 0 | 0 | 0 | 0 | 0 | 0 | 0 | 0 | 0 | 0 | 0 | 0 | 0 | 0 | 0 | 0 | 0 | 0 | 0 | 0
F4_Industrial_Wood and Lumber Products_New_Space Heating_Natural Gas_Gas Boiler - High Turndown_A_Achievable Economic RVT Potential | F4 | Industrial | Wood and Lumber Products | New | Space Heating | Natural Gas | Gas Boiler - High Turndown | A | Incremental Energy Savings (MWh or mTherms) | Achievable Economic RVT Potential | 0 | 0 | 0 | 0 | 0 | 0 | 0 | 0 | 0 | 0 | 0 | 0 | 0 | 0 | 0 | 0 | 0 | 0 | 0 | 0 | 0 | 0 | 0
F5_Industrial_Wood and Lumber Products_New_Space Heating_Natural Gas_Gas Boiler - High Turndown_A_Achievable Economic RVT Potential | F5 | Industrial | Wood and Lumber Products | New | Space Heating | Natural Gas | Gas Boiler - High Turndown | A | Incremental Summer Peak Savings (MW) | Achievable Economic RVT Potential | 0 | 0 | 0 | 0 | 0 | 0 | 0 | 0 | 0 | 0 | 0 | 0 | 0 | 0 | 0 | 0 | 0 | 0 | 0 | 0 | 0 | 0 | 0
F6_Industrial_Wood and Lumber Products_New_Space Heating_Natural Gas_Gas Boiler - High Turndown_A_Achievable Economic RVT Potential | F6 | Industrial | Wood and Lumber Products | New | Space Heating | Natural Gas | Gas Boiler - High Turndown | A | Incremental Winter Peak Savings (MW) | Achievable Economic RVT Potential | 0 | 0 | 0 | 0 | 0 | 0 | 0 | 0 | 0 | 0 | 0 | 0 | 0 | 0 | 0 | 0 | 0 | 0 | 0 | 0 | 0 | 0 | 0
F7_Industrial_Wood and Lumber Products_New_Space Heating_Natural Gas_Gas Boiler - High Turndown_A_Achievable Economic RVT Potential | F7 | Industrial | Wood and Lumber Products | New | Space Heating | Natural Gas | Gas Boiler - High Turndown | A | Cumulative Energy Savings (MWh or mTherms) | Achievable Economic RVT Potential | 0 | 0 | 0 | 0 | 0 | 0 | 0 | 0 | 0 | 0 | 0 | 0 | 0 | 0 | 0 | 0 | 0 | 0 | 0 | 0 | 0 | 0 | 0
F8_Industrial_Wood and Lumber Products_New_Space Heating_Natural Gas_Gas Boiler - High Turndown_A_Achievable Economic RVT Potential | F8 | Industrial | Wood and Lumber Products | New | Space Heating | Natural Gas | Gas Boiler - High Turndown | A | Cumulative Summer Peak Savings (MW) | Achievable Economic RVT Potential | 0 | 0 | 0 | 0 | 0 | 0 | 0 | 0 | 0 | 0 | 0 | 0 | 0 | 0 | 0 | 0 | 0 | 0 | 0 | 0 | 0 | 0 | 0
F9_Industrial_Wood and Lumber Products_New_Space Heating_Natural Gas_Gas Boiler - High Turndown_A_Achievable Economic RVT Potential | F9 | Industrial | Wood and Lumber Products | New | Space Heating | Natural Gas | Gas Boiler - High Turndown | A | Cumulative Winter Peak Savings (MW) | Achievable Economic RVT Potential | 0 | 0 | 0 | 0 | 0 | 0 | 0 | 0 | 0 | 0 | 0 | 0 | 0 | 0 | 0 | 0 | 0 | 0 | 0 | 0 | 0 | 0 | 0
F10_Industrial_Wood and Lumber Products_New_Space Heating_Natural Gas_Gas Boiler - High Turndown_A_Achievable Economic RVT Potential | F10 | Industrial | Wood and Lumber Products | New | Space Heating | Natural Gas | Gas Boiler - High Turndown | A | Purchases (Incremental) | Achievable Economic RVT Potential | 0 | 0 | 0 | 0 | 0 | 0 | 0 | 0 | 0 | 0 | 0 | 0 | 0 | 0 | 0 | 0 | 0 | 0 | 0 | 0 | 0 | 0 | 0
F11_Industrial_Wood and Lumber Products_New_Space Heating_Natural Gas_Gas Boiler - High Turndown_A_Achievable Economic RVT Potential | F11 | Industrial | Wood and Lumber Products | New | Space Heating | Natural Gas | Gas Boiler - High Turndown | A | Purchases (Cumulative) | Achievable Economic RVT Potential | 0 | 0 | 0 | 0 | 0 | 0 | 0 | 0 | 0 | 0 | 0 | 0 | 0 | 0 | 0 | 0 | 0 | 0 | 0 | 0 | 0 | 0 | 0
F1_Industrial_Wood and Lumber Products_New_Process_Natural Gas_Gas Boiler - High Turndown_A_Achievable Economic RVT Potential | F1 | Industrial | Wood and Lumber Products | New | Process | Natural Gas | Gas Boiler - High Turndown | A | Integrated Unit Energy Savings (kWh or therms) | Achievable Economic RVT Potential | 0 | 0 | 8.6056 | 8.5934 | 8.582 | 8.5718 | 8.5574 | 8.5471 | 8.5391 | 8.534 | 8.528 | 8.5243 | 8.5217 | 8.5211 | 8.5187 | 8.5181 | 8.5177 | 8.5193 | 8.5198 | 8.5215 | 8.5228 | 8.5238 | 0
F2_Industrial_Wood and Lumber Products_New_Process_Natural Gas_Gas Boiler - High Turndown_A_Achievable Economic RVT Potential | F2 | Industrial | Wood and Lumber Products | New | Process | Natural Gas | Gas Boiler - High Turndown | A | Integrated Unit Summer Peak Savings (kW) | Achievable Economic RVT Potential | 0 | 0 | 0 | 0 | 0 | 0 | 0 | 0 | 0 | 0 | 0 | 0 | 0 | 0 | 0 | 0 | 0 | 0 | 0 | 0 | 0 | 0 | 0
F3_Industrial_Wood and Lumber Products_New_Process_Natural Gas_Gas Boiler - High Turndown_A_Achievable Economic RVT Potential | F3 | Industrial | Wood and Lumber Products | New | Process | Natural Gas | Gas Boiler - High Turndown | A | Integrated Unit Winter Peak Savings (kW) | Achievable Economic RVT Potential | 0 | 0 | 0 | 0 | 0 | 0 | 0 | 0 | 0 | 0 | 0 | 0 | 0 | 0 | 0 | 0 | 0 | 0 | 0 | 0 | 0 | 0 | 0
F4_Industrial_Wood and Lumber Products_New_Process_Natural Gas_Gas Boiler - High Turndown_A_Achievable Economic RVT Potential | F4 | Industrial | Wood and Lumber Products | New | Process | Natural Gas | Gas Boiler - High Turndown | A | Incremental Energy Savings (MWh or mTherms) | Achievable Economic RVT Potential | 0 | 0 | 0 | 0 | 0 | 0 | 0 | 0 | 0 | 0 | 0 | 0 | 0 | 0 | 0 | 0 | 0 | 0 | 0 | 0 | 0 | 0 | 0
F5_Industrial_Wood and Lumber Products_New_Process_Natural Gas_Gas Boiler - High Turndown_A_Achievable Economic RVT Potential | F5 | Industrial | Wood and Lumber Products | New | Process | Natural Gas | Gas Boiler - High Turndown | A | Incremental Summer Peak Savings (MW) | Achievable Economic RVT Potential | 0 | 0 | 0 | 0 | 0 | 0 | 0 | 0 | 0 | 0 | 0 | 0 | 0 | 0 | 0 | 0 | 0 | 0 | 0 | 0 | 0 | 0 | 0
F6_Industrial_Wood and Lumber Products_New_Process_Natural Gas_Gas Boiler - High Turndown_A_Achievable Economic RVT Potential | F6 | Industrial | Wood and Lumber Products | New | Process | Natural Gas | Gas Boiler - High Turndown | A | Incremental Winter Peak Savings (MW) | Achievable Economic RVT Potential | 0 | 0 | 0 | 0 | 0 | 0 | 0 | 0 | 0 | 0 | 0 | 0 | 0 | 0 | 0 | 0 | 0 | 0 | 0 | 0 | 0 | 0 | 0
F7_Industrial_Wood and Lumber Products_New_Process_Natural Gas_Gas Boiler - High Turndown_A_Achievable Economic RVT Potential | F7 | Industrial | Wood and Lumber Products | New | Process | Natural Gas | Gas Boiler - High Turndown | A | Cumulative Energy Savings (MWh or mTherms) | Achievable Economic RVT Potential | 0 | 0 | 0 | 0 | 0 | 0 | 0 | 0 | 0 | 0 | 0 | 0 | 0 | 0 | 0 | 0 | 0 | 0 | 0 | 0 | 0 | 0 | 0
F8_Industrial_Wood and Lumber Products_New_Process_Natural Gas_Gas Boiler - High Turndown_A_Achievable Economic RVT Potential | F8 | Industrial | Wood and Lumber Products | New | Process | Natural Gas | Gas Boiler - High Turndown | A | Cumulative Summer Peak Savings (MW) | Achievable Economic RVT Potential | 0 | 0 | 0 | 0 | 0 | 0 | 0 | 0 | 0 | 0 | 0 | 0 | 0 | 0 | 0 | 0 | 0 | 0 | 0 | 0 | 0 | 0 | 0
F9_Industrial_Wood and Lumber Products_New_Process_Natural Gas_Gas Boiler - High Turndown_A_Achievable Economic RVT Potential | F9 | Industrial | Wood and Lumber Products | New | Process | Natural Gas | Gas Boiler - High Turndown | A | Cumulative Winter Peak Savings (MW) | Achievable Economic RVT Potential | 0 | 0 | 0 | 0 | 0 | 0 | 0 | 0 | 0 | 0 | 0 | 0 | 0 | 0 | 0 | 0 | 0 | 0 | 0 | 0 | 0 | 0 | 0
F10_Industrial_Wood and Lumber Products_New_Process_Natural Gas_Gas Boiler - High Turndown_A_Achievable Economic RVT Potential | F10 | Industrial | Wood and Lumber Products | New | Process | Natural Gas | Gas Boiler - High Turndown | A | Purchases (Incremental) | Achievable Economic RVT Potential | 0 | 0 | 0 | 0 | 0 | 0 | 0 | 0 | 0 | 0 | 0 | 0 | 0 | 0 | 0 | 0 | 0 | 0 | 0 | 0 | 0 | 0 | 0
F11_Industrial_Wood and Lumber Products_New_Process_Natural Gas_Gas Boiler - High Turndown_A_Achievable Economic RVT Potential | F11 | Industrial | Wood and Lumber Products | New | Process | Natural Gas | Gas Boiler - High Turndown | A | Purchases (Cumulative) | Achievable Economic RVT Potential | 0 | 0 | 0 | 0 | 0 | 0 | 0 | 0 | 0 | 0 | 0 | 0 | 0 | 0 | 0 | 0 | 0 | 0 | 0 | 0 | 0 | 0 | 0
F1_Industrial_Wood and Lumber Products_New_Space Heating_Natural Gas_Gas Boiler - Burner Control Optimization_A_Achievable Economic RVT Potential | F1 | Industrial | Wood and Lumber Products | New | Space Heating | Natural Gas | Gas Boiler - Burner Control Optimization | A | Integrated Unit Energy Savings (kWh or therms) | Achievable Economic RVT Potential | 0 | 0 | 0.33766 | 0.33359 | 0.33069 | 0.32799 | 0.32603 | 0.32388 | 0.32173 | 0.31947 | 0.31738 | 0.31516 | 0.31241 | 0.30988 | 0.30726 | 0.30512 | 0.30328 | 0.30157 | 0.30053 | 0.29966 | 0.29917 | 0.29907 | 0
F2_Industrial_Wood and Lumber Products_New_Space Heating_Natural Gas_Gas Boiler - Burner Control Optimization_A_Achievable Economic RVT Potential | F2 | Industrial | Wood and Lumber Products | New | Space Heating | Natural Gas | Gas Boiler - Burner Control Optimization | A | Integrated Unit Summer Peak Savings (kW) | Achievable Economic RVT Potential | 0 | 0 | 0 | 0 | 0 | 0 | 0 | 0 | 0 | 0 | 0 | 0 | 0 | 0 | 0 | 0 | 0 | 0 | 0 | 0 | 0 | 0 | 0
F3_Industrial_Wood and Lumber Products_New_Space Heating_Natural Gas_Gas Boiler - Burner Control Optimization_A_Achievable Economic RVT Potential | F3 | Industrial | Wood and Lumber Products | New | Space Heating | Natural Gas | Gas Boiler - Burner Control Optimization | A | Integrated Unit Winter Peak Savings (kW) | Achievable Economic RVT Potential | 0 | 0 | 0 | 0 | 0 | 0 | 0 | 0 | 0 | 0 | 0 | 0 | 0 | 0 | 0 | 0 | 0 | 0 | 0 | 0 | 0 | 0 | 0
F4_Industrial_Wood and Lumber Products_New_Space Heating_Natural Gas_Gas Boiler - Burner Control Optimization_A_Achievable Economic RVT Potential | F4 | Industrial | Wood and Lumber Products | New | Space Heating | Natural Gas | Gas Boiler - Burner Control Optimization | A | Incremental Energy Savings (MWh or mTherms) | Achievable Economic RVT Potential | 0 | 0 | 0 | 0 | 0 | 0 | 0 | 0 | 0 | 0 | 0 | 0 | 0 | 0 | 0 | 0 | 0 | 0 | 0 | 0 | 0 | 0 | 0
F5_Industrial_Wood and Lumber Products_New_Space Heating_Natural Gas_Gas Boiler - Burner Control Optimization_A_Achievable Economic RVT Potential | F5 | Industrial | Wood and Lumber Products | New | Space Heating | Natural Gas | Gas Boiler - Burner Control Optimization | A | Incremental Summer Peak Savings (MW) | Achievable Economic RVT Potential | 0 | 0 | 0 | 0 | 0 | 0 | 0 | 0 | 0 | 0 | 0 | 0 | 0 | 0 | 0 | 0 | 0 | 0 | 0 | 0 | 0 | 0 | 0
F6_Industrial_Wood and Lumber Products_New_Space Heating_Natural Gas_Gas Boiler - Burner Control Optimization_A_Achievable Economic RVT Potential | F6 | Industrial | Wood and Lumber Products | New | Space Heating | Natural Gas | Gas Boiler - Burner Control Optimization | A | Incremental Winter Peak Savings (MW) | Achievable Economic RVT Potential | 0 | 0 | 0 | 0 | 0 | 0 | 0 | 0 | 0 | 0 | 0 | 0 | 0 | 0 | 0 | 0 | 0 | 0 | 0 | 0 | 0 | 0 | 0
F7_Industrial_Wood and Lumber Products_New_Space Heating_Natural Gas_Gas Boiler - Burner Control Optimization_A_Achievable Economic RVT Potential | F7 | Industrial | Wood and Lumber Products | New | Space Heating | Natural Gas | Gas Boiler - Burner Control Optimization | A | Cumulative Energy Savings (MWh or mTherms) | Achievable Economic RVT Potential | 0 | 0 | 0 | 0 | 0 | 0 | 0 | 0 | 0 | 0 | 0 | 0 | 0 | 0 | 0 | 0 | 0 | 0 | 0 | 0 | 0 | 0 | 0
F8_Industrial_Wood and Lumber Products_New_Space Heating_Natural Gas_Gas Boiler - Burner Control Optimization_A_Achievable Economic RVT Potential | F8 | Industrial | Wood and Lumber Products | New | Space Heating | Natural Gas | Gas Boiler - Burner Control Optimization | A | Cumulative Summer Peak Savings (MW) | Achievable Economic RVT Potential | 0 | 0 | 0 | 0 | 0 | 0 | 0 | 0 | 0 | 0 | 0 | 0 | 0 | 0 | 0 | 0 | 0 | 0 | 0 | 0 | 0 | 0 | 0
F9_Industrial_Wood and Lumber Products_New_Space Heating_Natural Gas_Gas Boiler - Burner Control Optimization_A_Achievable Economic RVT Potential | F9 | Industrial | Wood and Lumber Products | New | Space Heating | Natural Gas | Gas Boiler - Burner Control Optimization | A | Cumulative Winter Peak Savings (MW) | Achievable Economic RVT Potential | 0 | 0 | 0 | 0 | 0 | 0 | 0 | 0 | 0 | 0 | 0 | 0 | 0 | 0 | 0 | 0 | 0 | 0 | 0 | 0 | 0 | 0 | 0
F10_Industrial_Wood and Lumber Products_New_Space Heating_Natural Gas_Gas Boiler - Burner Control Optimization_A_Achievable Economic RVT Potential | F10 | Industrial | Wood and Lumber Products | New | Space Heating | Natural Gas | Gas Boiler - Burner Control Optimization | A | Purchases (Incremental) | Achievable Economic RVT Potential | 0 | 0 | 0 | 0 | 0 | 0 | 0 | 0 | 0 | 0 | 0 | 0 | 0 | 0 | 0 | 0 | 0 | 0 | 0 | 0 | 0 | 0 | 0
F11_Industrial_Wood and Lumber Products_New_Space Heating_Natural Gas_Gas Boiler - Burner Control Optimization_A_Achievable Economic RVT Potential | F11 | Industrial | Wood and Lumber Products | New | Space Heating | Natural Gas | Gas Boiler - Burner Control Optimization | A | Purchases (Cumulative) | Achievable Economic RVT Potential | 0 | 0 | 0 | 0 | 0 | 0 | 0 | 0 | 0 | 0 | 0 | 0 | 0 | 0 | 0 | 0 | 0 | 0 | 0 | 0 | 0 | 0 | 0
F1_Industrial_Wood and Lumber Products_New_Process_Natural Gas_Gas Boiler - Burner Control Optimization_A_Achievable Economic RVT Potential | F1 | Industrial | Wood and Lumber Products | New | Process | Natural Gas | Gas Boiler - Burner Control Optimization | A | Integrated Unit Energy Savings (kWh or therms) | Achievable Economic RVT Potential | 0 | 0 | 2.4953 | 2.4915 | 2.488 | 2.4849 | 2.4805 | 2.4773 | 2.4749 | 2.4734 | 2.4716 | 2.4705 | 2.4698 | 2.4696 | 2.469 | 2.4688 | 2.4687 | 2.4693 | 2.4695 | 2.47 | 2.4704 | 2.4708 | 0
F2_Industrial_Wood and Lumber Products_New_Process_Natural Gas_Gas Boiler - Burner Control Optimization_A_Achievable Economic RVT Potential | F2 | Industrial | Wood and Lumber Products | New | Process | Natural Gas | Gas Boiler - Burner Control Optimization | A | Integrated Unit Summer Peak Savings (kW) | Achievable Economic RVT Potential | 0 | 0 | 0 | 0 | 0 | 0 | 0 | 0 | 0 | 0 | 0 | 0 | 0 | 0 | 0 | 0 | 0 | 0 | 0 | 0 | 0 | 0 | 0
F3_Industrial_Wood and Lumber Products_New_Process_Natural Gas_Gas Boiler - Burner Control Optimization_A_Achievable Economic RVT Potential | F3 | Industrial | Wood and Lumber Products | New | Process | Natural Gas | Gas Boiler - Burner Control Optimization | A | Integrated Unit Winter Peak Savings (kW) | Achievable Economic RVT Potential | 0 | 0 | 0 | 0 | 0 | 0 | 0 | 0 | 0 | 0 | 0 | 0 | 0 | 0 | 0 | 0 | 0 | 0 | 0 | 0 | 0 | 0 | 0
F4_Industrial_Wood and Lumber Products_New_Process_Natural Gas_Gas Boiler - Burner Control Optimization_A_Achievable Economic RVT Potential | F4 | Industrial | Wood and Lumber Products | New | Process | Natural Gas | Gas Boiler - Burner Control Optimization | A | Incremental Energy Savings (MWh or mTherms) | Achievable Economic RVT Potential | 0 | 0 | 0 | 0 | 0 | 0 | 0 | 0 | 0 | 0 | 0 | 0 | 0 | 0 | 0 | 0 | 0 | 0 | 0 | 0 | 0 | 0 | 0
F5_Industrial_Wood and Lumber Products_New_Process_Natural Gas_Gas Boiler - Burner Control Optimization_A_Achievable Economic RVT Potential | F5 | Industrial | Wood and Lumber Products | New | Process | Natural Gas | Gas Boiler - Burner Control Optimization | A | Incremental Summer Peak Savings (MW) | Achievable Economic RVT Potential | 0 | 0 | 0 | 0 | 0 | 0 | 0 | 0 | 0 | 0 | 0 | 0 | 0 | 0 | 0 | 0 | 0 | 0 | 0 | 0 | 0 | 0 | 0
F6_Industrial_Wood and Lumber Products_New_Process_Natural Gas_Gas Boiler - Burner Control Optimization_A_Achievable Economic RVT Potential | F6 | Industrial | Wood and Lumber Products | New | Process | Natural Gas | Gas Boiler - Burner Control Optimization | A | Incremental Winter Peak Savings (MW) | Achievable Economic RVT Potential | 0 | 0 | 0 | 0 | 0 | 0 | 0 | 0 | 0 | 0 | 0 | 0 | 0 | 0 | 0 | 0 | 0 | 0 | 0 | 0 | 0 | 0 | 0
F7_Industrial_Wood and Lumber Products_New_Process_Natural Gas_Gas Boiler - Burner Control Optimization_A_Achievable Economic RVT Potential | F7 | Industrial | Wood and Lumber Products | New | Process | Natural Gas | Gas Boiler - Burner Control Optimization | A | Cumulative Energy Savings (MWh or mTherms) | Achievable Economic RVT Potential | 0 | 0 | 0 | 0 | 0 | 0 | 0 | 0 | 0 | 0 | 0 | 0 | 0 | 0 | 0 | 0 | 0 | 0 | 0 | 0 | 0 | 0 | 0
F8_Industrial_Wood and Lumber Products_New_Process_Natural Gas_Gas Boiler - Burner Control Optimization_A_Achievable Economic RVT Potential | F8 | Industrial | Wood and Lumber Products | New | Process | Natural Gas | Gas Boiler - Burner Control Optimization | A | Cumulative Summer Peak Savings (MW) | Achievable Economic RVT Potential | 0 | 0 | 0 | 0 | 0 | 0 | 0 | 0 | 0 | 0 | 0 | 0 | 0 | 0 | 0 | 0 | 0 | 0 | 0 | 0 | 0 | 0 | 0
F9_Industrial_Wood and Lumber Products_New_Process_Natural Gas_Gas Boiler - Burner Control Optimization_A_Achievable Economic RVT Potential | F9 | Industrial | Wood and Lumber Products | New | Process | Natural Gas | Gas Boiler - Burner Control Optimization | A | Cumulative Winter Peak Savings (MW) | Achievable Economic RVT Potential | 0 | 0 | 0 | 0 | 0 | 0 | 0 | 0 | 0 | 0 | 0 | 0 | 0 | 0 | 0 | 0 | 0 | 0 | 0 | 0 | 0 | 0 | 0
F10_Industrial_Wood and Lumber Products_New_Process_Natural Gas_Gas Boiler - Burner Control Optimization_A_Achievable Economic RVT Potential | F10 | Industrial | Wood and Lumber Products | New | Process | Natural Gas | Gas Boiler - Burner Control Optimization | A | Purchases (Incremental) | Achievable Economic RVT Potential | 0 | 0 | 0 | 0 | 0 | 0 | 0 | 0 | 0 | 0 | 0 | 0 | 0 | 0 | 0 | 0 | 0 | 0 | 0 | 0 | 0 | 0 | 0
F11_Industrial_Wood and Lumber Products_New_Process_Natural Gas_Gas Boiler - Burner Control Optimization_A_Achievable Economic RVT Potential | F11 | Industrial | Wood and Lumber Products | New | Process | Natural Gas | Gas Boiler - Burner Control Optimization | A | Purchases (Cumulative) | Achievable Economic RVT Potential | 0 | 0 | 0 | 0 | 0 | 0 | 0 | 0 | 0 | 0 | 0 | 0 | 0 | 0 | 0 | 0 | 0 | 0 | 0 | 0 | 0 | 0 | 0
F1_Industrial_Wood and Lumber Products_New_Space Heating_Natural Gas_HVAC - Demand Controlled Ventilation_A_Achievable Economic RVT Potential | F1 | Industrial | Wood and Lumber Products | New | Space Heating | Natural Gas | HVAC - Demand Controlled Ventilation | A | Integrated Unit Energy Savings (kWh or therms) | Achievable Economic RVT Potential | 0 | 0 | 0.067762 | 0.067019 | 0.066518 | 0.066066 | 0.065811 | 0.06552 | 0.065253 | 0.064983 | 0.064799 | 0.064604 | 0.064316 | 0.064054 | 0.063804 | 0.063593 | 0.063395 | 0.063135 | 0.063009 | 0.062835 | 0.062694 | 0.062605 | 0
F2_Industrial_Wood and Lumber Products_New_Space Heating_Natural Gas_HVAC - Demand Controlled Ventilation_A_Achievable Economic RVT Potential | F2 | Industrial | Wood and Lumber Products | New | Space Heating | Natural Gas | HVAC - Demand Controlled Ventilation | A | Integrated Unit Summer Peak Savings (kW) | Achievable Economic RVT Potential | 0 | 0 | 0 | 0 | 0 | 0 | 0 | 0 | 0 | 0 | 0 | 0 | 0 | 0 | 0 | 0 | 0 | 0 | 0 | 0 | 0 | 0 | 0
F3_Industrial_Wood and Lumber Products_New_Space Heating_Natural Gas_HVAC - Demand Controlled Ventilation_A_Achievable Economic RVT Potential | F3 | Industrial | Wood and Lumber Products | New | Space Heating | Natural Gas | HVAC - Demand Controlled Ventilation | A | Integrated Unit Winter Peak Savings (kW) | Achievable Economic RVT Potential | 0 | 0 | 0 | 0 | 0 | 0 | 0 | 0 | 0 | 0 | 0 | 0 | 0 | 0 | 0 | 0 | 0 | 0 | 0 | 0 | 0 | 0 | 0
F4_Industrial_Wood and Lumber Products_New_Space Heating_Natural Gas_HVAC - Demand Controlled Ventilation_A_Achievable Economic RVT Potential | F4 | Industrial | Wood and Lumber Products | New | Space Heating | Natural Gas | HVAC - Demand Controlled Ventilation | A | Incremental Energy Savings (MWh or mTherms) | Achievable Economic RVT Potential | 0 | 0 | 0.0019512 | 0.0033678 | 0.0047664 | 0.0063191 | 0.0072455 | 0.0083124 | 0.0093593 | 0.010531 | 0.0114 | 0.012397 | 0.013354 | 0.01447 | 0.015205 | 0.016112 | 0.017017 | 0.018053 | 0.018747 | 0.019591 | 0.020418 | 0.021255 | 0
F5_Industrial_Wood and Lumber Products_New_Space Heating_Natural Gas_HVAC - Demand Controlled Ventilation_A_Achievable Economic RVT Potential | F5 | Industrial | Wood and Lumber Products | New | Space Heating | Natural Gas | HVAC - Demand Controlled Ventilation | A | Incremental Summer Peak Savings (MW) | Achievable Economic RVT Potential | 0 | 0 | 0 | 0 | 0 | 0 | 0 | 0 | 0 | 0 | 0 | 0 | 0 | 0 | 0 | 0 | 0 | 0 | 0 | 0 | 0 | 0 | 0
F6_Industrial_Wood and Lumber Products_New_Space Heating_Natural Gas_HVAC - Demand Controlled Ventilation_A_Achievable Economic RVT Potential | F6 | Industrial | Wood and Lumber Products | New | Space Heating | Natural Gas | HVAC - Demand Controlled Ventilation | A | Incremental Winter Peak Savings (MW) | Achievable Economic RVT Potential | 0 | 0 | 0 | 0 | 0 | 0 | 0 | 0 | 0 | 0 | 0 | 0 | 0 | 0 | 0 | 0 | 0 | 0 | 0 | 0 | 0 | 0 | 0
F7_Industrial_Wood and Lumber Products_New_Space Heating_Natural Gas_HVAC - Demand Controlled Ventilation_A_Achievable Economic RVT Potential | F7 | Industrial | Wood and Lumber Products | New | Space Heating | Natural Gas | HVAC - Demand Controlled Ventilation | A | Cumulative Energy Savings (MWh or mTherms) | Achievable Economic RVT Potential | 0 | 0 | 0.0019512 | 0.0052976 | 0.010024 | 0.016275 | 0.023458 | 0.031667 | 0.040897 | 0.051258 | 0.062514 | 0.074723 | 0.087743 | 0.10186 | 0.11666 | 0.13239 | 0.14899 | 0.16462 | 0.17987 | 0.19446 | 0.20845 | 0.22252 | 0
F8_Industrial_Wood and Lumber Products_New_Space Heating_Natural Gas_HVAC - Demand Controlled Ventilation_A_Achievable Economic RVT Potential | F8 | Industrial | Wood and Lumber Products | New | Space Heating | Natural Gas | HVAC - Demand Controlled Ventilation | A | Cumulative Summer Peak Savings (MW) | Achievable Economic RVT Potential | 0 | 0 | 0 | 0 | 0 | 0 | 0 | 0 | 0 | 0 | 0 | 0 | 0 | 0 | 0 | 0 | 0 | 0 | 0 | 0 | 0 | 0 | 0
F9_Industrial_Wood and Lumber Products_New_Space Heating_Natural Gas_HVAC - Demand Controlled Ventilation_A_Achievable Economic RVT Potential | F9 | Industrial | Wood and Lumber Products | New | Space Heating | Natural Gas | HVAC - Demand Controlled Ventilation | A | Cumulative Winter Peak Savings (MW) | Achievable Economic RVT Potential | 0 | 0 | 0 | 0 | 0 | 0 | 0 | 0 | 0 | 0 | 0 | 0 | 0 | 0 | 0 | 0 | 0 | 0 | 0 | 0 | 0 | 0 | 0
F10_Industrial_Wood and Lumber Products_New_Space Heating_Natural Gas_HVAC - Demand Controlled Ventilation_A_Achievable Economic RVT Potential | F10 | Industrial | Wood and Lumber Products | New | Space Heating | Natural Gas | HVAC - Demand Controlled Ventilation | A | Purchases (Incremental) | Achievable Economic RVT Potential | 0 | 0 | 28.7943 | 50.2515 | 71.6559 | 95.647 | 110.0954 | 126.8681 | 143.4294 | 162.0583 | 175.933 | 191.8908 | 207.6369 | 225.9029 | 238.3001 | 253.3671 | 268.4228 | 285.9496 | 297.5266 | 311.7922 | 325.6692 | 339.5053 | 0
F11_Industrial_Wood and Lumber Products_New_Space Heating_Natural Gas_HVAC - Demand Controlled Ventilation_A_Achievable Economic RVT Potential | F11 | Industrial | Wood and Lumber Products | New | Space Heating | Natural Gas | HVAC - Demand Controlled Ventilation | A | Purchases (Cumulative) | Achievable Economic RVT Potential | 0 | 0 | 28.7943 | 79.0457 | 150.7017 | 246.3487 | 356.4441 | 483.3122 | 626.7415 | 788.7998 | 964.7328 | 1156.6235 | 1364.2605 | 1590.1633 | 1828.4634 | 2081.8306 | 2350.2534 | 2607.4087 | 2854.6839 | 3094.8201 | 3324.8423 | 3554.2522 | 0
F1_Industrial_Wood and Lumber Products_New_Space Heating_Natural Gas_Gas Boiler - Stack Economizer_A_Achievable Economic RVT Potential | F1 | Industrial | Wood and Lumber Products | New | Space Heating | Natural Gas | Gas Boiler - Stack Economizer | A | Integrated Unit Energy Savings (kWh or therms) | Achievable Economic RVT Potential | 0 | 0 | 0.85009 | 0.83989 | 0.83265 | 0.8259 | 0.82103 | 0.81567 | 0.81028 | 0.8046 | 0.79934 | 0.79377 | 0.78684 | 0.78044 | 0.77385 | 0.76844 | 0.7638 | 0.75947 | 0.75684 | 0.75464 | 0.75339 | 0.75312 | 0
F2_Industrial_Wood and Lumber Products_New_Space Heating_Natural Gas_Gas Boiler - Stack Economizer_A_Achievable Economic RVT Potential | F2 | Industrial | Wood and Lumber Products | New | Space Heating | Natural Gas | Gas Boiler - Stack Economizer | A | Integrated Unit Summer Peak Savings (kW) | Achievable Economic RVT Potential | 0 | 0 | 0 | 0 | 0 | 0 | 0 | 0 | 0 | 0 | 0 | 0 | 0 | 0 | 0 | 0 | 0 | 0 | 0 | 0 | 0 | 0 | 0
F3_Industrial_Wood and Lumber Products_New_Space Heating_Natural Gas_Gas Boiler - Stack Economizer_A_Achievable Economic RVT Potential | F3 | Industrial | Wood and Lumber Products | New | Space Heating | Natural Gas | Gas Boiler - Stack Economizer | A | Integrated Unit Winter Peak Savings (kW) | Achievable Economic RVT Potential | 0 | 0 | 0 | 0 | 0 | 0 | 0 | 0 | 0 | 0 | 0 | 0 | 0 | 0 | 0 | 0 | 0 | 0 | 0 | 0 | 0 | 0 | 0
F4_Industrial_Wood and Lumber Products_New_Space Heating_Natural Gas_Gas Boiler - Stack Economizer_A_Achievable Economic RVT Potential | F4 | Industrial | Wood and Lumber Products | New | Space Heating | Natural Gas | Gas Boiler - Stack Economizer | A | Incremental Energy Savings (MWh or mTherms) | Achievable Economic RVT Potential | 0 | 0 | 0.00040727 | 0.00070225 | 0.00099273 | 0.0013144 | 0.001504 | 0.0015496 | 0.0013923 | 0.0012497 | 0.0010782 | 0.00093426 | 0.00080168 | 0.00069209 | 0.00057913 | 0.00048915 | 0.00041207 | 0.00036386 | 0.0006328 | 0.00089973 | 0.001199 | 0.0013796 | 0
F5_Industrial_Wood and Lumber Products_New_Space Heating_Natural Gas_Gas Boiler - Stack Economizer_A_Achievable Economic RVT Potential | F5 | Industrial | Wood and Lumber Products | New | Space Heating | Natural Gas | Gas Boiler - Stack Economizer | A | Incremental Summer Peak Savings (MW) | Achievable Economic RVT Potential | 0 | 0 | 0 | 0 | 0 | 0 | 0 | 0 | 0 | 0 | 0 | 0 | 0 | 0 | 0 | 0 | 0 | 0 | 0 | 0 | 0 | 0 | 0
F6_Industrial_Wood and Lumber Products_New_Space Heating_Natural Gas_Gas Boiler - Stack Economizer_A_Achievable Economic RVT Potential | F6 | Industrial | Wood and Lumber Products | New | Space Heating | Natural Gas | Gas Boiler - Stack Economizer | A | Incremental Winter Peak Savings (MW) | Achievable Economic RVT Potential | 0 | 0 | 0 | 0 | 0 | 0 | 0 | 0 | 0 | 0 | 0 | 0 | 0 | 0 | 0 | 0 | 0 | 0 | 0 | 0 | 0 | 0 | 0
F7_Industrial_Wood and Lumber Products_New_Space Heating_Natural Gas_Gas Boiler - Stack Economizer_A_Achievable Economic RVT Potential | F7 | Industrial | Wood and Lumber Products | New | Space Heating | Natural Gas | Gas Boiler - Stack Economizer | A | Cumulative Energy Savings (MWh or mTherms) | Achievable Economic RVT Potential | 0 | 0 | 0.00040727 | 0.0011046 | 0.0020878 | 0.0033853 | 0.0048693 | 0.0063871 | 0.0077373 | 0.0089326 | 0.0099525 | 0.010817 | 0.011525 | 0.012123 | 0.0126 | 0.013001 | 0.013334 | 0.013259 | 0.013213 | 0.013175 | 0.013153 | 0.013148 | 0
F8_Industrial_Wood and Lumber Products_New_Space Heating_Natural Gas_Gas Boiler - Stack Economizer_A_Achievable Economic RVT Potential | F8 | Industrial | Wood and Lumber Products | New | Space Heating | Natural Gas | Gas Boiler - Stack Economizer | A | Cumulative Summer Peak Savings (MW) | Achievable Economic RVT Potential | 0 | 0 | 0 | 0 | 0 | 0 | 0 | 0 | 0 | 0 | 0 | 0 | 0 | 0 | 0 | 0 | 0 | 0 | 0 | 0 | 0 | 0 | 0
F9_Industrial_Wood and Lumber Products_New_Space Heating_Natural Gas_Gas Boiler - Stack Economizer_A_Achievable Economic RVT Potential | F9 | Industrial | Wood and Lumber Products | New | Space Heating | Natural Gas | Gas Boiler - Stack Economizer | A | Cumulative Winter Peak Savings (MW) | Achievable Economic RVT Potential | 0 | 0 | 0 | 0 | 0 | 0 | 0 | 0 | 0 | 0 | 0 | 0 | 0 | 0 | 0 | 0 | 0 | 0 | 0 | 0 | 0 | 0 | 0
F10_Industrial_Wood and Lumber Products_New_Space Heating_Natural Gas_Gas Boiler - Stack Economizer_A_Achievable Economic RVT Potential | F10 | Industrial | Wood and Lumber Products | New | Space Heating | Natural Gas | Gas Boiler - Stack Economizer | A | Purchases (Incremental) | Achievable Economic RVT Potential | 0 | 0 | 0.4791 | 0.83612 | 1.1923 | 1.5914 | 1.8318 | 1.8998 | 1.7183 | 1.5531 | 1.3489 | 1.177 | 1.0189 | 0.88679 | 0.74837 | 0.63655 | 0.5395 | 0.4791 | 0.83612 | 1.1923 | 1.5914 | 1.8318 | 0
F11_Industrial_Wood and Lumber Products_New_Space Heating_Natural Gas_Gas Boiler - Stack Economizer_A_Achievable Economic RVT Potential | F11 | Industrial | Wood and Lumber Products | New | Space Heating | Natural Gas | Gas Boiler - Stack Economizer | A | Purchases (Cumulative) | Achievable Economic RVT Potential | 0 | 0 | 0.4791 | 1.3152 | 2.5075 | 4.0989 | 5.9308 | 7.8306 | 9.5488 | 11.102 | 12.4509 | 13.6279 | 14.6467 | 15.5335 | 16.2819 | 16.9185 | 17.4579 | 17.4579 | 17.4579 | 17.4579 | 17.4579 | 17.4579 | 0
F1_Industrial_Wood and Lumber Products_New_Process_Natural Gas_Gas Boiler - Stack Economizer_A_Achievable Economic RVT Potential | F1 | Industrial | Wood and Lumber Products | New | Process | Natural Gas | Gas Boiler - Stack Economizer | A | Integrated Unit Energy Savings (kWh or therms) | Achievable Economic RVT Potential | 0 | 0 | 8.2645 | 8.2545 | 8.2451 | 8.2368 | 8.2249 | 8.2165 | 8.2097 | 8.2051 | 8.1998 | 8.1963 | 8.1937 | 8.1928 | 8.1904 | 8.1895 | 8.1889 | 8.1897 | 8.1897 | 8.1908 | 8.1916 | 8.1922 | 0
F2_Industrial_Wood and Lumber Products_New_Process_Natural Gas_Gas Boiler - Stack Economizer_A_Achievable Economic RVT Potential | F2 | Industrial | Wood and Lumber Products | New | Process | Natural Gas | Gas Boiler - Stack Economizer | A | Integrated Unit Summer Peak Savings (kW) | Achievable Economic RVT Potential | 0 | 0 | 0 | 0 | 0 | 0 | 0 | 0 | 0 | 0 | 0 | 0 | 0 | 0 | 0 | 0 | 0 | 0 | 0 | 0 | 0 | 0 | 0
F3_Industrial_Wood and Lumber Products_New_Process_Natural Gas_Gas Boiler - Stack Economizer_A_Achievable Economic RVT Potential | F3 | Industrial | Wood and Lumber Products | New | Process | Natural Gas | Gas Boiler - Stack Economizer | A | Integrated Unit Winter Peak Savings (kW) | Achievable Economic RVT Potential | 0 | 0 | 0 | 0 | 0 | 0 | 0 | 0 | 0 | 0 | 0 | 0 | 0 | 0 | 0 | 0 | 0 | 0 | 0 | 0 | 0 | 0 | 0
F4_Industrial_Wood and Lumber Products_New_Process_Natural Gas_Gas Boiler - Stack Economizer_A_Achievable Economic RVT Potential | F4 | Industrial | Wood and Lumber Products | New | Process | Natural Gas | Gas Boiler - Stack Economizer | A | Incremental Energy Savings (MWh or mTherms) | Achievable Economic RVT Potential | 0 | 0 | 0.013629 | 0.023756 | 0.033836 | 0.045119 | 0.051861 | 0.05373 | 0.048555 | 0.043865 | 0.038071 | 0.033206 | 0.028735 | 0.025008 | 0.021098 | 0.017943 | 0.015207 | 0.013505 | 0.02357 | 0.033614 | 0.044872 | 0.051654 | 0
F5_Industrial_Wood and Lumber Products_New_Process_Natural Gas_Gas Boiler - Stack Economizer_A_Achievable Economic RVT Potential | F5 | Industrial | Wood and Lumber Products | New | Process | Natural Gas | Gas Boiler - Stack Economizer | A | Incremental Summer Peak Savings (MW) | Achievable Economic RVT Potential | 0 | 0 | 0 | 0 | 0 | 0 | 0 | 0 | 0 | 0 | 0 | 0 | 0 | 0 | 0 | 0 | 0 | 0 | 0 | 0 | 0 | 0 | 0
F6_Industrial_Wood and Lumber Products_New_Process_Natural Gas_Gas Boiler - Stack Economizer_A_Achievable Economic RVT Potential | F6 | Industrial | Wood and Lumber Products | New | Process | Natural Gas | Gas Boiler - Stack Economizer | A | Incremental Winter Peak Savings (MW) | Achievable Economic RVT Potential | 0 | 0 | 0 | 0 | 0 | 0 | 0 | 0 | 0 | 0 | 0 | 0 | 0 | 0 | 0 | 0 | 0 | 0 | 0 | 0 | 0 | 0 | 0
F7_Industrial_Wood and Lumber Products_New_Process_Natural Gas_Gas Boiler - Stack Economizer_A_Achievable Economic RVT Potential | F7 | Industrial | Wood and Lumber Products | New | Process | Natural Gas | Gas Boiler - Stack Economizer | A | Cumulative Energy Savings (MWh or mTherms) | Achievable Economic RVT Potential | 0 | 0 | 0.013629 | 0.037368 | 0.071162 | 0.11621 | 0.1679 | 0.22146 | 0.26983 | 0.31355 | 0.35141 | 0.38447 | 0.41308 | 0.43804 | 0.45902 | 0.47691 | 0.49208 | 0.49213 | 0.49213 | 0.4922 | 0.49224 | 0.49228 | 0
F8_Industrial_Wood and Lumber Products_New_Process_Natural Gas_Gas Boiler - Stack Economizer_A_Achievable Economic RVT Potential | F8 | Industrial | Wood and Lumber Products | New | Process | Natural Gas | Gas Boiler - Stack Economizer | A | Cumulative Summer Peak Savings (MW) | Achievable Economic RVT Potential | 0 | 0 | 0 | 0 | 0 | 0 | 0 | 0 | 0 | 0 | 0 | 0 | 0 | 0 | 0 | 0 | 0 | 0 | 0 | 0 | 0 | 0 | 0
F9_Industrial_Wood and Lumber Products_New_Process_Natural Gas_Gas Boiler - Stack Economizer_A_Achievable Economic RVT Potential | F9 | Industrial | Wood and Lumber Products | New | Process | Natural Gas | Gas Boiler - Stack Economizer | A | Cumulative Winter Peak Savings (MW) | Achievable Economic RVT Potential | 0 | 0 | 0 | 0 | 0 | 0 | 0 | 0 | 0 | 0 | 0 | 0 | 0 | 0 | 0 | 0 | 0 | 0 | 0 | 0 | 0 | 0 | 0
F10_Industrial_Wood and Lumber Products_New_Process_Natural Gas_Gas Boiler - Stack Economizer_A_Achievable Economic RVT Potential | F10 | Industrial | Wood and Lumber Products | New | Process | Natural Gas | Gas Boiler - Stack Economizer | A | Purchases (Incremental) | Achievable Economic RVT Potential | 0 | 0 | 1.6491 | 2.878 | 4.1038 | 5.4778 | 6.3053 | 6.5393 | 5.9143 | 5.346 | 4.643 | 4.0513 | 3.507 | 3.0524 | 2.5759 | 2.191 | 1.857 | 1.6491 | 2.878 | 4.1038 | 5.4778 | 6.3053 | 0
F11_Industrial_Wood and Lumber Products_New_Process_Natural Gas_Gas Boiler - Stack Economizer_A_Achievable Economic RVT Potential | F11 | Industrial | Wood and Lumber Products | New | Process | Natural Gas | Gas Boiler - Stack Economizer | A | Purchases (Cumulative) | Achievable Economic RVT Potential | 0 | 0 | 1.6491 | 4.527 | 8.6309 | 14.1087 | 20.414 | 26.9533 | 32.8676 | 38.2136 | 42.8566 | 46.9079 | 50.4149 | 53.4673 | 56.0432 | 58.2342 | 60.0912 | 60.0912 | 60.0912 | 60.0912 | 60.0912 | 60.0912 | 0
F1_Industrial_Wood and Lumber Products_New_Space Heating_Natural Gas_Gas Furnace Tube Inserts_A_Achievable Economic RVT Potential | F1 | Industrial | Wood and Lumber Products | New | Space Heating | Natural Gas | Gas Furnace Tube Inserts | A | Integrated Unit Energy Savings (kWh or therms) | Achievable Economic RVT Potential | 0 | 0 | 0.077905 | 0.077051 | 0.076475 | 0.075955 | 0.075662 | 0.075327 | 0.075021 | 0.074709 | 0.074498 | 0.074274 | 0.073942 | 0.073642 | 0.073355 | 0.073112 | 0.072884 | 0.072585 | 0.072441 | 0.07224 | 0.072079 | 0.071976 | 0
F2_Industrial_Wood and Lumber Products_New_Space Heating_Natural Gas_Gas Furnace Tube Inserts_A_Achievable Economic RVT Potential | F2 | Industrial | Wood and Lumber Products | New | Space Heating | Natural Gas | Gas Furnace Tube Inserts | A | Integrated Unit Summer Peak Savings (kW) | Achievable Economic RVT Potential | 0 | 0 | 0 | 0 | 0 | 0 | 0 | 0 | 0 | 0 | 0 | 0 | 0 | 0 | 0 | 0 | 0 | 0 | 0 | 0 | 0 | 0 | 0
F3_Industrial_Wood and Lumber Products_New_Space Heating_Natural Gas_Gas Furnace Tube Inserts_A_Achievable Economic RVT Potential | F3 | Industrial | Wood and Lumber Products | New | Space Heating | Natural Gas | Gas Furnace Tube Inserts | A | Integrated Unit Winter Peak Savings (kW) | Achievable Economic RVT Potential | 0 | 0 | 0 | 0 | 0 | 0 | 0 | 0 | 0 | 0 | 0 | 0 | 0 | 0 | 0 | 0 | 0 | 0 | 0 | 0 | 0 | 0 | 0
F4_Industrial_Wood and Lumber Products_New_Space Heating_Natural Gas_Gas Furnace Tube Inserts_A_Achievable Economic RVT Potential | F4 | Industrial | Wood and Lumber Products | New | Space Heating | Natural Gas | Gas Furnace Tube Inserts | A | Incremental Energy Savings (MWh or mTherms) | Achievable Economic RVT Potential | 0 | 0 | 0 | 0 | 0 | 0 | 0 | 0 | 0 | 0 | 0 | 0 | 0 | 0 | 0 | 0 | 0 | 0 | 0 | 0 | 0 | 0 | 0
F5_Industrial_Wood and Lumber Products_New_Space Heating_Natural Gas_Gas Furnace Tube Inserts_A_Achievable Economic RVT Potential | F5 | Industrial | Wood and Lumber Products | New | Space Heating | Natural Gas | Gas Furnace Tube Inserts | A | Incremental Summer Peak Savings (MW) | Achievable Economic RVT Potential | 0 | 0 | 0 | 0 | 0 | 0 | 0 | 0 | 0 | 0 | 0 | 0 | 0 | 0 | 0 | 0 | 0 | 0 | 0 | 0 | 0 | 0 | 0
F6_Industrial_Wood and Lumber Products_New_Space Heating_Natural Gas_Gas Furnace Tube Inserts_A_Achievable Economic RVT Potential | F6 | Industrial | Wood and Lumber Products | New | Space Heating | Natural Gas | Gas Furnace Tube Inserts | A | Incremental Winter Peak Savings (MW) | Achievable Economic RVT Potential | 0 | 0 | 0 | 0 | 0 | 0 | 0 | 0 | 0 | 0 | 0 | 0 | 0 | 0 | 0 | 0 | 0 | 0 | 0 | 0 | 0 | 0 | 0
F7_Industrial_Wood and Lumber Products_New_Space Heating_Natural Gas_Gas Furnace Tube Inserts_A_Achievable Economic RVT Potential | F7 | Industrial | Wood and Lumber Products | New | Space Heating | Natural Gas | Gas Furnace Tube Inserts | A | Cumulative Energy Savings (MWh or mTherms) | Achievable Economic RVT Potential | 0 | 0 | 0 | 0 | 0 | 0 | 0 | 0 | 0 | 0 | 0 | 0 | 0 | 0 | 0 | 0 | 0 | 0 | 0 | 0 | 0 | 0 | 0
F8_Industrial_Wood and Lumber Products_New_Space Heating_Natural Gas_Gas Furnace Tube Inserts_A_Achievable Economic RVT Potential | F8 | Industrial | Wood and Lumber Products | New | Space Heating | Natural Gas | Gas Furnace Tube Inserts | A | Cumulative Summer Peak Savings (MW) | Achievable Economic RVT Potential | 0 | 0 | 0 | 0 | 0 | 0 | 0 | 0 | 0 | 0 | 0 | 0 | 0 | 0 | 0 | 0 | 0 | 0 | 0 | 0 | 0 | 0 | 0
F9_Industrial_Wood and Lumber Products_New_Space Heating_Natural Gas_Gas Furnace Tube Inserts_A_Achievable Economic RVT Potential | F9 | Industrial | Wood and Lumber Products | New | Space Heating | Natural Gas | Gas Furnace Tube Inserts | A | Cumulative Winter Peak Savings (MW) | Achievable Economic RVT Potential | 0 | 0 | 0 | 0 | 0 | 0 | 0 | 0 | 0 | 0 | 0 | 0 | 0 | 0 | 0 | 0 | 0 | 0 | 0 | 0 | 0 | 0 | 0
F10_Industrial_Wood and Lumber Products_New_Space Heating_Natural Gas_Gas Furnace Tube Inserts_A_Achievable Economic RVT Potential | F10 | Industrial | Wood and Lumber Products | New | Space Heating | Natural Gas | Gas Furnace Tube Inserts | A | Purchases (Incremental) | Achievable Economic RVT Potential | 0 | 0 | 0 | 0 | 0 | 0 | 0 | 0 | 0 | 0 | 0 | 0 | 0 | 0 | 0 | 0 | 0 | 0 | 0 | 0 | 0 | 0 | 0
F11_Industrial_Wood and Lumber Products_New_Space Heating_Natural Gas_Gas Furnace Tube Inserts_A_Achievable Economic RVT Potential | F11 | Industrial | Wood and Lumber Products | New | Space Heating | Natural Gas | Gas Furnace Tube Inserts | A | Purchases (Cumulative) | Achievable Economic RVT Potential | 0 | 0 | 0 | 0 | 0 | 0 | 0 | 0 | 0 | 0 | 0 | 0 | 0 | 0 | 0 | 0 | 0 | 0 | 0 | 0 | 0 | 0 | 0
F1_Industrial_Wood and Lumber Products_New_Space Heating_Natural Gas_Space Heating - Heat Recovery Ventilator_A_Achievable Economic RVT Potential | F1 | Industrial | Wood and Lumber Products | New | Space Heating | Natural Gas | Space Heating - Heat Recovery Ventilator | A | Integrated Unit Energy Savings (kWh or therms) | Achievable Economic RVT Potential | 0 | 0 | 0.012681 | 0.012528 | 0.012419 | 0.012318 | 0.012244 | 0.012163 | 0.012082 | 0.011996 | 0.011917 | 0.011833 | 0.01173 | 0.011634 | 0.011536 | 0.011455 | 0.011386 | 0.011322 | 0.011283 | 0.01125 | 0.011232 | 0.011228 | 0
F2_Industrial_Wood and Lumber Products_New_Space Heating_Natural Gas_Space Heating - Heat Recovery Ventilator_A_Achievable Economic RVT Potential | F2 | Industrial | Wood and Lumber Products | New | Space Heating | Natural Gas | Space Heating - Heat Recovery Ventilator | A | Integrated Unit Summer Peak Savings (kW) | Achievable Economic RVT Potential | 0 | 0 | 0 | 0 | 0 | 0 | 0 | 0 | 0 | 0 | 0 | 0 | 0 | 0 | 0 | 0 | 0 | 0 | 0 | 0 | 0 | 0 | 0
F3_Industrial_Wood and Lumber Products_New_Space Heating_Natural Gas_Space Heating - Heat Recovery Ventilator_A_Achievable Economic RVT Potential | F3 | Industrial | Wood and Lumber Products | New | Space Heating | Natural Gas | Space Heating - Heat Recovery Ventilator | A | Integrated Unit Winter Peak Savings (kW) | Achievable Economic RVT Potential | 0 | 0 | 0 | 0 | 0 | 0 | 0 | 0 | 0 | 0 | 0 | 0 | 0 | 0 | 0 | 0 | 0 | 0 | 0 | 0 | 0 | 0 | 0
F4_Industrial_Wood and Lumber Products_New_Space Heating_Natural Gas_Space Heating - Heat Recovery Ventilator_A_Achievable Economic RVT Potential | F4 | Industrial | Wood and Lumber Products | New | Space Heating | Natural Gas | Space Heating - Heat Recovery Ventilator | A | Incremental Energy Savings (MWh or mTherms) | Achievable Economic RVT Potential | 0 | 0 | 0 | 0 | 0 | 0 | 0 | 0 | 0 | 0 | 0 | 0 | 0 | 0 | 0 | 0 | 0 | 0 | 0 | 0 | 0 | 0 | 0
F5_Industrial_Wood and Lumber Products_New_Space Heating_Natural Gas_Space Heating - Heat Recovery Ventilator_A_Achievable Economic RVT Potential | F5 | Industrial | Wood and Lumber Products | New | Space Heating | Natural Gas | Space Heating - Heat Recovery Ventilator | A | Incremental Summer Peak Savings (MW) | Achievable Economic RVT Potential | 0 | 0 | 0 | 0 | 0 | 0 | 0 | 0 | 0 | 0 | 0 | 0 | 0 | 0 | 0 | 0 | 0 | 0 | 0 | 0 | 0 | 0 | 0
F6_Industrial_Wood and Lumber Products_New_Space Heating_Natural Gas_Space Heating - Heat Recovery Ventilator_A_Achievable Economic RVT Potential | F6 | Industrial | Wood and Lumber Products | New | Space Heating | Natural Gas | Space Heating - Heat Recovery Ventilator | A | Incremental Winter Peak Savings (MW) | Achievable Economic RVT Potential | 0 | 0 | 0 | 0 | 0 | 0 | 0 | 0 | 0 | 0 | 0 | 0 | 0 | 0 | 0 | 0 | 0 | 0 | 0 | 0 | 0 | 0 | 0
F7_Industrial_Wood and Lumber Products_New_Space Heating_Natural Gas_Space Heating - Heat Recovery Ventilator_A_Achievable Economic RVT Potential | F7 | Industrial | Wood and Lumber Products | New | Space Heating | Natural Gas | Space Heating - Heat Recovery Ventilator | A | Cumulative Energy Savings (MWh or mTherms) | Achievable Economic RVT Potential | 0 | 0 | 0 | 0 | 0 | 0 | 0 | 0 | 0 | 0 | 0 | 0 | 0 | 0 | 0 | 0 | 0 | 0 | 0 | 0 | 0 | 0 | 0
F8_Industrial_Wood and Lumber Products_New_Space Heating_Natural Gas_Space Heating - Heat Recovery Ventilator_A_Achievable Economic RVT Potential | F8 | Industrial | Wood and Lumber Products | New | Space Heating | Natural Gas | Space Heating - Heat Recovery Ventilator | A | Cumulative Summer Peak Savings (MW) | Achievable Economic RVT Potential | 0 | 0 | 0 | 0 | 0 | 0 | 0 | 0 | 0 | 0 | 0 | 0 | 0 | 0 | 0 | 0 | 0 | 0 | 0 | 0 | 0 | 0 | 0
F9_Industrial_Wood and Lumber Products_New_Space Heating_Natural Gas_Space Heating - Heat Recovery Ventilator_A_Achievable Economic RVT Potential | F9 | Industrial | Wood and Lumber Products | New | Space Heating | Natural Gas | Space Heating - Heat Recovery Ventilator | A | Cumulative Winter Peak Savings (MW) | Achievable Economic RVT Potential | 0 | 0 | 0 | 0 | 0 | 0 | 0 | 0 | 0 | 0 | 0 | 0 | 0 | 0 | 0 | 0 | 0 | 0 | 0 | 0 | 0 | 0 | 0
F10_Industrial_Wood and Lumber Products_New_Space Heating_Natural Gas_Space Heating - Heat Recovery Ventilator_A_Achievable Economic RVT Potential | F10 | Industrial | Wood and Lumber Products | New | Space Heating | Natural Gas | Space Heating - Heat Recovery Ventilator | A | Purchases (Incremental) | Achievable Economic RVT Potential | 0 | 0 | 0 | 0 | 0 | 0 | 0 | 0 | 0 | 0 | 0 | 0 | 0 | 0 | 0 | 0 | 0 | 0 | 0 | 0 | 0 | 0 | 0
F11_Industrial_Wood and Lumber Products_New_Space Heating_Natural Gas_Space Heating - Heat Recovery Ventilator_A_Achievable Economic RVT Potential | F11 | Industrial | Wood and Lumber Products | New | Space Heating | Natural Gas | Space Heating - Heat Recovery Ventilator | A | Purchases (Cumulative) | Achievable Economic RVT Potential | 0 | 0 | 0 | 0 | 0 | 0 | 0 | 0 | 0 | 0 | 0 | 0 | 0 | 0 | 0 | 0 | 0 | 0 | 0 | 0 | 0 | 0 | 0
F1_Industrial_Wood and Lumber Products_New_Space Heating_Natural Gas_Thermostat - Programmable_A_Achievable Economic RVT Potential | F1 | Industrial | Wood and Lumber Products | New | Space Heating | Natural Gas | Thermostat - Programmable | A | Integrated Unit Energy Savings (kWh or therms) | Achievable Economic RVT Potential | 0 | 0 | 0.0061349 | 0.0060609 | 0.0060081 | 0.005959 | 0.0059233 | 0.005884 | 0.0058447 | 0.0058033 | 0.0057651 | 0.0057246 | 0.0056744 | 0.0056282 | 0.0055806 | 0.0055415 | 0.0055081 | 0.0054771 | 0.0054582 | 0.0054426 | 0.0054337 | 0.0054319 | 0
F2_Industrial_Wood and Lumber Products_New_Space Heating_Natural Gas_Thermostat - Programmable_A_Achievable Economic RVT Potential | F2 | Industrial | Wood and Lumber Products | New | Space Heating | Natural Gas | Thermostat - Programmable | A | Integrated Unit Summer Peak Savings (kW) | Achievable Economic RVT Potential | 0 | 0 | 0 | 0 | 0 | 0 | 0 | 0 | 0 | 0 | 0 | 0 | 0 | 0 | 0 | 0 | 0 | 0 | 0 | 0 | 0 | 0 | 0
F3_Industrial_Wood and Lumber Products_New_Space Heating_Natural Gas_Thermostat - Programmable_A_Achievable Economic RVT Potential | F3 | Industrial | Wood and Lumber Products | New | Space Heating | Natural Gas | Thermostat - Programmable | A | Integrated Unit Winter Peak Savings (kW) | Achievable Economic RVT Potential | 0 | 0 | 0 | 0 | 0 | 0 | 0 | 0 | 0 | 0 | 0 | 0 | 0 | 0 | 0 | 0 | 0 | 0 | 0 | 0 | 0 | 0 | 0
F4_Industrial_Wood and Lumber Products_New_Space Heating_Natural Gas_Thermostat - Programmable_A_Achievable Economic RVT Potential | F4 | Industrial | Wood and Lumber Products | New | Space Heating | Natural Gas | Thermostat - Programmable | A | Incremental Energy Savings (MWh or mTherms) | Achievable Economic RVT Potential | 0 | 0 | 0 | 0 | 0 | 0 | 0 | 0 | 0 | 0 | 0 | 0 | 0 | 0 | 0 | 0 | 0 | 0 | 0 | 0 | 0 | 0 | 0
F5_Industrial_Wood and Lumber Products_New_Space Heating_Natural Gas_Thermostat - Programmable_A_Achievable Economic RVT Potential | F5 | Industrial | Wood and Lumber Products | New | Space Heating | Natural Gas | Thermostat - Programmable | A | Incremental Summer Peak Savings (MW) | Achievable Economic RVT Potential | 0 | 0 | 0 | 0 | 0 | 0 | 0 | 0 | 0 | 0 | 0 | 0 | 0 | 0 | 0 | 0 | 0 | 0 | 0 | 0 | 0 | 0 | 0
F6_Industrial_Wood and Lumber Products_New_Space Heating_Natural Gas_Thermostat - Programmable_A_Achievable Economic RVT Potential | F6 | Industrial | Wood and Lumber Products | New | Space Heating | Natural Gas | Thermostat - Programmable | A | Incremental Winter Peak Savings (MW) | Achievable Economic RVT Potential | 0 | 0 | 0 | 0 | 0 | 0 | 0 | 0 | 0 | 0 | 0 | 0 | 0 | 0 | 0 | 0 | 0 | 0 | 0 | 0 | 0 | 0 | 0
F7_Industrial_Wood and Lumber Products_New_Space Heating_Natural Gas_Thermostat - Programmable_A_Achievable Economic RVT Potential | F7 | Industrial | Wood and Lumber Products | New | Space Heating | Natural Gas | Thermostat - Programmable | A | Cumulative Energy Savings (MWh or mTherms) | Achievable Economic RVT Potential | 0 | 0 | 0 | 0 | 0 | 0 | 0 | 0 | 0 | 0 | 0 | 0 | 0 | 0 | 0 | 0 | 0 | 0 | 0 | 0 | 0 | 0 | 0
F8_Industrial_Wood and Lumber Products_New_Space Heating_Natural Gas_Thermostat - Programmable_A_Achievable Economic RVT Potential | F8 | Industrial | Wood and Lumber Products | New | Space Heating | Natural Gas | Thermostat - Programmable | A | Cumulative Summer Peak Savings (MW) | Achievable Economic RVT Potential | 0 | 0 | 0 | 0 | 0 | 0 | 0 | 0 | 0 | 0 | 0 | 0 | 0 | 0 | 0 | 0 | 0 | 0 | 0 | 0 | 0 | 0 | 0
F9_Industrial_Wood and Lumber Products_New_Space Heating_Natural Gas_Thermostat - Programmable_A_Achievable Economic RVT Potential | F9 | Industrial | Wood and Lumber Products | New | Space Heating | Natural Gas | Thermostat - Programmable | A | Cumulative Winter Peak Savings (MW) | Achievable Economic RVT Potential | 0 | 0 | 0 | 0 | 0 | 0 | 0 | 0 | 0 | 0 | 0 | 0 | 0 | 0 | 0 | 0 | 0 | 0 | 0 | 0 | 0 | 0 | 0
F10_Industrial_Wood and Lumber Products_New_Space Heating_Natural Gas_Thermostat - Programmable_A_Achievable Economic RVT Potential | F10 | Industrial | Wood and Lumber Products | New | Space Heating | Natural Gas | Thermostat - Programmable | A | Purchases (Incremental) | Achievable Economic RVT Potential | 0 | 0 | 0 | 0 | 0 | 0 | 0 | 0 | 0 | 0 | 0 | 0 | 0 | 0 | 0 | 0 | 0 | 0 | 0 | 0 | 0 | 0 | 0
F11_Industrial_Wood and Lumber Products_New_Space Heating_Natural Gas_Thermostat - Programmable_A_Achievable Economic RVT Potential | F11 | Industrial | Wood and Lumber Products | New | Space Heating | Natural Gas | Thermostat - Programmable | A | Purchases (Cumulative) | Achievable Economic RVT Potential | 0 | 0 | 0 | 0 | 0 | 0 | 0 | 0 | 0 | 0 | 0 | 0 | 0 | 0 | 0 | 0 | 0 | 0 | 0 | 0 | 0 | 0 | 0
F1_Industrial_Wood and Lumber Products_New_Space Heating_Natural Gas_ENERGY STAR Connected Thermostat_A_Achievable Economic RVT Potential | F1 | Industrial | Wood and Lumber Products | New | Space Heating | Natural Gas | ENERGY STAR Connected Thermostat | A | Integrated Unit Energy Savings (kWh or therms) | Achievable Economic RVT Potential | 0 | 0 | 0.01483 | 0.014651 | 0.014524 | 0.014405 | 0.014319 | 0.014224 | 0.014129 | 0.014029 | 0.013936 | 0.013838 | 0.013717 | 0.013605 | 0.01349 | 0.013396 | 0.013315 | 0.01324 | 0.013194 | 0.013157 | 0.013135 | 0.013131 | 0
F2_Industrial_Wood and Lumber Products_New_Space Heating_Natural Gas_ENERGY STAR Connected Thermostat_A_Achievable Economic RVT Potential | F2 | Industrial | Wood and Lumber Products | New | Space Heating | Natural Gas | ENERGY STAR Connected Thermostat | A | Integrated Unit Summer Peak Savings (kW) | Achievable Economic RVT Potential | 0 | 0 | 0 | 0 | 0 | 0 | 0 | 0 | 0 | 0 | 0 | 0 | 0 | 0 | 0 | 0 | 0 | 0 | 0 | 0 | 0 | 0 | 0
F3_Industrial_Wood and Lumber Products_New_Space Heating_Natural Gas_ENERGY STAR Connected Thermostat_A_Achievable Economic RVT Potential | F3 | Industrial | Wood and Lumber Products | New | Space Heating | Natural Gas | ENERGY STAR Connected Thermostat | A | Integrated Unit Winter Peak Savings (kW) | Achievable Economic RVT Potential | 0 | 0 | 0 | 0 | 0 | 0 | 0 | 0 | 0 | 0 | 0 | 0 | 0 | 0 | 0 | 0 | 0 | 0 | 0 | 0 | 0 | 0 | 0
F4_Industrial_Wood and Lumber Products_New_Space Heating_Natural Gas_ENERGY STAR Connected Thermostat_A_Achievable Economic RVT Potential | F4 | Industrial | Wood and Lumber Products | New | Space Heating | Natural Gas | ENERGY STAR Connected Thermostat | A | Incremental Energy Savings (MWh or mTherms) | Achievable Economic RVT Potential | 0 | 0 | 0 | 0 | 0 | 0 | 0 | 0 | 0 | 0 | 0 | 0 | 0 | 0 | 0 | 0 | 0 | 0 | 0 | 0 | 0 | 0 | 0
F5_Industrial_Wood and Lumber Products_New_Space Heating_Natural Gas_ENERGY STAR Connected Thermostat_A_Achievable Economic RVT Potential | F5 | Industrial | Wood and Lumber Products | New | Space Heating | Natural Gas | ENERGY STAR Connected Thermostat | A | Incremental Summer Peak Savings (MW) | Achievable Economic RVT Potential | 0 | 0 | 0 | 0 | 0 | 0 | 0 | 0 | 0 | 0 | 0 | 0 | 0 | 0 | 0 | 0 | 0 | 0 | 0 | 0 | 0 | 0 | 0
F6_Industrial_Wood and Lumber Products_New_Space Heating_Natural Gas_ENERGY STAR Connected Thermostat_A_Achievable Economic RVT Potential | F6 | Industrial | Wood and Lumber Products | New | Space Heating | Natural Gas | ENERGY STAR Connected Thermostat | A | Incremental Winter Peak Savings (MW) | Achievable Economic RVT Potential | 0 | 0 | 0 | 0 | 0 | 0 | 0 | 0 | 0 | 0 | 0 | 0 | 0 | 0 | 0 | 0 | 0 | 0 | 0 | 0 | 0 | 0 | 0
F7_Industrial_Wood and Lumber Products_New_Space Heating_Natural Gas_ENERGY STAR Connected Thermostat_A_Achievable Economic RVT Potential | F7 | Industrial | Wood and Lumber Products | New | Space Heating | Natural Gas | ENERGY STAR Connected Thermostat | A | Cumulative Energy Savings (MWh or mTherms) | Achievable Economic RVT Potential | 0 | 0 | 0 | 0 | 0 | 0 | 0 | 0 | 0 | 0 | 0 | 0 | 0 | 0 | 0 | 0 | 0 | 0 | 0 | 0 | 0 | 0 | 0
F8_Industrial_Wood and Lumber Products_New_Space Heating_Natural Gas_ENERGY STAR Connected Thermostat_A_Achievable Economic RVT Potential | F8 | Industrial | Wood and Lumber Products | New | Space Heating | Natural Gas | ENERGY STAR Connected Thermostat | A | Cumulative Summer Peak Savings (MW) | Achievable Economic RVT Potential | 0 | 0 | 0 | 0 | 0 | 0 | 0 | 0 | 0 | 0 | 0 | 0 | 0 | 0 | 0 | 0 | 0 | 0 | 0 | 0 | 0 | 0 | 0
F9_Industrial_Wood and Lumber Products_New_Space Heating_Natural Gas_ENERGY STAR Connected Thermostat_A_Achievable Economic RVT Potential | F9 | Industrial | Wood and Lumber Products | New | Space Heating | Natural Gas | ENERGY STAR Connected Thermostat | A | Cumulative Winter Peak Savings (MW) | Achievable Economic RVT Potential | 0 | 0 | 0 | 0 | 0 | 0 | 0 | 0 | 0 | 0 | 0 | 0 | 0 | 0 | 0 | 0 | 0 | 0 | 0 | 0 | 0 | 0 | 0
F10_Industrial_Wood and Lumber Products_New_Space Heating_Natural Gas_ENERGY STAR Connected Thermostat_A_Achievable Economic RVT Potential | F10 | Industrial | Wood and Lumber Products | New | Space Heating | Natural Gas | ENERGY STAR Connected Thermostat | A | Purchases (Incremental) | Achievable Economic RVT Potential | 0 | 0 | 0 | 0 | 0 | 0 | 0 | 0 | 0 | 0 | 0 | 0 | 0 | 0 | 0 | 0 | 0 | 0 | 0 | 0 | 0 | 0 | 0
F11_Industrial_Wood and Lumber Products_New_Space Heating_Natural Gas_ENERGY STAR Connected Thermostat_A_Achievable Economic RVT Potential | F11 | Industrial | Wood and Lumber Products | New | Space Heating | Natural Gas | ENERGY STAR Connected Thermostat | A | Purchases (Cumulative) | Achievable Economic RVT Potential | 0 | 0 | 0 | 0 | 0 | 0 | 0 | 0 | 0 | 0 | 0 | 0 | 0 | 0 | 0 | 0 | 0 | 0 | 0 | 0 | 0 | 0 | 0
F1_Industrial_Wood and Lumber Products_New_Space Heating_Natural Gas_Destratification Fans (HVLS)_A_Achievable Economic RVT Potential | F1 | Industrial | Wood and Lumber Products | New | Space Heating | Natural Gas | Destratification Fans (HVLS) | A | Integrated Unit Energy Savings (kWh or therms) | Achievable Economic RVT Potential | 0 | 0 | 0.01483 | 0.014651 | 0.014524 | 0.014405 | 0.014319 | 0.014224 | 0.014129 | 0.014029 | 0.013936 | 0.013838 | 0.013717 | 0.013605 | 0.01349 | 0.013396 | 0.013315 | 0.01324 | 0.013194 | 0.013157 | 0.013135 | 0.013131 | 0
F2_Industrial_Wood and Lumber Products_New_Space Heating_Natural Gas_Destratification Fans (HVLS)_A_Achievable Economic RVT Potential | F2 | Industrial | Wood and Lumber Products | New | Space Heating | Natural Gas | Destratification Fans (HVLS) | A | Integrated Unit Summer Peak Savings (kW) | Achievable Economic RVT Potential | 0 | 0 | 0 | 0 | 0 | 0 | 0 | 0 | 0 | 0 | 0 | 0 | 0 | 0 | 0 | 0 | 0 | 0 | 0 | 0 | 0 | 0 | 0
F3_Industrial_Wood and Lumber Products_New_Space Heating_Natural Gas_Destratification Fans (HVLS)_A_Achievable Economic RVT Potential | F3 | Industrial | Wood and Lumber Products | New | Space Heating | Natural Gas | Destratification Fans (HVLS) | A | Integrated Unit Winter Peak Savings (kW) | Achievable Economic RVT Potential | 0 | 0 | 0 | 0 | 0 | 0 | 0 | 0 | 0 | 0 | 0 | 0 | 0 | 0 | 0 | 0 | 0 | 0 | 0 | 0 | 0 | 0 | 0
F4_Industrial_Wood and Lumber Products_New_Space Heating_Natural Gas_Destratification Fans (HVLS)_A_Achievable Economic RVT Potential | F4 | Industrial | Wood and Lumber Products | New | Space Heating | Natural Gas | Destratification Fans (HVLS) | A | Incremental Energy Savings (MWh or mTherms) | Achievable Economic RVT Potential | 0 | 0 | 0 | 0 | 0 | 0 | 0 | 0 | 0 | 0 | 0 | 0 | 0 | 0 | 0 | 0 | 0 | 0 | 0 | 0 | 0 | 0 | 0
F5_Industrial_Wood and Lumber Products_New_Space Heating_Natural Gas_Destratification Fans (HVLS)_A_Achievable Economic RVT Potential | F5 | Industrial | Wood and Lumber Products | New | Space Heating | Natural Gas | Destratification Fans (HVLS) | A | Incremental Summer Peak Savings (MW) | Achievable Economic RVT Potential | 0 | 0 | 0 | 0 | 0 | 0 | 0 | 0 | 0 | 0 | 0 | 0 | 0 | 0 | 0 | 0 | 0 | 0 | 0 | 0 | 0 | 0 | 0
F6_Industrial_Wood and Lumber Products_New_Space Heating_Natural Gas_Destratification Fans (HVLS)_A_Achievable Economic RVT Potential | F6 | Industrial | Wood and Lumber Products | New | Space Heating | Natural Gas | Destratification Fans (HVLS) | A | Incremental Winter Peak Savings (MW) | Achievable Economic RVT Potential | 0 | 0 | 0 | 0 | 0 | 0 | 0 | 0 | 0 | 0 | 0 | 0 | 0 | 0 | 0 | 0 | 0 | 0 | 0 | 0 | 0 | 0 | 0
F7_Industrial_Wood and Lumber Products_New_Space Heating_Natural Gas_Destratification Fans (HVLS)_A_Achievable Economic RVT Potential | F7 | Industrial | Wood and Lumber Products | New | Space Heating | Natural Gas | Destratification Fans (HVLS) | A | Cumulative Energy Savings (MWh or mTherms) | Achievable Economic RVT Potential | 0 | 0 | 0 | 0 | 0 | 0 | 0 | 0 | 0 | 0 | 0 | 0 | 0 | 0 | 0 | 0 | 0 | 0 | 0 | 0 | 0 | 0 | 0
F8_Industrial_Wood and Lumber Products_New_Space Heating_Natural Gas_Destratification Fans (HVLS)_A_Achievable Economic RVT Potential | F8 | Industrial | Wood and Lumber Products | New | Space Heating | Natural Gas | Destratification Fans (HVLS) | A | Cumulative Summer Peak Savings (MW) | Achievable Economic RVT Potential | 0 | 0 | 0 | 0 | 0 | 0 | 0 | 0 | 0 | 0 | 0 | 0 | 0 | 0 | 0 | 0 | 0 | 0 | 0 | 0 | 0 | 0 | 0
F9_Industrial_Wood and Lumber Products_New_Space Heating_Natural Gas_Destratification Fans (HVLS)_A_Achievable Economic RVT Potential | F9 | Industrial | Wood and Lumber Products | New | Space Heating | Natural Gas | Destratification Fans (HVLS) | A | Cumulative Winter Peak Savings (MW) | Achievable Economic RVT Potential | 0 | 0 | 0 | 0 | 0 | 0 | 0 | 0 | 0 | 0 | 0 | 0 | 0 | 0 | 0 | 0 | 0 | 0 | 0 | 0 | 0 | 0 | 0
F10_Industrial_Wood and Lumber Products_New_Space Heating_Natural Gas_Destratification Fans (HVLS)_A_Achievable Economic RVT Potential | F10 | Industrial | Wood and Lumber Products | New | Space Heating | Natural Gas | Destratification Fans (HVLS) | A | Purchases (Incremental) | Achievable Economic RVT Potential | 0 | 0 | 0 | 0 | 0 | 0 | 0 | 0 | 0 | 0 | 0 | 0 | 0 | 0 | 0 | 0 | 0 | 0 | 0 | 0 | 0 | 0 | 0
F11_Industrial_Wood and Lumber Products_New_Space Heating_Natural Gas_Destratification Fans (HVLS)_A_Achievable Economic RVT Potential | F11 | Industrial | Wood and Lumber Products | New | Space Heating | Natural Gas | Destratification Fans (HVLS) | A | Purchases (Cumulative) | Achievable Economic RVT Potential | 0 | 0 | 0 | 0 | 0 | 0 | 0 | 0 | 0 | 0 | 0 | 0 | 0 | 0 | 0 | 0 | 0 | 0 | 0 | 0 | 0 | 0 | 0
F1_Industrial_Wood and Lumber Products_New_Space Heating_Natural Gas_Gas Boiler - Insulate Steam Lines/Condensate Tank_A_Achievable Economic RVT Potential | F1 | Industrial | Wood and Lumber Products | New | Space Heating | Natural Gas | Gas Boiler - Insulate Steam Lines/Condensate Tank | A | Integrated Unit Energy Savings (kWh or therms) | Achievable Economic RVT Potential | 0 | 0 | 9.2488 | 9.1382 | 9.0596 | 8.9864 | 8.9338 | 8.8756 | 8.8173 | 8.7556 | 8.6987 | 8.6383 | 8.5632 | 8.4938 | 8.4223 | 8.3636 | 8.3133 | 8.2664 | 8.238 | 8.2144 | 8.201 | 8.1982 | 0
F2_Industrial_Wood and Lumber Products_New_Space Heating_Natural Gas_Gas Boiler - Insulate Steam Lines/Condensate Tank_A_Achievable Economic RVT Potential | F2 | Industrial | Wood and Lumber Products | New | Space Heating | Natural Gas | Gas Boiler - Insulate Steam Lines/Condensate Tank | A | Integrated Unit Summer Peak Savings (kW) | Achievable Economic RVT Potential | 0 | 0 | 0 | 0 | 0 | 0 | 0 | 0 | 0 | 0 | 0 | 0 | 0 | 0 | 0 | 0 | 0 | 0 | 0 | 0 | 0 | 0 | 0
F3_Industrial_Wood and Lumber Products_New_Space Heating_Natural Gas_Gas Boiler - Insulate Steam Lines/Condensate Tank_A_Achievable Economic RVT Potential | F3 | Industrial | Wood and Lumber Products | New | Space Heating | Natural Gas | Gas Boiler - Insulate Steam Lines/Condensate Tank | A | Integrated Unit Winter Peak Savings (kW) | Achievable Economic RVT Potential | 0 | 0 | 0 | 0 | 0 | 0 | 0 | 0 | 0 | 0 | 0 | 0 | 0 | 0 | 0 | 0 | 0 | 0 | 0 | 0 | 0 | 0 | 0
F4_Industrial_Wood and Lumber Products_New_Space Heating_Natural Gas_Gas Boiler - Insulate Steam Lines/Condensate Tank_A_Achievable Economic RVT Potential | F4 | Industrial | Wood and Lumber Products | New | Space Heating | Natural Gas | Gas Boiler - Insulate Steam Lines/Condensate Tank | A | Incremental Energy Savings (MWh or mTherms) | Achievable Economic RVT Potential | 0 | 0 | 0.00025321 | 0.00043661 | 0.00061722 | 0.00081722 | 0.00093516 | 0.0010706 | 0.0012024 | 0.0013491 | 0.0014551 | 0.001576 | 0.0016905 | 0.0018243 | 0.0019083 | 0.0020148 | 0.0021217 | 0.0022474 | 0.0023304 | 0.0024351 | 0.0025394 | 0.0026464 | 0
F5_Industrial_Wood and Lumber Products_New_Space Heating_Natural Gas_Gas Boiler - Insulate Steam Lines/Condensate Tank_A_Achievable Economic RVT Potential | F5 | Industrial | Wood and Lumber Products | New | Space Heating | Natural Gas | Gas Boiler - Insulate Steam Lines/Condensate Tank | A | Incremental Summer Peak Savings (MW) | Achievable Economic RVT Potential | 0 | 0 | 0 | 0 | 0 | 0 | 0 | 0 | 0 | 0 | 0 | 0 | 0 | 0 | 0 | 0 | 0 | 0 | 0 | 0 | 0 | 0 | 0
F6_Industrial_Wood and Lumber Products_New_Space Heating_Natural Gas_Gas Boiler - Insulate Steam Lines/Condensate Tank_A_Achievable Economic RVT Potential | F6 | Industrial | Wood and Lumber Products | New | Space Heating | Natural Gas | Gas Boiler - Insulate Steam Lines/Condensate Tank | A | Incremental Winter Peak Savings (MW) | Achievable Economic RVT Potential | 0 | 0 | 0 | 0 | 0 | 0 | 0 | 0 | 0 | 0 | 0 | 0 | 0 | 0 | 0 | 0 | 0 | 0 | 0 | 0 | 0 | 0 | 0
F7_Industrial_Wood and Lumber Products_New_Space Heating_Natural Gas_Gas Boiler - Insulate Steam Lines/Condensate Tank_A_Achievable Economic RVT Potential | F7 | Industrial | Wood and Lumber Products | New | Space Heating | Natural Gas | Gas Boiler - Insulate Steam Lines/Condensate Tank | A | Cumulative Energy Savings (MWh or mTherms) | Achievable Economic RVT Potential | 0 | 0 | 0.00025321 | 0.00068678 | 0.0012981 | 0.0021048 | 0.0030277 | 0.0040786 | 0.0052542 | 0.0065665 | 0.0079789 | 0.0094996 | 0.011107 | 0.012842 | 0.014642 | 0.016555 | 0.018577 | 0.020719 | 0.022979 | 0.025348 | 0.027846 | 0.030483 | 0
F8_Industrial_Wood and Lumber Products_New_Space Heating_Natural Gas_Gas Boiler - Insulate Steam Lines/Condensate Tank_A_Achievable Economic RVT Potential | F8 | Industrial | Wood and Lumber Products | New | Space Heating | Natural Gas | Gas Boiler - Insulate Steam Lines/Condensate Tank | A | Cumulative Summer Peak Savings (MW) | Achievable Economic RVT Potential | 0 | 0 | 0 | 0 | 0 | 0 | 0 | 0 | 0 | 0 | 0 | 0 | 0 | 0 | 0 | 0 | 0 | 0 | 0 | 0 | 0 | 0 | 0
F9_Industrial_Wood and Lumber Products_New_Space Heating_Natural Gas_Gas Boiler - Insulate Steam Lines/Condensate Tank_A_Achievable Economic RVT Potential | F9 | Industrial | Wood and Lumber Products | New | Space Heating | Natural Gas | Gas Boiler - Insulate Steam Lines/Condensate Tank | A | Cumulative Winter Peak Savings (MW) | Achievable Economic RVT Potential | 0 | 0 | 0 | 0 | 0 | 0 | 0 | 0 | 0 | 0 | 0 | 0 | 0 | 0 | 0 | 0 | 0 | 0 | 0 | 0 | 0 | 0 | 0
F10_Industrial_Wood and Lumber Products_New_Space Heating_Natural Gas_Gas Boiler - Insulate Steam Lines/Condensate Tank_A_Achievable Economic RVT Potential | F10 | Industrial | Wood and Lumber Products | New | Space Heating | Natural Gas | Gas Boiler - Insulate Steam Lines/Condensate Tank | A | Purchases (Incremental) | Achievable Economic RVT Potential | 0 | 0 | 0.027377 | 0.047778 | 0.068129 | 0.09094 | 0.10468 | 0.12062 | 0.13637 | 0.15408 | 0.16727 | 0.18245 | 0.19742 | 0.21478 | 0.22657 | 0.2409 | 0.25521 | 0.27188 | 0.28288 | 0.29645 | 0.30964 | 0.3228 | 0
F11_Industrial_Wood and Lumber Products_New_Space Heating_Natural Gas_Gas Boiler - Insulate Steam Lines/Condensate Tank_A_Achievable Economic RVT Potential | F11 | Industrial | Wood and Lumber Products | New | Space Heating | Natural Gas | Gas Boiler - Insulate Steam Lines/Condensate Tank | A | Purchases (Cumulative) | Achievable Economic RVT Potential | 0 | 0 | 0.027377 | 0.075155 | 0.14328 | 0.23422 | 0.3389 | 0.45953 | 0.5959 | 0.74998 | 0.91725 | 1.0997 | 1.2971 | 1.5119 | 1.7385 | 1.9794 | 2.2346 | 2.5065 | 2.7893 | 3.0858 | 3.3954 | 3.7182 | 0
F1_Industrial_Wood and Lumber Products_New_Process_Natural Gas_Gas Boiler - Insulate Steam Lines/Condensate Tank_A_Achievable Economic RVT Potential | F1 | Industrial | Wood and Lumber Products | New | Process | Natural Gas | Gas Boiler - Insulate Steam Lines/Condensate Tank | A | Integrated Unit Energy Savings (kWh or therms) | Achievable Economic RVT Potential | 0 | 0 | 68.3823 | 68.3065 | 68.2352 | 68.1719 | 68.0818 | 68.0187 | 67.9694 | 67.9371 | 67.9002 | 67.878 | 67.8627 | 67.8607 | 67.8488 | 67.8478 | 67.8487 | 67.8612 | 67.869 | 67.8846 | 67.8979 | 67.9094 | 0
F2_Industrial_Wood and Lumber Products_New_Process_Natural Gas_Gas Boiler - Insulate Steam Lines/Condensate Tank_A_Achievable Economic RVT Potential | F2 | Industrial | Wood and Lumber Products | New | Process | Natural Gas | Gas Boiler - Insulate Steam Lines/Condensate Tank | A | Integrated Unit Summer Peak Savings (kW) | Achievable Economic RVT Potential | 0 | 0 | 0 | 0 | 0 | 0 | 0 | 0 | 0 | 0 | 0 | 0 | 0 | 0 | 0 | 0 | 0 | 0 | 0 | 0 | 0 | 0 | 0
F3_Industrial_Wood and Lumber Products_New_Process_Natural Gas_Gas Boiler - Insulate Steam Lines/Condensate Tank_A_Achievable Economic RVT Potential | F3 | Industrial | Wood and Lumber Products | New | Process | Natural Gas | Gas Boiler - Insulate Steam Lines/Condensate Tank | A | Integrated Unit Winter Peak Savings (kW) | Achievable Economic RVT Potential | 0 | 0 | 0 | 0 | 0 | 0 | 0 | 0 | 0 | 0 | 0 | 0 | 0 | 0 | 0 | 0 | 0 | 0 | 0 | 0 | 0 | 0 | 0
F4_Industrial_Wood and Lumber Products_New_Process_Natural Gas_Gas Boiler - Insulate Steam Lines/Condensate Tank_A_Achievable Economic RVT Potential | F4 | Industrial | Wood and Lumber Products | New | Process | Natural Gas | Gas Boiler - Insulate Steam Lines/Condensate Tank | A | Incremental Energy Savings (MWh or mTherms) | Achievable Economic RVT Potential | 0 | 0 | 0.0064439 | 0.011233 | 0.016001 | 0.021339 | 0.02453 | 0.028241 | 0.031904 | 0.036031 | 0.039095 | 0.042627 | 0.046114 | 0.05017 | 0.052913 | 0.056258 | 0.059602 | 0.063505 | 0.066084 | 0.069269 | 0.072366 | 0.075453 | 0
F5_Industrial_Wood and Lumber Products_New_Process_Natural Gas_Gas Boiler - Insulate Steam Lines/Condensate Tank_A_Achievable Economic RVT Potential | F5 | Industrial | Wood and Lumber Products | New | Process | Natural Gas | Gas Boiler - Insulate Steam Lines/Condensate Tank | A | Incremental Summer Peak Savings (MW) | Achievable Economic RVT Potential | 0 | 0 | 0 | 0 | 0 | 0 | 0 | 0 | 0 | 0 | 0 | 0 | 0 | 0 | 0 | 0 | 0 | 0 | 0 | 0 | 0 | 0 | 0
F6_Industrial_Wood and Lumber Products_New_Process_Natural Gas_Gas Boiler - Insulate Steam Lines/Condensate Tank_A_Achievable Economic RVT Potential | F6 | Industrial | Wood and Lumber Products | New | Process | Natural Gas | Gas Boiler - Insulate Steam Lines/Condensate Tank | A | Incremental Winter Peak Savings (MW) | Achievable Economic RVT Potential | 0 | 0 | 0 | 0 | 0 | 0 | 0 | 0 | 0 | 0 | 0 | 0 | 0 | 0 | 0 | 0 | 0 | 0 | 0 | 0 | 0 | 0 | 0
F7_Industrial_Wood and Lumber Products_New_Process_Natural Gas_Gas Boiler - Insulate Steam Lines/Condensate Tank_A_Achievable Economic RVT Potential | F7 | Industrial | Wood and Lumber Products | New | Process | Natural Gas | Gas Boiler - Insulate Steam Lines/Condensate Tank | A | Cumulative Energy Savings (MWh or mTherms) | Achievable Economic RVT Potential | 0 | 0 | 0.0064439 | 0.01767 | 0.033653 | 0.054961 | 0.079419 | 0.10759 | 0.13941 | 0.17538 | 0.21438 | 0.25693 | 0.30299 | 0.35315 | 0.406 | 0.46225 | 0.52186 | 0.58546 | 0.65162 | 0.72103 | 0.79354 | 0.86913 | 0
F8_Industrial_Wood and Lumber Products_New_Process_Natural Gas_Gas Boiler - Insulate Steam Lines/Condensate Tank_A_Achievable Economic RVT Potential | F8 | Industrial | Wood and Lumber Products | New | Process | Natural Gas | Gas Boiler - Insulate Steam Lines/Condensate Tank | A | Cumulative Summer Peak Savings (MW) | Achievable Economic RVT Potential | 0 | 0 | 0 | 0 | 0 | 0 | 0 | 0 | 0 | 0 | 0 | 0 | 0 | 0 | 0 | 0 | 0 | 0 | 0 | 0 | 0 | 0 | 0
F9_Industrial_Wood and Lumber Products_New_Process_Natural Gas_Gas Boiler - Insulate Steam Lines/Condensate Tank_A_Achievable Economic RVT Potential | F9 | Industrial | Wood and Lumber Products | New | Process | Natural Gas | Gas Boiler - Insulate Steam Lines/Condensate Tank | A | Cumulative Winter Peak Savings (MW) | Achievable Economic RVT Potential | 0 | 0 | 0 | 0 | 0 | 0 | 0 | 0 | 0 | 0 | 0 | 0 | 0 | 0 | 0 | 0 | 0 | 0 | 0 | 0 | 0 | 0 | 0
F10_Industrial_Wood and Lumber Products_New_Process_Natural Gas_Gas Boiler - Insulate Steam Lines/Condensate Tank_A_Achievable Economic RVT Potential | F10 | Industrial | Wood and Lumber Products | New | Process | Natural Gas | Gas Boiler - Insulate Steam Lines/Condensate Tank | A | Purchases (Incremental) | Achievable Economic RVT Potential | 0 | 0 | 0.094234 | 0.16446 | 0.2345 | 0.31302 | 0.3603 | 0.4152 | 0.46939 | 0.53036 | 0.57577 | 0.62799 | 0.67952 | 0.7393 | 0.77987 | 0.82918 | 0.87845 | 0.93581 | 0.9737 | 1.0204 | 1.0658 | 1.1111 | 0
F11_Industrial_Wood and Lumber Products_New_Process_Natural Gas_Gas Boiler - Insulate Steam Lines/Condensate Tank_A_Achievable Economic RVT Potential | F11 | Industrial | Wood and Lumber Products | New | Process | Natural Gas | Gas Boiler - Insulate Steam Lines/Condensate Tank | A | Purchases (Cumulative) | Achievable Economic RVT Potential | 0 | 0 | 0.094234 | 0.25869 | 0.49319 | 0.80621 | 1.1665 | 1.5817 | 2.0511 | 2.5815 | 3.1572 | 3.7852 | 4.4647 | 5.2041 | 5.9839 | 6.8131 | 7.6916 | 8.6274 | 9.6011 | 10.6215 | 11.6873 | 12.7983 | 0
F1_Industrial_Wood and Lumber Products_New_Space Heating_Natural Gas_Gas Boiler - Insulate Hot Water Lines_A_Achievable Economic RVT Potential | F1 | Industrial | Wood and Lumber Products | New | Space Heating | Natural Gas | Gas Boiler - Insulate Hot Water Lines | A | Integrated Unit Energy Savings (kWh or therms) | Achievable Economic RVT Potential | 0 | 0 | 10.456 | 10.3334 | 10.2486 | 10.172 | 10.1227 | 10.0707 | 10.0232 | 9.9761 | 9.9414 | 9.9061 | 9.857 | 9.8134 | 9.7707 | 9.7355 | 9.7032 | 9.6641 | 9.6447 | 9.6191 | 9.5987 | 9.586 | 0
F2_Industrial_Wood and Lumber Products_New_Space Heating_Natural Gas_Gas Boiler - Insulate Hot Water Lines_A_Achievable Economic RVT Potential | F2 | Industrial | Wood and Lumber Products | New | Space Heating | Natural Gas | Gas Boiler - Insulate Hot Water Lines | A | Integrated Unit Summer Peak Savings (kW) | Achievable Economic RVT Potential | 0 | 0 | 0 | 0 | 0 | 0 | 0 | 0 | 0 | 0 | 0 | 0 | 0 | 0 | 0 | 0 | 0 | 0 | 0 | 0 | 0 | 0 | 0
F3_Industrial_Wood and Lumber Products_New_Space Heating_Natural Gas_Gas Boiler - Insulate Hot Water Lines_A_Achievable Economic RVT Potential | F3 | Industrial | Wood and Lumber Products | New | Space Heating | Natural Gas | Gas Boiler - Insulate Hot Water Lines | A | Integrated Unit Winter Peak Savings (kW) | Achievable Economic RVT Potential | 0 | 0 | 0 | 0 | 0 | 0 | 0 | 0 | 0 | 0 | 0 | 0 | 0 | 0 | 0 | 0 | 0 | 0 | 0 | 0 | 0 | 0 | 0
F4_Industrial_Wood and Lumber Products_New_Space Heating_Natural Gas_Gas Boiler - Insulate Hot Water Lines_A_Achievable Economic RVT Potential | F4 | Industrial | Wood and Lumber Products | New | Space Heating | Natural Gas | Gas Boiler - Insulate Hot Water Lines | A | Incremental Energy Savings (MWh or mTherms) | Achievable Economic RVT Potential | 0 | 0 | 0.00028626 | 0.00049371 | 0.00069823 | 0.00092504 | 0.0010596 | 0.0012148 | 0.0013669 | 0.0015371 | 0.0016629 | 0.0018073 | 0.0019459 | 0.0021078 | 0.0022138 | 0.0023453 | 0.0024764 | 0.0026275 | 0.0027283 | 0.0028515 | 0.0029721 | 0.0030943 | 0
F5_Industrial_Wood and Lumber Products_New_Space Heating_Natural Gas_Gas Boiler - Insulate Hot Water Lines_A_Achievable Economic RVT Potential | F5 | Industrial | Wood and Lumber Products | New | Space Heating | Natural Gas | Gas Boiler - Insulate Hot Water Lines | A | Incremental Summer Peak Savings (MW) | Achievable Economic RVT Potential | 0 | 0 | 0 | 0 | 0 | 0 | 0 | 0 | 0 | 0 | 0 | 0 | 0 | 0 | 0 | 0 | 0 | 0 | 0 | 0 | 0 | 0 | 0
F6_Industrial_Wood and Lumber Products_New_Space Heating_Natural Gas_Gas Boiler - Insulate Hot Water Lines_A_Achievable Economic RVT Potential | F6 | Industrial | Wood and Lumber Products | New | Space Heating | Natural Gas | Gas Boiler - Insulate Hot Water Lines | A | Incremental Winter Peak Savings (MW) | Achievable Economic RVT Potential | 0 | 0 | 0 | 0 | 0 | 0 | 0 | 0 | 0 | 0 | 0 | 0 | 0 | 0 | 0 | 0 | 0 | 0 | 0 | 0 | 0 | 0 | 0
F7_Industrial_Wood and Lumber Products_New_Space Heating_Natural Gas_Gas Boiler - Insulate Hot Water Lines_A_Achievable Economic RVT Potential | F7 | Industrial | Wood and Lumber Products | New | Space Heating | Natural Gas | Gas Boiler - Insulate Hot Water Lines | A | Cumulative Energy Savings (MWh or mTherms) | Achievable Economic RVT Potential | 0 | 0 | 0.00028626 | 0.00077661 | 0.0014685 | 0.0023825 | 0.0034306 | 0.0046278 | 0.0059728 | 0.0074819 | 0.0091188 | 0.010894 | 0.012786 | 0.014837 | 0.016986 | 0.01927 | 0.021683 | 0.024223 | 0.026902 | 0.029682 | 0.032592 | 0.035643 | 0
F8_Industrial_Wood and Lumber Products_New_Space Heating_Natural Gas_Gas Boiler - Insulate Hot Water Lines_A_Achievable Economic RVT Potential | F8 | Industrial | Wood and Lumber Products | New | Space Heating | Natural Gas | Gas Boiler - Insulate Hot Water Lines | A | Cumulative Summer Peak Savings (MW) | Achievable Economic RVT Potential | 0 | 0 | 0 | 0 | 0 | 0 | 0 | 0 | 0 | 0 | 0 | 0 | 0 | 0 | 0 | 0 | 0 | 0 | 0 | 0 | 0 | 0 | 0
F9_Industrial_Wood and Lumber Products_New_Space Heating_Natural Gas_Gas Boiler - Insulate Hot Water Lines_A_Achievable Economic RVT Potential | F9 | Industrial | Wood and Lumber Products | New | Space Heating | Natural Gas | Gas Boiler - Insulate Hot Water Lines | A | Cumulative Winter Peak Savings (MW) | Achievable Economic RVT Potential | 0 | 0 | 0 | 0 | 0 | 0 | 0 | 0 | 0 | 0 | 0 | 0 | 0 | 0 | 0 | 0 | 0 | 0 | 0 | 0 | 0 | 0 | 0
F10_Industrial_Wood and Lumber Products_New_Space Heating_Natural Gas_Gas Boiler - Insulate Hot Water Lines_A_Achievable Economic RVT Potential | F10 | Industrial | Wood and Lumber Products | New | Space Heating | Natural Gas | Gas Boiler - Insulate Hot Water Lines | A | Purchases (Incremental) | Achievable Economic RVT Potential | 0 | 0 | 0.027377 | 0.047778 | 0.068129 | 0.09094 | 0.10468 | 0.12062 | 0.13637 | 0.15408 | 0.16727 | 0.18245 | 0.19742 | 0.21478 | 0.22657 | 0.2409 | 0.25521 | 0.27188 | 0.28288 | 0.29645 | 0.30964 | 0.3228 | 0
F11_Industrial_Wood and Lumber Products_New_Space Heating_Natural Gas_Gas Boiler - Insulate Hot Water Lines_A_Achievable Economic RVT Potential | F11 | Industrial | Wood and Lumber Products | New | Space Heating | Natural Gas | Gas Boiler - Insulate Hot Water Lines | A | Purchases (Cumulative) | Achievable Economic RVT Potential | 0 | 0 | 0.027377 | 0.075155 | 0.14328 | 0.23422 | 0.3389 | 0.45953 | 0.5959 | 0.74998 | 0.91725 | 1.0997 | 1.2971 | 1.5119 | 1.7385 | 1.9794 | 2.2346 | 2.5065 | 2.7893 | 3.0858 | 3.3954 | 3.7182 | 0
F1_Industrial_Wood and Lumber Products_New_Process_Natural Gas_Gas Boiler - Insulate Hot Water Lines_A_Achievable Economic RVT Potential | F1 | Industrial | Wood and Lumber Products | New | Process | Natural Gas | Gas Boiler - Insulate Hot Water Lines | A | Integrated Unit Energy Savings (kWh or therms) | Achievable Economic RVT Potential | 0 | 0 | 77.3088 | 77.2318 | 77.1593 | 77.0949 | 77.0032 | 76.9405 | 76.8932 | 76.8643 | 76.8319 | 76.815 | 76.806 | 76.8108 | 76.807 | 76.8142 | 76.8234 | 76.8446 | 76.8632 | 76.8893 | 76.9128 | 76.9343 | 0
F2_Industrial_Wood and Lumber Products_New_Process_Natural Gas_Gas Boiler - Insulate Hot Water Lines_A_Achievable Economic RVT Potential | F2 | Industrial | Wood and Lumber Products | New | Process | Natural Gas | Gas Boiler - Insulate Hot Water Lines | A | Integrated Unit Summer Peak Savings (kW) | Achievable Economic RVT Potential | 0 | 0 | 0 | 0 | 0 | 0 | 0 | 0 | 0 | 0 | 0 | 0 | 0 | 0 | 0 | 0 | 0 | 0 | 0 | 0 | 0 | 0 | 0
F3_Industrial_Wood and Lumber Products_New_Process_Natural Gas_Gas Boiler - Insulate Hot Water Lines_A_Achievable Economic RVT Potential | F3 | Industrial | Wood and Lumber Products | New | Process | Natural Gas | Gas Boiler - Insulate Hot Water Lines | A | Integrated Unit Winter Peak Savings (kW) | Achievable Economic RVT Potential | 0 | 0 | 0 | 0 | 0 | 0 | 0 | 0 | 0 | 0 | 0 | 0 | 0 | 0 | 0 | 0 | 0 | 0 | 0 | 0 | 0 | 0 | 0
F4_Industrial_Wood and Lumber Products_New_Process_Natural Gas_Gas Boiler - Insulate Hot Water Lines_A_Achievable Economic RVT Potential | F4 | Industrial | Wood and Lumber Products | New | Process | Natural Gas | Gas Boiler - Insulate Hot Water Lines | A | Incremental Energy Savings (MWh or mTherms) | Achievable Economic RVT Potential | 0 | 0 | 0.0072851 | 0.012701 | 0.018094 | 0.024132 | 0.027745 | 0.031945 | 0.036093 | 0.040766 | 0.044237 | 0.048239 | 0.052191 | 0.056786 | 0.0599 | 0.063693 | 0.067486 | 0.071912 | 0.074842 | 0.078457 | 0.081974 | 0.08548 | 0
F5_Industrial_Wood and Lumber Products_New_Process_Natural Gas_Gas Boiler - Insulate Hot Water Lines_A_Achievable Economic RVT Potential | F5 | Industrial | Wood and Lumber Products | New | Process | Natural Gas | Gas Boiler - Insulate Hot Water Lines | A | Incremental Summer Peak Savings (MW) | Achievable Economic RVT Potential | 0 | 0 | 0 | 0 | 0 | 0 | 0 | 0 | 0 | 0 | 0 | 0 | 0 | 0 | 0 | 0 | 0 | 0 | 0 | 0 | 0 | 0 | 0
F6_Industrial_Wood and Lumber Products_New_Process_Natural Gas_Gas Boiler - Insulate Hot Water Lines_A_Achievable Economic RVT Potential | F6 | Industrial | Wood and Lumber Products | New | Process | Natural Gas | Gas Boiler - Insulate Hot Water Lines | A | Incremental Winter Peak Savings (MW) | Achievable Economic RVT Potential | 0 | 0 | 0 | 0 | 0 | 0 | 0 | 0 | 0 | 0 | 0 | 0 | 0 | 0 | 0 | 0 | 0 | 0 | 0 | 0 | 0 | 0 | 0
F7_Industrial_Wood and Lumber Products_New_Process_Natural Gas_Gas Boiler - Insulate Hot Water Lines_A_Achievable Economic RVT Potential | F7 | Industrial | Wood and Lumber Products | New | Process | Natural Gas | Gas Boiler - Insulate Hot Water Lines | A | Cumulative Energy Savings (MWh or mTherms) | Achievable Economic RVT Potential | 0 | 0 | 0.0072851 | 0.019979 | 0.038055 | 0.062155 | 0.089826 | 0.1217 | 0.15772 | 0.19842 | 0.24258 | 0.29076 | 0.34292 | 0.39973 | 0.45961 | 0.52334 | 0.59089 | 0.66297 | 0.73797 | 0.81668 | 0.8989 | 0.98463 | 0
F8_Industrial_Wood and Lumber Products_New_Process_Natural Gas_Gas Boiler - Insulate Hot Water Lines_A_Achievable Economic RVT Potential | F8 | Industrial | Wood and Lumber Products | New | Process | Natural Gas | Gas Boiler - Insulate Hot Water Lines | A | Cumulative Summer Peak Savings (MW) | Achievable Economic RVT Potential | 0 | 0 | 0 | 0 | 0 | 0 | 0 | 0 | 0 | 0 | 0 | 0 | 0 | 0 | 0 | 0 | 0 | 0 | 0 | 0 | 0 | 0 | 0
F9_Industrial_Wood and Lumber Products_New_Process_Natural Gas_Gas Boiler - Insulate Hot Water Lines_A_Achievable Economic RVT Potential | F9 | Industrial | Wood and Lumber Products | New | Process | Natural Gas | Gas Boiler - Insulate Hot Water Lines | A | Cumulative Winter Peak Savings (MW) | Achievable Economic RVT Potential | 0 | 0 | 0 | 0 | 0 | 0 | 0 | 0 | 0 | 0 | 0 | 0 | 0 | 0 | 0 | 0 | 0 | 0 | 0 | 0 | 0 | 0 | 0
F10_Industrial_Wood and Lumber Products_New_Process_Natural Gas_Gas Boiler - Insulate Hot Water Lines_A_Achievable Economic RVT Potential | F10 | Industrial | Wood and Lumber Products | New | Process | Natural Gas | Gas Boiler - Insulate Hot Water Lines | A | Purchases (Incremental) | Achievable Economic RVT Potential | 0 | 0 | 0.094234 | 0.16446 | 0.2345 | 0.31302 | 0.3603 | 0.4152 | 0.46939 | 0.53036 | 0.57577 | 0.62799 | 0.67952 | 0.7393 | 0.77987 | 0.82918 | 0.87845 | 0.93581 | 0.9737 | 1.0204 | 1.0658 | 1.1111 | 0
F11_Industrial_Wood and Lumber Products_New_Process_Natural Gas_Gas Boiler - Insulate Hot Water Lines_A_Achievable Economic RVT Potential | F11 | Industrial | Wood and Lumber Products | New | Process | Natural Gas | Gas Boiler - Insulate Hot Water Lines | A | Purchases (Cumulative) | Achievable Economic RVT Potential | 0 | 0 | 0.094234 | 0.25869 | 0.49319 | 0.80621 | 1.1665 | 1.5817 | 2.0511 | 2.5815 | 3.1572 | 3.7852 | 4.4647 | 5.2041 | 5.9839 | 6.8131 | 7.6916 | 8.6274 | 9.6011 | 10.6215 | 11.6873 | 12.7983 | 0
F1_Industrial_Wood and Lumber Products_New_Process_Natural Gas_Process - Insulate Heated Process Fluids_A_Achievable Economic RVT Potential | F1 | Industrial | Wood and Lumber Products | New | Process | Natural Gas | Process - Insulate Heated Process Fluids | A | Integrated Unit Energy Savings (kWh or therms) | Achievable Economic RVT Potential | 0 | 0 | 125.8163 | 125.8139 | 125.8129 | 125.8153 | 125.8166 | 125.8176 | 125.8185 | 125.8193 | 125.8198 | 125.8202 | 125.8206 | 125.821 | 125.8212 | 125.8215 | 125.8217 | 125.8219 | 125.822 | 125.8222 | 125.8223 | 125.8224 | 0
F2_Industrial_Wood and Lumber Products_New_Process_Natural Gas_Process - Insulate Heated Process Fluids_A_Achievable Economic RVT Potential | F2 | Industrial | Wood and Lumber Products | New | Process | Natural Gas | Process - Insulate Heated Process Fluids | A | Integrated Unit Summer Peak Savings (kW) | Achievable Economic RVT Potential | 0 | 0 | 0 | 0 | 0 | 0 | 0 | 0 | 0 | 0 | 0 | 0 | 0 | 0 | 0 | 0 | 0 | 0 | 0 | 0 | 0 | 0 | 0
F3_Industrial_Wood and Lumber Products_New_Process_Natural Gas_Process - Insulate Heated Process Fluids_A_Achievable Economic RVT Potential | F3 | Industrial | Wood and Lumber Products | New | Process | Natural Gas | Process - Insulate Heated Process Fluids | A | Integrated Unit Winter Peak Savings (kW) | Achievable Economic RVT Potential | 0 | 0 | 0 | 0 | 0 | 0 | 0 | 0 | 0 | 0 | 0 | 0 | 0 | 0 | 0 | 0 | 0 | 0 | 0 | 0 | 0 | 0 | 0
F4_Industrial_Wood and Lumber Products_New_Process_Natural Gas_Process - Insulate Heated Process Fluids_A_Achievable Economic RVT Potential | F4 | Industrial | Wood and Lumber Products | New | Process | Natural Gas | Process - Insulate Heated Process Fluids | A | Incremental Energy Savings (MWh or mTherms) | Achievable Economic RVT Potential | 0 | 0 | 0.025935 | 0.045261 | 0.064539 | 0.086149 | 0.099164 | 0.10284 | 0.093017 | 0.084079 | 0.073022 | 0.063717 | 0.055156 | 0.048007 | 0.040513 | 0.03446 | 0.029206 | 0.024891 | 0.00017665 | 6.6113e-05 | 2.3542e-05 | 8.0028e-06 | 0
F5_Industrial_Wood and Lumber Products_New_Process_Natural Gas_Process - Insulate Heated Process Fluids_A_Achievable Economic RVT Potential | F5 | Industrial | Wood and Lumber Products | New | Process | Natural Gas | Process - Insulate Heated Process Fluids | A | Incremental Summer Peak Savings (MW) | Achievable Economic RVT Potential | 0 | 0 | 0 | 0 | 0 | 0 | 0 | 0 | 0 | 0 | 0 | 0 | 0 | 0 | 0 | 0 | 0 | 0 | 0 | 0 | 0 | 0 | 0
F6_Industrial_Wood and Lumber Products_New_Process_Natural Gas_Process - Insulate Heated Process Fluids_A_Achievable Economic RVT Potential | F6 | Industrial | Wood and Lumber Products | New | Process | Natural Gas | Process - Insulate Heated Process Fluids | A | Incremental Winter Peak Savings (MW) | Achievable Economic RVT Potential | 0 | 0 | 0 | 0 | 0 | 0 | 0 | 0 | 0 | 0 | 0 | 0 | 0 | 0 | 0 | 0 | 0 | 0 | 0 | 0 | 0 | 0 | 0
F7_Industrial_Wood and Lumber Products_New_Process_Natural Gas_Process - Insulate Heated Process Fluids_A_Achievable Economic RVT Potential | F7 | Industrial | Wood and Lumber Products | New | Process | Natural Gas | Process - Insulate Heated Process Fluids | A | Cumulative Energy Savings (MWh or mTherms) | Achievable Economic RVT Potential | 0 | 0 | 0.025935 | 0.071196 | 0.13573 | 0.22189 | 0.32105 | 0.4239 | 0.51692 | 0.601 | 0.67403 | 0.73775 | 0.7929 | 0.84091 | 0.88143 | 0.91589 | 0.9451 | 0.96999 | 0.97017 | 0.97023 | 0.97026 | 0.97027 | 0
F8_Industrial_Wood and Lumber Products_New_Process_Natural Gas_Process - Insulate Heated Process Fluids_A_Achievable Economic RVT Potential | F8 | Industrial | Wood and Lumber Products | New | Process | Natural Gas | Process - Insulate Heated Process Fluids | A | Cumulative Summer Peak Savings (MW) | Achievable Economic RVT Potential | 0 | 0 | 0 | 0 | 0 | 0 | 0 | 0 | 0 | 0 | 0 | 0 | 0 | 0 | 0 | 0 | 0 | 0 | 0 | 0 | 0 | 0 | 0
F9_Industrial_Wood and Lumber Products_New_Process_Natural Gas_Process - Insulate Heated Process Fluids_A_Achievable Economic RVT Potential | F9 | Industrial | Wood and Lumber Products | New | Process | Natural Gas | Process - Insulate Heated Process Fluids | A | Cumulative Winter Peak Savings (MW) | Achievable Economic RVT Potential | 0 | 0 | 0 | 0 | 0 | 0 | 0 | 0 | 0 | 0 | 0 | 0 | 0 | 0 | 0 | 0 | 0 | 0 | 0 | 0 | 0 | 0 | 0
F10_Industrial_Wood and Lumber Products_New_Process_Natural Gas_Process - Insulate Heated Process Fluids_A_Achievable Economic RVT Potential | F10 | Industrial | Wood and Lumber Products | New | Process | Natural Gas | Process - Insulate Heated Process Fluids | A | Purchases (Incremental) | Achievable Economic RVT Potential | 0 | 0 | 0.20614 | 0.35975 | 0.51298 | 0.68473 | 0.78816 | 0.81741 | 0.73929 | 0.66825 | 0.58037 | 0.50641 | 0.43837 | 0.38155 | 0.32199 | 0.27388 | 0.23212 | 0.19782 | 0.0014039 | 0.00052545 | 0.0001871 | 6.3604e-05 | 0
F11_Industrial_Wood and Lumber Products_New_Process_Natural Gas_Process - Insulate Heated Process Fluids_A_Achievable Economic RVT Potential | F11 | Industrial | Wood and Lumber Products | New | Process | Natural Gas | Process - Insulate Heated Process Fluids | A | Purchases (Cumulative) | Achievable Economic RVT Potential | 0 | 0 | 0.20614 | 0.56588 | 1.0789 | 1.7636 | 2.5517 | 3.3692 | 4.1085 | 4.7767 | 5.3571 | 5.8635 | 6.3019 | 6.6834 | 7.0054 | 7.2793 | 7.5114 | 7.7092 | 7.7106 | 7.7112 | 7.7113 | 7.7114 | 0
F1_Industrial_Wood and Lumber Products_New_Process_Natural Gas_Process Heat Recovery_A_Achievable Economic RVT Potential | F1 | Industrial | Wood and Lumber Products | New | Process | Natural Gas | Process Heat Recovery | A | Integrated Unit Energy Savings (kWh or therms) | Achievable Economic RVT Potential | 0 | 0 | 0.21026 | 0.20994 | 0.20963 | 0.20936 | 0.20897 | 0.20868 | 0.20845 | 0.20829 | 0.2081 | 0.20798 | 0.20789 | 0.20786 | 0.20779 | 0.20776 | 0.20776 | 0.20781 | 0.20783 | 0.20788 | 0.20792 | 0.20796 | 0
F2_Industrial_Wood and Lumber Products_New_Process_Natural Gas_Process Heat Recovery_A_Achievable Economic RVT Potential | F2 | Industrial | Wood and Lumber Products | New | Process | Natural Gas | Process Heat Recovery | A | Integrated Unit Summer Peak Savings (kW) | Achievable Economic RVT Potential | 0 | 0 | 0 | 0 | 0 | 0 | 0 | 0 | 0 | 0 | 0 | 0 | 0 | 0 | 0 | 0 | 0 | 0 | 0 | 0 | 0 | 0 | 0
F3_Industrial_Wood and Lumber Products_New_Process_Natural Gas_Process Heat Recovery_A_Achievable Economic RVT Potential | F3 | Industrial | Wood and Lumber Products | New | Process | Natural Gas | Process Heat Recovery | A | Integrated Unit Winter Peak Savings (kW) | Achievable Economic RVT Potential | 0 | 0 | 0 | 0 | 0 | 0 | 0 | 0 | 0 | 0 | 0 | 0 | 0 | 0 | 0 | 0 | 0 | 0 | 0 | 0 | 0 | 0 | 0
F4_Industrial_Wood and Lumber Products_New_Process_Natural Gas_Process Heat Recovery_A_Achievable Economic RVT Potential | F4 | Industrial | Wood and Lumber Products | New | Process | Natural Gas | Process Heat Recovery | A | Incremental Energy Savings (MWh or mTherms) | Achievable Economic RVT Potential | 0 | 0 | 0 | 0 | 0 | 0 | 0 | 0 | 0 | 0 | 0 | 0 | 0 | 0 | 0 | 0 | 0 | 0 | 0 | 0 | 0 | 0 | 0
F5_Industrial_Wood and Lumber Products_New_Process_Natural Gas_Process Heat Recovery_A_Achievable Economic RVT Potential | F5 | Industrial | Wood and Lumber Products | New | Process | Natural Gas | Process Heat Recovery | A | Incremental Summer Peak Savings (MW) | Achievable Economic RVT Potential | 0 | 0 | 0 | 0 | 0 | 0 | 0 | 0 | 0 | 0 | 0 | 0 | 0 | 0 | 0 | 0 | 0 | 0 | 0 | 0 | 0 | 0 | 0
F6_Industrial_Wood and Lumber Products_New_Process_Natural Gas_Process Heat Recovery_A_Achievable Economic RVT Potential | F6 | Industrial | Wood and Lumber Products | New | Process | Natural Gas | Process Heat Recovery | A | Incremental Winter Peak Savings (MW) | Achievable Economic RVT Potential | 0 | 0 | 0 | 0 | 0 | 0 | 0 | 0 | 0 | 0 | 0 | 0 | 0 | 0 | 0 | 0 | 0 | 0 | 0 | 0 | 0 | 0 | 0
F7_Industrial_Wood and Lumber Products_New_Process_Natural Gas_Process Heat Recovery_A_Achievable Economic RVT Potential | F7 | Industrial | Wood and Lumber Products | New | Process | Natural Gas | Process Heat Recovery | A | Cumulative Energy Savings (MWh or mTherms) | Achievable Economic RVT Potential | 0 | 0 | 0 | 0 | 0 | 0 | 0 | 0 | 0 | 0 | 0 | 0 | 0 | 0 | 0 | 0 | 0 | 0 | 0 | 0 | 0 | 0 | 0
F8_Industrial_Wood and Lumber Products_New_Process_Natural Gas_Process Heat Recovery_A_Achievable Economic RVT Potential | F8 | Industrial | Wood and Lumber Products | New | Process | Natural Gas | Process Heat Recovery | A | Cumulative Summer Peak Savings (MW) | Achievable Economic RVT Potential | 0 | 0 | 0 | 0 | 0 | 0 | 0 | 0 | 0 | 0 | 0 | 0 | 0 | 0 | 0 | 0 | 0 | 0 | 0 | 0 | 0 | 0 | 0
F9_Industrial_Wood and Lumber Products_New_Process_Natural Gas_Process Heat Recovery_A_Achievable Economic RVT Potential | F9 | Industrial | Wood and Lumber Products | New | Process | Natural Gas | Process Heat Recovery | A | Cumulative Winter Peak Savings (MW) | Achievable Economic RVT Potential | 0 | 0 | 0 | 0 | 0 | 0 | 0 | 0 | 0 | 0 | 0 | 0 | 0 | 0 | 0 | 0 | 0 | 0 | 0 | 0 | 0 | 0 | 0
F10_Industrial_Wood and Lumber Products_New_Process_Natural Gas_Process Heat Recovery_A_Achievable Economic RVT Potential | F10 | Industrial | Wood and Lumber Products | New | Process | Natural Gas | Process Heat Recovery | A | Purchases (Incremental) | Achievable Economic RVT Potential | 0 | 0 | 0 | 0 | 0 | 0 | 0 | 0 | 0 | 0 | 0 | 0 | 0 | 0 | 0 | 0 | 0 | 0 | 0 | 0 | 0 | 0 | 0
F11_Industrial_Wood and Lumber Products_New_Process_Natural Gas_Process Heat Recovery_A_Achievable Economic RVT Potential | F11 | Industrial | Wood and Lumber Products | New | Process | Natural Gas | Process Heat Recovery | A | Purchases (Cumulative) | Achievable Economic RVT Potential | 0 | 0 | 0 | 0 | 0 | 0 | 0 | 0 | 0 | 0 | 0 | 0 | 0 | 0 | 0 | 0 | 0 | 0 | 0 | 0 | 0 | 0 | 0
F1_Industrial_Wood and Lumber Products_New_Space Heating_Natural Gas_Building Automation System_A_Achievable Economic RVT Potential | F1 | Industrial | Wood and Lumber Products | New | Space Heating | Natural Gas | Building Automation System | A | Integrated Unit Energy Savings (kWh or therms) | Achievable Economic RVT Potential | 0 | 0 | 0.014835 | 0.01466 | 0.01454 | 0.01443 | 0.01436 | 0.014286 | 0.014218 | 0.014151 | 0.014101 | 0.01405 | 0.01398 | 0.013918 | 0.013857 | 0.013807 | 0.01376 | 0.013705 | 0.013677 | 0.01364 | 0.01361 | 0.013592 | 0
F2_Industrial_Wood and Lumber Products_New_Space Heating_Natural Gas_Building Automation System_A_Achievable Economic RVT Potential | F2 | Industrial | Wood and Lumber Products | New | Space Heating | Natural Gas | Building Automation System | A | Integrated Unit Summer Peak Savings (kW) | Achievable Economic RVT Potential | 0 | 0 | 0 | 0 | 0 | 0 | 0 | 0 | 0 | 0 | 0 | 0 | 0 | 0 | 0 | 0 | 0 | 0 | 0 | 0 | 0 | 0 | 0
F3_Industrial_Wood and Lumber Products_New_Space Heating_Natural Gas_Building Automation System_A_Achievable Economic RVT Potential | F3 | Industrial | Wood and Lumber Products | New | Space Heating | Natural Gas | Building Automation System | A | Integrated Unit Winter Peak Savings (kW) | Achievable Economic RVT Potential | 0 | 0 | 0 | 0 | 0 | 0 | 0 | 0 | 0 | 0 | 0 | 0 | 0 | 0 | 0 | 0 | 0 | 0 | 0 | 0 | 0 | 0 | 0
F4_Industrial_Wood and Lumber Products_New_Space Heating_Natural Gas_Building Automation System_A_Achievable Economic RVT Potential | F4 | Industrial | Wood and Lumber Products | New | Space Heating | Natural Gas | Building Automation System | A | Incremental Energy Savings (MWh or mTherms) | Achievable Economic RVT Potential | 0 | 0 | 0.0006435 | 0.0022185 | 0.0055705 | 0.012004 | 0.020871 | 0.034267 | 0.052447 | 0.076458 | 0.1023 | 0.13111 | 0.15837 | 0.18248 | 0.19245 | 0.19219 | 0.17842 | 0.15655 | 0.1243 | 0.08994 | 0.05989 | 0.040663 | 0
F5_Industrial_Wood and Lumber Products_New_Space Heating_Natural Gas_Building Automation System_A_Achievable Economic RVT Potential | F5 | Industrial | Wood and Lumber Products | New | Space Heating | Natural Gas | Building Automation System | A | Incremental Summer Peak Savings (MW) | Achievable Economic RVT Potential | 0 | 0 | 0 | 0 | 0 | 0 | 0 | 0 | 0 | 0 | 0 | 0 | 0 | 0 | 0 | 0 | 0 | 0 | 0 | 0 | 0 | 0 | 0
F6_Industrial_Wood and Lumber Products_New_Space Heating_Natural Gas_Building Automation System_A_Achievable Economic RVT Potential | F6 | Industrial | Wood and Lumber Products | New | Space Heating | Natural Gas | Building Automation System | A | Incremental Winter Peak Savings (MW) | Achievable Economic RVT Potential | 0 | 0 | 0 | 0 | 0 | 0 | 0 | 0 | 0 | 0 | 0 | 0 | 0 | 0 | 0 | 0 | 0 | 0 | 0 | 0 | 0 | 0 | 0
F7_Industrial_Wood and Lumber Products_New_Space Heating_Natural Gas_Building Automation System_A_Achievable Economic RVT Potential | F7 | Industrial | Wood and Lumber Products | New | Space Heating | Natural Gas | Building Automation System | A | Cumulative Energy Savings (MWh or mTherms) | Achievable Economic RVT Potential | 0 | 0 | 0.0006435 | 0.0028544 | 0.0084014 | 0.020342 | 0.041114 | 0.075168 | 0.12726 | 0.20311 | 0.3047 | 0.43472 | 0.59092 | 0.77077 | 0.95983 | 1.1485 | 1.3231 | 1.4737 | 1.5929 | 1.6733 | 1.7183 | 1.7369 | 0
F8_Industrial_Wood and Lumber Products_New_Space Heating_Natural Gas_Building Automation System_A_Achievable Economic RVT Potential | F8 | Industrial | Wood and Lumber Products | New | Space Heating | Natural Gas | Building Automation System | A | Cumulative Summer Peak Savings (MW) | Achievable Economic RVT Potential | 0 | 0 | 0 | 0 | 0 | 0 | 0 | 0 | 0 | 0 | 0 | 0 | 0 | 0 | 0 | 0 | 0 | 0 | 0 | 0 | 0 | 0 | 0
F9_Industrial_Wood and Lumber Products_New_Space Heating_Natural Gas_Building Automation System_A_Achievable Economic RVT Potential | F9 | Industrial | Wood and Lumber Products | New | Space Heating | Natural Gas | Building Automation System | A | Cumulative Winter Peak Savings (MW) | Achievable Economic RVT Potential | 0 | 0 | 0 | 0 | 0 | 0 | 0 | 0 | 0 | 0 | 0 | 0 | 0 | 0 | 0 | 0 | 0 | 0 | 0 | 0 | 0 | 0 | 0
F10_Industrial_Wood and Lumber Products_New_Space Heating_Natural Gas_Building Automation System_A_Achievable Economic RVT Potential | F10 | Industrial | Wood and Lumber Products | New | Space Heating | Natural Gas | Building Automation System | A | Purchases (Incremental) | Achievable Economic RVT Potential | 0 | 0 | 43.3776 | 151.3236 | 383.1262 | 831.863 | 1453.3875 | 2398.6804 | 3688.7965 | 5403.1098 | 7254.8595 | 9331.1929 | 11328.0556 | 13111.047 | 13888.301 | 13919.8414 | 12965.9023 | 11422.8 | 9088.7315 | 6593.8922 | 4400.2635 | 2991.6578 | 0
F11_Industrial_Wood and Lumber Products_New_Space Heating_Natural Gas_Building Automation System_A_Achievable Economic RVT Potential | F11 | Industrial | Wood and Lumber Products | New | Space Heating | Natural Gas | Building Automation System | A | Purchases (Cumulative) | Achievable Economic RVT Potential | 0 | 0 | 43.3776 | 194.7012 | 577.8274 | 1409.6904 | 2863.0779 | 5261.7582 | 8950.5547 | 14353.6646 | 21608.524 | 30939.7169 | 42267.7726 | 55378.8195 | 69267.1206 | 83186.9619 | 96152.8643 | 107532.2866 | 116469.6946 | 122680.4605 | 126248.861 | 127787.1313 | 0
F1_Industrial_Wood and Lumber Products_New_Space Heating_Natural Gas_Steam System Efficiency Improvements_A_Achievable Economic RVT Potential | F1 | Industrial | Wood and Lumber Products | New | Space Heating | Natural Gas | Steam System Efficiency Improvements | A | Integrated Unit Energy Savings (kWh or therms) | Achievable Economic RVT Potential | 0 | 0 | 0.133 | 0.13144 | 0.13037 | 0.1294 | 0.12878 | 0.12813 | 0.12754 | 0.12696 | 0.12653 | 0.12611 | 0.1255 | 0.12497 | 0.12444 | 0.124 | 0.12359 | 0.12308 | 0.12283 | 0.1225 | 0.12223 | 0.12206 | 0
F2_Industrial_Wood and Lumber Products_New_Space Heating_Natural Gas_Steam System Efficiency Improvements_A_Achievable Economic RVT Potential | F2 | Industrial | Wood and Lumber Products | New | Space Heating | Natural Gas | Steam System Efficiency Improvements | A | Integrated Unit Summer Peak Savings (kW) | Achievable Economic RVT Potential | 0 | 0 | 0 | 0 | 0 | 0 | 0 | 0 | 0 | 0 | 0 | 0 | 0 | 0 | 0 | 0 | 0 | 0 | 0 | 0 | 0 | 0 | 0
F3_Industrial_Wood and Lumber Products_New_Space Heating_Natural Gas_Steam System Efficiency Improvements_A_Achievable Economic RVT Potential | F3 | Industrial | Wood and Lumber Products | New | Space Heating | Natural Gas | Steam System Efficiency Improvements | A | Integrated Unit Winter Peak Savings (kW) | Achievable Economic RVT Potential | 0 | 0 | 0 | 0 | 0 | 0 | 0 | 0 | 0 | 0 | 0 | 0 | 0 | 0 | 0 | 0 | 0 | 0 | 0 | 0 | 0 | 0 | 0
F4_Industrial_Wood and Lumber Products_New_Space Heating_Natural Gas_Steam System Efficiency Improvements_A_Achievable Economic RVT Potential | F4 | Industrial | Wood and Lumber Products | New | Space Heating | Natural Gas | Steam System Efficiency Improvements | A | Incremental Energy Savings (MWh or mTherms) | Achievable Economic RVT Potential | 0 | 0 | 4.0888e-05 | 0.00014097 | 0.00035398 | 0.00076286 | 0.0013265 | 0.0021781 | 0.0033342 | 0.0048614 | 0.0065059 | 0.0083396 | 0.010076 | 0.011612 | 0.012248 | 0.012233 | 0.011357 | 0.0099641 | 0.011545 | 0.01239 | 0.012779 | 0.012474 | 0
F5_Industrial_Wood and Lumber Products_New_Space Heating_Natural Gas_Steam System Efficiency Improvements_A_Achievable Economic RVT Potential | F5 | Industrial | Wood and Lumber Products | New | Space Heating | Natural Gas | Steam System Efficiency Improvements | A | Incremental Summer Peak Savings (MW) | Achievable Economic RVT Potential | 0 | 0 | 0 | 0 | 0 | 0 | 0 | 0 | 0 | 0 | 0 | 0 | 0 | 0 | 0 | 0 | 0 | 0 | 0 | 0 | 0 | 0 | 0
F6_Industrial_Wood and Lumber Products_New_Space Heating_Natural Gas_Steam System Efficiency Improvements_A_Achievable Economic RVT Potential | F6 | Industrial | Wood and Lumber Products | New | Space Heating | Natural Gas | Steam System Efficiency Improvements | A | Incremental Winter Peak Savings (MW) | Achievable Economic RVT Potential | 0 | 0 | 0 | 0 | 0 | 0 | 0 | 0 | 0 | 0 | 0 | 0 | 0 | 0 | 0 | 0 | 0 | 0 | 0 | 0 | 0 | 0 | 0
F7_Industrial_Wood and Lumber Products_New_Space Heating_Natural Gas_Steam System Efficiency Improvements_A_Achievable Economic RVT Potential | F7 | Industrial | Wood and Lumber Products | New | Space Heating | Natural Gas | Steam System Efficiency Improvements | A | Cumulative Energy Savings (MWh or mTherms) | Achievable Economic RVT Potential | 0 | 0 | 4.0888e-05 | 0.00018137 | 0.00053387 | 0.0012928 | 0.002613 | 0.0047386 | 0.0079142 | 0.012395 | 0.018114 | 0.025093 | 0.032915 | 0.04112 | 0.048429 | 0.054116 | 0.05712 | 0.05693 | 0.056813 | 0.056659 | 0.056536 | 0.056459 | 0
F8_Industrial_Wood and Lumber Products_New_Space Heating_Natural Gas_Steam System Efficiency Improvements_A_Achievable Economic RVT Potential | F8 | Industrial | Wood and Lumber Products | New | Space Heating | Natural Gas | Steam System Efficiency Improvements | A | Cumulative Summer Peak Savings (MW) | Achievable Economic RVT Potential | 0 | 0 | 0 | 0 | 0 | 0 | 0 | 0 | 0 | 0 | 0 | 0 | 0 | 0 | 0 | 0 | 0 | 0 | 0 | 0 | 0 | 0 | 0
F9_Industrial_Wood and Lumber Products_New_Space Heating_Natural Gas_Steam System Efficiency Improvements_A_Achievable Economic RVT Potential | F9 | Industrial | Wood and Lumber Products | New | Space Heating | Natural Gas | Steam System Efficiency Improvements | A | Cumulative Winter Peak Savings (MW) | Achievable Economic RVT Potential | 0 | 0 | 0 | 0 | 0 | 0 | 0 | 0 | 0 | 0 | 0 | 0 | 0 | 0 | 0 | 0 | 0 | 0 | 0 | 0 | 0 | 0 | 0
F10_Industrial_Wood and Lumber Products_New_Space Heating_Natural Gas_Steam System Efficiency Improvements_A_Achievable Economic RVT Potential | F10 | Industrial | Wood and Lumber Products | New | Space Heating | Natural Gas | Steam System Efficiency Improvements | A | Purchases (Incremental) | Achievable Economic RVT Potential | 0 | 0 | 0.30742 | 1.0724 | 2.7153 | 5.8955 | 10.3003 | 16.9997 | 26.143 | 38.2925 | 51.4161 | 66.1313 | 80.2833 | 92.9196 | 98.4281 | 98.6516 | 91.8909 | 80.9548 | 93.992 | 101.1434 | 104.5471 | 102.1913 | 0
F11_Industrial_Wood and Lumber Products_New_Space Heating_Natural Gas_Steam System Efficiency Improvements_A_Achievable Economic RVT Potential | F11 | Industrial | Wood and Lumber Products | New | Space Heating | Natural Gas | Steam System Efficiency Improvements | A | Purchases (Cumulative) | Achievable Economic RVT Potential | 0 | 0 | 0.30742 | 1.3799 | 4.0951 | 9.9906 | 20.291 | 36.9833 | 62.0538 | 97.631 | 143.1516 | 198.9826 | 262.2662 | 329.0428 | 389.1784 | 436.4139 | 462.1736 | 462.5376 | 462.5376 | 462.5376 | 462.5376 | 462.5376 | 0
F1_Industrial_Wood and Lumber Products_New_Process_Natural Gas_Steam System Efficiency Improvements_A_Achievable Economic RVT Potential | F1 | Industrial | Wood and Lumber Products | New | Process | Natural Gas | Steam System Efficiency Improvements | A | Integrated Unit Energy Savings (kWh or therms) | Achievable Economic RVT Potential | 0 | 0 | 0.98336 | 0.98238 | 0.98146 | 0.98064 | 0.97947 | 0.97868 | 0.97808 | 0.97771 | 0.9773 | 0.97708 | 0.97697 | 0.97703 | 0.97698 | 0.97707 | 0.97719 | 0.97746 | 0.97769 | 0.97803 | 0.97832 | 0.9786 | 0
F2_Industrial_Wood and Lumber Products_New_Process_Natural Gas_Steam System Efficiency Improvements_A_Achievable Economic RVT Potential | F2 | Industrial | Wood and Lumber Products | New | Process | Natural Gas | Steam System Efficiency Improvements | A | Integrated Unit Summer Peak Savings (kW) | Achievable Economic RVT Potential | 0 | 0 | 0 | 0 | 0 | 0 | 0 | 0 | 0 | 0 | 0 | 0 | 0 | 0 | 0 | 0 | 0 | 0 | 0 | 0 | 0 | 0 | 0
F3_Industrial_Wood and Lumber Products_New_Process_Natural Gas_Steam System Efficiency Improvements_A_Achievable Economic RVT Potential | F3 | Industrial | Wood and Lumber Products | New | Process | Natural Gas | Steam System Efficiency Improvements | A | Integrated Unit Winter Peak Savings (kW) | Achievable Economic RVT Potential | 0 | 0 | 0 | 0 | 0 | 0 | 0 | 0 | 0 | 0 | 0 | 0 | 0 | 0 | 0 | 0 | 0 | 0 | 0 | 0 | 0 | 0 | 0
F4_Industrial_Wood and Lumber Products_New_Process_Natural Gas_Steam System Efficiency Improvements_A_Achievable Economic RVT Potential | F4 | Industrial | Wood and Lumber Products | New | Process | Natural Gas | Steam System Efficiency Improvements | A | Incremental Energy Savings (MWh or mTherms) | Achievable Economic RVT Potential | 0 | 0 | 0 | 0 | 0 | 0 | 0 | 0 | 0 | 0 | 0 | 0 | 0 | 0 | 0 | 0 | 0 | 0 | 0 | 0 | 0 | 0 | 0
F5_Industrial_Wood and Lumber Products_New_Process_Natural Gas_Steam System Efficiency Improvements_A_Achievable Economic RVT Potential | F5 | Industrial | Wood and Lumber Products | New | Process | Natural Gas | Steam System Efficiency Improvements | A | Incremental Summer Peak Savings (MW) | Achievable Economic RVT Potential | 0 | 0 | 0 | 0 | 0 | 0 | 0 | 0 | 0 | 0 | 0 | 0 | 0 | 0 | 0 | 0 | 0 | 0 | 0 | 0 | 0 | 0 | 0
F6_Industrial_Wood and Lumber Products_New_Process_Natural Gas_Steam System Efficiency Improvements_A_Achievable Economic RVT Potential | F6 | Industrial | Wood and Lumber Products | New | Process | Natural Gas | Steam System Efficiency Improvements | A | Incremental Winter Peak Savings (MW) | Achievable Economic RVT Potential | 0 | 0 | 0 | 0 | 0 | 0 | 0 | 0 | 0 | 0 | 0 | 0 | 0 | 0 | 0 | 0 | 0 | 0 | 0 | 0 | 0 | 0 | 0
F7_Industrial_Wood and Lumber Products_New_Process_Natural Gas_Steam System Efficiency Improvements_A_Achievable Economic RVT Potential | F7 | Industrial | Wood and Lumber Products | New | Process | Natural Gas | Steam System Efficiency Improvements | A | Cumulative Energy Savings (MWh or mTherms) | Achievable Economic RVT Potential | 0 | 0 | 0 | 0 | 0 | 0 | 0 | 0 | 0 | 0 | 0 | 0 | 0 | 0 | 0 | 0 | 0 | 0 | 0 | 0 | 0 | 0 | 0
F8_Industrial_Wood and Lumber Products_New_Process_Natural Gas_Steam System Efficiency Improvements_A_Achievable Economic RVT Potential | F8 | Industrial | Wood and Lumber Products | New | Process | Natural Gas | Steam System Efficiency Improvements | A | Cumulative Summer Peak Savings (MW) | Achievable Economic RVT Potential | 0 | 0 | 0 | 0 | 0 | 0 | 0 | 0 | 0 | 0 | 0 | 0 | 0 | 0 | 0 | 0 | 0 | 0 | 0 | 0 | 0 | 0 | 0
F9_Industrial_Wood and Lumber Products_New_Process_Natural Gas_Steam System Efficiency Improvements_A_Achievable Economic RVT Potential | F9 | Industrial | Wood and Lumber Products | New | Process | Natural Gas | Steam System Efficiency Improvements | A | Cumulative Winter Peak Savings (MW) | Achievable Economic RVT Potential | 0 | 0 | 0 | 0 | 0 | 0 | 0 | 0 | 0 | 0 | 0 | 0 | 0 | 0 | 0 | 0 | 0 | 0 | 0 | 0 | 0 | 0 | 0
F10_Industrial_Wood and Lumber Products_New_Process_Natural Gas_Steam System Efficiency Improvements_A_Achievable Economic RVT Potential | F10 | Industrial | Wood and Lumber Products | New | Process | Natural Gas | Steam System Efficiency Improvements | A | Purchases (Incremental) | Achievable Economic RVT Potential | 0 | 0 | 0 | 0 | 0 | 0 | 0 | 0 | 0 | 0 | 0 | 0 | 0 | 0 | 0 | 0 | 0 | 0 | 0 | 0 | 0 | 0 | 0
F11_Industrial_Wood and Lumber Products_New_Process_Natural Gas_Steam System Efficiency Improvements_A_Achievable Economic RVT Potential | F11 | Industrial | Wood and Lumber Products | New | Process | Natural Gas | Steam System Efficiency Improvements | A | Purchases (Cumulative) | Achievable Economic RVT Potential | 0 | 0 | 0 | 0 | 0 | 0 | 0 | 0 | 0 | 0 | 0 | 0 | 0 | 0 | 0 | 0 | 0 | 0 | 0 | 0 | 0 | 0 | 0
F1_Industrial_Wood and Lumber Products_New_Space Heating_Natural Gas_Strategic Energy Management_A_Achievable Economic RVT Potential | F1 | Industrial | Wood and Lumber Products | New | Space Heating | Natural Gas | Strategic Energy Management | A | Integrated Unit Energy Savings (kWh or therms) | Achievable Economic RVT Potential | 0 | 0 | 5.3387 | 5.2787 | 5.2378 | 5.2008 | 5.1788 | 5.1541 | 5.1313 | 5.1084 | 5.0921 | 5.0752 | 5.0512 | 5.0298 | 5.009 | 4.9915 | 4.9751 | 4.9542 | 4.9436 | 4.9294 | 4.9181 | 4.9107 | 0
F2_Industrial_Wood and Lumber Products_New_Space Heating_Natural Gas_Strategic Energy Management_A_Achievable Economic RVT Potential | F2 | Industrial | Wood and Lumber Products | New | Space Heating | Natural Gas | Strategic Energy Management | A | Integrated Unit Summer Peak Savings (kW) | Achievable Economic RVT Potential | 0 | 0 | 0 | 0 | 0 | 0 | 0 | 0 | 0 | 0 | 0 | 0 | 0 | 0 | 0 | 0 | 0 | 0 | 0 | 0 | 0 | 0 | 0
F3_Industrial_Wood and Lumber Products_New_Space Heating_Natural Gas_Strategic Energy Management_A_Achievable Economic RVT Potential | F3 | Industrial | Wood and Lumber Products | New | Space Heating | Natural Gas | Strategic Energy Management | A | Integrated Unit Winter Peak Savings (kW) | Achievable Economic RVT Potential | 0 | 0 | 0 | 0 | 0 | 0 | 0 | 0 | 0 | 0 | 0 | 0 | 0 | 0 | 0 | 0 | 0 | 0 | 0 | 0 | 0 | 0 | 0
F4_Industrial_Wood and Lumber Products_New_Space Heating_Natural Gas_Strategic Energy Management_A_Achievable Economic RVT Potential | F4 | Industrial | Wood and Lumber Products | New | Space Heating | Natural Gas | Strategic Energy Management | A | Incremental Energy Savings (MWh or mTherms) | Achievable Economic RVT Potential | 0 | 0 | 0.0040499 | 0.0069884 | 0.0098878 | 0.013105 | 0.015021 | 0.017227 | 0.01939 | 0.02181 | 0.023602 | 0.025657 | 0.027632 | 0.029935 | 0.031447 | 0.033318 | 0.035182 | 0.037322 | 0.03875 | 0.040492 | 0.045221 | 0.04897 | 0
F5_Industrial_Wood and Lumber Products_New_Space Heating_Natural Gas_Strategic Energy Management_A_Achievable Economic RVT Potential | F5 | Industrial | Wood and Lumber Products | New | Space Heating | Natural Gas | Strategic Energy Management | A | Incremental Summer Peak Savings (MW) | Achievable Economic RVT Potential | 0 | 0 | 0 | 0 | 0 | 0 | 0 | 0 | 0 | 0 | 0 | 0 | 0 | 0 | 0 | 0 | 0 | 0 | 0 | 0 | 0 | 0 | 0
F6_Industrial_Wood and Lumber Products_New_Space Heating_Natural Gas_Strategic Energy Management_A_Achievable Economic RVT Potential | F6 | Industrial | Wood and Lumber Products | New | Space Heating | Natural Gas | Strategic Energy Management | A | Incremental Winter Peak Savings (MW) | Achievable Economic RVT Potential | 0 | 0 | 0 | 0 | 0 | 0 | 0 | 0 | 0 | 0 | 0 | 0 | 0 | 0 | 0 | 0 | 0 | 0 | 0 | 0 | 0 | 0 | 0
F7_Industrial_Wood and Lumber Products_New_Space Heating_Natural Gas_Strategic Energy Management_A_Achievable Economic RVT Potential | F7 | Industrial | Wood and Lumber Products | New | Space Heating | Natural Gas | Strategic Energy Management | A | Cumulative Energy Savings (MWh or mTherms) | Achievable Economic RVT Potential | 0 | 0 | 0.0040499 | 0.010993 | 0.020795 | 0.033754 | 0.048632 | 0.061717 | 0.074041 | 0.085877 | 0.096373 | 0.10699 | 0.11723 | 0.12766 | 0.1372 | 0.1469 | 0.15645 | 0.16226 | 0.16469 | 0.16446 | 0.16408 | 0.16383 | 0
F8_Industrial_Wood and Lumber Products_New_Space Heating_Natural Gas_Strategic Energy Management_A_Achievable Economic RVT Potential | F8 | Industrial | Wood and Lumber Products | New | Space Heating | Natural Gas | Strategic Energy Management | A | Cumulative Summer Peak Savings (MW) | Achievable Economic RVT Potential | 0 | 0 | 0 | 0 | 0 | 0 | 0 | 0 | 0 | 0 | 0 | 0 | 0 | 0 | 0 | 0 | 0 | 0 | 0 | 0 | 0 | 0 | 0
F9_Industrial_Wood and Lumber Products_New_Space Heating_Natural Gas_Strategic Energy Management_A_Achievable Economic RVT Potential | F9 | Industrial | Wood and Lumber Products | New | Space Heating | Natural Gas | Strategic Energy Management | A | Cumulative Winter Peak Savings (MW) | Achievable Economic RVT Potential | 0 | 0 | 0 | 0 | 0 | 0 | 0 | 0 | 0 | 0 | 0 | 0 | 0 | 0 | 0 | 0 | 0 | 0 | 0 | 0 | 0 | 0 | 0
F10_Industrial_Wood and Lumber Products_New_Space Heating_Natural Gas_Strategic Energy Management_A_Achievable Economic RVT Potential | F10 | Industrial | Wood and Lumber Products | New | Space Heating | Natural Gas | Strategic Energy Management | A | Purchases (Incremental) | Achievable Economic RVT Potential | 0 | 0 | 0.75859 | 1.3239 | 1.8878 | 2.5198 | 2.9005 | 3.3424 | 3.7787 | 4.2695 | 4.635 | 5.0554 | 5.4703 | 5.9515 | 6.2781 | 6.675 | 7.0717 | 7.5334 | 7.8384 | 8.2143 | 9.1949 | 9.9722 | 0
F11_Industrial_Wood and Lumber Products_New_Space Heating_Natural Gas_Strategic Energy Management_A_Achievable Economic RVT Potential | F11 | Industrial | Wood and Lumber Products | New | Space Heating | Natural Gas | Strategic Energy Management | A | Purchases (Cumulative) | Achievable Economic RVT Potential | 0 | 0 | 0.75859 | 2.0825 | 3.9703 | 6.4901 | 9.3906 | 11.9744 | 14.4292 | 16.8109 | 18.926 | 21.081 | 23.2088 | 25.3816 | 27.3902 | 29.4303 | 31.4465 | 32.7511 | 33.3142 | 33.3625 | 33.3625 | 33.3625 | 0
F1_Industrial_Wood and Lumber Products_New_Process_Natural Gas_Strategic Energy Management_A_Achievable Economic RVT Potential | F1 | Industrial | Wood and Lumber Products | New | Process | Natural Gas | Strategic Energy Management | A | Integrated Unit Energy Savings (kWh or therms) | Achievable Economic RVT Potential | 0 | 0 | 8.9374 | 8.9327 | 8.9282 | 8.9242 | 8.9185 | 8.9137 | 8.91 | 8.9075 | 8.9048 | 8.9035 | 8.903 | 8.9037 | 8.904 | 8.9052 | 8.9065 | 8.9083 | 8.9097 | 8.9113 | 8.9128 | 8.9141 | 0
F2_Industrial_Wood and Lumber Products_New_Process_Natural Gas_Strategic Energy Management_A_Achievable Economic RVT Potential | F2 | Industrial | Wood and Lumber Products | New | Process | Natural Gas | Strategic Energy Management | A | Integrated Unit Summer Peak Savings (kW) | Achievable Economic RVT Potential | 0 | 0 | 0 | 0 | 0 | 0 | 0 | 0 | 0 | 0 | 0 | 0 | 0 | 0 | 0 | 0 | 0 | 0 | 0 | 0 | 0 | 0 | 0
F3_Industrial_Wood and Lumber Products_New_Process_Natural Gas_Strategic Energy Management_A_Achievable Economic RVT Potential | F3 | Industrial | Wood and Lumber Products | New | Process | Natural Gas | Strategic Energy Management | A | Integrated Unit Winter Peak Savings (kW) | Achievable Economic RVT Potential | 0 | 0 | 0 | 0 | 0 | 0 | 0 | 0 | 0 | 0 | 0 | 0 | 0 | 0 | 0 | 0 | 0 | 0 | 0 | 0 | 0 | 0 | 0
F4_Industrial_Wood and Lumber Products_New_Process_Natural Gas_Strategic Energy Management_A_Achievable Economic RVT Potential | F4 | Industrial | Wood and Lumber Products | New | Process | Natural Gas | Strategic Energy Management | A | Incremental Energy Savings (MWh or mTherms) | Achievable Economic RVT Potential | 0 | 0 | 0.030319 | 0.052885 | 0.075373 | 0.10056 | 0.11568 | 0.13323 | 0.15056 | 0.17007 | 0.18458 | 0.20129 | 0.21779 | 0.23697 | 0.24998 | 0.26582 | 0.28166 | 0.30011 | 0.31231 | 0.32735 | 0.36649 | 0.39753 | 0
F5_Industrial_Wood and Lumber Products_New_Process_Natural Gas_Strategic Energy Management_A_Achievable Economic RVT Potential | F5 | Industrial | Wood and Lumber Products | New | Process | Natural Gas | Strategic Energy Management | A | Incremental Summer Peak Savings (MW) | Achievable Economic RVT Potential | 0 | 0 | 0 | 0 | 0 | 0 | 0 | 0 | 0 | 0 | 0 | 0 | 0 | 0 | 0 | 0 | 0 | 0 | 0 | 0 | 0 | 0 | 0
F6_Industrial_Wood and Lumber Products_New_Process_Natural Gas_Strategic Energy Management_A_Achievable Economic RVT Potential | F6 | Industrial | Wood and Lumber Products | New | Process | Natural Gas | Strategic Energy Management | A | Incremental Winter Peak Savings (MW) | Achievable Economic RVT Potential | 0 | 0 | 0 | 0 | 0 | 0 | 0 | 0 | 0 | 0 | 0 | 0 | 0 | 0 | 0 | 0 | 0 | 0 | 0 | 0 | 0 | 0 | 0
F7_Industrial_Wood and Lumber Products_New_Process_Natural Gas_Strategic Energy Management_A_Achievable Economic RVT Potential | F7 | Industrial | Wood and Lumber Products | New | Process | Natural Gas | Strategic Energy Management | A | Cumulative Energy Savings (MWh or mTherms) | Achievable Economic RVT Potential | 0 | 0 | 0.030319 | 0.083188 | 0.15852 | 0.25901 | 0.37453 | 0.47732 | 0.57494 | 0.66965 | 0.75368 | 0.83937 | 0.92404 | 1.0106 | 1.0906 | 1.172 | 1.2525 | 1.3047 | 1.3274 | 1.3295 | 1.3298 | 1.33 | 0
F8_Industrial_Wood and Lumber Products_New_Process_Natural Gas_Strategic Energy Management_A_Achievable Economic RVT Potential | F8 | Industrial | Wood and Lumber Products | New | Process | Natural Gas | Strategic Energy Management | A | Cumulative Summer Peak Savings (MW) | Achievable Economic RVT Potential | 0 | 0 | 0 | 0 | 0 | 0 | 0 | 0 | 0 | 0 | 0 | 0 | 0 | 0 | 0 | 0 | 0 | 0 | 0 | 0 | 0 | 0 | 0
F9_Industrial_Wood and Lumber Products_New_Process_Natural Gas_Strategic Energy Management_A_Achievable Economic RVT Potential | F9 | Industrial | Wood and Lumber Products | New | Process | Natural Gas | Strategic Energy Management | A | Cumulative Winter Peak Savings (MW) | Achievable Economic RVT Potential | 0 | 0 | 0 | 0 | 0 | 0 | 0 | 0 | 0 | 0 | 0 | 0 | 0 | 0 | 0 | 0 | 0 | 0 | 0 | 0 | 0 | 0 | 0
F10_Industrial_Wood and Lumber Products_New_Process_Natural Gas_Strategic Energy Management_A_Achievable Economic RVT Potential | F10 | Industrial | Wood and Lumber Products | New | Process | Natural Gas | Strategic Energy Management | A | Purchases (Incremental) | Achievable Economic RVT Potential | 0 | 0 | 3.3924 | 5.9204 | 8.4422 | 11.2687 | 12.9709 | 14.947 | 16.8982 | 19.093 | 20.7276 | 22.6077 | 24.4628 | 26.6149 | 28.0754 | 29.8506 | 31.6244 | 33.6893 | 35.0532 | 36.7339 | 41.1193 | 44.5953 | 0
F11_Industrial_Wood and Lumber Products_New_Process_Natural Gas_Strategic Energy Management_A_Achievable Economic RVT Potential | F11 | Industrial | Wood and Lumber Products | New | Process | Natural Gas | Strategic Energy Management | A | Purchases (Cumulative) | Achievable Economic RVT Potential | 0 | 0 | 3.3924 | 9.3128 | 17.755 | 29.0237 | 41.9946 | 53.5492 | 64.527 | 75.1778 | 84.6368 | 94.2735 | 103.7893 | 113.506 | 122.4885 | 131.6114 | 140.6281 | 146.4621 | 148.9801 | 149.1964 | 149.1964 | 149.1964 | 0
F1_Industrial_Wood and Lumber Products_New_Miscellaneous_Natural Gas_Strategic Energy Management_A_Achievable Economic RVT Potential | F1 | Industrial | Wood and Lumber Products | New | Miscellaneous | Natural Gas | Strategic Energy Management | A | Integrated Unit Energy Savings (kWh or therms) | Achievable Economic RVT Potential | 0 | 0 | 3.4004 | 3.4004 | 3.4004 | 3.4004 | 3.4004 | 3.4004 | 3.4004 | 3.4004 | 3.4004 | 3.4004 | 3.4004 | 3.4004 | 3.4004 | 3.4004 | 3.4004 | 3.4004 | 3.4004 | 3.4004 | 3.4004 | 3.4004 | 0
F2_Industrial_Wood and Lumber Products_New_Miscellaneous_Natural Gas_Strategic Energy Management_A_Achievable Economic RVT Potential | F2 | Industrial | Wood and Lumber Products | New | Miscellaneous | Natural Gas | Strategic Energy Management | A | Integrated Unit Summer Peak Savings (kW) | Achievable Economic RVT Potential | 0 | 0 | 0 | 0 | 0 | 0 | 0 | 0 | 0 | 0 | 0 | 0 | 0 | 0 | 0 | 0 | 0 | 0 | 0 | 0 | 0 | 0 | 0
F3_Industrial_Wood and Lumber Products_New_Miscellaneous_Natural Gas_Strategic Energy Management_A_Achievable Economic RVT Potential | F3 | Industrial | Wood and Lumber Products | New | Miscellaneous | Natural Gas | Strategic Energy Management | A | Integrated Unit Winter Peak Savings (kW) | Achievable Economic RVT Potential | 0 | 0 | 0 | 0 | 0 | 0 | 0 | 0 | 0 | 0 | 0 | 0 | 0 | 0 | 0 | 0 | 0 | 0 | 0 | 0 | 0 | 0 | 0
F4_Industrial_Wood and Lumber Products_New_Miscellaneous_Natural Gas_Strategic Energy Management_A_Achievable Economic RVT Potential | F4 | Industrial | Wood and Lumber Products | New | Miscellaneous | Natural Gas | Strategic Energy Management | A | Incremental Energy Savings (MWh or mTherms) | Achievable Economic RVT Potential | 0 | 0 | 0.0028839 | 0.005033 | 0.0071768 | 0.0095796 | 0.011027 | 0.012707 | 0.014365 | 0.016231 | 0.017621 | 0.019219 | 0.020796 | 0.022626 | 0.023867 | 0.025376 | 0.026884 | 0.02864 | 0.029799 | 0.031228 | 0.034956 | 0.037911 | 0
F5_Industrial_Wood and Lumber Products_New_Miscellaneous_Natural Gas_Strategic Energy Management_A_Achievable Economic RVT Potential | F5 | Industrial | Wood and Lumber Products | New | Miscellaneous | Natural Gas | Strategic Energy Management | A | Incremental Summer Peak Savings (MW) | Achievable Economic RVT Potential | 0 | 0 | 0 | 0 | 0 | 0 | 0 | 0 | 0 | 0 | 0 | 0 | 0 | 0 | 0 | 0 | 0 | 0 | 0 | 0 | 0 | 0 | 0
F6_Industrial_Wood and Lumber Products_New_Miscellaneous_Natural Gas_Strategic Energy Management_A_Achievable Economic RVT Potential | F6 | Industrial | Wood and Lumber Products | New | Miscellaneous | Natural Gas | Strategic Energy Management | A | Incremental Winter Peak Savings (MW) | Achievable Economic RVT Potential | 0 | 0 | 0 | 0 | 0 | 0 | 0 | 0 | 0 | 0 | 0 | 0 | 0 | 0 | 0 | 0 | 0 | 0 | 0 | 0 | 0 | 0 | 0
F7_Industrial_Wood and Lumber Products_New_Miscellaneous_Natural Gas_Strategic Energy Management_A_Achievable Economic RVT Potential | F7 | Industrial | Wood and Lumber Products | New | Miscellaneous | Natural Gas | Strategic Energy Management | A | Cumulative Energy Savings (MWh or mTherms) | Achievable Economic RVT Potential | 0 | 0 | 0.0028839 | 0.0079169 | 0.015094 | 0.024673 | 0.0357 | 0.045523 | 0.054855 | 0.063909 | 0.071951 | 0.080143 | 0.088232 | 0.096493 | 0.10413 | 0.11188 | 0.11955 | 0.12451 | 0.12665 | 0.12683 | 0.12683 | 0.12683 | 0
F8_Industrial_Wood and Lumber Products_New_Miscellaneous_Natural Gas_Strategic Energy Management_A_Achievable Economic RVT Potential | F8 | Industrial | Wood and Lumber Products | New | Miscellaneous | Natural Gas | Strategic Energy Management | A | Cumulative Summer Peak Savings (MW) | Achievable Economic RVT Potential | 0 | 0 | 0 | 0 | 0 | 0 | 0 | 0 | 0 | 0 | 0 | 0 | 0 | 0 | 0 | 0 | 0 | 0 | 0 | 0 | 0 | 0 | 0
F9_Industrial_Wood and Lumber Products_New_Miscellaneous_Natural Gas_Strategic Energy Management_A_Achievable Economic RVT Potential | F9 | Industrial | Wood and Lumber Products | New | Miscellaneous | Natural Gas | Strategic Energy Management | A | Cumulative Winter Peak Savings (MW) | Achievable Economic RVT Potential | 0 | 0 | 0 | 0 | 0 | 0 | 0 | 0 | 0 | 0 | 0 | 0 | 0 | 0 | 0 | 0 | 0 | 0 | 0 | 0 | 0 | 0 | 0
F10_Industrial_Wood and Lumber Products_New_Miscellaneous_Natural Gas_Strategic Energy Management_A_Achievable Economic RVT Potential | F10 | Industrial | Wood and Lumber Products | New | Miscellaneous | Natural Gas | Strategic Energy Management | A | Purchases (Incremental) | Achievable Economic RVT Potential | 0 | 0 | 0.8481 | 1.4801 | 2.1105 | 2.8172 | 3.2427 | 3.7368 | 4.2245 | 4.7732 | 5.1819 | 5.6519 | 6.1157 | 6.6537 | 7.0189 | 7.4626 | 7.9061 | 8.4223 | 8.7633 | 9.1835 | 10.2798 | 11.1488 | 0
F11_Industrial_Wood and Lumber Products_New_Miscellaneous_Natural Gas_Strategic Energy Management_A_Achievable Economic RVT Potential | F11 | Industrial | Wood and Lumber Products | New | Miscellaneous | Natural Gas | Strategic Energy Management | A | Purchases (Cumulative) | Achievable Economic RVT Potential | 0 | 0 | 0.8481 | 2.3282 | 4.4387 | 7.2559 | 10.4987 | 13.3873 | 16.1318 | 18.7945 | 21.1592 | 23.5684 | 25.9473 | 28.3765 | 30.6221 | 32.9029 | 35.157 | 36.6155 | 37.245 | 37.2991 | 37.2991 | 37.2991 | 0
F1_Industrial_Wood and Lumber Products_New_Space Heating_Natural Gas_Commissioning_A_Achievable Economic RVT Potential | F1 | Industrial | Wood and Lumber Products | New | Space Heating | Natural Gas | Commissioning | A | Integrated Unit Energy Savings (kWh or therms) | Achievable Economic RVT Potential | 0 | 0 | 6.6663 | 6.5932 | 6.544 | 6.4995 | 6.4744 | 6.4458 | 6.4195 | 6.3929 | 6.3748 | 6.3556 | 6.3273 | 6.3015 | 6.277 | 6.2562 | 6.2367 | 6.2111 | 6.1988 | 6.1816 | 6.1678 | 6.159 | 0
F2_Industrial_Wood and Lumber Products_New_Space Heating_Natural Gas_Commissioning_A_Achievable Economic RVT Potential | F2 | Industrial | Wood and Lumber Products | New | Space Heating | Natural Gas | Commissioning | A | Integrated Unit Summer Peak Savings (kW) | Achievable Economic RVT Potential | 0 | 0 | 0 | 0 | 0 | 0 | 0 | 0 | 0 | 0 | 0 | 0 | 0 | 0 | 0 | 0 | 0 | 0 | 0 | 0 | 0 | 0 | 0
F3_Industrial_Wood and Lumber Products_New_Space Heating_Natural Gas_Commissioning_A_Achievable Economic RVT Potential | F3 | Industrial | Wood and Lumber Products | New | Space Heating | Natural Gas | Commissioning | A | Integrated Unit Winter Peak Savings (kW) | Achievable Economic RVT Potential | 0 | 0 | 0 | 0 | 0 | 0 | 0 | 0 | 0 | 0 | 0 | 0 | 0 | 0 | 0 | 0 | 0 | 0 | 0 | 0 | 0 | 0 | 0
F4_Industrial_Wood and Lumber Products_New_Space Heating_Natural Gas_Commissioning_A_Achievable Economic RVT Potential | F4 | Industrial | Wood and Lumber Products | New | Space Heating | Natural Gas | Commissioning | A | Incremental Energy Savings (MWh or mTherms) | Achievable Economic RVT Potential | 0 | 0 | 0 | 0 | 0 | 0 | 0 | 0 | 0 | 0 | 0 | 0 | 0 | 0 | 0 | 0 | 0 | 0 | 0 | 0 | 0 | 0 | 0
F5_Industrial_Wood and Lumber Products_New_Space Heating_Natural Gas_Commissioning_A_Achievable Economic RVT Potential | F5 | Industrial | Wood and Lumber Products | New | Space Heating | Natural Gas | Commissioning | A | Incremental Summer Peak Savings (MW) | Achievable Economic RVT Potential | 0 | 0 | 0 | 0 | 0 | 0 | 0 | 0 | 0 | 0 | 0 | 0 | 0 | 0 | 0 | 0 | 0 | 0 | 0 | 0 | 0 | 0 | 0
F6_Industrial_Wood and Lumber Products_New_Space Heating_Natural Gas_Commissioning_A_Achievable Economic RVT Potential | F6 | Industrial | Wood and Lumber Products | New | Space Heating | Natural Gas | Commissioning | A | Incremental Winter Peak Savings (MW) | Achievable Economic RVT Potential | 0 | 0 | 0 | 0 | 0 | 0 | 0 | 0 | 0 | 0 | 0 | 0 | 0 | 0 | 0 | 0 | 0 | 0 | 0 | 0 | 0 | 0 | 0
F7_Industrial_Wood and Lumber Products_New_Space Heating_Natural Gas_Commissioning_A_Achievable Economic RVT Potential | F7 | Industrial | Wood and Lumber Products | New | Space Heating | Natural Gas | Commissioning | A | Cumulative Energy Savings (MWh or mTherms) | Achievable Economic RVT Potential | 0 | 0 | 0 | 0 | 0 | 0 | 0 | 0 | 0 | 0 | 0 | 0 | 0 | 0 | 0 | 0 | 0 | 0 | 0 | 0 | 0 | 0 | 0
F8_Industrial_Wood and Lumber Products_New_Space Heating_Natural Gas_Commissioning_A_Achievable Economic RVT Potential | F8 | Industrial | Wood and Lumber Products | New | Space Heating | Natural Gas | Commissioning | A | Cumulative Summer Peak Savings (MW) | Achievable Economic RVT Potential | 0 | 0 | 0 | 0 | 0 | 0 | 0 | 0 | 0 | 0 | 0 | 0 | 0 | 0 | 0 | 0 | 0 | 0 | 0 | 0 | 0 | 0 | 0
F9_Industrial_Wood and Lumber Products_New_Space Heating_Natural Gas_Commissioning_A_Achievable Economic RVT Potential | F9 | Industrial | Wood and Lumber Products | New | Space Heating | Natural Gas | Commissioning | A | Cumulative Winter Peak Savings (MW) | Achievable Economic RVT Potential | 0 | 0 | 0 | 0 | 0 | 0 | 0 | 0 | 0 | 0 | 0 | 0 | 0 | 0 | 0 | 0 | 0 | 0 | 0 | 0 | 0 | 0 | 0
F10_Industrial_Wood and Lumber Products_New_Space Heating_Natural Gas_Commissioning_A_Achievable Economic RVT Potential | F10 | Industrial | Wood and Lumber Products | New | Space Heating | Natural Gas | Commissioning | A | Purchases (Incremental) | Achievable Economic RVT Potential | 0 | 0 | 0 | 0 | 0 | 0 | 0 | 0 | 0 | 0 | 0 | 0 | 0 | 0 | 0 | 0 | 0 | 0 | 0 | 0 | 0 | 0 | 0
F11_Industrial_Wood and Lumber Products_New_Space Heating_Natural Gas_Commissioning_A_Achievable Economic RVT Potential | F11 | Industrial | Wood and Lumber Products | New | Space Heating | Natural Gas | Commissioning | A | Purchases (Cumulative) | Achievable Economic RVT Potential | 0 | 0 | 0 | 0 | 0 | 0 | 0 | 0 | 0 | 0 | 0 | 0 | 0 | 0 | 0 | 0 | 0 | 0 | 0 | 0 | 0 | 0 | 0
F1_Industrial_Wood and Lumber Products_New_Process_Natural Gas_Commissioning_A_Achievable Economic RVT Potential | F1 | Industrial | Wood and Lumber Products | New | Process | Natural Gas | Commissioning | A | Integrated Unit Energy Savings (kWh or therms) | Achievable Economic RVT Potential | 0 | 0 | 49.9244 | 49.9234 | 49.923 | 49.924 | 49.9245 | 49.9249 | 49.9253 | 49.9256 | 49.9258 | 49.9259 | 49.9261 | 49.9262 | 49.9263 | 49.9264 | 49.9265 | 49.9266 | 49.9267 | 49.9267 | 49.9268 | 49.9268 | 0
F2_Industrial_Wood and Lumber Products_New_Process_Natural Gas_Commissioning_A_Achievable Economic RVT Potential | F2 | Industrial | Wood and Lumber Products | New | Process | Natural Gas | Commissioning | A | Integrated Unit Summer Peak Savings (kW) | Achievable Economic RVT Potential | 0 | 0 | 0 | 0 | 0 | 0 | 0 | 0 | 0 | 0 | 0 | 0 | 0 | 0 | 0 | 0 | 0 | 0 | 0 | 0 | 0 | 0 | 0
F3_Industrial_Wood and Lumber Products_New_Process_Natural Gas_Commissioning_A_Achievable Economic RVT Potential | F3 | Industrial | Wood and Lumber Products | New | Process | Natural Gas | Commissioning | A | Integrated Unit Winter Peak Savings (kW) | Achievable Economic RVT Potential | 0 | 0 | 0 | 0 | 0 | 0 | 0 | 0 | 0 | 0 | 0 | 0 | 0 | 0 | 0 | 0 | 0 | 0 | 0 | 0 | 0 | 0 | 0
F4_Industrial_Wood and Lumber Products_New_Process_Natural Gas_Commissioning_A_Achievable Economic RVT Potential | F4 | Industrial | Wood and Lumber Products | New | Process | Natural Gas | Commissioning | A | Incremental Energy Savings (MWh or mTherms) | Achievable Economic RVT Potential | 0 | 0 | 0 | 0 | 0 | 0 | 0 | 0 | 0 | 0 | 0 | 0 | 0 | 0 | 0 | 0 | 0 | 0 | 0 | 0 | 0 | 0 | 0
F5_Industrial_Wood and Lumber Products_New_Process_Natural Gas_Commissioning_A_Achievable Economic RVT Potential | F5 | Industrial | Wood and Lumber Products | New | Process | Natural Gas | Commissioning | A | Incremental Summer Peak Savings (MW) | Achievable Economic RVT Potential | 0 | 0 | 0 | 0 | 0 | 0 | 0 | 0 | 0 | 0 | 0 | 0 | 0 | 0 | 0 | 0 | 0 | 0 | 0 | 0 | 0 | 0 | 0
F6_Industrial_Wood and Lumber Products_New_Process_Natural Gas_Commissioning_A_Achievable Economic RVT Potential | F6 | Industrial | Wood and Lumber Products | New | Process | Natural Gas | Commissioning | A | Incremental Winter Peak Savings (MW) | Achievable Economic RVT Potential | 0 | 0 | 0 | 0 | 0 | 0 | 0 | 0 | 0 | 0 | 0 | 0 | 0 | 0 | 0 | 0 | 0 | 0 | 0 | 0 | 0 | 0 | 0
F7_Industrial_Wood and Lumber Products_New_Process_Natural Gas_Commissioning_A_Achievable Economic RVT Potential | F7 | Industrial | Wood and Lumber Products | New | Process | Natural Gas | Commissioning | A | Cumulative Energy Savings (MWh or mTherms) | Achievable Economic RVT Potential | 0 | 0 | 0 | 0 | 0 | 0 | 0 | 0 | 0 | 0 | 0 | 0 | 0 | 0 | 0 | 0 | 0 | 0 | 0 | 0 | 0 | 0 | 0
F8_Industrial_Wood and Lumber Products_New_Process_Natural Gas_Commissioning_A_Achievable Economic RVT Potential | F8 | Industrial | Wood and Lumber Products | New | Process | Natural Gas | Commissioning | A | Cumulative Summer Peak Savings (MW) | Achievable Economic RVT Potential | 0 | 0 | 0 | 0 | 0 | 0 | 0 | 0 | 0 | 0 | 0 | 0 | 0 | 0 | 0 | 0 | 0 | 0 | 0 | 0 | 0 | 0 | 0
F9_Industrial_Wood and Lumber Products_New_Process_Natural Gas_Commissioning_A_Achievable Economic RVT Potential | F9 | Industrial | Wood and Lumber Products | New | Process | Natural Gas | Commissioning | A | Cumulative Winter Peak Savings (MW) | Achievable Economic RVT Potential | 0 | 0 | 0 | 0 | 0 | 0 | 0 | 0 | 0 | 0 | 0 | 0 | 0 | 0 | 0 | 0 | 0 | 0 | 0 | 0 | 0 | 0 | 0
F10_Industrial_Wood and Lumber Products_New_Process_Natural Gas_Commissioning_A_Achievable Economic RVT Potential | F10 | Industrial | Wood and Lumber Products | New | Process | Natural Gas | Commissioning | A | Purchases (Incremental) | Achievable Economic RVT Potential | 0 | 0 | 0 | 0 | 0 | 0 | 0 | 0 | 0 | 0 | 0 | 0 | 0 | 0 | 0 | 0 | 0 | 0 | 0 | 0 | 0 | 0 | 0
F11_Industrial_Wood and Lumber Products_New_Process_Natural Gas_Commissioning_A_Achievable Economic RVT Potential | F11 | Industrial | Wood and Lumber Products | New | Process | Natural Gas | Commissioning | A | Purchases (Cumulative) | Achievable Economic RVT Potential | 0 | 0 | 0 | 0 | 0 | 0 | 0 | 0 | 0 | 0 | 0 | 0 | 0 | 0 | 0 | 0 | 0 | 0 | 0 | 0 | 0 | 0 | 0
F1_Industrial_Wood and Lumber Products_New_Space Heating_Natural Gas_Retrocommissioning_A_Achievable Economic RVT Potential | F1 | Industrial | Wood and Lumber Products | New | Space Heating | Natural Gas | Retrocommissioning | A | Integrated Unit Energy Savings (kWh or therms) | Achievable Economic RVT Potential | 0 | 0 | 0 | 0 | 0 | 0 | 0 | 0 | 0 | 0 | 0 | 0 | 0 | 0 | 0 | 0 | 0 | 0 | 0 | 0 | 0 | 0 | 0
F2_Industrial_Wood and Lumber Products_New_Space Heating_Natural Gas_Retrocommissioning_A_Achievable Economic RVT Potential | F2 | Industrial | Wood and Lumber Products | New | Space Heating | Natural Gas | Retrocommissioning | A | Integrated Unit Summer Peak Savings (kW) | Achievable Economic RVT Potential | 0 | 0 | 0 | 0 | 0 | 0 | 0 | 0 | 0 | 0 | 0 | 0 | 0 | 0 | 0 | 0 | 0 | 0 | 0 | 0 | 0 | 0 | 0
F3_Industrial_Wood and Lumber Products_New_Space Heating_Natural Gas_Retrocommissioning_A_Achievable Economic RVT Potential | F3 | Industrial | Wood and Lumber Products | New | Space Heating | Natural Gas | Retrocommissioning | A | Integrated Unit Winter Peak Savings (kW) | Achievable Economic RVT Potential | 0 | 0 | 0 | 0 | 0 | 0 | 0 | 0 | 0 | 0 | 0 | 0 | 0 | 0 | 0 | 0 | 0 | 0 | 0 | 0 | 0 | 0 | 0
F4_Industrial_Wood and Lumber Products_New_Space Heating_Natural Gas_Retrocommissioning_A_Achievable Economic RVT Potential | F4 | Industrial | Wood and Lumber Products | New | Space Heating | Natural Gas | Retrocommissioning | A | Incremental Energy Savings (MWh or mTherms) | Achievable Economic RVT Potential | 0 | 0 | 0 | 0 | 0 | 0 | 0 | 0 | 0 | 0 | 0 | 0 | 0 | 0 | 0 | 0 | 0 | 0 | 0 | 0 | 0 | 0 | 0
F5_Industrial_Wood and Lumber Products_New_Space Heating_Natural Gas_Retrocommissioning_A_Achievable Economic RVT Potential | F5 | Industrial | Wood and Lumber Products | New | Space Heating | Natural Gas | Retrocommissioning | A | Incremental Summer Peak Savings (MW) | Achievable Economic RVT Potential | 0 | 0 | 0 | 0 | 0 | 0 | 0 | 0 | 0 | 0 | 0 | 0 | 0 | 0 | 0 | 0 | 0 | 0 | 0 | 0 | 0 | 0 | 0
F6_Industrial_Wood and Lumber Products_New_Space Heating_Natural Gas_Retrocommissioning_A_Achievable Economic RVT Potential | F6 | Industrial | Wood and Lumber Products | New | Space Heating | Natural Gas | Retrocommissioning | A | Incremental Winter Peak Savings (MW) | Achievable Economic RVT Potential | 0 | 0 | 0 | 0 | 0 | 0 | 0 | 0 | 0 | 0 | 0 | 0 | 0 | 0 | 0 | 0 | 0 | 0 | 0 | 0 | 0 | 0 | 0
F7_Industrial_Wood and Lumber Products_New_Space Heating_Natural Gas_Retrocommissioning_A_Achievable Economic RVT Potential | F7 | Industrial | Wood and Lumber Products | New | Space Heating | Natural Gas | Retrocommissioning | A | Cumulative Energy Savings (MWh or mTherms) | Achievable Economic RVT Potential | 0 | 0 | 0 | 0 | 0 | 0 | 0 | 0 | 0 | 0 | 0 | 0 | 0 | 0 | 0 | 0 | 0 | 0 | 0 | 0 | 0 | 0 | 0
F8_Industrial_Wood and Lumber Products_New_Space Heating_Natural Gas_Retrocommissioning_A_Achievable Economic RVT Potential | F8 | Industrial | Wood and Lumber Products | New | Space Heating | Natural Gas | Retrocommissioning | A | Cumulative Summer Peak Savings (MW) | Achievable Economic RVT Potential | 0 | 0 | 0 | 0 | 0 | 0 | 0 | 0 | 0 | 0 | 0 | 0 | 0 | 0 | 0 | 0 | 0 | 0 | 0 | 0 | 0 | 0 | 0
F9_Industrial_Wood and Lumber Products_New_Space Heating_Natural Gas_Retrocommissioning_A_Achievable Economic RVT Potential | F9 | Industrial | Wood and Lumber Products | New | Space Heating | Natural Gas | Retrocommissioning | A | Cumulative Winter Peak Savings (MW) | Achievable Economic RVT Potential | 0 | 0 | 0 | 0 | 0 | 0 | 0 | 0 | 0 | 0 | 0 | 0 | 0 | 0 | 0 | 0 | 0 | 0 | 0 | 0 | 0 | 0 | 0
F10_Industrial_Wood and Lumber Products_New_Space Heating_Natural Gas_Retrocommissioning_A_Achievable Economic RVT Potential | F10 | Industrial | Wood and Lumber Products | New | Space Heating | Natural Gas | Retrocommissioning | A | Purchases (Incremental) | Achievable Economic RVT Potential | 0 | 0 | 0 | 0 | 0 | 0 | 0 | 0 | 0 | 0 | 0 | 0 | 0 | 0 | 0 | 0 | 0 | 0 | 0 | 0 | 0 | 0 | 0
F11_Industrial_Wood and Lumber Products_New_Space Heating_Natural Gas_Retrocommissioning_A_Achievable Economic RVT Potential | F11 | Industrial | Wood and Lumber Products | New | Space Heating | Natural Gas | Retrocommissioning | A | Purchases (Cumulative) | Achievable Economic RVT Potential | 0 | 0 | 0 | 0 | 0 | 0 | 0 | 0 | 0 | 0 | 0 | 0 | 0 | 0 | 0 | 0 | 0 | 0 | 0 | 0 | 0 | 0 | 0
F1_Industrial_Wood and Lumber Products_New_Process_Natural Gas_Retrocommissioning_A_Achievable Economic RVT Potential | F1 | Industrial | Wood and Lumber Products | New | Process | Natural Gas | Retrocommissioning | A | Integrated Unit Energy Savings (kWh or therms) | Achievable Economic RVT Potential | 0 | 0 | 0 | 0 | 0 | 0 | 0 | 0 | 0 | 0 | 0 | 0 | 0 | 0 | 0 | 0 | 0 | 0 | 0 | 0 | 0 | 0 | 0
F2_Industrial_Wood and Lumber Products_New_Process_Natural Gas_Retrocommissioning_A_Achievable Economic RVT Potential | F2 | Industrial | Wood and Lumber Products | New | Process | Natural Gas | Retrocommissioning | A | Integrated Unit Summer Peak Savings (kW) | Achievable Economic RVT Potential | 0 | 0 | 0 | 0 | 0 | 0 | 0 | 0 | 0 | 0 | 0 | 0 | 0 | 0 | 0 | 0 | 0 | 0 | 0 | 0 | 0 | 0 | 0
F3_Industrial_Wood and Lumber Products_New_Process_Natural Gas_Retrocommissioning_A_Achievable Economic RVT Potential | F3 | Industrial | Wood and Lumber Products | New | Process | Natural Gas | Retrocommissioning | A | Integrated Unit Winter Peak Savings (kW) | Achievable Economic RVT Potential | 0 | 0 | 0 | 0 | 0 | 0 | 0 | 0 | 0 | 0 | 0 | 0 | 0 | 0 | 0 | 0 | 0 | 0 | 0 | 0 | 0 | 0 | 0
F4_Industrial_Wood and Lumber Products_New_Process_Natural Gas_Retrocommissioning_A_Achievable Economic RVT Potential | F4 | Industrial | Wood and Lumber Products | New | Process | Natural Gas | Retrocommissioning | A | Incremental Energy Savings (MWh or mTherms) | Achievable Economic RVT Potential | 0 | 0 | 0 | 0 | 0 | 0 | 0 | 0 | 0 | 0 | 0 | 0 | 0 | 0 | 0 | 0 | 0 | 0 | 0 | 0 | 0 | 0 | 0
F5_Industrial_Wood and Lumber Products_New_Process_Natural Gas_Retrocommissioning_A_Achievable Economic RVT Potential | F5 | Industrial | Wood and Lumber Products | New | Process | Natural Gas | Retrocommissioning | A | Incremental Summer Peak Savings (MW) | Achievable Economic RVT Potential | 0 | 0 | 0 | 0 | 0 | 0 | 0 | 0 | 0 | 0 | 0 | 0 | 0 | 0 | 0 | 0 | 0 | 0 | 0 | 0 | 0 | 0 | 0
F6_Industrial_Wood and Lumber Products_New_Process_Natural Gas_Retrocommissioning_A_Achievable Economic RVT Potential | F6 | Industrial | Wood and Lumber Products | New | Process | Natural Gas | Retrocommissioning | A | Incremental Winter Peak Savings (MW) | Achievable Economic RVT Potential | 0 | 0 | 0 | 0 | 0 | 0 | 0 | 0 | 0 | 0 | 0 | 0 | 0 | 0 | 0 | 0 | 0 | 0 | 0 | 0 | 0 | 0 | 0
F7_Industrial_Wood and Lumber Products_New_Process_Natural Gas_Retrocommissioning_A_Achievable Economic RVT Potential | F7 | Industrial | Wood and Lumber Products | New | Process | Natural Gas | Retrocommissioning | A | Cumulative Energy Savings (MWh or mTherms) | Achievable Economic RVT Potential | 0 | 0 | 0 | 0 | 0 | 0 | 0 | 0 | 0 | 0 | 0 | 0 | 0 | 0 | 0 | 0 | 0 | 0 | 0 | 0 | 0 | 0 | 0
F8_Industrial_Wood and Lumber Products_New_Process_Natural Gas_Retrocommissioning_A_Achievable Economic RVT Potential | F8 | Industrial | Wood and Lumber Products | New | Process | Natural Gas | Retrocommissioning | A | Cumulative Summer Peak Savings (MW) | Achievable Economic RVT Potential | 0 | 0 | 0 | 0 | 0 | 0 | 0 | 0 | 0 | 0 | 0 | 0 | 0 | 0 | 0 | 0 | 0 | 0 | 0 | 0 | 0 | 0 | 0
F9_Industrial_Wood and Lumber Products_New_Process_Natural Gas_Retrocommissioning_A_Achievable Economic RVT Potential | F9 | Industrial | Wood and Lumber Products | New | Process | Natural Gas | Retrocommissioning | A | Cumulative Winter Peak Savings (MW) | Achievable Economic RVT Potential | 0 | 0 | 0 | 0 | 0 | 0 | 0 | 0 | 0 | 0 | 0 | 0 | 0 | 0 | 0 | 0 | 0 | 0 | 0 | 0 | 0 | 0 | 0
F10_Industrial_Wood and Lumber Products_New_Process_Natural Gas_Retrocommissioning_A_Achievable Economic RVT Potential | F10 | Industrial | Wood and Lumber Products | New | Process | Natural Gas | Retrocommissioning | A | Purchases (Incremental) | Achievable Economic RVT Potential | 0 | 0 | 0 | 0 | 0 | 0 | 0 | 0 | 0 | 0 | 0 | 0 | 0 | 0 | 0 | 0 | 0 | 0 | 0 | 0 | 0 | 0 | 0
F11_Industrial_Wood and Lumber Products_New_Process_Natural Gas_Retrocommissioning_A_Achievable Economic RVT Potential | F11 | Industrial | Wood and Lumber Products | New | Process | Natural Gas | Retrocommissioning | A | Purchases (Cumulative) | Achievable Economic RVT Potential | 0 | 0 | 0 | 0 | 0 | 0 | 0 | 0 | 0 | 0 | 0 | 0 | 0 | 0 | 0 | 0 | 0 | 0 | 0 | 0 | 0 | 0 | 0
F1_Industrial_Other Industrial_Existing_Space Heating_Natural Gas_Insulation - Roof/Ceiling_A_Achievable Economic RVT Potential | F1 | Industrial | Other Industrial | Existing | Space Heating | Natural Gas | Insulation - Roof/Ceiling | A | Integrated Unit Energy Savings (kWh or therms) | Achievable Economic RVT Potential | 0 | 0 | 0.08286 | 0.082461 | 0.082029 | 0.081553 | 0.081023 | 0.080427 | 0.079756 | 0.079004 | 0.078171 | 0.077266 | 0.0763 | 0.075291 | 0.074262 | 0.073237 | 0.072241 | 0.071326 | 0.0705 | 0.069764 | 0.069106 | 0.068506 | 0
F2_Industrial_Other Industrial_Existing_Space Heating_Natural Gas_Insulation - Roof/Ceiling_A_Achievable Economic RVT Potential | F2 | Industrial | Other Industrial | Existing | Space Heating | Natural Gas | Insulation - Roof/Ceiling | A | Integrated Unit Summer Peak Savings (kW) | Achievable Economic RVT Potential | 0 | 0 | 0 | 0 | 0 | 0 | 0 | 0 | 0 | 0 | 0 | 0 | 0 | 0 | 0 | 0 | 0 | 0 | 0 | 0 | 0 | 0 | 0
F3_Industrial_Other Industrial_Existing_Space Heating_Natural Gas_Insulation - Roof/Ceiling_A_Achievable Economic RVT Potential | F3 | Industrial | Other Industrial | Existing | Space Heating | Natural Gas | Insulation - Roof/Ceiling | A | Integrated Unit Winter Peak Savings (kW) | Achievable Economic RVT Potential | 0 | 0 | 0 | 0 | 0 | 0 | 0 | 0 | 0 | 0 | 0 | 0 | 0 | 0 | 0 | 0 | 0 | 0 | 0 | 0 | 0 | 0 | 0
F4_Industrial_Other Industrial_Existing_Space Heating_Natural Gas_Insulation - Roof/Ceiling_A_Achievable Economic RVT Potential | F4 | Industrial | Other Industrial | Existing | Space Heating | Natural Gas | Insulation - Roof/Ceiling | A | Incremental Energy Savings (MWh or mTherms) | Achievable Economic RVT Potential | 0 | 0 | 2.9208 | 4.9991 | 7.6022 | 10.399 | 12.9224 | 14.7071 | 15.4355 | 15.0263 | 13.6375 | 11.5913 | 9.2639 | 6.9874 | 4.9907 | 3.3859 | 2.1882 | 1.3511 | 0.79889 | 0.52604 | 0 | 0 | 0
F5_Industrial_Other Industrial_Existing_Space Heating_Natural Gas_Insulation - Roof/Ceiling_A_Achievable Economic RVT Potential | F5 | Industrial | Other Industrial | Existing | Space Heating | Natural Gas | Insulation - Roof/Ceiling | A | Incremental Summer Peak Savings (MW) | Achievable Economic RVT Potential | 0 | 0 | 0 | 0 | 0 | 0 | 0 | 0 | 0 | 0 | 0 | 0 | 0 | 0 | 0 | 0 | 0 | 0 | 0 | 0 | 0 | 0 | 0
F6_Industrial_Other Industrial_Existing_Space Heating_Natural Gas_Insulation - Roof/Ceiling_A_Achievable Economic RVT Potential | F6 | Industrial | Other Industrial | Existing | Space Heating | Natural Gas | Insulation - Roof/Ceiling | A | Incremental Winter Peak Savings (MW) | Achievable Economic RVT Potential | 0 | 0 | 0 | 0 | 0 | 0 | 0 | 0 | 0 | 0 | 0 | 0 | 0 | 0 | 0 | 0 | 0 | 0 | 0 | 0 | 0 | 0 | 0
F7_Industrial_Other Industrial_Existing_Space Heating_Natural Gas_Insulation - Roof/Ceiling_A_Achievable Economic RVT Potential | F7 | Industrial | Other Industrial | Existing | Space Heating | Natural Gas | Insulation - Roof/Ceiling | A | Cumulative Energy Savings (MWh or mTherms) | Achievable Economic RVT Potential | 0 | 0 | 2.9208 | 7.9059 | 15.4666 | 25.776 | 38.5308 | 52.9544 | 67.9481 | 82.3334 | 95.1033 | 105.5932 | 113.5374 | 119.0235 | 122.3866 | 124.0837 | 124.5849 | 124.357 | 123.717 | 122.9516 | 121.791 | 120.7342 | 0
F8_Industrial_Other Industrial_Existing_Space Heating_Natural Gas_Insulation - Roof/Ceiling_A_Achievable Economic RVT Potential | F8 | Industrial | Other Industrial | Existing | Space Heating | Natural Gas | Insulation - Roof/Ceiling | A | Cumulative Summer Peak Savings (MW) | Achievable Economic RVT Potential | 0 | 0 | 0 | 0 | 0 | 0 | 0 | 0 | 0 | 0 | 0 | 0 | 0 | 0 | 0 | 0 | 0 | 0 | 0 | 0 | 0 | 0 | 0
F9_Industrial_Other Industrial_Existing_Space Heating_Natural Gas_Insulation - Roof/Ceiling_A_Achievable Economic RVT Potential | F9 | Industrial | Other Industrial | Existing | Space Heating | Natural Gas | Insulation - Roof/Ceiling | A | Cumulative Winter Peak Savings (MW) | Achievable Economic RVT Potential | 0 | 0 | 0 | 0 | 0 | 0 | 0 | 0 | 0 | 0 | 0 | 0 | 0 | 0 | 0 | 0 | 0 | 0 | 0 | 0 | 0 | 0 | 0
F10_Industrial_Other Industrial_Existing_Space Heating_Natural Gas_Insulation - Roof/Ceiling_A_Achievable Economic RVT Potential | F10 | Industrial | Other Industrial | Existing | Space Heating | Natural Gas | Insulation - Roof/Ceiling | A | Purchases (Incremental) | Achievable Economic RVT Potential | 0 | 0 | 35249.9354 | 60623.8114 | 92677.7806 | 127511.843 | 159489.7347 | 182863.2303 | 193534.2941 | 190197.4959 | 174457.0135 | 150017.9922 | 121414.156 | 92805.0732 | 67203.6737 | 46231.4928 | 30289.5987 | 18942.8682 | 11331.6408 | 7540.1853 | 0 | 0 | 0
F11_Industrial_Other Industrial_Existing_Space Heating_Natural Gas_Insulation - Roof/Ceiling_A_Achievable Economic RVT Potential | F11 | Industrial | Other Industrial | Existing | Space Heating | Natural Gas | Insulation - Roof/Ceiling | A | Purchases (Cumulative) | Achievable Economic RVT Potential | 0 | 0 | 35249.9354 | 95873.7468 | 188551.5275 | 316063.3705 | 475553.1052 | 658416.3354 | 851950.6295 | 1042148.1255 | 1216605.139 | 1366623.1312 | 1488037.2872 | 1580842.3604 | 1648046.0342 | 1694277.527 | 1724567.1257 | 1743509.9939 | 1754841.6346 | 1762381.82 | 1762381.82 | 1762381.82 | 0
F1_Industrial_Other Industrial_Existing_Space Heating_Natural Gas_Insulation - Wall Cavity_A_Achievable Economic RVT Potential | F1 | Industrial | Other Industrial | Existing | Space Heating | Natural Gas | Insulation - Wall Cavity | A | Integrated Unit Energy Savings (kWh or therms) | Achievable Economic RVT Potential | 0 | 0 | 0.018126 | 0.018038 | 0.017942 | 0.017837 | 0.01772 | 0.017588 | 0.01744 | 0.017274 | 0.01709 | 0.016891 | 0.016678 | 0.016457 | 0.01623 | 0.016006 | 0.015787 | 0.015587 | 0.015406 | 0.015244 | 0.0151 | 0.014969 | 0
F2_Industrial_Other Industrial_Existing_Space Heating_Natural Gas_Insulation - Wall Cavity_A_Achievable Economic RVT Potential | F2 | Industrial | Other Industrial | Existing | Space Heating | Natural Gas | Insulation - Wall Cavity | A | Integrated Unit Summer Peak Savings (kW) | Achievable Economic RVT Potential | 0 | 0 | 0 | 0 | 0 | 0 | 0 | 0 | 0 | 0 | 0 | 0 | 0 | 0 | 0 | 0 | 0 | 0 | 0 | 0 | 0 | 0 | 0
F3_Industrial_Other Industrial_Existing_Space Heating_Natural Gas_Insulation - Wall Cavity_A_Achievable Economic RVT Potential | F3 | Industrial | Other Industrial | Existing | Space Heating | Natural Gas | Insulation - Wall Cavity | A | Integrated Unit Winter Peak Savings (kW) | Achievable Economic RVT Potential | 0 | 0 | 0 | 0 | 0 | 0 | 0 | 0 | 0 | 0 | 0 | 0 | 0 | 0 | 0 | 0 | 0 | 0 | 0 | 0 | 0 | 0 | 0
F4_Industrial_Other Industrial_Existing_Space Heating_Natural Gas_Insulation - Wall Cavity_A_Achievable Economic RVT Potential | F4 | Industrial | Other Industrial | Existing | Space Heating | Natural Gas | Insulation - Wall Cavity | A | Incremental Energy Savings (MWh or mTherms) | Achievable Economic RVT Potential | 0 | 0 | 0.63895 | 1.0935 | 1.6629 | 2.2745 | 2.8262 | 3.2162 | 3.3752 | 3.2854 | 2.9815 | 2.5339 | 2.025 | 1.5272 | 1.0907 | 0.73996 | 0.47819 | 0.29525 | 0.17457 | 0.11495 | 0 | 0 | 0
F5_Industrial_Other Industrial_Existing_Space Heating_Natural Gas_Insulation - Wall Cavity_A_Achievable Economic RVT Potential | F5 | Industrial | Other Industrial | Existing | Space Heating | Natural Gas | Insulation - Wall Cavity | A | Incremental Summer Peak Savings (MW) | Achievable Economic RVT Potential | 0 | 0 | 0 | 0 | 0 | 0 | 0 | 0 | 0 | 0 | 0 | 0 | 0 | 0 | 0 | 0 | 0 | 0 | 0 | 0 | 0 | 0 | 0
F6_Industrial_Other Industrial_Existing_Space Heating_Natural Gas_Insulation - Wall Cavity_A_Achievable Economic RVT Potential | F6 | Industrial | Other Industrial | Existing | Space Heating | Natural Gas | Insulation - Wall Cavity | A | Incremental Winter Peak Savings (MW) | Achievable Economic RVT Potential | 0 | 0 | 0 | 0 | 0 | 0 | 0 | 0 | 0 | 0 | 0 | 0 | 0 | 0 | 0 | 0 | 0 | 0 | 0 | 0 | 0 | 0 | 0
F7_Industrial_Other Industrial_Existing_Space Heating_Natural Gas_Insulation - Wall Cavity_A_Achievable Economic RVT Potential | F7 | Industrial | Other Industrial | Existing | Space Heating | Natural Gas | Insulation - Wall Cavity | A | Cumulative Energy Savings (MWh or mTherms) | Achievable Economic RVT Potential | 0 | 0 | 0.63895 | 1.7294 | 3.3831 | 5.6377 | 8.4268 | 11.5804 | 14.858 | 18.0019 | 20.7921 | 23.0834 | 24.818 | 26.0152 | 26.7485 | 27.1179 | 27.2261 | 27.1752 | 27.0346 | 26.8666 | 26.6123 | 26.3808 | 0
F8_Industrial_Other Industrial_Existing_Space Heating_Natural Gas_Insulation - Wall Cavity_A_Achievable Economic RVT Potential | F8 | Industrial | Other Industrial | Existing | Space Heating | Natural Gas | Insulation - Wall Cavity | A | Cumulative Summer Peak Savings (MW) | Achievable Economic RVT Potential | 0 | 0 | 0 | 0 | 0 | 0 | 0 | 0 | 0 | 0 | 0 | 0 | 0 | 0 | 0 | 0 | 0 | 0 | 0 | 0 | 0 | 0 | 0
F9_Industrial_Other Industrial_Existing_Space Heating_Natural Gas_Insulation - Wall Cavity_A_Achievable Economic RVT Potential | F9 | Industrial | Other Industrial | Existing | Space Heating | Natural Gas | Insulation - Wall Cavity | A | Cumulative Winter Peak Savings (MW) | Achievable Economic RVT Potential | 0 | 0 | 0 | 0 | 0 | 0 | 0 | 0 | 0 | 0 | 0 | 0 | 0 | 0 | 0 | 0 | 0 | 0 | 0 | 0 | 0 | 0 | 0
F10_Industrial_Other Industrial_Existing_Space Heating_Natural Gas_Insulation - Wall Cavity_A_Achievable Economic RVT Potential | F10 | Industrial | Other Industrial | Existing | Space Heating | Natural Gas | Insulation - Wall Cavity | A | Purchases (Incremental) | Achievable Economic RVT Potential | 0 | 0 | 35249.9354 | 60623.8114 | 92677.7806 | 127511.843 | 159489.7347 | 182863.2303 | 193534.2941 | 190197.4959 | 174457.0135 | 150017.9922 | 121414.156 | 92805.0732 | 67203.6737 | 46231.4928 | 30289.5987 | 18942.8682 | 11331.6408 | 7540.1853 | 0 | 0 | 0
F11_Industrial_Other Industrial_Existing_Space Heating_Natural Gas_Insulation - Wall Cavity_A_Achievable Economic RVT Potential | F11 | Industrial | Other Industrial | Existing | Space Heating | Natural Gas | Insulation - Wall Cavity | A | Purchases (Cumulative) | Achievable Economic RVT Potential | 0 | 0 | 35249.9354 | 95873.7468 | 188551.5275 | 316063.3705 | 475553.1052 | 658416.3354 | 851950.6295 | 1042148.1255 | 1216605.139 | 1366623.1312 | 1488037.2872 | 1580842.3604 | 1648046.0342 | 1694277.527 | 1724567.1257 | 1743509.9939 | 1754841.6346 | 1762381.82 | 1762381.82 | 1762381.82 | 0
F1_Industrial_Other Industrial_Existing_Space Heating_Natural Gas_Insulation - Ducting_A_Achievable Economic RVT Potential | F1 | Industrial | Other Industrial | Existing | Space Heating | Natural Gas | Insulation - Ducting | A | Integrated Unit Energy Savings (kWh or therms) | Achievable Economic RVT Potential | 0 | 0 | 0.0014367 | 0.0014252 | 0.0014132 | 0.0014004 | 0.0013868 | 0.0013722 | 0.0013566 | 0.0013397 | 0.0013218 | 0.0013029 | 0.0012833 | 0.0012633 | 0.0012431 | 0.0012233 | 0.0012042 | 0.0011867 | 0.0011708 | 0.0011566 | 0.0011438 | 0.0011322 | 0
F2_Industrial_Other Industrial_Existing_Space Heating_Natural Gas_Insulation - Ducting_A_Achievable Economic RVT Potential | F2 | Industrial | Other Industrial | Existing | Space Heating | Natural Gas | Insulation - Ducting | A | Integrated Unit Summer Peak Savings (kW) | Achievable Economic RVT Potential | 0 | 0 | 0 | 0 | 0 | 0 | 0 | 0 | 0 | 0 | 0 | 0 | 0 | 0 | 0 | 0 | 0 | 0 | 0 | 0 | 0 | 0 | 0
F3_Industrial_Other Industrial_Existing_Space Heating_Natural Gas_Insulation - Ducting_A_Achievable Economic RVT Potential | F3 | Industrial | Other Industrial | Existing | Space Heating | Natural Gas | Insulation - Ducting | A | Integrated Unit Winter Peak Savings (kW) | Achievable Economic RVT Potential | 0 | 0 | 0 | 0 | 0 | 0 | 0 | 0 | 0 | 0 | 0 | 0 | 0 | 0 | 0 | 0 | 0 | 0 | 0 | 0 | 0 | 0 | 0
F4_Industrial_Other Industrial_Existing_Space Heating_Natural Gas_Insulation - Ducting_A_Achievable Economic RVT Potential | F4 | Industrial | Other Industrial | Existing | Space Heating | Natural Gas | Insulation - Ducting | A | Incremental Energy Savings (MWh or mTherms) | Achievable Economic RVT Potential | 0 | 0 | 0 | 0 | 0 | 0 | 0 | 0 | 0 | 0 | 0 | 0 | 0 | 0 | 0 | 0 | 0 | 0 | 0 | 0 | 0 | 0 | 0
F5_Industrial_Other Industrial_Existing_Space Heating_Natural Gas_Insulation - Ducting_A_Achievable Economic RVT Potential | F5 | Industrial | Other Industrial | Existing | Space Heating | Natural Gas | Insulation - Ducting | A | Incremental Summer Peak Savings (MW) | Achievable Economic RVT Potential | 0 | 0 | 0 | 0 | 0 | 0 | 0 | 0 | 0 | 0 | 0 | 0 | 0 | 0 | 0 | 0 | 0 | 0 | 0 | 0 | 0 | 0 | 0
F6_Industrial_Other Industrial_Existing_Space Heating_Natural Gas_Insulation - Ducting_A_Achievable Economic RVT Potential | F6 | Industrial | Other Industrial | Existing | Space Heating | Natural Gas | Insulation - Ducting | A | Incremental Winter Peak Savings (MW) | Achievable Economic RVT Potential | 0 | 0 | 0 | 0 | 0 | 0 | 0 | 0 | 0 | 0 | 0 | 0 | 0 | 0 | 0 | 0 | 0 | 0 | 0 | 0 | 0 | 0 | 0
F7_Industrial_Other Industrial_Existing_Space Heating_Natural Gas_Insulation - Ducting_A_Achievable Economic RVT Potential | F7 | Industrial | Other Industrial | Existing | Space Heating | Natural Gas | Insulation - Ducting | A | Cumulative Energy Savings (MWh or mTherms) | Achievable Economic RVT Potential | 0 | 0 | 0 | 0 | 0 | 0 | 0 | 0 | 0 | 0 | 0 | 0 | 0 | 0 | 0 | 0 | 0 | 0 | 0 | 0 | 0 | 0 | 0
F8_Industrial_Other Industrial_Existing_Space Heating_Natural Gas_Insulation - Ducting_A_Achievable Economic RVT Potential | F8 | Industrial | Other Industrial | Existing | Space Heating | Natural Gas | Insulation - Ducting | A | Cumulative Summer Peak Savings (MW) | Achievable Economic RVT Potential | 0 | 0 | 0 | 0 | 0 | 0 | 0 | 0 | 0 | 0 | 0 | 0 | 0 | 0 | 0 | 0 | 0 | 0 | 0 | 0 | 0 | 0 | 0
F9_Industrial_Other Industrial_Existing_Space Heating_Natural Gas_Insulation - Ducting_A_Achievable Economic RVT Potential | F9 | Industrial | Other Industrial | Existing | Space Heating | Natural Gas | Insulation - Ducting | A | Cumulative Winter Peak Savings (MW) | Achievable Economic RVT Potential | 0 | 0 | 0 | 0 | 0 | 0 | 0 | 0 | 0 | 0 | 0 | 0 | 0 | 0 | 0 | 0 | 0 | 0 | 0 | 0 | 0 | 0 | 0
F10_Industrial_Other Industrial_Existing_Space Heating_Natural Gas_Insulation - Ducting_A_Achievable Economic RVT Potential | F10 | Industrial | Other Industrial | Existing | Space Heating | Natural Gas | Insulation - Ducting | A | Purchases (Incremental) | Achievable Economic RVT Potential | 0 | 0 | 0 | 0 | 0 | 0 | 0 | 0 | 0 | 0 | 0 | 0 | 0 | 0 | 0 | 0 | 0 | 0 | 0 | 0 | 0 | 0 | 0
F11_Industrial_Other Industrial_Existing_Space Heating_Natural Gas_Insulation - Ducting_A_Achievable Economic RVT Potential | F11 | Industrial | Other Industrial | Existing | Space Heating | Natural Gas | Insulation - Ducting | A | Purchases (Cumulative) | Achievable Economic RVT Potential | 0 | 0 | 0 | 0 | 0 | 0 | 0 | 0 | 0 | 0 | 0 | 0 | 0 | 0 | 0 | 0 | 0 | 0 | 0 | 0 | 0 | 0 | 0
F1_Industrial_Other Industrial_Existing_Space Heating_Natural Gas_HVAC - Duct Repair and Sealing_A_Achievable Economic RVT Potential | F1 | Industrial | Other Industrial | Existing | Space Heating | Natural Gas | HVAC - Duct Repair and Sealing | A | Integrated Unit Energy Savings (kWh or therms) | Achievable Economic RVT Potential | 0 | 0 | 0.0040635 | 0.004031 | 0.0039969 | 0.0039609 | 0.0039226 | 0.0038815 | 0.0038374 | 0.00379 | 0.0037395 | 0.0036864 | 0.0036312 | 0.0035746 | 0.0035178 | 0.0034619 | 0.003408 | 0.0033584 | 0.0033136 | 0.0032734 | 0.0032373 | 0.0032043 | 0
F2_Industrial_Other Industrial_Existing_Space Heating_Natural Gas_HVAC - Duct Repair and Sealing_A_Achievable Economic RVT Potential | F2 | Industrial | Other Industrial | Existing | Space Heating | Natural Gas | HVAC - Duct Repair and Sealing | A | Integrated Unit Summer Peak Savings (kW) | Achievable Economic RVT Potential | 0 | 0 | 0 | 0 | 0 | 0 | 0 | 0 | 0 | 0 | 0 | 0 | 0 | 0 | 0 | 0 | 0 | 0 | 0 | 0 | 0 | 0 | 0
F3_Industrial_Other Industrial_Existing_Space Heating_Natural Gas_HVAC - Duct Repair and Sealing_A_Achievable Economic RVT Potential | F3 | Industrial | Other Industrial | Existing | Space Heating | Natural Gas | HVAC - Duct Repair and Sealing | A | Integrated Unit Winter Peak Savings (kW) | Achievable Economic RVT Potential | 0 | 0 | 0 | 0 | 0 | 0 | 0 | 0 | 0 | 0 | 0 | 0 | 0 | 0 | 0 | 0 | 0 | 0 | 0 | 0 | 0 | 0 | 0
F4_Industrial_Other Industrial_Existing_Space Heating_Natural Gas_HVAC - Duct Repair and Sealing_A_Achievable Economic RVT Potential | F4 | Industrial | Other Industrial | Existing | Space Heating | Natural Gas | HVAC - Duct Repair and Sealing | A | Incremental Energy Savings (MWh or mTherms) | Achievable Economic RVT Potential | 0 | 0 | 0 | 0 | 0 | 0 | 0 | 0 | 0 | 0 | 0 | 0 | 0 | 0 | 0 | 0 | 0 | 0 | 0 | 0 | 0 | 0 | 0
F5_Industrial_Other Industrial_Existing_Space Heating_Natural Gas_HVAC - Duct Repair and Sealing_A_Achievable Economic RVT Potential | F5 | Industrial | Other Industrial | Existing | Space Heating | Natural Gas | HVAC - Duct Repair and Sealing | A | Incremental Summer Peak Savings (MW) | Achievable Economic RVT Potential | 0 | 0 | 0 | 0 | 0 | 0 | 0 | 0 | 0 | 0 | 0 | 0 | 0 | 0 | 0 | 0 | 0 | 0 | 0 | 0 | 0 | 0 | 0
F6_Industrial_Other Industrial_Existing_Space Heating_Natural Gas_HVAC - Duct Repair and Sealing_A_Achievable Economic RVT Potential | F6 | Industrial | Other Industrial | Existing | Space Heating | Natural Gas | HVAC - Duct Repair and Sealing | A | Incremental Winter Peak Savings (MW) | Achievable Economic RVT Potential | 0 | 0 | 0 | 0 | 0 | 0 | 0 | 0 | 0 | 0 | 0 | 0 | 0 | 0 | 0 | 0 | 0 | 0 | 0 | 0 | 0 | 0 | 0
F7_Industrial_Other Industrial_Existing_Space Heating_Natural Gas_HVAC - Duct Repair and Sealing_A_Achievable Economic RVT Potential | F7 | Industrial | Other Industrial | Existing | Space Heating | Natural Gas | HVAC - Duct Repair and Sealing | A | Cumulative Energy Savings (MWh or mTherms) | Achievable Economic RVT Potential | 0 | 0 | 0 | 0 | 0 | 0 | 0 | 0 | 0 | 0 | 0 | 0 | 0 | 0 | 0 | 0 | 0 | 0 | 0 | 0 | 0 | 0 | 0
F8_Industrial_Other Industrial_Existing_Space Heating_Natural Gas_HVAC - Duct Repair and Sealing_A_Achievable Economic RVT Potential | F8 | Industrial | Other Industrial | Existing | Space Heating | Natural Gas | HVAC - Duct Repair and Sealing | A | Cumulative Summer Peak Savings (MW) | Achievable Economic RVT Potential | 0 | 0 | 0 | 0 | 0 | 0 | 0 | 0 | 0 | 0 | 0 | 0 | 0 | 0 | 0 | 0 | 0 | 0 | 0 | 0 | 0 | 0 | 0
F9_Industrial_Other Industrial_Existing_Space Heating_Natural Gas_HVAC - Duct Repair and Sealing_A_Achievable Economic RVT Potential | F9 | Industrial | Other Industrial | Existing | Space Heating | Natural Gas | HVAC - Duct Repair and Sealing | A | Cumulative Winter Peak Savings (MW) | Achievable Economic RVT Potential | 0 | 0 | 0 | 0 | 0 | 0 | 0 | 0 | 0 | 0 | 0 | 0 | 0 | 0 | 0 | 0 | 0 | 0 | 0 | 0 | 0 | 0 | 0
F10_Industrial_Other Industrial_Existing_Space Heating_Natural Gas_HVAC - Duct Repair and Sealing_A_Achievable Economic RVT Potential | F10 | Industrial | Other Industrial | Existing | Space Heating | Natural Gas | HVAC - Duct Repair and Sealing | A | Purchases (Incremental) | Achievable Economic RVT Potential | 0 | 0 | 0 | 0 | 0 | 0 | 0 | 0 | 0 | 0 | 0 | 0 | 0 | 0 | 0 | 0 | 0 | 0 | 0 | 0 | 0 | 0 | 0
F11_Industrial_Other Industrial_Existing_Space Heating_Natural Gas_HVAC - Duct Repair and Sealing_A_Achievable Economic RVT Potential | F11 | Industrial | Other Industrial | Existing | Space Heating | Natural Gas | HVAC - Duct Repair and Sealing | A | Purchases (Cumulative) | Achievable Economic RVT Potential | 0 | 0 | 0 | 0 | 0 | 0 | 0 | 0 | 0 | 0 | 0 | 0 | 0 | 0 | 0 | 0 | 0 | 0 | 0 | 0 | 0 | 0 | 0
F1_Industrial_Other Industrial_Existing_Space Heating_Natural Gas_Windows - High Efficiency_A_Achievable Economic RVT Potential | F1 | Industrial | Other Industrial | Existing | Space Heating | Natural Gas | Windows - High Efficiency | A | Integrated Unit Energy Savings (kWh or therms) | Achievable Economic RVT Potential | 0 | 0 | 0.0077507 | 0.0077129 | 0.0076718 | 0.0076265 | 0.0075758 | 0.0075186 | 0.0074541 | 0.0073817 | 0.0073015 | 0.0072143 | 0.0071212 | 0.0070241 | 0.0069252 | 0.0068269 | 0.0067317 | 0.0066443 | 0.0065658 | 0.006496 | 0.0064336 | 0.0063769 | 0
F2_Industrial_Other Industrial_Existing_Space Heating_Natural Gas_Windows - High Efficiency_A_Achievable Economic RVT Potential | F2 | Industrial | Other Industrial | Existing | Space Heating | Natural Gas | Windows - High Efficiency | A | Integrated Unit Summer Peak Savings (kW) | Achievable Economic RVT Potential | 0 | 0 | 0 | 0 | 0 | 0 | 0 | 0 | 0 | 0 | 0 | 0 | 0 | 0 | 0 | 0 | 0 | 0 | 0 | 0 | 0 | 0 | 0
F3_Industrial_Other Industrial_Existing_Space Heating_Natural Gas_Windows - High Efficiency_A_Achievable Economic RVT Potential | F3 | Industrial | Other Industrial | Existing | Space Heating | Natural Gas | Windows - High Efficiency | A | Integrated Unit Winter Peak Savings (kW) | Achievable Economic RVT Potential | 0 | 0 | 0 | 0 | 0 | 0 | 0 | 0 | 0 | 0 | 0 | 0 | 0 | 0 | 0 | 0 | 0 | 0 | 0 | 0 | 0 | 0 | 0
F4_Industrial_Other Industrial_Existing_Space Heating_Natural Gas_Windows - High Efficiency_A_Achievable Economic RVT Potential | F4 | Industrial | Other Industrial | Existing | Space Heating | Natural Gas | Windows - High Efficiency | A | Incremental Energy Savings (MWh or mTherms) | Achievable Economic RVT Potential | 0 | 0 | 0 | 0 | 0 | 0 | 0 | 0 | 0 | 0 | 0 | 0 | 0 | 0 | 0 | 0 | 0 | 0 | 0 | 0 | 0 | 0 | 0
F5_Industrial_Other Industrial_Existing_Space Heating_Natural Gas_Windows - High Efficiency_A_Achievable Economic RVT Potential | F5 | Industrial | Other Industrial | Existing | Space Heating | Natural Gas | Windows - High Efficiency | A | Incremental Summer Peak Savings (MW) | Achievable Economic RVT Potential | 0 | 0 | 0 | 0 | 0 | 0 | 0 | 0 | 0 | 0 | 0 | 0 | 0 | 0 | 0 | 0 | 0 | 0 | 0 | 0 | 0 | 0 | 0
F6_Industrial_Other Industrial_Existing_Space Heating_Natural Gas_Windows - High Efficiency_A_Achievable Economic RVT Potential | F6 | Industrial | Other Industrial | Existing | Space Heating | Natural Gas | Windows - High Efficiency | A | Incremental Winter Peak Savings (MW) | Achievable Economic RVT Potential | 0 | 0 | 0 | 0 | 0 | 0 | 0 | 0 | 0 | 0 | 0 | 0 | 0 | 0 | 0 | 0 | 0 | 0 | 0 | 0 | 0 | 0 | 0
F7_Industrial_Other Industrial_Existing_Space Heating_Natural Gas_Windows - High Efficiency_A_Achievable Economic RVT Potential | F7 | Industrial | Other Industrial | Existing | Space Heating | Natural Gas | Windows - High Efficiency | A | Cumulative Energy Savings (MWh or mTherms) | Achievable Economic RVT Potential | 0 | 0 | 0 | 0 | 0 | 0 | 0 | 0 | 0 | 0 | 0 | 0 | 0 | 0 | 0 | 0 | 0 | 0 | 0 | 0 | 0 | 0 | 0
F8_Industrial_Other Industrial_Existing_Space Heating_Natural Gas_Windows - High Efficiency_A_Achievable Economic RVT Potential | F8 | Industrial | Other Industrial | Existing | Space Heating | Natural Gas | Windows - High Efficiency | A | Cumulative Summer Peak Savings (MW) | Achievable Economic RVT Potential | 0 | 0 | 0 | 0 | 0 | 0 | 0 | 0 | 0 | 0 | 0 | 0 | 0 | 0 | 0 | 0 | 0 | 0 | 0 | 0 | 0 | 0 | 0
F9_Industrial_Other Industrial_Existing_Space Heating_Natural Gas_Windows - High Efficiency_A_Achievable Economic RVT Potential | F9 | Industrial | Other Industrial | Existing | Space Heating | Natural Gas | Windows - High Efficiency | A | Cumulative Winter Peak Savings (MW) | Achievable Economic RVT Potential | 0 | 0 | 0 | 0 | 0 | 0 | 0 | 0 | 0 | 0 | 0 | 0 | 0 | 0 | 0 | 0 | 0 | 0 | 0 | 0 | 0 | 0 | 0
F10_Industrial_Other Industrial_Existing_Space Heating_Natural Gas_Windows - High Efficiency_A_Achievable Economic RVT Potential | F10 | Industrial | Other Industrial | Existing | Space Heating | Natural Gas | Windows - High Efficiency | A | Purchases (Incremental) | Achievable Economic RVT Potential | 0 | 0 | 0 | 0 | 0 | 0 | 0 | 0 | 0 | 0 | 0 | 0 | 0 | 0 | 0 | 0 | 0 | 0 | 0 | 0 | 0 | 0 | 0
F11_Industrial_Other Industrial_Existing_Space Heating_Natural Gas_Windows - High Efficiency_A_Achievable Economic RVT Potential | F11 | Industrial | Other Industrial | Existing | Space Heating | Natural Gas | Windows - High Efficiency | A | Purchases (Cumulative) | Achievable Economic RVT Potential | 0 | 0 | 0 | 0 | 0 | 0 | 0 | 0 | 0 | 0 | 0 | 0 | 0 | 0 | 0 | 0 | 0 | 0 | 0 | 0 | 0 | 0 | 0
F1_Industrial_Other Industrial_Existing_Space Heating_Natural Gas_Gas Boiler - Maintenance_A_Achievable Economic RVT Potential | F1 | Industrial | Other Industrial | Existing | Space Heating | Natural Gas | Gas Boiler - Maintenance | A | Integrated Unit Energy Savings (kWh or therms) | Achievable Economic RVT Potential | 0 | 0 | 2.0431 | 2.0371 | 2.0309 | 2.0244 | 2.0174 | 2.0098 | 2.0016 | 1.9927 | 1.9831 | 1.9728 | 1.962 | 1.9506 | 1.9386 | 1.9261 | 1.9133 | 1.9012 | 1.8899 | 1.8795 | 1.8699 | 1.8613 | 0
F2_Industrial_Other Industrial_Existing_Space Heating_Natural Gas_Gas Boiler - Maintenance_A_Achievable Economic RVT Potential | F2 | Industrial | Other Industrial | Existing | Space Heating | Natural Gas | Gas Boiler - Maintenance | A | Integrated Unit Summer Peak Savings (kW) | Achievable Economic RVT Potential | 0 | 0 | 0 | 0 | 0 | 0 | 0 | 0 | 0 | 0 | 0 | 0 | 0 | 0 | 0 | 0 | 0 | 0 | 0 | 0 | 0 | 0 | 0
F3_Industrial_Other Industrial_Existing_Space Heating_Natural Gas_Gas Boiler - Maintenance_A_Achievable Economic RVT Potential | F3 | Industrial | Other Industrial | Existing | Space Heating | Natural Gas | Gas Boiler - Maintenance | A | Integrated Unit Winter Peak Savings (kW) | Achievable Economic RVT Potential | 0 | 0 | 0 | 0 | 0 | 0 | 0 | 0 | 0 | 0 | 0 | 0 | 0 | 0 | 0 | 0 | 0 | 0 | 0 | 0 | 0 | 0 | 0
F4_Industrial_Other Industrial_Existing_Space Heating_Natural Gas_Gas Boiler - Maintenance_A_Achievable Economic RVT Potential | F4 | Industrial | Other Industrial | Existing | Space Heating | Natural Gas | Gas Boiler - Maintenance | A | Incremental Energy Savings (MWh or mTherms) | Achievable Economic RVT Potential | 0 | 0 | 0.039004 | 0.026789 | 0.01817 | 0.013862 | 0.011894 | 0.010077 | 0.0084495 | 0.0070235 | 0.0057955 | 0.0047523 | 0.0038756 | 0.002949 | 0.0022433 | 0.0017059 | 0.001297 | 0.0011629 | 0.00088912 | 0.00074828 | 0.00061363 | 0.00048483 | 0
F5_Industrial_Other Industrial_Existing_Space Heating_Natural Gas_Gas Boiler - Maintenance_A_Achievable Economic RVT Potential | F5 | Industrial | Other Industrial | Existing | Space Heating | Natural Gas | Gas Boiler - Maintenance | A | Incremental Summer Peak Savings (MW) | Achievable Economic RVT Potential | 0 | 0 | 0 | 0 | 0 | 0 | 0 | 0 | 0 | 0 | 0 | 0 | 0 | 0 | 0 | 0 | 0 | 0 | 0 | 0 | 0 | 0 | 0
F6_Industrial_Other Industrial_Existing_Space Heating_Natural Gas_Gas Boiler - Maintenance_A_Achievable Economic RVT Potential | F6 | Industrial | Other Industrial | Existing | Space Heating | Natural Gas | Gas Boiler - Maintenance | A | Incremental Winter Peak Savings (MW) | Achievable Economic RVT Potential | 0 | 0 | 0 | 0 | 0 | 0 | 0 | 0 | 0 | 0 | 0 | 0 | 0 | 0 | 0 | 0 | 0 | 0 | 0 | 0 | 0 | 0 | 0
F7_Industrial_Other Industrial_Existing_Space Heating_Natural Gas_Gas Boiler - Maintenance_A_Achievable Economic RVT Potential | F7 | Industrial | Other Industrial | Existing | Space Heating | Natural Gas | Gas Boiler - Maintenance | A | Cumulative Energy Savings (MWh or mTherms) | Achievable Economic RVT Potential | 0 | 0 | 0.039004 | 0.065679 | 0.083649 | 0.097241 | 0.1088 | 0.11847 | 0.12643 | 0.1329 | 0.13805 | 0.14209 | 0.14518 | 0.14729 | 0.14863 | 0.14938 | 0.14968 | 0.14989 | 0.14989 | 0.14981 | 0.14967 | 0.14946 | 0
F8_Industrial_Other Industrial_Existing_Space Heating_Natural Gas_Gas Boiler - Maintenance_A_Achievable Economic RVT Potential | F8 | Industrial | Other Industrial | Existing | Space Heating | Natural Gas | Gas Boiler - Maintenance | A | Cumulative Summer Peak Savings (MW) | Achievable Economic RVT Potential | 0 | 0 | 0 | 0 | 0 | 0 | 0 | 0 | 0 | 0 | 0 | 0 | 0 | 0 | 0 | 0 | 0 | 0 | 0 | 0 | 0 | 0 | 0
F9_Industrial_Other Industrial_Existing_Space Heating_Natural Gas_Gas Boiler - Maintenance_A_Achievable Economic RVT Potential | F9 | Industrial | Other Industrial | Existing | Space Heating | Natural Gas | Gas Boiler - Maintenance | A | Cumulative Winter Peak Savings (MW) | Achievable Economic RVT Potential | 0 | 0 | 0 | 0 | 0 | 0 | 0 | 0 | 0 | 0 | 0 | 0 | 0 | 0 | 0 | 0 | 0 | 0 | 0 | 0 | 0 | 0 | 0
F10_Industrial_Other Industrial_Existing_Space Heating_Natural Gas_Gas Boiler - Maintenance_A_Achievable Economic RVT Potential | F10 | Industrial | Other Industrial | Existing | Space Heating | Natural Gas | Gas Boiler - Maintenance | A | Purchases (Incremental) | Achievable Economic RVT Potential | 0 | 0 | 19.0907 | 13.1504 | 8.9466 | 6.8475 | 5.896 | 5.014 | 4.2214 | 3.5246 | 2.9225 | 2.4088 | 1.9754 | 1.5119 | 1.1572 | 0.88566 | 0.67786 | 0.61169 | 0.47046 | 0.39813 | 0.32816 | 0.26048 | 0
F11_Industrial_Other Industrial_Existing_Space Heating_Natural Gas_Gas Boiler - Maintenance_A_Achievable Economic RVT Potential | F11 | Industrial | Other Industrial | Existing | Space Heating | Natural Gas | Gas Boiler - Maintenance | A | Purchases (Cumulative) | Achievable Economic RVT Potential | 0 | 0 | 19.0907 | 32.241 | 41.1876 | 48.0351 | 53.9311 | 58.9452 | 63.1665 | 66.6912 | 69.6137 | 72.0225 | 73.9979 | 75.5097 | 76.6669 | 77.5526 | 78.2304 | 78.8421 | 79.3126 | 79.7107 | 80.0388 | 80.2993 | 0
F1_Industrial_Other Industrial_Existing_Process_Natural Gas_Gas Boiler - Maintenance_A_Achievable Economic RVT Potential | F1 | Industrial | Other Industrial | Existing | Process | Natural Gas | Gas Boiler - Maintenance | A | Integrated Unit Energy Savings (kWh or therms) | Achievable Economic RVT Potential | 0 | 0 | 1.5559 | 1.5559 | 1.5559 | 1.5559 | 1.5559 | 1.5559 | 1.5559 | 1.5559 | 1.5559 | 1.5559 | 1.5559 | 1.5559 | 1.5559 | 1.5559 | 1.5559 | 1.5559 | 1.5559 | 1.5559 | 1.5559 | 1.5559 | 0
F2_Industrial_Other Industrial_Existing_Process_Natural Gas_Gas Boiler - Maintenance_A_Achievable Economic RVT Potential | F2 | Industrial | Other Industrial | Existing | Process | Natural Gas | Gas Boiler - Maintenance | A | Integrated Unit Summer Peak Savings (kW) | Achievable Economic RVT Potential | 0 | 0 | 0 | 0 | 0 | 0 | 0 | 0 | 0 | 0 | 0 | 0 | 0 | 0 | 0 | 0 | 0 | 0 | 0 | 0 | 0 | 0 | 0
F3_Industrial_Other Industrial_Existing_Process_Natural Gas_Gas Boiler - Maintenance_A_Achievable Economic RVT Potential | F3 | Industrial | Other Industrial | Existing | Process | Natural Gas | Gas Boiler - Maintenance | A | Integrated Unit Winter Peak Savings (kW) | Achievable Economic RVT Potential | 0 | 0 | 0 | 0 | 0 | 0 | 0 | 0 | 0 | 0 | 0 | 0 | 0 | 0 | 0 | 0 | 0 | 0 | 0 | 0 | 0 | 0 | 0
F4_Industrial_Other Industrial_Existing_Process_Natural Gas_Gas Boiler - Maintenance_A_Achievable Economic RVT Potential | F4 | Industrial | Other Industrial | Existing | Process | Natural Gas | Gas Boiler - Maintenance | A | Incremental Energy Savings (MWh or mTherms) | Achievable Economic RVT Potential | 0 | 0 | 0.43007 | 0.29625 | 0.20155 | 0.15426 | 0.13282 | 0.11296 | 0.095098 | 0.079403 | 0.065837 | 0.054266 | 0.0445 | 0.034059 | 0.026068 | 0.019952 | 0.015271 | 0.01378 | 0.010598 | 0.008969 | 0.0073927 | 0.0058681 | 0
F5_Industrial_Other Industrial_Existing_Process_Natural Gas_Gas Boiler - Maintenance_A_Achievable Economic RVT Potential | F5 | Industrial | Other Industrial | Existing | Process | Natural Gas | Gas Boiler - Maintenance | A | Incremental Summer Peak Savings (MW) | Achievable Economic RVT Potential | 0 | 0 | 0 | 0 | 0 | 0 | 0 | 0 | 0 | 0 | 0 | 0 | 0 | 0 | 0 | 0 | 0 | 0 | 0 | 0 | 0 | 0 | 0
F6_Industrial_Other Industrial_Existing_Process_Natural Gas_Gas Boiler - Maintenance_A_Achievable Economic RVT Potential | F6 | Industrial | Other Industrial | Existing | Process | Natural Gas | Gas Boiler - Maintenance | A | Incremental Winter Peak Savings (MW) | Achievable Economic RVT Potential | 0 | 0 | 0 | 0 | 0 | 0 | 0 | 0 | 0 | 0 | 0 | 0 | 0 | 0 | 0 | 0 | 0 | 0 | 0 | 0 | 0 | 0 | 0
F7_Industrial_Other Industrial_Existing_Process_Natural Gas_Gas Boiler - Maintenance_A_Achievable Economic RVT Potential | F7 | Industrial | Other Industrial | Existing | Process | Natural Gas | Gas Boiler - Maintenance | A | Cumulative Energy Savings (MWh or mTherms) | Achievable Economic RVT Potential | 0 | 0 | 0.43007 | 0.72632 | 0.92787 | 1.0821 | 1.215 | 1.3279 | 1.423 | 1.5024 | 1.5682 | 1.6225 | 1.667 | 1.7011 | 1.7271 | 1.7471 | 1.7624 | 1.7761 | 1.7867 | 1.7957 | 1.8031 | 1.809 | 0
F8_Industrial_Other Industrial_Existing_Process_Natural Gas_Gas Boiler - Maintenance_A_Achievable Economic RVT Potential | F8 | Industrial | Other Industrial | Existing | Process | Natural Gas | Gas Boiler - Maintenance | A | Cumulative Summer Peak Savings (MW) | Achievable Economic RVT Potential | 0 | 0 | 0 | 0 | 0 | 0 | 0 | 0 | 0 | 0 | 0 | 0 | 0 | 0 | 0 | 0 | 0 | 0 | 0 | 0 | 0 | 0 | 0
F9_Industrial_Other Industrial_Existing_Process_Natural Gas_Gas Boiler - Maintenance_A_Achievable Economic RVT Potential | F9 | Industrial | Other Industrial | Existing | Process | Natural Gas | Gas Boiler - Maintenance | A | Cumulative Winter Peak Savings (MW) | Achievable Economic RVT Potential | 0 | 0 | 0 | 0 | 0 | 0 | 0 | 0 | 0 | 0 | 0 | 0 | 0 | 0 | 0 | 0 | 0 | 0 | 0 | 0 | 0 | 0 | 0
F10_Industrial_Other Industrial_Existing_Process_Natural Gas_Gas Boiler - Maintenance_A_Achievable Economic RVT Potential | F10 | Industrial | Other Industrial | Existing | Process | Natural Gas | Gas Boiler - Maintenance | A | Purchases (Incremental) | Achievable Economic RVT Potential | 0 | 0 | 276.4179 | 190.4066 | 129.5396 | 99.1462 | 85.3693 | 72.5993 | 61.1221 | 51.0341 | 42.3151 | 34.8781 | 28.6016 | 21.8909 | 16.7547 | 12.8236 | 9.8148 | 8.8567 | 6.8118 | 5.7646 | 4.7515 | 3.7716 | 0
F11_Industrial_Other Industrial_Existing_Process_Natural Gas_Gas Boiler - Maintenance_A_Achievable Economic RVT Potential | F11 | Industrial | Other Industrial | Existing | Process | Natural Gas | Gas Boiler - Maintenance | A | Purchases (Cumulative) | Achievable Economic RVT Potential | 0 | 0 | 276.4179 | 466.8245 | 596.3641 | 695.5103 | 780.8796 | 853.4789 | 914.601 | 965.635 | 1007.9501 | 1042.8283 | 1071.4299 | 1093.3207 | 1110.0754 | 1122.899 | 1132.7138 | 1141.5706 | 1148.3824 | 1154.147 | 1158.8985 | 1162.6701 | 0
F1_Industrial_Other Industrial_Existing_Space Heating_Natural Gas_Gas Furnace - Maintenance_A_Achievable Economic RVT Potential | F1 | Industrial | Other Industrial | Existing | Space Heating | Natural Gas | Gas Furnace - Maintenance | A | Integrated Unit Energy Savings (kWh or therms) | Achievable Economic RVT Potential | 0 | 0 | 0.009395 | 0.0093391 | 0.0092816 | 0.0092226 | 0.009162 | 0.0090995 | 0.0090352 | 0.0089691 | 0.0089015 | 0.008833 | 0.0087635 | 0.008693 | 0.0086215 | 0.0085493 | 0.0084765 | 0.0084078 | 0.0083438 | 0.0082843 | 0.0082293 | 0.0081788 | 0
F2_Industrial_Other Industrial_Existing_Space Heating_Natural Gas_Gas Furnace - Maintenance_A_Achievable Economic RVT Potential | F2 | Industrial | Other Industrial | Existing | Space Heating | Natural Gas | Gas Furnace - Maintenance | A | Integrated Unit Summer Peak Savings (kW) | Achievable Economic RVT Potential | 0 | 0 | 0 | 0 | 0 | 0 | 0 | 0 | 0 | 0 | 0 | 0 | 0 | 0 | 0 | 0 | 0 | 0 | 0 | 0 | 0 | 0 | 0
F3_Industrial_Other Industrial_Existing_Space Heating_Natural Gas_Gas Furnace - Maintenance_A_Achievable Economic RVT Potential | F3 | Industrial | Other Industrial | Existing | Space Heating | Natural Gas | Gas Furnace - Maintenance | A | Integrated Unit Winter Peak Savings (kW) | Achievable Economic RVT Potential | 0 | 0 | 0 | 0 | 0 | 0 | 0 | 0 | 0 | 0 | 0 | 0 | 0 | 0 | 0 | 0 | 0 | 0 | 0 | 0 | 0 | 0 | 0
F4_Industrial_Other Industrial_Existing_Space Heating_Natural Gas_Gas Furnace - Maintenance_A_Achievable Economic RVT Potential | F4 | Industrial | Other Industrial | Existing | Space Heating | Natural Gas | Gas Furnace - Maintenance | A | Incremental Energy Savings (MWh or mTherms) | Achievable Economic RVT Potential | 0 | 0 | 0.001211 | 0.00082922 | 0.00056067 | 0.0004264 | 0.00036473 | 0.00030806 | 0.00025753 | 0.00021345 | 0.00017565 | 0.00014366 | 0.00011688 | 8.874e-05 | 6.7361e-05 | 5.1124e-05 | 3.8795e-05 | 3.4725e-05 | 2.6504e-05 | 2.227e-05 | 1.8234e-05 | 1.4385e-05 | 0
F5_Industrial_Other Industrial_Existing_Space Heating_Natural Gas_Gas Furnace - Maintenance_A_Achievable Economic RVT Potential | F5 | Industrial | Other Industrial | Existing | Space Heating | Natural Gas | Gas Furnace - Maintenance | A | Incremental Summer Peak Savings (MW) | Achievable Economic RVT Potential | 0 | 0 | 0 | 0 | 0 | 0 | 0 | 0 | 0 | 0 | 0 | 0 | 0 | 0 | 0 | 0 | 0 | 0 | 0 | 0 | 0 | 0 | 0
F6_Industrial_Other Industrial_Existing_Space Heating_Natural Gas_Gas Furnace - Maintenance_A_Achievable Economic RVT Potential | F6 | Industrial | Other Industrial | Existing | Space Heating | Natural Gas | Gas Furnace - Maintenance | A | Incremental Winter Peak Savings (MW) | Achievable Economic RVT Potential | 0 | 0 | 0 | 0 | 0 | 0 | 0 | 0 | 0 | 0 | 0 | 0 | 0 | 0 | 0 | 0 | 0 | 0 | 0 | 0 | 0 | 0 | 0
F7_Industrial_Other Industrial_Existing_Space Heating_Natural Gas_Gas Furnace - Maintenance_A_Achievable Economic RVT Potential | F7 | Industrial | Other Industrial | Existing | Space Heating | Natural Gas | Gas Furnace - Maintenance | A | Cumulative Energy Savings (MWh or mTherms) | Achievable Economic RVT Potential | 0 | 0 | 0.001211 | 0.002033 | 0.0025812 | 0.0029912 | 0.0033362 | 0.0036215 | 0.0038535 | 0.0040387 | 0.0041839 | 0.0042954 | 0.0043785 | 0.004432 | 0.0044629 | 0.0044767 | 0.0044773 | 0.0044758 | 0.0044682 | 0.0044586 | 0.0044473 | 0.0044344 | 0
F8_Industrial_Other Industrial_Existing_Space Heating_Natural Gas_Gas Furnace - Maintenance_A_Achievable Economic RVT Potential | F8 | Industrial | Other Industrial | Existing | Space Heating | Natural Gas | Gas Furnace - Maintenance | A | Cumulative Summer Peak Savings (MW) | Achievable Economic RVT Potential | 0 | 0 | 0 | 0 | 0 | 0 | 0 | 0 | 0 | 0 | 0 | 0 | 0 | 0 | 0 | 0 | 0 | 0 | 0 | 0 | 0 | 0 | 0
F9_Industrial_Other Industrial_Existing_Space Heating_Natural Gas_Gas Furnace - Maintenance_A_Achievable Economic RVT Potential | F9 | Industrial | Other Industrial | Existing | Space Heating | Natural Gas | Gas Furnace - Maintenance | A | Cumulative Winter Peak Savings (MW) | Achievable Economic RVT Potential | 0 | 0 | 0 | 0 | 0 | 0 | 0 | 0 | 0 | 0 | 0 | 0 | 0 | 0 | 0 | 0 | 0 | 0 | 0 | 0 | 0 | 0 | 0
F10_Industrial_Other Industrial_Existing_Space Heating_Natural Gas_Gas Furnace - Maintenance_A_Achievable Economic RVT Potential | F10 | Industrial | Other Industrial | Existing | Space Heating | Natural Gas | Gas Furnace - Maintenance | A | Purchases (Incremental) | Achievable Economic RVT Potential | 0 | 0 | 128.8991 | 88.7903 | 60.4069 | 46.2338 | 39.8094 | 33.8545 | 28.5024 | 23.7982 | 19.7324 | 16.2644 | 13.3375 | 10.2081 | 7.813 | 5.9799 | 4.5768 | 4.1301 | 3.1765 | 2.6882 | 2.2157 | 1.7588 | 0
F11_Industrial_Other Industrial_Existing_Space Heating_Natural Gas_Gas Furnace - Maintenance_A_Achievable Economic RVT Potential | F11 | Industrial | Other Industrial | Existing | Space Heating | Natural Gas | Gas Furnace - Maintenance | A | Purchases (Cumulative) | Achievable Economic RVT Potential | 0 | 0 | 128.8991 | 217.6894 | 278.0963 | 324.3301 | 364.1394 | 397.9939 | 426.4964 | 450.2945 | 470.0269 | 486.2913 | 499.6287 | 509.8369 | 517.6499 | 523.6298 | 528.2067 | 532.3367 | 535.5132 | 538.2014 | 540.4171 | 542.1759 | 0
F1_Industrial_Other Industrial_Existing_Space Heating_Natural Gas_Gas Boiler - Hot Water Reset_A_Achievable Economic RVT Potential | F1 | Industrial | Other Industrial | Existing | Space Heating | Natural Gas | Gas Boiler - Hot Water Reset | A | Integrated Unit Energy Savings (kWh or therms) | Achievable Economic RVT Potential | 0 | 0 | 7.4248 | 7.3988 | 7.3718 | 7.3436 | 7.3137 | 7.2818 | 7.2476 | 7.2107 | 7.1714 | 7.1297 | 7.0859 | 7.0399 | 6.992 | 6.9423 | 6.8912 | 6.8428 | 6.7973 | 6.7548 | 6.7155 | 6.6794 | 0
F2_Industrial_Other Industrial_Existing_Space Heating_Natural Gas_Gas Boiler - Hot Water Reset_A_Achievable Economic RVT Potential | F2 | Industrial | Other Industrial | Existing | Space Heating | Natural Gas | Gas Boiler - Hot Water Reset | A | Integrated Unit Summer Peak Savings (kW) | Achievable Economic RVT Potential | 0 | 0 | 0 | 0 | 0 | 0 | 0 | 0 | 0 | 0 | 0 | 0 | 0 | 0 | 0 | 0 | 0 | 0 | 0 | 0 | 0 | 0 | 0
F3_Industrial_Other Industrial_Existing_Space Heating_Natural Gas_Gas Boiler - Hot Water Reset_A_Achievable Economic RVT Potential | F3 | Industrial | Other Industrial | Existing | Space Heating | Natural Gas | Gas Boiler - Hot Water Reset | A | Integrated Unit Winter Peak Savings (kW) | Achievable Economic RVT Potential | 0 | 0 | 0 | 0 | 0 | 0 | 0 | 0 | 0 | 0 | 0 | 0 | 0 | 0 | 0 | 0 | 0 | 0 | 0 | 0 | 0 | 0 | 0
F4_Industrial_Other Industrial_Existing_Space Heating_Natural Gas_Gas Boiler - Hot Water Reset_A_Achievable Economic RVT Potential | F4 | Industrial | Other Industrial | Existing | Space Heating | Natural Gas | Gas Boiler - Hot Water Reset | A | Incremental Energy Savings (MWh or mTherms) | Achievable Economic RVT Potential | 0 | 0 | 0.068886 | 0.082832 | 0.099251 | 0.11279 | 0.12592 | 0.14405 | 0.15457 | 0.15439 | 0.14221 | 0.11944 | 0.090272 | 0.058333 | 0.03306 | 0.015532 | 0.0064105 | 0.0022748 | 0.00069365 | 0.00014765 | 2.3712e-05 | 2.7821e-06 | 0
F5_Industrial_Other Industrial_Existing_Space Heating_Natural Gas_Gas Boiler - Hot Water Reset_A_Achievable Economic RVT Potential | F5 | Industrial | Other Industrial | Existing | Space Heating | Natural Gas | Gas Boiler - Hot Water Reset | A | Incremental Summer Peak Savings (MW) | Achievable Economic RVT Potential | 0 | 0 | 0 | 0 | 0 | 0 | 0 | 0 | 0 | 0 | 0 | 0 | 0 | 0 | 0 | 0 | 0 | 0 | 0 | 0 | 0 | 0 | 0
F6_Industrial_Other Industrial_Existing_Space Heating_Natural Gas_Gas Boiler - Hot Water Reset_A_Achievable Economic RVT Potential | F6 | Industrial | Other Industrial | Existing | Space Heating | Natural Gas | Gas Boiler - Hot Water Reset | A | Incremental Winter Peak Savings (MW) | Achievable Economic RVT Potential | 0 | 0 | 0 | 0 | 0 | 0 | 0 | 0 | 0 | 0 | 0 | 0 | 0 | 0 | 0 | 0 | 0 | 0 | 0 | 0 | 0 | 0 | 0
F7_Industrial_Other Industrial_Existing_Space Heating_Natural Gas_Gas Boiler - Hot Water Reset_A_Achievable Economic RVT Potential | F7 | Industrial | Other Industrial | Existing | Space Heating | Natural Gas | Gas Boiler - Hot Water Reset | A | Cumulative Energy Savings (MWh or mTherms) | Achievable Economic RVT Potential | 0 | 0 | 0.068886 | 0.15148 | 0.25018 | 0.36201 | 0.48646 | 0.62839 | 0.78001 | 0.93044 | 1.0676 | 1.1808 | 1.2638 | 1.3139 | 1.3381 | 1.3441 | 1.3406 | 1.3335 | 1.3253 | 1.3172 | 1.3095 | 1.3025 | 0
F8_Industrial_Other Industrial_Existing_Space Heating_Natural Gas_Gas Boiler - Hot Water Reset_A_Achievable Economic RVT Potential | F8 | Industrial | Other Industrial | Existing | Space Heating | Natural Gas | Gas Boiler - Hot Water Reset | A | Cumulative Summer Peak Savings (MW) | Achievable Economic RVT Potential | 0 | 0 | 0 | 0 | 0 | 0 | 0 | 0 | 0 | 0 | 0 | 0 | 0 | 0 | 0 | 0 | 0 | 0 | 0 | 0 | 0 | 0 | 0
F9_Industrial_Other Industrial_Existing_Space Heating_Natural Gas_Gas Boiler - Hot Water Reset_A_Achievable Economic RVT Potential | F9 | Industrial | Other Industrial | Existing | Space Heating | Natural Gas | Gas Boiler - Hot Water Reset | A | Cumulative Winter Peak Savings (MW) | Achievable Economic RVT Potential | 0 | 0 | 0 | 0 | 0 | 0 | 0 | 0 | 0 | 0 | 0 | 0 | 0 | 0 | 0 | 0 | 0 | 0 | 0 | 0 | 0 | 0 | 0
F10_Industrial_Other Industrial_Existing_Space Heating_Natural Gas_Gas Boiler - Hot Water Reset_A_Achievable Economic RVT Potential | F10 | Industrial | Other Industrial | Existing | Space Heating | Natural Gas | Gas Boiler - Hot Water Reset | A | Purchases (Incremental) | Achievable Economic RVT Potential | 0 | 0 | 9.2778 | 11.1953 | 13.4636 | 15.3596 | 17.2175 | 19.7823 | 21.3273 | 21.4117 | 19.8301 | 16.7517 | 12.7397 | 8.286 | 4.7283 | 2.2373 | 0.93024 | 0.33244 | 0.10205 | 0.021858 | 0.003531 | 0.00041653 | 0
F11_Industrial_Other Industrial_Existing_Space Heating_Natural Gas_Gas Boiler - Hot Water Reset_A_Achievable Economic RVT Potential | F11 | Industrial | Other Industrial | Existing | Space Heating | Natural Gas | Gas Boiler - Hot Water Reset | A | Purchases (Cumulative) | Achievable Economic RVT Potential | 0 | 0 | 9.2778 | 20.4731 | 33.9367 | 49.2963 | 66.5138 | 86.2961 | 107.6234 | 129.0351 | 148.8651 | 165.6168 | 178.3565 | 186.6426 | 191.3709 | 193.6082 | 194.5384 | 194.8709 | 194.9729 | 194.9948 | 194.9983 | 194.9987 | 0
F1_Industrial_Other Industrial_Existing_Process_Natural Gas_Gas Boiler - Hot Water Reset_A_Achievable Economic RVT Potential | F1 | Industrial | Other Industrial | Existing | Process | Natural Gas | Gas Boiler - Hot Water Reset | A | Integrated Unit Energy Savings (kWh or therms) | Achievable Economic RVT Potential | 0 | 0 | 2.828 | 2.8273 | 2.8268 | 2.8263 | 2.8258 | 2.8254 | 2.8249 | 2.8245 | 2.8241 | 2.8237 | 2.8233 | 2.8229 | 2.8226 | 2.8222 | 2.8218 | 2.8214 | 2.8211 | 2.8207 | 2.8203 | 2.8199 | 0
F2_Industrial_Other Industrial_Existing_Process_Natural Gas_Gas Boiler - Hot Water Reset_A_Achievable Economic RVT Potential | F2 | Industrial | Other Industrial | Existing | Process | Natural Gas | Gas Boiler - Hot Water Reset | A | Integrated Unit Summer Peak Savings (kW) | Achievable Economic RVT Potential | 0 | 0 | 0 | 0 | 0 | 0 | 0 | 0 | 0 | 0 | 0 | 0 | 0 | 0 | 0 | 0 | 0 | 0 | 0 | 0 | 0 | 0 | 0
F3_Industrial_Other Industrial_Existing_Process_Natural Gas_Gas Boiler - Hot Water Reset_A_Achievable Economic RVT Potential | F3 | Industrial | Other Industrial | Existing | Process | Natural Gas | Gas Boiler - Hot Water Reset | A | Integrated Unit Winter Peak Savings (kW) | Achievable Economic RVT Potential | 0 | 0 | 0 | 0 | 0 | 0 | 0 | 0 | 0 | 0 | 0 | 0 | 0 | 0 | 0 | 0 | 0 | 0 | 0 | 0 | 0 | 0 | 0
F4_Industrial_Other Industrial_Existing_Process_Natural Gas_Gas Boiler - Hot Water Reset_A_Achievable Economic RVT Potential | F4 | Industrial | Other Industrial | Existing | Process | Natural Gas | Gas Boiler - Hot Water Reset | A | Incremental Energy Savings (MWh or mTherms) | Achievable Economic RVT Potential | 0 | 0 | 0.3799 | 0.45831 | 0.55106 | 0.62855 | 0.70446 | 0.80927 | 0.87234 | 0.87566 | 0.81086 | 0.68489 | 0.52079 | 0.33868 | 0.19324 | 0.091424 | 0.038008 | 0.013581 | 0.0041684 | 0.00089273 | 0.00014419 | 1.7007e-05 | 0
F5_Industrial_Other Industrial_Existing_Process_Natural Gas_Gas Boiler - Hot Water Reset_A_Achievable Economic RVT Potential | F5 | Industrial | Other Industrial | Existing | Process | Natural Gas | Gas Boiler - Hot Water Reset | A | Incremental Summer Peak Savings (MW) | Achievable Economic RVT Potential | 0 | 0 | 0 | 0 | 0 | 0 | 0 | 0 | 0 | 0 | 0 | 0 | 0 | 0 | 0 | 0 | 0 | 0 | 0 | 0 | 0 | 0 | 0
F6_Industrial_Other Industrial_Existing_Process_Natural Gas_Gas Boiler - Hot Water Reset_A_Achievable Economic RVT Potential | F6 | Industrial | Other Industrial | Existing | Process | Natural Gas | Gas Boiler - Hot Water Reset | A | Incremental Winter Peak Savings (MW) | Achievable Economic RVT Potential | 0 | 0 | 0 | 0 | 0 | 0 | 0 | 0 | 0 | 0 | 0 | 0 | 0 | 0 | 0 | 0 | 0 | 0 | 0 | 0 | 0 | 0 | 0
F7_Industrial_Other Industrial_Existing_Process_Natural Gas_Gas Boiler - Hot Water Reset_A_Achievable Economic RVT Potential | F7 | Industrial | Other Industrial | Existing | Process | Natural Gas | Gas Boiler - Hot Water Reset | A | Cumulative Energy Savings (MWh or mTherms) | Achievable Economic RVT Potential | 0 | 0 | 0.3799 | 0.83812 | 1.389 | 2.0173 | 2.7214 | 3.5303 | 4.4021 | 5.2771 | 6.0872 | 6.7712 | 7.2911 | 7.6288 | 7.821 | 7.9114 | 7.9484 | 7.9609 | 7.9641 | 7.9639 | 7.963 | 7.9619 | 0
F8_Industrial_Other Industrial_Existing_Process_Natural Gas_Gas Boiler - Hot Water Reset_A_Achievable Economic RVT Potential | F8 | Industrial | Other Industrial | Existing | Process | Natural Gas | Gas Boiler - Hot Water Reset | A | Cumulative Summer Peak Savings (MW) | Achievable Economic RVT Potential | 0 | 0 | 0 | 0 | 0 | 0 | 0 | 0 | 0 | 0 | 0 | 0 | 0 | 0 | 0 | 0 | 0 | 0 | 0 | 0 | 0 | 0 | 0
F9_Industrial_Other Industrial_Existing_Process_Natural Gas_Gas Boiler - Hot Water Reset_A_Achievable Economic RVT Potential | F9 | Industrial | Other Industrial | Existing | Process | Natural Gas | Gas Boiler - Hot Water Reset | A | Cumulative Winter Peak Savings (MW) | Achievable Economic RVT Potential | 0 | 0 | 0 | 0 | 0 | 0 | 0 | 0 | 0 | 0 | 0 | 0 | 0 | 0 | 0 | 0 | 0 | 0 | 0 | 0 | 0 | 0 | 0
F10_Industrial_Other Industrial_Existing_Process_Natural Gas_Gas Boiler - Hot Water Reset_A_Achievable Economic RVT Potential | F10 | Industrial | Other Industrial | Existing | Process | Natural Gas | Gas Boiler - Hot Water Reset | A | Purchases (Incremental) | Achievable Economic RVT Potential | 0 | 0 | 134.3356 | 162.0988 | 194.9415 | 222.3947 | 249.2957 | 286.4316 | 308.8023 | 310.0243 | 287.1235 | 242.5516 | 184.4606 | 119.9751 | 68.4619 | 32.3948 | 13.4692 | 4.8134 | 1.4776 | 0.31649 | 0.051126 | 0.006031 | 0
F11_Industrial_Other Industrial_Existing_Process_Natural Gas_Gas Boiler - Hot Water Reset_A_Achievable Economic RVT Potential | F11 | Industrial | Other Industrial | Existing | Process | Natural Gas | Gas Boiler - Hot Water Reset | A | Purchases (Cumulative) | Achievable Economic RVT Potential | 0 | 0 | 134.3356 | 296.4344 | 491.3759 | 713.7706 | 963.0664 | 1249.4979 | 1558.3002 | 1868.3245 | 2155.448 | 2397.9996 | 2582.4602 | 2702.4353 | 2770.8971 | 2803.2919 | 2816.7611 | 2821.5745 | 2823.0521 | 2823.3686 | 2823.4197 | 2823.4258 | 0
F1_Industrial_Other Industrial_Existing_Space Heating_Natural Gas_Steam Trap Maintenance_A_Achievable Economic RVT Potential | F1 | Industrial | Other Industrial | Existing | Space Heating | Natural Gas | Steam Trap Maintenance | A | Integrated Unit Energy Savings (kWh or therms) | Achievable Economic RVT Potential | 0 | 0 | 2.6242 | 2.6162 | 2.6078 | 2.599 | 2.5896 | 2.5795 | 2.5686 | 2.5568 | 2.5441 | 2.5305 | 2.5162 | 2.5012 | 2.4854 | 2.4691 | 2.4522 | 2.4363 | 2.4214 | 2.4076 | 2.395 | 2.3835 | 0
F2_Industrial_Other Industrial_Existing_Space Heating_Natural Gas_Steam Trap Maintenance_A_Achievable Economic RVT Potential | F2 | Industrial | Other Industrial | Existing | Space Heating | Natural Gas | Steam Trap Maintenance | A | Integrated Unit Summer Peak Savings (kW) | Achievable Economic RVT Potential | 0 | 0 | 0 | 0 | 0 | 0 | 0 | 0 | 0 | 0 | 0 | 0 | 0 | 0 | 0 | 0 | 0 | 0 | 0 | 0 | 0 | 0 | 0
F3_Industrial_Other Industrial_Existing_Space Heating_Natural Gas_Steam Trap Maintenance_A_Achievable Economic RVT Potential | F3 | Industrial | Other Industrial | Existing | Space Heating | Natural Gas | Steam Trap Maintenance | A | Integrated Unit Winter Peak Savings (kW) | Achievable Economic RVT Potential | 0 | 0 | 0 | 0 | 0 | 0 | 0 | 0 | 0 | 0 | 0 | 0 | 0 | 0 | 0 | 0 | 0 | 0 | 0 | 0 | 0 | 0 | 0
F4_Industrial_Other Industrial_Existing_Space Heating_Natural Gas_Steam Trap Maintenance_A_Achievable Economic RVT Potential | F4 | Industrial | Other Industrial | Existing | Space Heating | Natural Gas | Steam Trap Maintenance | A | Incremental Energy Savings (MWh or mTherms) | Achievable Economic RVT Potential | 0 | 0 | 0.013589 | 0.013314 | 0.013042 | 0.012774 | 0.012509 | 0.012245 | 0.011983 | 0.011722 | 0.011463 | 0.011205 | 0.01095 | 0.010697 | 0.010446 | 0.010198 | 0.0099541 | 0.0097189 | 0.009493 | 0.0092763 | 0.0090684 | 0.0088692 | 0
F5_Industrial_Other Industrial_Existing_Space Heating_Natural Gas_Steam Trap Maintenance_A_Achievable Economic RVT Potential | F5 | Industrial | Other Industrial | Existing | Space Heating | Natural Gas | Steam Trap Maintenance | A | Incremental Summer Peak Savings (MW) | Achievable Economic RVT Potential | 0 | 0 | 0 | 0 | 0 | 0 | 0 | 0 | 0 | 0 | 0 | 0 | 0 | 0 | 0 | 0 | 0 | 0 | 0 | 0 | 0 | 0 | 0
F6_Industrial_Other Industrial_Existing_Space Heating_Natural Gas_Steam Trap Maintenance_A_Achievable Economic RVT Potential | F6 | Industrial | Other Industrial | Existing | Space Heating | Natural Gas | Steam Trap Maintenance | A | Incremental Winter Peak Savings (MW) | Achievable Economic RVT Potential | 0 | 0 | 0 | 0 | 0 | 0 | 0 | 0 | 0 | 0 | 0 | 0 | 0 | 0 | 0 | 0 | 0 | 0 | 0 | 0 | 0 | 0 | 0
F7_Industrial_Other Industrial_Existing_Space Heating_Natural Gas_Steam Trap Maintenance_A_Achievable Economic RVT Potential | F7 | Industrial | Other Industrial | Existing | Space Heating | Natural Gas | Steam Trap Maintenance | A | Cumulative Energy Savings (MWh or mTherms) | Achievable Economic RVT Potential | 0 | 0 | 0.013589 | 0.026861 | 0.039818 | 0.052458 | 0.064777 | 0.076769 | 0.088428 | 0.099743 | 0.11071 | 0.12133 | 0.13159 | 0.1415 | 0.15105 | 0.16026 | 0.16912 | 0.17774 | 0.18615 | 0.19436 | 0.20241 | 0.21031 | 0
F8_Industrial_Other Industrial_Existing_Space Heating_Natural Gas_Steam Trap Maintenance_A_Achievable Economic RVT Potential | F8 | Industrial | Other Industrial | Existing | Space Heating | Natural Gas | Steam Trap Maintenance | A | Cumulative Summer Peak Savings (MW) | Achievable Economic RVT Potential | 0 | 0 | 0 | 0 | 0 | 0 | 0 | 0 | 0 | 0 | 0 | 0 | 0 | 0 | 0 | 0 | 0 | 0 | 0 | 0 | 0 | 0 | 0
F9_Industrial_Other Industrial_Existing_Space Heating_Natural Gas_Steam Trap Maintenance_A_Achievable Economic RVT Potential | F9 | Industrial | Other Industrial | Existing | Space Heating | Natural Gas | Steam Trap Maintenance | A | Cumulative Winter Peak Savings (MW) | Achievable Economic RVT Potential | 0 | 0 | 0 | 0 | 0 | 0 | 0 | 0 | 0 | 0 | 0 | 0 | 0 | 0 | 0 | 0 | 0 | 0 | 0 | 0 | 0 | 0 | 0
F10_Industrial_Other Industrial_Existing_Space Heating_Natural Gas_Steam Trap Maintenance_A_Achievable Economic RVT Potential | F10 | Industrial | Other Industrial | Existing | Space Heating | Natural Gas | Steam Trap Maintenance | A | Purchases (Incremental) | Achievable Economic RVT Potential | 0 | 0 | 5.1783 | 5.089 | 5.0013 | 4.9151 | 4.8303 | 4.747 | 4.6652 | 4.5848 | 4.5057 | 4.428 | 4.3517 | 4.2767 | 4.2029 | 4.1305 | 4.0592 | 3.9893 | 3.9205 | 3.8529 | 3.7865 | 3.7212 | 0
F11_Industrial_Other Industrial_Existing_Space Heating_Natural Gas_Steam Trap Maintenance_A_Achievable Economic RVT Potential | F11 | Industrial | Other Industrial | Existing | Space Heating | Natural Gas | Steam Trap Maintenance | A | Purchases (Cumulative) | Achievable Economic RVT Potential | 0 | 0 | 5.1783 | 10.2674 | 15.2687 | 20.1837 | 25.0141 | 29.7611 | 34.4263 | 39.0111 | 43.5168 | 47.9448 | 52.2965 | 56.5732 | 60.7761 | 64.9066 | 68.9658 | 72.9551 | 76.8756 | 80.7284 | 84.5149 | 88.2361 | 0
F1_Industrial_Other Industrial_Existing_Process_Natural Gas_Steam Trap Maintenance_A_Achievable Economic RVT Potential | F1 | Industrial | Other Industrial | Existing | Process | Natural Gas | Steam Trap Maintenance | A | Integrated Unit Energy Savings (kWh or therms) | Achievable Economic RVT Potential | 0 | 0 | 1.9983 | 1.998 | 1.9978 | 1.9976 | 1.9974 | 1.9973 | 1.9971 | 1.997 | 1.9969 | 1.9968 | 1.9967 | 1.9966 | 1.9965 | 1.9965 | 1.9964 | 1.9964 | 1.9963 | 1.9962 | 1.9962 | 1.9961 | 0
F2_Industrial_Other Industrial_Existing_Process_Natural Gas_Steam Trap Maintenance_A_Achievable Economic RVT Potential | F2 | Industrial | Other Industrial | Existing | Process | Natural Gas | Steam Trap Maintenance | A | Integrated Unit Summer Peak Savings (kW) | Achievable Economic RVT Potential | 0 | 0 | 0 | 0 | 0 | 0 | 0 | 0 | 0 | 0 | 0 | 0 | 0 | 0 | 0 | 0 | 0 | 0 | 0 | 0 | 0 | 0 | 0
F3_Industrial_Other Industrial_Existing_Process_Natural Gas_Steam Trap Maintenance_A_Achievable Economic RVT Potential | F3 | Industrial | Other Industrial | Existing | Process | Natural Gas | Steam Trap Maintenance | A | Integrated Unit Winter Peak Savings (kW) | Achievable Economic RVT Potential | 0 | 0 | 0 | 0 | 0 | 0 | 0 | 0 | 0 | 0 | 0 | 0 | 0 | 0 | 0 | 0 | 0 | 0 | 0 | 0 | 0 | 0 | 0
F4_Industrial_Other Industrial_Existing_Process_Natural Gas_Steam Trap Maintenance_A_Achievable Economic RVT Potential | F4 | Industrial | Other Industrial | Existing | Process | Natural Gas | Steam Trap Maintenance | A | Incremental Energy Savings (MWh or mTherms) | Achievable Economic RVT Potential | 0 | 0 | 0.14983 | 0.14722 | 0.14467 | 0.14216 | 0.1397 | 0.13728 | 0.1349 | 0.13257 | 0.13028 | 0.12802 | 0.12581 | 0.12364 | 0.1215 | 0.1194 | 0.11734 | 0.11531 | 0.11332 | 0.11136 | 0.10944 | 0.10755 | 0
F5_Industrial_Other Industrial_Existing_Process_Natural Gas_Steam Trap Maintenance_A_Achievable Economic RVT Potential | F5 | Industrial | Other Industrial | Existing | Process | Natural Gas | Steam Trap Maintenance | A | Incremental Summer Peak Savings (MW) | Achievable Economic RVT Potential | 0 | 0 | 0 | 0 | 0 | 0 | 0 | 0 | 0 | 0 | 0 | 0 | 0 | 0 | 0 | 0 | 0 | 0 | 0 | 0 | 0 | 0 | 0
F6_Industrial_Other Industrial_Existing_Process_Natural Gas_Steam Trap Maintenance_A_Achievable Economic RVT Potential | F6 | Industrial | Other Industrial | Existing | Process | Natural Gas | Steam Trap Maintenance | A | Incremental Winter Peak Savings (MW) | Achievable Economic RVT Potential | 0 | 0 | 0 | 0 | 0 | 0 | 0 | 0 | 0 | 0 | 0 | 0 | 0 | 0 | 0 | 0 | 0 | 0 | 0 | 0 | 0 | 0 | 0
F7_Industrial_Other Industrial_Existing_Process_Natural Gas_Steam Trap Maintenance_A_Achievable Economic RVT Potential | F7 | Industrial | Other Industrial | Existing | Process | Natural Gas | Steam Trap Maintenance | A | Cumulative Energy Savings (MWh or mTherms) | Achievable Economic RVT Potential | 0 | 0 | 0.14983 | 0.29703 | 0.44166 | 0.58378 | 0.72343 | 0.86065 | 0.99549 | 1.128 | 1.2582 | 1.3862 | 1.5119 | 1.6355 | 1.7569 | 1.8763 | 1.9936 | 2.1088 | 2.2221 | 2.3334 | 2.4428 | 2.5502 | 0
F8_Industrial_Other Industrial_Existing_Process_Natural Gas_Steam Trap Maintenance_A_Achievable Economic RVT Potential | F8 | Industrial | Other Industrial | Existing | Process | Natural Gas | Steam Trap Maintenance | A | Cumulative Summer Peak Savings (MW) | Achievable Economic RVT Potential | 0 | 0 | 0 | 0 | 0 | 0 | 0 | 0 | 0 | 0 | 0 | 0 | 0 | 0 | 0 | 0 | 0 | 0 | 0 | 0 | 0 | 0 | 0
F9_Industrial_Other Industrial_Existing_Process_Natural Gas_Steam Trap Maintenance_A_Achievable Economic RVT Potential | F9 | Industrial | Other Industrial | Existing | Process | Natural Gas | Steam Trap Maintenance | A | Cumulative Winter Peak Savings (MW) | Achievable Economic RVT Potential | 0 | 0 | 0 | 0 | 0 | 0 | 0 | 0 | 0 | 0 | 0 | 0 | 0 | 0 | 0 | 0 | 0 | 0 | 0 | 0 | 0 | 0 | 0
F10_Industrial_Other Industrial_Existing_Process_Natural Gas_Steam Trap Maintenance_A_Achievable Economic RVT Potential | F10 | Industrial | Other Industrial | Existing | Process | Natural Gas | Steam Trap Maintenance | A | Purchases (Incremental) | Achievable Economic RVT Potential | 0 | 0 | 74.978 | 73.6853 | 72.4148 | 71.1663 | 69.9393 | 68.7335 | 67.5484 | 66.3838 | 65.2392 | 64.1144 | 63.009 | 61.9226 | 60.855 | 59.8058 | 58.7746 | 57.7613 | 56.7654 | 55.7867 | 54.8248 | 53.8796 | 0
F11_Industrial_Other Industrial_Existing_Process_Natural Gas_Steam Trap Maintenance_A_Achievable Economic RVT Potential | F11 | Industrial | Other Industrial | Existing | Process | Natural Gas | Steam Trap Maintenance | A | Purchases (Cumulative) | Achievable Economic RVT Potential | 0 | 0 | 74.978 | 148.6633 | 221.0781 | 292.2444 | 362.1837 | 430.9172 | 498.4656 | 564.8493 | 630.0886 | 694.203 | 757.212 | 819.1346 | 879.9896 | 939.7953 | 998.57 | 1056.3312 | 1113.0966 | 1168.8833 | 1223.7082 | 1277.5877 | 0
F1_Industrial_Other Industrial_Existing_Space Heating_Natural Gas_Gas Boiler - High Turndown_A_Achievable Economic RVT Potential | F1 | Industrial | Other Industrial | Existing | Space Heating | Natural Gas | Gas Boiler - High Turndown | A | Integrated Unit Energy Savings (kWh or therms) | Achievable Economic RVT Potential | 0 | 0 | 2.7808 | 2.767 | 2.7522 | 2.7361 | 2.7182 | 2.6981 | 2.6755 | 2.6502 | 2.6221 | 2.5914 | 2.5587 | 2.5246 | 2.4897 | 2.455 | 2.4213 | 2.3903 | 2.3624 | 2.3376 | 2.3154 | 2.2953 | 0
F2_Industrial_Other Industrial_Existing_Space Heating_Natural Gas_Gas Boiler - High Turndown_A_Achievable Economic RVT Potential | F2 | Industrial | Other Industrial | Existing | Space Heating | Natural Gas | Gas Boiler - High Turndown | A | Integrated Unit Summer Peak Savings (kW) | Achievable Economic RVT Potential | 0 | 0 | 0 | 0 | 0 | 0 | 0 | 0 | 0 | 0 | 0 | 0 | 0 | 0 | 0 | 0 | 0 | 0 | 0 | 0 | 0 | 0 | 0
F3_Industrial_Other Industrial_Existing_Space Heating_Natural Gas_Gas Boiler - High Turndown_A_Achievable Economic RVT Potential | F3 | Industrial | Other Industrial | Existing | Space Heating | Natural Gas | Gas Boiler - High Turndown | A | Integrated Unit Winter Peak Savings (kW) | Achievable Economic RVT Potential | 0 | 0 | 0 | 0 | 0 | 0 | 0 | 0 | 0 | 0 | 0 | 0 | 0 | 0 | 0 | 0 | 0 | 0 | 0 | 0 | 0 | 0 | 0
F4_Industrial_Other Industrial_Existing_Space Heating_Natural Gas_Gas Boiler - High Turndown_A_Achievable Economic RVT Potential | F4 | Industrial | Other Industrial | Existing | Space Heating | Natural Gas | Gas Boiler - High Turndown | A | Incremental Energy Savings (MWh or mTherms) | Achievable Economic RVT Potential | 0 | 0 | 0 | 0 | 0 | 0 | 0 | 0 | 0 | 0 | 0 | 0 | 0 | 0 | 0 | 0 | 0 | 0 | 0 | 0 | 0 | 0 | 0
F5_Industrial_Other Industrial_Existing_Space Heating_Natural Gas_Gas Boiler - High Turndown_A_Achievable Economic RVT Potential | F5 | Industrial | Other Industrial | Existing | Space Heating | Natural Gas | Gas Boiler - High Turndown | A | Incremental Summer Peak Savings (MW) | Achievable Economic RVT Potential | 0 | 0 | 0 | 0 | 0 | 0 | 0 | 0 | 0 | 0 | 0 | 0 | 0 | 0 | 0 | 0 | 0 | 0 | 0 | 0 | 0 | 0 | 0
F6_Industrial_Other Industrial_Existing_Space Heating_Natural Gas_Gas Boiler - High Turndown_A_Achievable Economic RVT Potential | F6 | Industrial | Other Industrial | Existing | Space Heating | Natural Gas | Gas Boiler - High Turndown | A | Incremental Winter Peak Savings (MW) | Achievable Economic RVT Potential | 0 | 0 | 0 | 0 | 0 | 0 | 0 | 0 | 0 | 0 | 0 | 0 | 0 | 0 | 0 | 0 | 0 | 0 | 0 | 0 | 0 | 0 | 0
F7_Industrial_Other Industrial_Existing_Space Heating_Natural Gas_Gas Boiler - High Turndown_A_Achievable Economic RVT Potential | F7 | Industrial | Other Industrial | Existing | Space Heating | Natural Gas | Gas Boiler - High Turndown | A | Cumulative Energy Savings (MWh or mTherms) | Achievable Economic RVT Potential | 0 | 0 | 0 | 0 | 0 | 0 | 0 | 0 | 0 | 0 | 0 | 0 | 0 | 0 | 0 | 0 | 0 | 0 | 0 | 0 | 0 | 0 | 0
F8_Industrial_Other Industrial_Existing_Space Heating_Natural Gas_Gas Boiler - High Turndown_A_Achievable Economic RVT Potential | F8 | Industrial | Other Industrial | Existing | Space Heating | Natural Gas | Gas Boiler - High Turndown | A | Cumulative Summer Peak Savings (MW) | Achievable Economic RVT Potential | 0 | 0 | 0 | 0 | 0 | 0 | 0 | 0 | 0 | 0 | 0 | 0 | 0 | 0 | 0 | 0 | 0 | 0 | 0 | 0 | 0 | 0 | 0
F9_Industrial_Other Industrial_Existing_Space Heating_Natural Gas_Gas Boiler - High Turndown_A_Achievable Economic RVT Potential | F9 | Industrial | Other Industrial | Existing | Space Heating | Natural Gas | Gas Boiler - High Turndown | A | Cumulative Winter Peak Savings (MW) | Achievable Economic RVT Potential | 0 | 0 | 0 | 0 | 0 | 0 | 0 | 0 | 0 | 0 | 0 | 0 | 0 | 0 | 0 | 0 | 0 | 0 | 0 | 0 | 0 | 0 | 0
F10_Industrial_Other Industrial_Existing_Space Heating_Natural Gas_Gas Boiler - High Turndown_A_Achievable Economic RVT Potential | F10 | Industrial | Other Industrial | Existing | Space Heating | Natural Gas | Gas Boiler - High Turndown | A | Purchases (Incremental) | Achievable Economic RVT Potential | 0 | 0 | 0 | 0 | 0 | 0 | 0 | 0 | 0 | 0 | 0 | 0 | 0 | 0 | 0 | 0 | 0 | 0 | 0 | 0 | 0 | 0 | 0
F11_Industrial_Other Industrial_Existing_Space Heating_Natural Gas_Gas Boiler - High Turndown_A_Achievable Economic RVT Potential | F11 | Industrial | Other Industrial | Existing | Space Heating | Natural Gas | Gas Boiler - High Turndown | A | Purchases (Cumulative) | Achievable Economic RVT Potential | 0 | 0 | 0 | 0 | 0 | 0 | 0 | 0 | 0 | 0 | 0 | 0 | 0 | 0 | 0 | 0 | 0 | 0 | 0 | 0 | 0 | 0 | 0
F1_Industrial_Other Industrial_Existing_Process_Natural Gas_Gas Boiler - High Turndown_A_Achievable Economic RVT Potential | F1 | Industrial | Other Industrial | Existing | Process | Natural Gas | Gas Boiler - High Turndown | A | Integrated Unit Energy Savings (kWh or therms) | Achievable Economic RVT Potential | 0 | 0 | 2.1157 | 2.1098 | 2.1037 | 2.0975 | 2.0911 | 2.0846 | 2.0782 | 2.0719 | 2.0656 | 2.0595 | 2.0537 | 2.048 | 2.0426 | 2.0372 | 2.0318 | 2.0264 | 2.0211 | 2.0157 | 2.0102 | 2.0046 | 0
F2_Industrial_Other Industrial_Existing_Process_Natural Gas_Gas Boiler - High Turndown_A_Achievable Economic RVT Potential | F2 | Industrial | Other Industrial | Existing | Process | Natural Gas | Gas Boiler - High Turndown | A | Integrated Unit Summer Peak Savings (kW) | Achievable Economic RVT Potential | 0 | 0 | 0 | 0 | 0 | 0 | 0 | 0 | 0 | 0 | 0 | 0 | 0 | 0 | 0 | 0 | 0 | 0 | 0 | 0 | 0 | 0 | 0
F3_Industrial_Other Industrial_Existing_Process_Natural Gas_Gas Boiler - High Turndown_A_Achievable Economic RVT Potential | F3 | Industrial | Other Industrial | Existing | Process | Natural Gas | Gas Boiler - High Turndown | A | Integrated Unit Winter Peak Savings (kW) | Achievable Economic RVT Potential | 0 | 0 | 0 | 0 | 0 | 0 | 0 | 0 | 0 | 0 | 0 | 0 | 0 | 0 | 0 | 0 | 0 | 0 | 0 | 0 | 0 | 0 | 0
F4_Industrial_Other Industrial_Existing_Process_Natural Gas_Gas Boiler - High Turndown_A_Achievable Economic RVT Potential | F4 | Industrial | Other Industrial | Existing | Process | Natural Gas | Gas Boiler - High Turndown | A | Incremental Energy Savings (MWh or mTherms) | Achievable Economic RVT Potential | 0 | 0 | 0 | 0 | 0 | 0 | 0 | 0 | 0 | 0 | 0 | 0 | 0 | 0 | 0 | 0 | 0 | 0 | 0 | 0 | 0 | 0 | 0
F5_Industrial_Other Industrial_Existing_Process_Natural Gas_Gas Boiler - High Turndown_A_Achievable Economic RVT Potential | F5 | Industrial | Other Industrial | Existing | Process | Natural Gas | Gas Boiler - High Turndown | A | Incremental Summer Peak Savings (MW) | Achievable Economic RVT Potential | 0 | 0 | 0 | 0 | 0 | 0 | 0 | 0 | 0 | 0 | 0 | 0 | 0 | 0 | 0 | 0 | 0 | 0 | 0 | 0 | 0 | 0 | 0
F6_Industrial_Other Industrial_Existing_Process_Natural Gas_Gas Boiler - High Turndown_A_Achievable Economic RVT Potential | F6 | Industrial | Other Industrial | Existing | Process | Natural Gas | Gas Boiler - High Turndown | A | Incremental Winter Peak Savings (MW) | Achievable Economic RVT Potential | 0 | 0 | 0 | 0 | 0 | 0 | 0 | 0 | 0 | 0 | 0 | 0 | 0 | 0 | 0 | 0 | 0 | 0 | 0 | 0 | 0 | 0 | 0
F7_Industrial_Other Industrial_Existing_Process_Natural Gas_Gas Boiler - High Turndown_A_Achievable Economic RVT Potential | F7 | Industrial | Other Industrial | Existing | Process | Natural Gas | Gas Boiler - High Turndown | A | Cumulative Energy Savings (MWh or mTherms) | Achievable Economic RVT Potential | 0 | 0 | 0 | 0 | 0 | 0 | 0 | 0 | 0 | 0 | 0 | 0 | 0 | 0 | 0 | 0 | 0 | 0 | 0 | 0 | 0 | 0 | 0
F8_Industrial_Other Industrial_Existing_Process_Natural Gas_Gas Boiler - High Turndown_A_Achievable Economic RVT Potential | F8 | Industrial | Other Industrial | Existing | Process | Natural Gas | Gas Boiler - High Turndown | A | Cumulative Summer Peak Savings (MW) | Achievable Economic RVT Potential | 0 | 0 | 0 | 0 | 0 | 0 | 0 | 0 | 0 | 0 | 0 | 0 | 0 | 0 | 0 | 0 | 0 | 0 | 0 | 0 | 0 | 0 | 0
F9_Industrial_Other Industrial_Existing_Process_Natural Gas_Gas Boiler - High Turndown_A_Achievable Economic RVT Potential | F9 | Industrial | Other Industrial | Existing | Process | Natural Gas | Gas Boiler - High Turndown | A | Cumulative Winter Peak Savings (MW) | Achievable Economic RVT Potential | 0 | 0 | 0 | 0 | 0 | 0 | 0 | 0 | 0 | 0 | 0 | 0 | 0 | 0 | 0 | 0 | 0 | 0 | 0 | 0 | 0 | 0 | 0
F10_Industrial_Other Industrial_Existing_Process_Natural Gas_Gas Boiler - High Turndown_A_Achievable Economic RVT Potential | F10 | Industrial | Other Industrial | Existing | Process | Natural Gas | Gas Boiler - High Turndown | A | Purchases (Incremental) | Achievable Economic RVT Potential | 0 | 0 | 0 | 0 | 0 | 0 | 0 | 0 | 0 | 0 | 0 | 0 | 0 | 0 | 0 | 0 | 0 | 0 | 0 | 0 | 0 | 0 | 0
F11_Industrial_Other Industrial_Existing_Process_Natural Gas_Gas Boiler - High Turndown_A_Achievable Economic RVT Potential | F11 | Industrial | Other Industrial | Existing | Process | Natural Gas | Gas Boiler - High Turndown | A | Purchases (Cumulative) | Achievable Economic RVT Potential | 0 | 0 | 0 | 0 | 0 | 0 | 0 | 0 | 0 | 0 | 0 | 0 | 0 | 0 | 0 | 0 | 0 | 0 | 0 | 0 | 0 | 0 | 0
F1_Industrial_Other Industrial_Existing_Space Heating_Natural Gas_Gas Boiler - Burner Control Optimization_A_Achievable Economic RVT Potential | F1 | Industrial | Other Industrial | Existing | Space Heating | Natural Gas | Gas Boiler - Burner Control Optimization | A | Integrated Unit Energy Savings (kWh or therms) | Achievable Economic RVT Potential | 0 | 0 | 0.80638 | 0.80236 | 0.79805 | 0.79334 | 0.78811 | 0.78225 | 0.77567 | 0.7683 | 0.76013 | 0.75124 | 0.74174 | 0.73182 | 0.7217 | 0.71163 | 0.70185 | 0.69287 | 0.68478 | 0.67757 | 0.67114 | 0.66531 | 0
F2_Industrial_Other Industrial_Existing_Space Heating_Natural Gas_Gas Boiler - Burner Control Optimization_A_Achievable Economic RVT Potential | F2 | Industrial | Other Industrial | Existing | Space Heating | Natural Gas | Gas Boiler - Burner Control Optimization | A | Integrated Unit Summer Peak Savings (kW) | Achievable Economic RVT Potential | 0 | 0 | 0 | 0 | 0 | 0 | 0 | 0 | 0 | 0 | 0 | 0 | 0 | 0 | 0 | 0 | 0 | 0 | 0 | 0 | 0 | 0 | 0
F3_Industrial_Other Industrial_Existing_Space Heating_Natural Gas_Gas Boiler - Burner Control Optimization_A_Achievable Economic RVT Potential | F3 | Industrial | Other Industrial | Existing | Space Heating | Natural Gas | Gas Boiler - Burner Control Optimization | A | Integrated Unit Winter Peak Savings (kW) | Achievable Economic RVT Potential | 0 | 0 | 0 | 0 | 0 | 0 | 0 | 0 | 0 | 0 | 0 | 0 | 0 | 0 | 0 | 0 | 0 | 0 | 0 | 0 | 0 | 0 | 0
F4_Industrial_Other Industrial_Existing_Space Heating_Natural Gas_Gas Boiler - Burner Control Optimization_A_Achievable Economic RVT Potential | F4 | Industrial | Other Industrial | Existing | Space Heating | Natural Gas | Gas Boiler - Burner Control Optimization | A | Incremental Energy Savings (MWh or mTherms) | Achievable Economic RVT Potential | 0 | 0 | 0 | 0 | 0 | 0 | 0 | 0 | 0 | 0 | 0 | 0 | 0 | 0 | 0 | 0 | 0 | 0 | 0 | 0 | 0 | 0 | 0
F5_Industrial_Other Industrial_Existing_Space Heating_Natural Gas_Gas Boiler - Burner Control Optimization_A_Achievable Economic RVT Potential | F5 | Industrial | Other Industrial | Existing | Space Heating | Natural Gas | Gas Boiler - Burner Control Optimization | A | Incremental Summer Peak Savings (MW) | Achievable Economic RVT Potential | 0 | 0 | 0 | 0 | 0 | 0 | 0 | 0 | 0 | 0 | 0 | 0 | 0 | 0 | 0 | 0 | 0 | 0 | 0 | 0 | 0 | 0 | 0
F6_Industrial_Other Industrial_Existing_Space Heating_Natural Gas_Gas Boiler - Burner Control Optimization_A_Achievable Economic RVT Potential | F6 | Industrial | Other Industrial | Existing | Space Heating | Natural Gas | Gas Boiler - Burner Control Optimization | A | Incremental Winter Peak Savings (MW) | Achievable Economic RVT Potential | 0 | 0 | 0 | 0 | 0 | 0 | 0 | 0 | 0 | 0 | 0 | 0 | 0 | 0 | 0 | 0 | 0 | 0 | 0 | 0 | 0 | 0 | 0
F7_Industrial_Other Industrial_Existing_Space Heating_Natural Gas_Gas Boiler - Burner Control Optimization_A_Achievable Economic RVT Potential | F7 | Industrial | Other Industrial | Existing | Space Heating | Natural Gas | Gas Boiler - Burner Control Optimization | A | Cumulative Energy Savings (MWh or mTherms) | Achievable Economic RVT Potential | 0 | 0 | 0 | 0 | 0 | 0 | 0 | 0 | 0 | 0 | 0 | 0 | 0 | 0 | 0 | 0 | 0 | 0 | 0 | 0 | 0 | 0 | 0
F8_Industrial_Other Industrial_Existing_Space Heating_Natural Gas_Gas Boiler - Burner Control Optimization_A_Achievable Economic RVT Potential | F8 | Industrial | Other Industrial | Existing | Space Heating | Natural Gas | Gas Boiler - Burner Control Optimization | A | Cumulative Summer Peak Savings (MW) | Achievable Economic RVT Potential | 0 | 0 | 0 | 0 | 0 | 0 | 0 | 0 | 0 | 0 | 0 | 0 | 0 | 0 | 0 | 0 | 0 | 0 | 0 | 0 | 0 | 0 | 0
F9_Industrial_Other Industrial_Existing_Space Heating_Natural Gas_Gas Boiler - Burner Control Optimization_A_Achievable Economic RVT Potential | F9 | Industrial | Other Industrial | Existing | Space Heating | Natural Gas | Gas Boiler - Burner Control Optimization | A | Cumulative Winter Peak Savings (MW) | Achievable Economic RVT Potential | 0 | 0 | 0 | 0 | 0 | 0 | 0 | 0 | 0 | 0 | 0 | 0 | 0 | 0 | 0 | 0 | 0 | 0 | 0 | 0 | 0 | 0 | 0
F10_Industrial_Other Industrial_Existing_Space Heating_Natural Gas_Gas Boiler - Burner Control Optimization_A_Achievable Economic RVT Potential | F10 | Industrial | Other Industrial | Existing | Space Heating | Natural Gas | Gas Boiler - Burner Control Optimization | A | Purchases (Incremental) | Achievable Economic RVT Potential | 0 | 0 | 0 | 0 | 0 | 0 | 0 | 0 | 0 | 0 | 0 | 0 | 0 | 0 | 0 | 0 | 0 | 0 | 0 | 0 | 0 | 0 | 0
F11_Industrial_Other Industrial_Existing_Space Heating_Natural Gas_Gas Boiler - Burner Control Optimization_A_Achievable Economic RVT Potential | F11 | Industrial | Other Industrial | Existing | Space Heating | Natural Gas | Gas Boiler - Burner Control Optimization | A | Purchases (Cumulative) | Achievable Economic RVT Potential | 0 | 0 | 0 | 0 | 0 | 0 | 0 | 0 | 0 | 0 | 0 | 0 | 0 | 0 | 0 | 0 | 0 | 0 | 0 | 0 | 0 | 0 | 0
F1_Industrial_Other Industrial_Existing_Process_Natural Gas_Gas Boiler - Burner Control Optimization_A_Achievable Economic RVT Potential | F1 | Industrial | Other Industrial | Existing | Process | Natural Gas | Gas Boiler - Burner Control Optimization | A | Integrated Unit Energy Savings (kWh or therms) | Achievable Economic RVT Potential | 0 | 0 | 0.61342 | 0.61155 | 0.60965 | 0.60771 | 0.60571 | 0.6037 | 0.60173 | 0.59979 | 0.59791 | 0.59608 | 0.59432 | 0.59263 | 0.591 | 0.5894 | 0.58781 | 0.58621 | 0.58464 | 0.58305 | 0.58144 | 0.5798 | 0
F2_Industrial_Other Industrial_Existing_Process_Natural Gas_Gas Boiler - Burner Control Optimization_A_Achievable Economic RVT Potential | F2 | Industrial | Other Industrial | Existing | Process | Natural Gas | Gas Boiler - Burner Control Optimization | A | Integrated Unit Summer Peak Savings (kW) | Achievable Economic RVT Potential | 0 | 0 | 0 | 0 | 0 | 0 | 0 | 0 | 0 | 0 | 0 | 0 | 0 | 0 | 0 | 0 | 0 | 0 | 0 | 0 | 0 | 0 | 0
F3_Industrial_Other Industrial_Existing_Process_Natural Gas_Gas Boiler - Burner Control Optimization_A_Achievable Economic RVT Potential | F3 | Industrial | Other Industrial | Existing | Process | Natural Gas | Gas Boiler - Burner Control Optimization | A | Integrated Unit Winter Peak Savings (kW) | Achievable Economic RVT Potential | 0 | 0 | 0 | 0 | 0 | 0 | 0 | 0 | 0 | 0 | 0 | 0 | 0 | 0 | 0 | 0 | 0 | 0 | 0 | 0 | 0 | 0 | 0
F4_Industrial_Other Industrial_Existing_Process_Natural Gas_Gas Boiler - Burner Control Optimization_A_Achievable Economic RVT Potential | F4 | Industrial | Other Industrial | Existing | Process | Natural Gas | Gas Boiler - Burner Control Optimization | A | Incremental Energy Savings (MWh or mTherms) | Achievable Economic RVT Potential | 0 | 0 | 0 | 0 | 0 | 0 | 0 | 0 | 0 | 0 | 0 | 0 | 0 | 0 | 0 | 0 | 0 | 0 | 0 | 0 | 0 | 0 | 0
F5_Industrial_Other Industrial_Existing_Process_Natural Gas_Gas Boiler - Burner Control Optimization_A_Achievable Economic RVT Potential | F5 | Industrial | Other Industrial | Existing | Process | Natural Gas | Gas Boiler - Burner Control Optimization | A | Incremental Summer Peak Savings (MW) | Achievable Economic RVT Potential | 0 | 0 | 0 | 0 | 0 | 0 | 0 | 0 | 0 | 0 | 0 | 0 | 0 | 0 | 0 | 0 | 0 | 0 | 0 | 0 | 0 | 0 | 0
F6_Industrial_Other Industrial_Existing_Process_Natural Gas_Gas Boiler - Burner Control Optimization_A_Achievable Economic RVT Potential | F6 | Industrial | Other Industrial | Existing | Process | Natural Gas | Gas Boiler - Burner Control Optimization | A | Incremental Winter Peak Savings (MW) | Achievable Economic RVT Potential | 0 | 0 | 0 | 0 | 0 | 0 | 0 | 0 | 0 | 0 | 0 | 0 | 0 | 0 | 0 | 0 | 0 | 0 | 0 | 0 | 0 | 0 | 0
F7_Industrial_Other Industrial_Existing_Process_Natural Gas_Gas Boiler - Burner Control Optimization_A_Achievable Economic RVT Potential | F7 | Industrial | Other Industrial | Existing | Process | Natural Gas | Gas Boiler - Burner Control Optimization | A | Cumulative Energy Savings (MWh or mTherms) | Achievable Economic RVT Potential | 0 | 0 | 0 | 0 | 0 | 0 | 0 | 0 | 0 | 0 | 0 | 0 | 0 | 0 | 0 | 0 | 0 | 0 | 0 | 0 | 0 | 0 | 0
F8_Industrial_Other Industrial_Existing_Process_Natural Gas_Gas Boiler - Burner Control Optimization_A_Achievable Economic RVT Potential | F8 | Industrial | Other Industrial | Existing | Process | Natural Gas | Gas Boiler - Burner Control Optimization | A | Cumulative Summer Peak Savings (MW) | Achievable Economic RVT Potential | 0 | 0 | 0 | 0 | 0 | 0 | 0 | 0 | 0 | 0 | 0 | 0 | 0 | 0 | 0 | 0 | 0 | 0 | 0 | 0 | 0 | 0 | 0
F9_Industrial_Other Industrial_Existing_Process_Natural Gas_Gas Boiler - Burner Control Optimization_A_Achievable Economic RVT Potential | F9 | Industrial | Other Industrial | Existing | Process | Natural Gas | Gas Boiler - Burner Control Optimization | A | Cumulative Winter Peak Savings (MW) | Achievable Economic RVT Potential | 0 | 0 | 0 | 0 | 0 | 0 | 0 | 0 | 0 | 0 | 0 | 0 | 0 | 0 | 0 | 0 | 0 | 0 | 0 | 0 | 0 | 0 | 0
F10_Industrial_Other Industrial_Existing_Process_Natural Gas_Gas Boiler - Burner Control Optimization_A_Achievable Economic RVT Potential | F10 | Industrial | Other Industrial | Existing | Process | Natural Gas | Gas Boiler - Burner Control Optimization | A | Purchases (Incremental) | Achievable Economic RVT Potential | 0 | 0 | 0 | 0 | 0 | 0 | 0 | 0 | 0 | 0 | 0 | 0 | 0 | 0 | 0 | 0 | 0 | 0 | 0 | 0 | 0 | 0 | 0
F11_Industrial_Other Industrial_Existing_Process_Natural Gas_Gas Boiler - Burner Control Optimization_A_Achievable Economic RVT Potential | F11 | Industrial | Other Industrial | Existing | Process | Natural Gas | Gas Boiler - Burner Control Optimization | A | Purchases (Cumulative) | Achievable Economic RVT Potential | 0 | 0 | 0 | 0 | 0 | 0 | 0 | 0 | 0 | 0 | 0 | 0 | 0 | 0 | 0 | 0 | 0 | 0 | 0 | 0 | 0 | 0 | 0
F1_Industrial_Other Industrial_Existing_Space Heating_Natural Gas_HVAC - Demand Controlled Ventilation_A_Achievable Economic RVT Potential | F1 | Industrial | Other Industrial | Existing | Space Heating | Natural Gas | HVAC - Demand Controlled Ventilation | A | Integrated Unit Energy Savings (kWh or therms) | Achievable Economic RVT Potential | 0 | 0 | 0.0766 | 0.076133 | 0.075654 | 0.075162 | 0.074657 | 0.074136 | 0.073601 | 0.073051 | 0.072489 | 0.071919 | 0.071342 | 0.070756 | 0.070163 | 0.069562 | 0.068958 | 0.068387 | 0.067854 | 0.067357 | 0.066897 | 0.066474 | 0
F2_Industrial_Other Industrial_Existing_Space Heating_Natural Gas_HVAC - Demand Controlled Ventilation_A_Achievable Economic RVT Potential | F2 | Industrial | Other Industrial | Existing | Space Heating | Natural Gas | HVAC - Demand Controlled Ventilation | A | Integrated Unit Summer Peak Savings (kW) | Achievable Economic RVT Potential | 0 | 0 | 0 | 0 | 0 | 0 | 0 | 0 | 0 | 0 | 0 | 0 | 0 | 0 | 0 | 0 | 0 | 0 | 0 | 0 | 0 | 0 | 0
F3_Industrial_Other Industrial_Existing_Space Heating_Natural Gas_HVAC - Demand Controlled Ventilation_A_Achievable Economic RVT Potential | F3 | Industrial | Other Industrial | Existing | Space Heating | Natural Gas | HVAC - Demand Controlled Ventilation | A | Integrated Unit Winter Peak Savings (kW) | Achievable Economic RVT Potential | 0 | 0 | 0 | 0 | 0 | 0 | 0 | 0 | 0 | 0 | 0 | 0 | 0 | 0 | 0 | 0 | 0 | 0 | 0 | 0 | 0 | 0 | 0
F4_Industrial_Other Industrial_Existing_Space Heating_Natural Gas_HVAC - Demand Controlled Ventilation_A_Achievable Economic RVT Potential | F4 | Industrial | Other Industrial | Existing | Space Heating | Natural Gas | HVAC - Demand Controlled Ventilation | A | Incremental Energy Savings (MWh or mTherms) | Achievable Economic RVT Potential | 0 | 0 | 0.39643 | 0.38722 | 0.37814 | 0.36921 | 0.3604 | 0.35172 | 0.34316 | 0.33472 | 0.32642 | 0.31827 | 0.31027 | 0.30242 | 0.29471 | 0.28715 | 0.27975 | 0.27265 | 0.26586 | 0.25937 | 0.25315 | 0.24721 | 0
F5_Industrial_Other Industrial_Existing_Space Heating_Natural Gas_HVAC - Demand Controlled Ventilation_A_Achievable Economic RVT Potential | F5 | Industrial | Other Industrial | Existing | Space Heating | Natural Gas | HVAC - Demand Controlled Ventilation | A | Incremental Summer Peak Savings (MW) | Achievable Economic RVT Potential | 0 | 0 | 0 | 0 | 0 | 0 | 0 | 0 | 0 | 0 | 0 | 0 | 0 | 0 | 0 | 0 | 0 | 0 | 0 | 0 | 0 | 0 | 0
F6_Industrial_Other Industrial_Existing_Space Heating_Natural Gas_HVAC - Demand Controlled Ventilation_A_Achievable Economic RVT Potential | F6 | Industrial | Other Industrial | Existing | Space Heating | Natural Gas | HVAC - Demand Controlled Ventilation | A | Incremental Winter Peak Savings (MW) | Achievable Economic RVT Potential | 0 | 0 | 0 | 0 | 0 | 0 | 0 | 0 | 0 | 0 | 0 | 0 | 0 | 0 | 0 | 0 | 0 | 0 | 0 | 0 | 0 | 0 | 0
F7_Industrial_Other Industrial_Existing_Space Heating_Natural Gas_HVAC - Demand Controlled Ventilation_A_Achievable Economic RVT Potential | F7 | Industrial | Other Industrial | Existing | Space Heating | Natural Gas | HVAC - Demand Controlled Ventilation | A | Cumulative Energy Savings (MWh or mTherms) | Achievable Economic RVT Potential | 0 | 0 | 0.39643 | 0.78123 | 1.1545 | 1.5162 | 1.8664 | 2.2051 | 2.5323 | 2.8481 | 3.1526 | 3.4461 | 3.7287 | 4.0005 | 4.2617 | 4.5124 | 4.7529 | 4.9862 | 5.2132 | 5.4344 | 5.6505 | 5.8619 | 0
F8_Industrial_Other Industrial_Existing_Space Heating_Natural Gas_HVAC - Demand Controlled Ventilation_A_Achievable Economic RVT Potential | F8 | Industrial | Other Industrial | Existing | Space Heating | Natural Gas | HVAC - Demand Controlled Ventilation | A | Cumulative Summer Peak Savings (MW) | Achievable Economic RVT Potential | 0 | 0 | 0 | 0 | 0 | 0 | 0 | 0 | 0 | 0 | 0 | 0 | 0 | 0 | 0 | 0 | 0 | 0 | 0 | 0 | 0 | 0 | 0
F9_Industrial_Other Industrial_Existing_Space Heating_Natural Gas_HVAC - Demand Controlled Ventilation_A_Achievable Economic RVT Potential | F9 | Industrial | Other Industrial | Existing | Space Heating | Natural Gas | HVAC - Demand Controlled Ventilation | A | Cumulative Winter Peak Savings (MW) | Achievable Economic RVT Potential | 0 | 0 | 0 | 0 | 0 | 0 | 0 | 0 | 0 | 0 | 0 | 0 | 0 | 0 | 0 | 0 | 0 | 0 | 0 | 0 | 0 | 0 | 0
F10_Industrial_Other Industrial_Existing_Space Heating_Natural Gas_HVAC - Demand Controlled Ventilation_A_Achievable Economic RVT Potential | F10 | Industrial | Other Industrial | Existing | Space Heating | Natural Gas | HVAC - Demand Controlled Ventilation | A | Purchases (Incremental) | Achievable Economic RVT Potential | 0 | 0 | 5175.2636 | 5086.0349 | 4998.3447 | 4912.1663 | 4827.4738 | 4744.2415 | 4662.4442 | 4582.0573 | 4503.0563 | 4425.4174 | 4349.1171 | 4274.1323 | 4200.4404 | 4128.019 | 4056.8462 | 3986.9006 | 3918.1609 | 3850.6064 | 3784.2167 | 3718.9716 | 0
F11_Industrial_Other Industrial_Existing_Space Heating_Natural Gas_HVAC - Demand Controlled Ventilation_A_Achievable Economic RVT Potential | F11 | Industrial | Other Industrial | Existing | Space Heating | Natural Gas | HVAC - Demand Controlled Ventilation | A | Purchases (Cumulative) | Achievable Economic RVT Potential | 0 | 0 | 5175.2636 | 10261.2986 | 15259.6433 | 20171.8096 | 24999.2834 | 29743.5249 | 34405.9691 | 38988.0264 | 43491.0827 | 47916.5 | 52265.6171 | 56539.7494 | 60740.1898 | 64868.2087 | 68925.055 | 72911.9556 | 76830.1165 | 80680.723 | 84464.9396 | 88183.9112 | 0
F1_Industrial_Other Industrial_Existing_Space Heating_Natural Gas_Gas Boiler - Stack Economizer_A_Achievable Economic RVT Potential | F1 | Industrial | Other Industrial | Existing | Space Heating | Natural Gas | Gas Boiler - Stack Economizer | A | Integrated Unit Energy Savings (kWh or therms) | Achievable Economic RVT Potential | 0 | 0 | 2.0301 | 2.0202 | 2.0096 | 1.998 | 1.9852 | 1.9706 | 1.9543 | 1.9359 | 1.9154 | 1.8931 | 1.8693 | 1.8444 | 1.819 | 1.7937 | 1.7691 | 1.7465 | 1.7261 | 1.708 | 1.6918 | 1.6772 | 0
F2_Industrial_Other Industrial_Existing_Space Heating_Natural Gas_Gas Boiler - Stack Economizer_A_Achievable Economic RVT Potential | F2 | Industrial | Other Industrial | Existing | Space Heating | Natural Gas | Gas Boiler - Stack Economizer | A | Integrated Unit Summer Peak Savings (kW) | Achievable Economic RVT Potential | 0 | 0 | 0 | 0 | 0 | 0 | 0 | 0 | 0 | 0 | 0 | 0 | 0 | 0 | 0 | 0 | 0 | 0 | 0 | 0 | 0 | 0 | 0
F3_Industrial_Other Industrial_Existing_Space Heating_Natural Gas_Gas Boiler - Stack Economizer_A_Achievable Economic RVT Potential | F3 | Industrial | Other Industrial | Existing | Space Heating | Natural Gas | Gas Boiler - Stack Economizer | A | Integrated Unit Winter Peak Savings (kW) | Achievable Economic RVT Potential | 0 | 0 | 0 | 0 | 0 | 0 | 0 | 0 | 0 | 0 | 0 | 0 | 0 | 0 | 0 | 0 | 0 | 0 | 0 | 0 | 0 | 0 | 0
F4_Industrial_Other Industrial_Existing_Space Heating_Natural Gas_Gas Boiler - Stack Economizer_A_Achievable Economic RVT Potential | F4 | Industrial | Other Industrial | Existing | Space Heating | Natural Gas | Gas Boiler - Stack Economizer | A | Incremental Energy Savings (MWh or mTherms) | Achievable Economic RVT Potential | 0 | 0 | 0.076654 | 0.074966 | 0.073287 | 0.071608 | 0.069919 | 0.06139 | 0.047864 | 0.037277 | 0.028998 | 0.022533 | 0.017493 | 0.01357 | 0.010521 | 0.0081569 | 0.0063251 | 0.0049094 | 3.2525e-05 | 1.1296e-05 | 3.7487e-06 | 1.1909e-06 | 0
F5_Industrial_Other Industrial_Existing_Space Heating_Natural Gas_Gas Boiler - Stack Economizer_A_Achievable Economic RVT Potential | F5 | Industrial | Other Industrial | Existing | Space Heating | Natural Gas | Gas Boiler - Stack Economizer | A | Incremental Summer Peak Savings (MW) | Achievable Economic RVT Potential | 0 | 0 | 0 | 0 | 0 | 0 | 0 | 0 | 0 | 0 | 0 | 0 | 0 | 0 | 0 | 0 | 0 | 0 | 0 | 0 | 0 | 0 | 0
F6_Industrial_Other Industrial_Existing_Space Heating_Natural Gas_Gas Boiler - Stack Economizer_A_Achievable Economic RVT Potential | F6 | Industrial | Other Industrial | Existing | Space Heating | Natural Gas | Gas Boiler - Stack Economizer | A | Incremental Winter Peak Savings (MW) | Achievable Economic RVT Potential | 0 | 0 | 0 | 0 | 0 | 0 | 0 | 0 | 0 | 0 | 0 | 0 | 0 | 0 | 0 | 0 | 0 | 0 | 0 | 0 | 0 | 0 | 0
F7_Industrial_Other Industrial_Existing_Space Heating_Natural Gas_Gas Boiler - Stack Economizer_A_Achievable Economic RVT Potential | F7 | Industrial | Other Industrial | Existing | Space Heating | Natural Gas | Gas Boiler - Stack Economizer | A | Cumulative Energy Savings (MWh or mTherms) | Achievable Economic RVT Potential | 0 | 0 | 0.076654 | 0.15125 | 0.22374 | 0.29406 | 0.36208 | 0.42082 | 0.46519 | 0.49808 | 0.52182 | 0.53828 | 0.549 | 0.55526 | 0.55812 | 0.55852 | 0.55719 | 0.55498 | 0.54855 | 0.5428 | 0.53766 | 0.533 | 0
F8_Industrial_Other Industrial_Existing_Space Heating_Natural Gas_Gas Boiler - Stack Economizer_A_Achievable Economic RVT Potential | F8 | Industrial | Other Industrial | Existing | Space Heating | Natural Gas | Gas Boiler - Stack Economizer | A | Cumulative Summer Peak Savings (MW) | Achievable Economic RVT Potential | 0 | 0 | 0 | 0 | 0 | 0 | 0 | 0 | 0 | 0 | 0 | 0 | 0 | 0 | 0 | 0 | 0 | 0 | 0 | 0 | 0 | 0 | 0
F9_Industrial_Other Industrial_Existing_Space Heating_Natural Gas_Gas Boiler - Stack Economizer_A_Achievable Economic RVT Potential | F9 | Industrial | Other Industrial | Existing | Space Heating | Natural Gas | Gas Boiler - Stack Economizer | A | Cumulative Winter Peak Savings (MW) | Achievable Economic RVT Potential | 0 | 0 | 0 | 0 | 0 | 0 | 0 | 0 | 0 | 0 | 0 | 0 | 0 | 0 | 0 | 0 | 0 | 0 | 0 | 0 | 0 | 0 | 0
F10_Industrial_Other Industrial_Existing_Space Heating_Natural Gas_Gas Boiler - Stack Economizer_A_Achievable Economic RVT Potential | F10 | Industrial | Other Industrial | Existing | Space Heating | Natural Gas | Gas Boiler - Stack Economizer | A | Purchases (Incremental) | Achievable Economic RVT Potential | 0 | 0 | 37.7585 | 37.1075 | 36.4677 | 35.8389 | 35.221 | 31.1524 | 24.4922 | 19.256 | 15.1392 | 11.9025 | 9.3578 | 7.3572 | 5.7843 | 4.5476 | 3.5754 | 2.811 | 0.018843 | 0.0066135 | 0.0022157 | 0.00071006 | 0
F11_Industrial_Other Industrial_Existing_Space Heating_Natural Gas_Gas Boiler - Stack Economizer_A_Achievable Economic RVT Potential | F11 | Industrial | Other Industrial | Existing | Space Heating | Natural Gas | Gas Boiler - Stack Economizer | A | Purchases (Cumulative) | Achievable Economic RVT Potential | 0 | 0 | 37.7585 | 74.8659 | 111.3336 | 147.1726 | 182.3936 | 213.546 | 238.0382 | 257.2941 | 272.4333 | 284.3358 | 293.6936 | 301.0508 | 306.8351 | 311.3827 | 314.9581 | 317.7691 | 317.788 | 317.7946 | 317.7968 | 317.7975 | 0
F1_Industrial_Other Industrial_Existing_Process_Natural Gas_Gas Boiler - Stack Economizer_A_Achievable Economic RVT Potential | F1 | Industrial | Other Industrial | Existing | Process | Natural Gas | Gas Boiler - Stack Economizer | A | Integrated Unit Energy Savings (kWh or therms) | Achievable Economic RVT Potential | 0 | 0 | 2.0323 | 2.0277 | 2.0231 | 2.0184 | 2.0135 | 2.0084 | 2.0032 | 1.9979 | 1.9926 | 1.9873 | 1.9822 | 1.9772 | 1.9723 | 1.9675 | 1.9626 | 1.9578 | 1.9528 | 1.9478 | 1.9427 | 1.9376 | 0
F2_Industrial_Other Industrial_Existing_Process_Natural Gas_Gas Boiler - Stack Economizer_A_Achievable Economic RVT Potential | F2 | Industrial | Other Industrial | Existing | Process | Natural Gas | Gas Boiler - Stack Economizer | A | Integrated Unit Summer Peak Savings (kW) | Achievable Economic RVT Potential | 0 | 0 | 0 | 0 | 0 | 0 | 0 | 0 | 0 | 0 | 0 | 0 | 0 | 0 | 0 | 0 | 0 | 0 | 0 | 0 | 0 | 0 | 0
F3_Industrial_Other Industrial_Existing_Process_Natural Gas_Gas Boiler - Stack Economizer_A_Achievable Economic RVT Potential | F3 | Industrial | Other Industrial | Existing | Process | Natural Gas | Gas Boiler - Stack Economizer | A | Integrated Unit Winter Peak Savings (kW) | Achievable Economic RVT Potential | 0 | 0 | 0 | 0 | 0 | 0 | 0 | 0 | 0 | 0 | 0 | 0 | 0 | 0 | 0 | 0 | 0 | 0 | 0 | 0 | 0 | 0 | 0
F4_Industrial_Other Industrial_Existing_Process_Natural Gas_Gas Boiler - Stack Economizer_A_Achievable Economic RVT Potential | F4 | Industrial | Other Industrial | Existing | Process | Natural Gas | Gas Boiler - Stack Economizer | A | Incremental Energy Savings (MWh or mTherms) | Achievable Economic RVT Potential | 0 | 0 | 1.1111 | 1.0895 | 1.0683 | 1.0474 | 1.0268 | 0.90592 | 0.71039 | 0.55703 | 0.43677 | 0.34249 | 0.26857 | 0.21062 | 0.16518 | 0.12955 | 0.1016 | 0.079682 | 0.00053278 | 0.00018652 | 6.2326e-05 | 1.992e-05 | 0
F5_Industrial_Other Industrial_Existing_Process_Natural Gas_Gas Boiler - Stack Economizer_A_Achievable Economic RVT Potential | F5 | Industrial | Other Industrial | Existing | Process | Natural Gas | Gas Boiler - Stack Economizer | A | Incremental Summer Peak Savings (MW) | Achievable Economic RVT Potential | 0 | 0 | 0 | 0 | 0 | 0 | 0 | 0 | 0 | 0 | 0 | 0 | 0 | 0 | 0 | 0 | 0 | 0 | 0 | 0 | 0 | 0 | 0
F6_Industrial_Other Industrial_Existing_Process_Natural Gas_Gas Boiler - Stack Economizer_A_Achievable Economic RVT Potential | F6 | Industrial | Other Industrial | Existing | Process | Natural Gas | Gas Boiler - Stack Economizer | A | Incremental Winter Peak Savings (MW) | Achievable Economic RVT Potential | 0 | 0 | 0 | 0 | 0 | 0 | 0 | 0 | 0 | 0 | 0 | 0 | 0 | 0 | 0 | 0 | 0 | 0 | 0 | 0 | 0 | 0 | 0
F7_Industrial_Other Industrial_Existing_Process_Natural Gas_Gas Boiler - Stack Economizer_A_Achievable Economic RVT Potential | F7 | Industrial | Other Industrial | Existing | Process | Natural Gas | Gas Boiler - Stack Economizer | A | Cumulative Energy Savings (MWh or mTherms) | Achievable Economic RVT Potential | 0 | 0 | 1.1111 | 2.1981 | 3.2613 | 4.3011 | 5.3175 | 6.21 | 6.9042 | 7.4429 | 7.8599 | 8.1816 | 8.429 | 8.6184 | 8.7623 | 8.8704 | 8.9502 | 9.0077 | 8.9855 | 8.9627 | 8.9394 | 8.9157 | 0
F8_Industrial_Other Industrial_Existing_Process_Natural Gas_Gas Boiler - Stack Economizer_A_Achievable Economic RVT Potential | F8 | Industrial | Other Industrial | Existing | Process | Natural Gas | Gas Boiler - Stack Economizer | A | Cumulative Summer Peak Savings (MW) | Achievable Economic RVT Potential | 0 | 0 | 0 | 0 | 0 | 0 | 0 | 0 | 0 | 0 | 0 | 0 | 0 | 0 | 0 | 0 | 0 | 0 | 0 | 0 | 0 | 0 | 0
F9_Industrial_Other Industrial_Existing_Process_Natural Gas_Gas Boiler - Stack Economizer_A_Achievable Economic RVT Potential | F9 | Industrial | Other Industrial | Existing | Process | Natural Gas | Gas Boiler - Stack Economizer | A | Cumulative Winter Peak Savings (MW) | Achievable Economic RVT Potential | 0 | 0 | 0 | 0 | 0 | 0 | 0 | 0 | 0 | 0 | 0 | 0 | 0 | 0 | 0 | 0 | 0 | 0 | 0 | 0 | 0 | 0 | 0
F10_Industrial_Other Industrial_Existing_Process_Natural Gas_Gas Boiler - Stack Economizer_A_Achievable Economic RVT Potential | F10 | Industrial | Other Industrial | Existing | Process | Natural Gas | Gas Boiler - Stack Economizer | A | Purchases (Incremental) | Achievable Economic RVT Potential | 0 | 0 | 546.7126 | 537.2865 | 528.0229 | 518.9191 | 509.9722 | 451.0616 | 354.6278 | 278.8108 | 219.203 | 172.3389 | 135.494 | 106.5263 | 83.7517 | 65.8462 | 51.7687 | 40.7009 | 0.27283 | 0.095758 | 0.032082 | 0.010281 | 0
F11_Industrial_Other Industrial_Existing_Process_Natural Gas_Gas Boiler - Stack Economizer_A_Achievable Economic RVT Potential | F11 | Industrial | Other Industrial | Existing | Process | Natural Gas | Gas Boiler - Stack Economizer | A | Purchases (Cumulative) | Achievable Economic RVT Potential | 0 | 0 | 546.7126 | 1083.999 | 1612.022 | 2130.941 | 2640.9132 | 3091.9749 | 3446.6026 | 3725.4134 | 3944.6164 | 4116.9553 | 4252.4493 | 4358.9756 | 4442.7273 | 4508.5735 | 4560.3423 | 4601.0432 | 4601.316 | 4601.4118 | 4601.4439 | 4601.4541 | 0
F1_Industrial_Other Industrial_Existing_Space Heating_Natural Gas_Gas Furnace Tube Inserts_A_Achievable Economic RVT Potential | F1 | Industrial | Other Industrial | Existing | Space Heating | Natural Gas | Gas Furnace Tube Inserts | A | Integrated Unit Energy Savings (kWh or therms) | Achievable Economic RVT Potential | 0 | 0 | 0.088078 | 0.087554 | 0.087015 | 0.086462 | 0.085893 | 0.085308 | 0.084705 | 0.084085 | 0.083452 | 0.082809 | 0.082158 | 0.081497 | 0.080827 | 0.080149 | 0.079467 | 0.078823 | 0.078223 | 0.077665 | 0.07715 | 0.076676 | 0
F2_Industrial_Other Industrial_Existing_Space Heating_Natural Gas_Gas Furnace Tube Inserts_A_Achievable Economic RVT Potential | F2 | Industrial | Other Industrial | Existing | Space Heating | Natural Gas | Gas Furnace Tube Inserts | A | Integrated Unit Summer Peak Savings (kW) | Achievable Economic RVT Potential | 0 | 0 | 0 | 0 | 0 | 0 | 0 | 0 | 0 | 0 | 0 | 0 | 0 | 0 | 0 | 0 | 0 | 0 | 0 | 0 | 0 | 0 | 0
F3_Industrial_Other Industrial_Existing_Space Heating_Natural Gas_Gas Furnace Tube Inserts_A_Achievable Economic RVT Potential | F3 | Industrial | Other Industrial | Existing | Space Heating | Natural Gas | Gas Furnace Tube Inserts | A | Integrated Unit Winter Peak Savings (kW) | Achievable Economic RVT Potential | 0 | 0 | 0 | 0 | 0 | 0 | 0 | 0 | 0 | 0 | 0 | 0 | 0 | 0 | 0 | 0 | 0 | 0 | 0 | 0 | 0 | 0 | 0
F4_Industrial_Other Industrial_Existing_Space Heating_Natural Gas_Gas Furnace Tube Inserts_A_Achievable Economic RVT Potential | F4 | Industrial | Other Industrial | Existing | Space Heating | Natural Gas | Gas Furnace Tube Inserts | A | Incremental Energy Savings (MWh or mTherms) | Achievable Economic RVT Potential | 0 | 0 | 0 | 0 | 0 | 0 | 0 | 0 | 0 | 0 | 0 | 0 | 0 | 0 | 0 | 0 | 0 | 0 | 0 | 0 | 0 | 0 | 0
F5_Industrial_Other Industrial_Existing_Space Heating_Natural Gas_Gas Furnace Tube Inserts_A_Achievable Economic RVT Potential | F5 | Industrial | Other Industrial | Existing | Space Heating | Natural Gas | Gas Furnace Tube Inserts | A | Incremental Summer Peak Savings (MW) | Achievable Economic RVT Potential | 0 | 0 | 0 | 0 | 0 | 0 | 0 | 0 | 0 | 0 | 0 | 0 | 0 | 0 | 0 | 0 | 0 | 0 | 0 | 0 | 0 | 0 | 0
F6_Industrial_Other Industrial_Existing_Space Heating_Natural Gas_Gas Furnace Tube Inserts_A_Achievable Economic RVT Potential | F6 | Industrial | Other Industrial | Existing | Space Heating | Natural Gas | Gas Furnace Tube Inserts | A | Incremental Winter Peak Savings (MW) | Achievable Economic RVT Potential | 0 | 0 | 0 | 0 | 0 | 0 | 0 | 0 | 0 | 0 | 0 | 0 | 0 | 0 | 0 | 0 | 0 | 0 | 0 | 0 | 0 | 0 | 0
F7_Industrial_Other Industrial_Existing_Space Heating_Natural Gas_Gas Furnace Tube Inserts_A_Achievable Economic RVT Potential | F7 | Industrial | Other Industrial | Existing | Space Heating | Natural Gas | Gas Furnace Tube Inserts | A | Cumulative Energy Savings (MWh or mTherms) | Achievable Economic RVT Potential | 0 | 0 | 0 | 0 | 0 | 0 | 0 | 0 | 0 | 0 | 0 | 0 | 0 | 0 | 0 | 0 | 0 | 0 | 0 | 0 | 0 | 0 | 0
F8_Industrial_Other Industrial_Existing_Space Heating_Natural Gas_Gas Furnace Tube Inserts_A_Achievable Economic RVT Potential | F8 | Industrial | Other Industrial | Existing | Space Heating | Natural Gas | Gas Furnace Tube Inserts | A | Cumulative Summer Peak Savings (MW) | Achievable Economic RVT Potential | 0 | 0 | 0 | 0 | 0 | 0 | 0 | 0 | 0 | 0 | 0 | 0 | 0 | 0 | 0 | 0 | 0 | 0 | 0 | 0 | 0 | 0 | 0
F9_Industrial_Other Industrial_Existing_Space Heating_Natural Gas_Gas Furnace Tube Inserts_A_Achievable Economic RVT Potential | F9 | Industrial | Other Industrial | Existing | Space Heating | Natural Gas | Gas Furnace Tube Inserts | A | Cumulative Winter Peak Savings (MW) | Achievable Economic RVT Potential | 0 | 0 | 0 | 0 | 0 | 0 | 0 | 0 | 0 | 0 | 0 | 0 | 0 | 0 | 0 | 0 | 0 | 0 | 0 | 0 | 0 | 0 | 0
F10_Industrial_Other Industrial_Existing_Space Heating_Natural Gas_Gas Furnace Tube Inserts_A_Achievable Economic RVT Potential | F10 | Industrial | Other Industrial | Existing | Space Heating | Natural Gas | Gas Furnace Tube Inserts | A | Purchases (Incremental) | Achievable Economic RVT Potential | 0 | 0 | 0 | 0 | 0 | 0 | 0 | 0 | 0 | 0 | 0 | 0 | 0 | 0 | 0 | 0 | 0 | 0 | 0 | 0 | 0 | 0 | 0
F11_Industrial_Other Industrial_Existing_Space Heating_Natural Gas_Gas Furnace Tube Inserts_A_Achievable Economic RVT Potential | F11 | Industrial | Other Industrial | Existing | Space Heating | Natural Gas | Gas Furnace Tube Inserts | A | Purchases (Cumulative) | Achievable Economic RVT Potential | 0 | 0 | 0 | 0 | 0 | 0 | 0 | 0 | 0 | 0 | 0 | 0 | 0 | 0 | 0 | 0 | 0 | 0 | 0 | 0 | 0 | 0 | 0
F1_Industrial_Other Industrial_Existing_Space Heating_Natural Gas_Space Heating - Heat Recovery Ventilator_A_Achievable Economic RVT Potential | F1 | Industrial | Other Industrial | Existing | Space Heating | Natural Gas | Space Heating - Heat Recovery Ventilator | A | Integrated Unit Energy Savings (kWh or therms) | Achievable Economic RVT Potential | 0 | 0 | 0.013332 | 0.013267 | 0.013197 | 0.013119 | 0.013033 | 0.012936 | 0.012827 | 0.012705 | 0.01257 | 0.012423 | 0.012267 | 0.012104 | 0.011937 | 0.011772 | 0.011611 | 0.011464 | 0.011331 | 0.011212 | 0.011106 | 0.011009 | 0
F2_Industrial_Other Industrial_Existing_Space Heating_Natural Gas_Space Heating - Heat Recovery Ventilator_A_Achievable Economic RVT Potential | F2 | Industrial | Other Industrial | Existing | Space Heating | Natural Gas | Space Heating - Heat Recovery Ventilator | A | Integrated Unit Summer Peak Savings (kW) | Achievable Economic RVT Potential | 0 | 0 | 0 | 0 | 0 | 0 | 0 | 0 | 0 | 0 | 0 | 0 | 0 | 0 | 0 | 0 | 0 | 0 | 0 | 0 | 0 | 0 | 0
F3_Industrial_Other Industrial_Existing_Space Heating_Natural Gas_Space Heating - Heat Recovery Ventilator_A_Achievable Economic RVT Potential | F3 | Industrial | Other Industrial | Existing | Space Heating | Natural Gas | Space Heating - Heat Recovery Ventilator | A | Integrated Unit Winter Peak Savings (kW) | Achievable Economic RVT Potential | 0 | 0 | 0 | 0 | 0 | 0 | 0 | 0 | 0 | 0 | 0 | 0 | 0 | 0 | 0 | 0 | 0 | 0 | 0 | 0 | 0 | 0 | 0
F4_Industrial_Other Industrial_Existing_Space Heating_Natural Gas_Space Heating - Heat Recovery Ventilator_A_Achievable Economic RVT Potential | F4 | Industrial | Other Industrial | Existing | Space Heating | Natural Gas | Space Heating - Heat Recovery Ventilator | A | Incremental Energy Savings (MWh or mTherms) | Achievable Economic RVT Potential | 0 | 0 | 0 | 0 | 0 | 0 | 0 | 0 | 0 | 0 | 0 | 0 | 0 | 0 | 0 | 0 | 0 | 0 | 0 | 0 | 0 | 0 | 0
F5_Industrial_Other Industrial_Existing_Space Heating_Natural Gas_Space Heating - Heat Recovery Ventilator_A_Achievable Economic RVT Potential | F5 | Industrial | Other Industrial | Existing | Space Heating | Natural Gas | Space Heating - Heat Recovery Ventilator | A | Incremental Summer Peak Savings (MW) | Achievable Economic RVT Potential | 0 | 0 | 0 | 0 | 0 | 0 | 0 | 0 | 0 | 0 | 0 | 0 | 0 | 0 | 0 | 0 | 0 | 0 | 0 | 0 | 0 | 0 | 0
F6_Industrial_Other Industrial_Existing_Space Heating_Natural Gas_Space Heating - Heat Recovery Ventilator_A_Achievable Economic RVT Potential | F6 | Industrial | Other Industrial | Existing | Space Heating | Natural Gas | Space Heating - Heat Recovery Ventilator | A | Incremental Winter Peak Savings (MW) | Achievable Economic RVT Potential | 0 | 0 | 0 | 0 | 0 | 0 | 0 | 0 | 0 | 0 | 0 | 0 | 0 | 0 | 0 | 0 | 0 | 0 | 0 | 0 | 0 | 0 | 0
F7_Industrial_Other Industrial_Existing_Space Heating_Natural Gas_Space Heating - Heat Recovery Ventilator_A_Achievable Economic RVT Potential | F7 | Industrial | Other Industrial | Existing | Space Heating | Natural Gas | Space Heating - Heat Recovery Ventilator | A | Cumulative Energy Savings (MWh or mTherms) | Achievable Economic RVT Potential | 0 | 0 | 0 | 0 | 0 | 0 | 0 | 0 | 0 | 0 | 0 | 0 | 0 | 0 | 0 | 0 | 0 | 0 | 0 | 0 | 0 | 0 | 0
F8_Industrial_Other Industrial_Existing_Space Heating_Natural Gas_Space Heating - Heat Recovery Ventilator_A_Achievable Economic RVT Potential | F8 | Industrial | Other Industrial | Existing | Space Heating | Natural Gas | Space Heating - Heat Recovery Ventilator | A | Cumulative Summer Peak Savings (MW) | Achievable Economic RVT Potential | 0 | 0 | 0 | 0 | 0 | 0 | 0 | 0 | 0 | 0 | 0 | 0 | 0 | 0 | 0 | 0 | 0 | 0 | 0 | 0 | 0 | 0 | 0
F9_Industrial_Other Industrial_Existing_Space Heating_Natural Gas_Space Heating - Heat Recovery Ventilator_A_Achievable Economic RVT Potential | F9 | Industrial | Other Industrial | Existing | Space Heating | Natural Gas | Space Heating - Heat Recovery Ventilator | A | Cumulative Winter Peak Savings (MW) | Achievable Economic RVT Potential | 0 | 0 | 0 | 0 | 0 | 0 | 0 | 0 | 0 | 0 | 0 | 0 | 0 | 0 | 0 | 0 | 0 | 0 | 0 | 0 | 0 | 0 | 0
F10_Industrial_Other Industrial_Existing_Space Heating_Natural Gas_Space Heating - Heat Recovery Ventilator_A_Achievable Economic RVT Potential | F10 | Industrial | Other Industrial | Existing | Space Heating | Natural Gas | Space Heating - Heat Recovery Ventilator | A | Purchases (Incremental) | Achievable Economic RVT Potential | 0 | 0 | 0 | 0 | 0 | 0 | 0 | 0 | 0 | 0 | 0 | 0 | 0 | 0 | 0 | 0 | 0 | 0 | 0 | 0 | 0 | 0 | 0
F11_Industrial_Other Industrial_Existing_Space Heating_Natural Gas_Space Heating - Heat Recovery Ventilator_A_Achievable Economic RVT Potential | F11 | Industrial | Other Industrial | Existing | Space Heating | Natural Gas | Space Heating - Heat Recovery Ventilator | A | Purchases (Cumulative) | Achievable Economic RVT Potential | 0 | 0 | 0 | 0 | 0 | 0 | 0 | 0 | 0 | 0 | 0 | 0 | 0 | 0 | 0 | 0 | 0 | 0 | 0 | 0 | 0 | 0 | 0
F1_Industrial_Other Industrial_Existing_Space Heating_Natural Gas_Thermostat - Programmable_A_Achievable Economic RVT Potential | F1 | Industrial | Other Industrial | Existing | Space Heating | Natural Gas | Thermostat - Programmable | A | Integrated Unit Energy Savings (kWh or therms) | Achievable Economic RVT Potential | 0 | 0 | 0.0064495 | 0.0064181 | 0.0063841 | 0.0063467 | 0.006305 | 0.006258 | 0.0062053 | 0.0061462 | 0.0060809 | 0.0060099 | 0.0059343 | 0.0058554 | 0.0057749 | 0.0056949 | 0.0056172 | 0.0055458 | 0.0054815 | 0.0054241 | 0.0053728 | 0.005326 | 0
F2_Industrial_Other Industrial_Existing_Space Heating_Natural Gas_Thermostat - Programmable_A_Achievable Economic RVT Potential | F2 | Industrial | Other Industrial | Existing | Space Heating | Natural Gas | Thermostat - Programmable | A | Integrated Unit Summer Peak Savings (kW) | Achievable Economic RVT Potential | 0 | 0 | 0 | 0 | 0 | 0 | 0 | 0 | 0 | 0 | 0 | 0 | 0 | 0 | 0 | 0 | 0 | 0 | 0 | 0 | 0 | 0 | 0
F3_Industrial_Other Industrial_Existing_Space Heating_Natural Gas_Thermostat - Programmable_A_Achievable Economic RVT Potential | F3 | Industrial | Other Industrial | Existing | Space Heating | Natural Gas | Thermostat - Programmable | A | Integrated Unit Winter Peak Savings (kW) | Achievable Economic RVT Potential | 0 | 0 | 0 | 0 | 0 | 0 | 0 | 0 | 0 | 0 | 0 | 0 | 0 | 0 | 0 | 0 | 0 | 0 | 0 | 0 | 0 | 0 | 0
F4_Industrial_Other Industrial_Existing_Space Heating_Natural Gas_Thermostat - Programmable_A_Achievable Economic RVT Potential | F4 | Industrial | Other Industrial | Existing | Space Heating | Natural Gas | Thermostat - Programmable | A | Incremental Energy Savings (MWh or mTherms) | Achievable Economic RVT Potential | 0 | 0 | 0 | 0 | 0 | 0 | 0 | 0 | 0 | 0 | 0 | 0 | 0 | 0 | 0 | 0 | 0 | 0 | 0 | 0 | 0 | 0 | 0
F5_Industrial_Other Industrial_Existing_Space Heating_Natural Gas_Thermostat - Programmable_A_Achievable Economic RVT Potential | F5 | Industrial | Other Industrial | Existing | Space Heating | Natural Gas | Thermostat - Programmable | A | Incremental Summer Peak Savings (MW) | Achievable Economic RVT Potential | 0 | 0 | 0 | 0 | 0 | 0 | 0 | 0 | 0 | 0 | 0 | 0 | 0 | 0 | 0 | 0 | 0 | 0 | 0 | 0 | 0 | 0 | 0
F6_Industrial_Other Industrial_Existing_Space Heating_Natural Gas_Thermostat - Programmable_A_Achievable Economic RVT Potential | F6 | Industrial | Other Industrial | Existing | Space Heating | Natural Gas | Thermostat - Programmable | A | Incremental Winter Peak Savings (MW) | Achievable Economic RVT Potential | 0 | 0 | 0 | 0 | 0 | 0 | 0 | 0 | 0 | 0 | 0 | 0 | 0 | 0 | 0 | 0 | 0 | 0 | 0 | 0 | 0 | 0 | 0
F7_Industrial_Other Industrial_Existing_Space Heating_Natural Gas_Thermostat - Programmable_A_Achievable Economic RVT Potential | F7 | Industrial | Other Industrial | Existing | Space Heating | Natural Gas | Thermostat - Programmable | A | Cumulative Energy Savings (MWh or mTherms) | Achievable Economic RVT Potential | 0 | 0 | 0 | 0 | 0 | 0 | 0 | 0 | 0 | 0 | 0 | 0 | 0 | 0 | 0 | 0 | 0 | 0 | 0 | 0 | 0 | 0 | 0
F8_Industrial_Other Industrial_Existing_Space Heating_Natural Gas_Thermostat - Programmable_A_Achievable Economic RVT Potential | F8 | Industrial | Other Industrial | Existing | Space Heating | Natural Gas | Thermostat - Programmable | A | Cumulative Summer Peak Savings (MW) | Achievable Economic RVT Potential | 0 | 0 | 0 | 0 | 0 | 0 | 0 | 0 | 0 | 0 | 0 | 0 | 0 | 0 | 0 | 0 | 0 | 0 | 0 | 0 | 0 | 0 | 0
F9_Industrial_Other Industrial_Existing_Space Heating_Natural Gas_Thermostat - Programmable_A_Achievable Economic RVT Potential | F9 | Industrial | Other Industrial | Existing | Space Heating | Natural Gas | Thermostat - Programmable | A | Cumulative Winter Peak Savings (MW) | Achievable Economic RVT Potential | 0 | 0 | 0 | 0 | 0 | 0 | 0 | 0 | 0 | 0 | 0 | 0 | 0 | 0 | 0 | 0 | 0 | 0 | 0 | 0 | 0 | 0 | 0
F10_Industrial_Other Industrial_Existing_Space Heating_Natural Gas_Thermostat - Programmable_A_Achievable Economic RVT Potential | F10 | Industrial | Other Industrial | Existing | Space Heating | Natural Gas | Thermostat - Programmable | A | Purchases (Incremental) | Achievable Economic RVT Potential | 0 | 0 | 0 | 0 | 0 | 0 | 0 | 0 | 0 | 0 | 0 | 0 | 0 | 0 | 0 | 0 | 0 | 0 | 0 | 0 | 0 | 0 | 0
F11_Industrial_Other Industrial_Existing_Space Heating_Natural Gas_Thermostat - Programmable_A_Achievable Economic RVT Potential | F11 | Industrial | Other Industrial | Existing | Space Heating | Natural Gas | Thermostat - Programmable | A | Purchases (Cumulative) | Achievable Economic RVT Potential | 0 | 0 | 0 | 0 | 0 | 0 | 0 | 0 | 0 | 0 | 0 | 0 | 0 | 0 | 0 | 0 | 0 | 0 | 0 | 0 | 0 | 0 | 0
F1_Industrial_Other Industrial_Existing_Space Heating_Natural Gas_ENERGY STAR Connected Thermostat_A_Achievable Economic RVT Potential | F1 | Industrial | Other Industrial | Existing | Space Heating | Natural Gas | ENERGY STAR Connected Thermostat | A | Integrated Unit Energy Savings (kWh or therms) | Achievable Economic RVT Potential | 0 | 0 | 0.01559 | 0.015514 | 0.015432 | 0.015341 | 0.015239 | 0.015124 | 0.014994 | 0.014848 | 0.014687 | 0.014511 | 0.014324 | 0.014129 | 0.01393 | 0.013732 | 0.013541 | 0.013365 | 0.013207 | 0.013067 | 0.012941 | 0.012827 | 0
F2_Industrial_Other Industrial_Existing_Space Heating_Natural Gas_ENERGY STAR Connected Thermostat_A_Achievable Economic RVT Potential | F2 | Industrial | Other Industrial | Existing | Space Heating | Natural Gas | ENERGY STAR Connected Thermostat | A | Integrated Unit Summer Peak Savings (kW) | Achievable Economic RVT Potential | 0 | 0 | 0 | 0 | 0 | 0 | 0 | 0 | 0 | 0 | 0 | 0 | 0 | 0 | 0 | 0 | 0 | 0 | 0 | 0 | 0 | 0 | 0
F3_Industrial_Other Industrial_Existing_Space Heating_Natural Gas_ENERGY STAR Connected Thermostat_A_Achievable Economic RVT Potential | F3 | Industrial | Other Industrial | Existing | Space Heating | Natural Gas | ENERGY STAR Connected Thermostat | A | Integrated Unit Winter Peak Savings (kW) | Achievable Economic RVT Potential | 0 | 0 | 0 | 0 | 0 | 0 | 0 | 0 | 0 | 0 | 0 | 0 | 0 | 0 | 0 | 0 | 0 | 0 | 0 | 0 | 0 | 0 | 0
F4_Industrial_Other Industrial_Existing_Space Heating_Natural Gas_ENERGY STAR Connected Thermostat_A_Achievable Economic RVT Potential | F4 | Industrial | Other Industrial | Existing | Space Heating | Natural Gas | ENERGY STAR Connected Thermostat | A | Incremental Energy Savings (MWh or mTherms) | Achievable Economic RVT Potential | 0 | 0 | 0 | 0 | 0 | 0 | 0 | 0 | 0 | 0 | 0 | 0 | 0 | 0 | 0 | 0 | 0 | 0 | 0 | 0 | 0 | 0 | 0
F5_Industrial_Other Industrial_Existing_Space Heating_Natural Gas_ENERGY STAR Connected Thermostat_A_Achievable Economic RVT Potential | F5 | Industrial | Other Industrial | Existing | Space Heating | Natural Gas | ENERGY STAR Connected Thermostat | A | Incremental Summer Peak Savings (MW) | Achievable Economic RVT Potential | 0 | 0 | 0 | 0 | 0 | 0 | 0 | 0 | 0 | 0 | 0 | 0 | 0 | 0 | 0 | 0 | 0 | 0 | 0 | 0 | 0 | 0 | 0
F6_Industrial_Other Industrial_Existing_Space Heating_Natural Gas_ENERGY STAR Connected Thermostat_A_Achievable Economic RVT Potential | F6 | Industrial | Other Industrial | Existing | Space Heating | Natural Gas | ENERGY STAR Connected Thermostat | A | Incremental Winter Peak Savings (MW) | Achievable Economic RVT Potential | 0 | 0 | 0 | 0 | 0 | 0 | 0 | 0 | 0 | 0 | 0 | 0 | 0 | 0 | 0 | 0 | 0 | 0 | 0 | 0 | 0 | 0 | 0
F7_Industrial_Other Industrial_Existing_Space Heating_Natural Gas_ENERGY STAR Connected Thermostat_A_Achievable Economic RVT Potential | F7 | Industrial | Other Industrial | Existing | Space Heating | Natural Gas | ENERGY STAR Connected Thermostat | A | Cumulative Energy Savings (MWh or mTherms) | Achievable Economic RVT Potential | 0 | 0 | 0 | 0 | 0 | 0 | 0 | 0 | 0 | 0 | 0 | 0 | 0 | 0 | 0 | 0 | 0 | 0 | 0 | 0 | 0 | 0 | 0
F8_Industrial_Other Industrial_Existing_Space Heating_Natural Gas_ENERGY STAR Connected Thermostat_A_Achievable Economic RVT Potential | F8 | Industrial | Other Industrial | Existing | Space Heating | Natural Gas | ENERGY STAR Connected Thermostat | A | Cumulative Summer Peak Savings (MW) | Achievable Economic RVT Potential | 0 | 0 | 0 | 0 | 0 | 0 | 0 | 0 | 0 | 0 | 0 | 0 | 0 | 0 | 0 | 0 | 0 | 0 | 0 | 0 | 0 | 0 | 0
F9_Industrial_Other Industrial_Existing_Space Heating_Natural Gas_ENERGY STAR Connected Thermostat_A_Achievable Economic RVT Potential | F9 | Industrial | Other Industrial | Existing | Space Heating | Natural Gas | ENERGY STAR Connected Thermostat | A | Cumulative Winter Peak Savings (MW) | Achievable Economic RVT Potential | 0 | 0 | 0 | 0 | 0 | 0 | 0 | 0 | 0 | 0 | 0 | 0 | 0 | 0 | 0 | 0 | 0 | 0 | 0 | 0 | 0 | 0 | 0
F10_Industrial_Other Industrial_Existing_Space Heating_Natural Gas_ENERGY STAR Connected Thermostat_A_Achievable Economic RVT Potential | F10 | Industrial | Other Industrial | Existing | Space Heating | Natural Gas | ENERGY STAR Connected Thermostat | A | Purchases (Incremental) | Achievable Economic RVT Potential | 0 | 0 | 0 | 0 | 0 | 0 | 0 | 0 | 0 | 0 | 0 | 0 | 0 | 0 | 0 | 0 | 0 | 0 | 0 | 0 | 0 | 0 | 0
F11_Industrial_Other Industrial_Existing_Space Heating_Natural Gas_ENERGY STAR Connected Thermostat_A_Achievable Economic RVT Potential | F11 | Industrial | Other Industrial | Existing | Space Heating | Natural Gas | ENERGY STAR Connected Thermostat | A | Purchases (Cumulative) | Achievable Economic RVT Potential | 0 | 0 | 0 | 0 | 0 | 0 | 0 | 0 | 0 | 0 | 0 | 0 | 0 | 0 | 0 | 0 | 0 | 0 | 0 | 0 | 0 | 0 | 0
F1_Industrial_Other Industrial_Existing_Space Heating_Natural Gas_Destratification Fans (HVLS)_A_Achievable Economic RVT Potential | F1 | Industrial | Other Industrial | Existing | Space Heating | Natural Gas | Destratification Fans (HVLS) | A | Integrated Unit Energy Savings (kWh or therms) | Achievable Economic RVT Potential | 0 | 0 | 0.01559 | 0.015514 | 0.015432 | 0.015341 | 0.015239 | 0.015124 | 0.014994 | 0.014848 | 0.014687 | 0.014511 | 0.014324 | 0.014129 | 0.01393 | 0.013732 | 0.013541 | 0.013365 | 0.013207 | 0.013067 | 0.012941 | 0.012827 | 0
F2_Industrial_Other Industrial_Existing_Space Heating_Natural Gas_Destratification Fans (HVLS)_A_Achievable Economic RVT Potential | F2 | Industrial | Other Industrial | Existing | Space Heating | Natural Gas | Destratification Fans (HVLS) | A | Integrated Unit Summer Peak Savings (kW) | Achievable Economic RVT Potential | 0 | 0 | 0 | 0 | 0 | 0 | 0 | 0 | 0 | 0 | 0 | 0 | 0 | 0 | 0 | 0 | 0 | 0 | 0 | 0 | 0 | 0 | 0
F3_Industrial_Other Industrial_Existing_Space Heating_Natural Gas_Destratification Fans (HVLS)_A_Achievable Economic RVT Potential | F3 | Industrial | Other Industrial | Existing | Space Heating | Natural Gas | Destratification Fans (HVLS) | A | Integrated Unit Winter Peak Savings (kW) | Achievable Economic RVT Potential | 0 | 0 | 0 | 0 | 0 | 0 | 0 | 0 | 0 | 0 | 0 | 0 | 0 | 0 | 0 | 0 | 0 | 0 | 0 | 0 | 0 | 0 | 0
F4_Industrial_Other Industrial_Existing_Space Heating_Natural Gas_Destratification Fans (HVLS)_A_Achievable Economic RVT Potential | F4 | Industrial | Other Industrial | Existing | Space Heating | Natural Gas | Destratification Fans (HVLS) | A | Incremental Energy Savings (MWh or mTherms) | Achievable Economic RVT Potential | 0 | 0 | 0 | 0 | 0 | 0 | 0 | 0 | 0 | 0 | 0 | 0 | 0 | 0 | 0 | 0 | 0 | 0 | 0 | 0 | 0 | 0 | 0
F5_Industrial_Other Industrial_Existing_Space Heating_Natural Gas_Destratification Fans (HVLS)_A_Achievable Economic RVT Potential | F5 | Industrial | Other Industrial | Existing | Space Heating | Natural Gas | Destratification Fans (HVLS) | A | Incremental Summer Peak Savings (MW) | Achievable Economic RVT Potential | 0 | 0 | 0 | 0 | 0 | 0 | 0 | 0 | 0 | 0 | 0 | 0 | 0 | 0 | 0 | 0 | 0 | 0 | 0 | 0 | 0 | 0 | 0
F6_Industrial_Other Industrial_Existing_Space Heating_Natural Gas_Destratification Fans (HVLS)_A_Achievable Economic RVT Potential | F6 | Industrial | Other Industrial | Existing | Space Heating | Natural Gas | Destratification Fans (HVLS) | A | Incremental Winter Peak Savings (MW) | Achievable Economic RVT Potential | 0 | 0 | 0 | 0 | 0 | 0 | 0 | 0 | 0 | 0 | 0 | 0 | 0 | 0 | 0 | 0 | 0 | 0 | 0 | 0 | 0 | 0 | 0
F7_Industrial_Other Industrial_Existing_Space Heating_Natural Gas_Destratification Fans (HVLS)_A_Achievable Economic RVT Potential | F7 | Industrial | Other Industrial | Existing | Space Heating | Natural Gas | Destratification Fans (HVLS) | A | Cumulative Energy Savings (MWh or mTherms) | Achievable Economic RVT Potential | 0 | 0 | 0 | 0 | 0 | 0 | 0 | 0 | 0 | 0 | 0 | 0 | 0 | 0 | 0 | 0 | 0 | 0 | 0 | 0 | 0 | 0 | 0
F8_Industrial_Other Industrial_Existing_Space Heating_Natural Gas_Destratification Fans (HVLS)_A_Achievable Economic RVT Potential | F8 | Industrial | Other Industrial | Existing | Space Heating | Natural Gas | Destratification Fans (HVLS) | A | Cumulative Summer Peak Savings (MW) | Achievable Economic RVT Potential | 0 | 0 | 0 | 0 | 0 | 0 | 0 | 0 | 0 | 0 | 0 | 0 | 0 | 0 | 0 | 0 | 0 | 0 | 0 | 0 | 0 | 0 | 0
F9_Industrial_Other Industrial_Existing_Space Heating_Natural Gas_Destratification Fans (HVLS)_A_Achievable Economic RVT Potential | F9 | Industrial | Other Industrial | Existing | Space Heating | Natural Gas | Destratification Fans (HVLS) | A | Cumulative Winter Peak Savings (MW) | Achievable Economic RVT Potential | 0 | 0 | 0 | 0 | 0 | 0 | 0 | 0 | 0 | 0 | 0 | 0 | 0 | 0 | 0 | 0 | 0 | 0 | 0 | 0 | 0 | 0 | 0
F10_Industrial_Other Industrial_Existing_Space Heating_Natural Gas_Destratification Fans (HVLS)_A_Achievable Economic RVT Potential | F10 | Industrial | Other Industrial | Existing | Space Heating | Natural Gas | Destratification Fans (HVLS) | A | Purchases (Incremental) | Achievable Economic RVT Potential | 0 | 0 | 0 | 0 | 0 | 0 | 0 | 0 | 0 | 0 | 0 | 0 | 0 | 0 | 0 | 0 | 0 | 0 | 0 | 0 | 0 | 0 | 0
F11_Industrial_Other Industrial_Existing_Space Heating_Natural Gas_Destratification Fans (HVLS)_A_Achievable Economic RVT Potential | F11 | Industrial | Other Industrial | Existing | Space Heating | Natural Gas | Destratification Fans (HVLS) | A | Purchases (Cumulative) | Achievable Economic RVT Potential | 0 | 0 | 0 | 0 | 0 | 0 | 0 | 0 | 0 | 0 | 0 | 0 | 0 | 0 | 0 | 0 | 0 | 0 | 0 | 0 | 0 | 0 | 0
F1_Industrial_Other Industrial_Existing_Space Heating_Natural Gas_Gas Boiler - Insulate Steam Lines/Condensate Tank_A_Achievable Economic RVT Potential | F1 | Industrial | Other Industrial | Existing | Space Heating | Natural Gas | Gas Boiler - Insulate Steam Lines/Condensate Tank | A | Integrated Unit Energy Savings (kWh or therms) | Achievable Economic RVT Potential | 0 | 0 | 22.0874 | 21.9812 | 21.8669 | 21.7419 | 21.6028 | 21.4461 | 21.2691 | 21.0699 | 20.8487 | 20.6073 | 20.3493 | 20.0793 | 19.8038 | 19.5295 | 19.2631 | 19.0184 | 18.798 | 18.602 | 18.4272 | 18.2688 | 0
F2_Industrial_Other Industrial_Existing_Space Heating_Natural Gas_Gas Boiler - Insulate Steam Lines/Condensate Tank_A_Achievable Economic RVT Potential | F2 | Industrial | Other Industrial | Existing | Space Heating | Natural Gas | Gas Boiler - Insulate Steam Lines/Condensate Tank | A | Integrated Unit Summer Peak Savings (kW) | Achievable Economic RVT Potential | 0 | 0 | 0 | 0 | 0 | 0 | 0 | 0 | 0 | 0 | 0 | 0 | 0 | 0 | 0 | 0 | 0 | 0 | 0 | 0 | 0 | 0 | 0
F3_Industrial_Other Industrial_Existing_Space Heating_Natural Gas_Gas Boiler - Insulate Steam Lines/Condensate Tank_A_Achievable Economic RVT Potential | F3 | Industrial | Other Industrial | Existing | Space Heating | Natural Gas | Gas Boiler - Insulate Steam Lines/Condensate Tank | A | Integrated Unit Winter Peak Savings (kW) | Achievable Economic RVT Potential | 0 | 0 | 0 | 0 | 0 | 0 | 0 | 0 | 0 | 0 | 0 | 0 | 0 | 0 | 0 | 0 | 0 | 0 | 0 | 0 | 0 | 0 | 0
F4_Industrial_Other Industrial_Existing_Space Heating_Natural Gas_Gas Boiler - Insulate Steam Lines/Condensate Tank_A_Achievable Economic RVT Potential | F4 | Industrial | Other Industrial | Existing | Space Heating | Natural Gas | Gas Boiler - Insulate Steam Lines/Condensate Tank | A | Incremental Energy Savings (MWh or mTherms) | Achievable Economic RVT Potential | 0 | 0 | 0.047657 | 0.04661 | 0.045568 | 0.044526 | 0.043479 | 0.042419 | 0.041344 | 0.04025 | 0.039141 | 0.038021 | 0.036897 | 0.03578 | 0.034681 | 0.033611 | 0.032581 | 0.031612 | 0.030707 | 0.029863 | 0.029072 | 0.028325 | 0
F5_Industrial_Other Industrial_Existing_Space Heating_Natural Gas_Gas Boiler - Insulate Steam Lines/Condensate Tank_A_Achievable Economic RVT Potential | F5 | Industrial | Other Industrial | Existing | Space Heating | Natural Gas | Gas Boiler - Insulate Steam Lines/Condensate Tank | A | Incremental Summer Peak Savings (MW) | Achievable Economic RVT Potential | 0 | 0 | 0 | 0 | 0 | 0 | 0 | 0 | 0 | 0 | 0 | 0 | 0 | 0 | 0 | 0 | 0 | 0 | 0 | 0 | 0 | 0 | 0
F6_Industrial_Other Industrial_Existing_Space Heating_Natural Gas_Gas Boiler - Insulate Steam Lines/Condensate Tank_A_Achievable Economic RVT Potential | F6 | Industrial | Other Industrial | Existing | Space Heating | Natural Gas | Gas Boiler - Insulate Steam Lines/Condensate Tank | A | Incremental Winter Peak Savings (MW) | Achievable Economic RVT Potential | 0 | 0 | 0 | 0 | 0 | 0 | 0 | 0 | 0 | 0 | 0 | 0 | 0 | 0 | 0 | 0 | 0 | 0 | 0 | 0 | 0 | 0 | 0
F7_Industrial_Other Industrial_Existing_Space Heating_Natural Gas_Gas Boiler - Insulate Steam Lines/Condensate Tank_A_Achievable Economic RVT Potential | F7 | Industrial | Other Industrial | Existing | Space Heating | Natural Gas | Gas Boiler - Insulate Steam Lines/Condensate Tank | A | Cumulative Energy Savings (MWh or mTherms) | Achievable Economic RVT Potential | 0 | 0 | 0.047657 | 0.094037 | 0.13912 | 0.18285 | 0.22516 | 0.26594 | 0.30509 | 0.34248 | 0.37803 | 0.41167 | 0.44341 | 0.47331 | 0.5015 | 0.52816 | 0.55354 | 0.57812 | 0.60213 | 0.62571 | 0.64891 | 0.67165 | 0
F8_Industrial_Other Industrial_Existing_Space Heating_Natural Gas_Gas Boiler - Insulate Steam Lines/Condensate Tank_A_Achievable Economic RVT Potential | F8 | Industrial | Other Industrial | Existing | Space Heating | Natural Gas | Gas Boiler - Insulate Steam Lines/Condensate Tank | A | Cumulative Summer Peak Savings (MW) | Achievable Economic RVT Potential | 0 | 0 | 0 | 0 | 0 | 0 | 0 | 0 | 0 | 0 | 0 | 0 | 0 | 0 | 0 | 0 | 0 | 0 | 0 | 0 | 0 | 0 | 0
F9_Industrial_Other Industrial_Existing_Space Heating_Natural Gas_Gas Boiler - Insulate Steam Lines/Condensate Tank_A_Achievable Economic RVT Potential | F9 | Industrial | Other Industrial | Existing | Space Heating | Natural Gas | Gas Boiler - Insulate Steam Lines/Condensate Tank | A | Cumulative Winter Peak Savings (MW) | Achievable Economic RVT Potential | 0 | 0 | 0 | 0 | 0 | 0 | 0 | 0 | 0 | 0 | 0 | 0 | 0 | 0 | 0 | 0 | 0 | 0 | 0 | 0 | 0 | 0 | 0
F10_Industrial_Other Industrial_Existing_Space Heating_Natural Gas_Gas Boiler - Insulate Steam Lines/Condensate Tank_A_Achievable Economic RVT Potential | F10 | Industrial | Other Industrial | Existing | Space Heating | Natural Gas | Gas Boiler - Insulate Steam Lines/Condensate Tank | A | Purchases (Incremental) | Achievable Economic RVT Potential | 0 | 0 | 2.1576 | 2.1204 | 2.0839 | 2.0479 | 2.0126 | 1.9779 | 1.9438 | 1.9103 | 1.8774 | 1.845 | 1.8132 | 1.7819 | 1.7512 | 1.721 | 1.6914 | 1.6622 | 1.6335 | 1.6054 | 1.5777 | 1.5505 | 0
F11_Industrial_Other Industrial_Existing_Space Heating_Natural Gas_Gas Boiler - Insulate Steam Lines/Condensate Tank_A_Achievable Economic RVT Potential | F11 | Industrial | Other Industrial | Existing | Space Heating | Natural Gas | Gas Boiler - Insulate Steam Lines/Condensate Tank | A | Purchases (Cumulative) | Achievable Economic RVT Potential | 0 | 0 | 2.1576 | 4.2781 | 6.3619 | 8.4099 | 10.4225 | 12.4005 | 14.3443 | 16.2546 | 18.132 | 19.977 | 21.7902 | 23.5722 | 25.3234 | 27.0444 | 28.7358 | 30.3979 | 32.0315 | 33.6368 | 35.2145 | 36.765 | 0
F1_Industrial_Other Industrial_Existing_Process_Natural Gas_Gas Boiler - Insulate Steam Lines/Condensate Tank_A_Achievable Economic RVT Potential | F1 | Industrial | Other Industrial | Existing | Process | Natural Gas | Gas Boiler - Insulate Steam Lines/Condensate Tank | A | Integrated Unit Energy Savings (kWh or therms) | Achievable Economic RVT Potential | 0 | 0 | 16.8172 | 16.7844 | 16.751 | 16.7166 | 16.681 | 16.6439 | 16.6056 | 16.5667 | 16.5277 | 16.4894 | 16.4521 | 16.4161 | 16.3811 | 16.3467 | 16.3123 | 16.2776 | 16.2425 | 16.2068 | 16.1706 | 16.1339 | 0
F2_Industrial_Other Industrial_Existing_Process_Natural Gas_Gas Boiler - Insulate Steam Lines/Condensate Tank_A_Achievable Economic RVT Potential | F2 | Industrial | Other Industrial | Existing | Process | Natural Gas | Gas Boiler - Insulate Steam Lines/Condensate Tank | A | Integrated Unit Summer Peak Savings (kW) | Achievable Economic RVT Potential | 0 | 0 | 0 | 0 | 0 | 0 | 0 | 0 | 0 | 0 | 0 | 0 | 0 | 0 | 0 | 0 | 0 | 0 | 0 | 0 | 0 | 0 | 0
F3_Industrial_Other Industrial_Existing_Process_Natural Gas_Gas Boiler - Insulate Steam Lines/Condensate Tank_A_Achievable Economic RVT Potential | F3 | Industrial | Other Industrial | Existing | Process | Natural Gas | Gas Boiler - Insulate Steam Lines/Condensate Tank | A | Integrated Unit Winter Peak Savings (kW) | Achievable Economic RVT Potential | 0 | 0 | 0 | 0 | 0 | 0 | 0 | 0 | 0 | 0 | 0 | 0 | 0 | 0 | 0 | 0 | 0 | 0 | 0 | 0 | 0 | 0 | 0
F4_Industrial_Other Industrial_Existing_Process_Natural Gas_Gas Boiler - Insulate Steam Lines/Condensate Tank_A_Achievable Economic RVT Potential | F4 | Industrial | Other Industrial | Existing | Process | Natural Gas | Gas Boiler - Insulate Steam Lines/Condensate Tank | A | Incremental Energy Savings (MWh or mTherms) | Achievable Economic RVT Potential | 0 | 0 | 0.52538 | 0.51532 | 0.50542 | 0.49569 | 0.48611 | 0.47666 | 0.46737 | 0.45823 | 0.44927 | 0.4405 | 0.43193 | 0.42355 | 0.41536 | 0.40734 | 0.39948 | 0.39176 | 0.38417 | 0.37672 | 0.3694 | 0.3622 | 0
F5_Industrial_Other Industrial_Existing_Process_Natural Gas_Gas Boiler - Insulate Steam Lines/Condensate Tank_A_Achievable Economic RVT Potential | F5 | Industrial | Other Industrial | Existing | Process | Natural Gas | Gas Boiler - Insulate Steam Lines/Condensate Tank | A | Incremental Summer Peak Savings (MW) | Achievable Economic RVT Potential | 0 | 0 | 0 | 0 | 0 | 0 | 0 | 0 | 0 | 0 | 0 | 0 | 0 | 0 | 0 | 0 | 0 | 0 | 0 | 0 | 0 | 0 | 0
F6_Industrial_Other Industrial_Existing_Process_Natural Gas_Gas Boiler - Insulate Steam Lines/Condensate Tank_A_Achievable Economic RVT Potential | F6 | Industrial | Other Industrial | Existing | Process | Natural Gas | Gas Boiler - Insulate Steam Lines/Condensate Tank | A | Incremental Winter Peak Savings (MW) | Achievable Economic RVT Potential | 0 | 0 | 0 | 0 | 0 | 0 | 0 | 0 | 0 | 0 | 0 | 0 | 0 | 0 | 0 | 0 | 0 | 0 | 0 | 0 | 0 | 0 | 0
F7_Industrial_Other Industrial_Existing_Process_Natural Gas_Gas Boiler - Insulate Steam Lines/Condensate Tank_A_Achievable Economic RVT Potential | F7 | Industrial | Other Industrial | Existing | Process | Natural Gas | Gas Boiler - Insulate Steam Lines/Condensate Tank | A | Cumulative Energy Savings (MWh or mTherms) | Achievable Economic RVT Potential | 0 | 0 | 0.52538 | 1.0397 | 1.543 | 2.0356 | 2.5173 | 2.9884 | 3.4489 | 3.899 | 4.3391 | 4.7696 | 5.1907 | 5.6029 | 6.0063 | 6.401 | 6.7871 | 7.1644 | 7.5331 | 7.8933 | 8.2451 | 8.5885 | 0
F8_Industrial_Other Industrial_Existing_Process_Natural Gas_Gas Boiler - Insulate Steam Lines/Condensate Tank_A_Achievable Economic RVT Potential | F8 | Industrial | Other Industrial | Existing | Process | Natural Gas | Gas Boiler - Insulate Steam Lines/Condensate Tank | A | Cumulative Summer Peak Savings (MW) | Achievable Economic RVT Potential | 0 | 0 | 0 | 0 | 0 | 0 | 0 | 0 | 0 | 0 | 0 | 0 | 0 | 0 | 0 | 0 | 0 | 0 | 0 | 0 | 0 | 0 | 0
F9_Industrial_Other Industrial_Existing_Process_Natural Gas_Gas Boiler - Insulate Steam Lines/Condensate Tank_A_Achievable Economic RVT Potential | F9 | Industrial | Other Industrial | Existing | Process | Natural Gas | Gas Boiler - Insulate Steam Lines/Condensate Tank | A | Cumulative Winter Peak Savings (MW) | Achievable Economic RVT Potential | 0 | 0 | 0 | 0 | 0 | 0 | 0 | 0 | 0 | 0 | 0 | 0 | 0 | 0 | 0 | 0 | 0 | 0 | 0 | 0 | 0 | 0 | 0
F10_Industrial_Other Industrial_Existing_Process_Natural Gas_Gas Boiler - Insulate Steam Lines/Condensate Tank_A_Achievable Economic RVT Potential | F10 | Industrial | Other Industrial | Existing | Process | Natural Gas | Gas Boiler - Insulate Steam Lines/Condensate Tank | A | Purchases (Incremental) | Achievable Economic RVT Potential | 0 | 0 | 31.2408 | 30.7022 | 30.1729 | 29.6526 | 29.1414 | 28.6389 | 28.1452 | 27.6599 | 27.183 | 26.7143 | 26.2537 | 25.8011 | 25.3562 | 24.9191 | 24.4894 | 24.0672 | 23.6522 | 23.2444 | 22.8437 | 22.4498 | 0
F11_Industrial_Other Industrial_Existing_Process_Natural Gas_Gas Boiler - Insulate Steam Lines/Condensate Tank_A_Achievable Economic RVT Potential | F11 | Industrial | Other Industrial | Existing | Process | Natural Gas | Gas Boiler - Insulate Steam Lines/Condensate Tank | A | Purchases (Cumulative) | Achievable Economic RVT Potential | 0 | 0 | 31.2408 | 61.943 | 92.1159 | 121.7685 | 150.9099 | 179.5488 | 207.694 | 235.3539 | 262.5369 | 289.2512 | 315.505 | 341.3061 | 366.6623 | 391.5814 | 416.0708 | 440.138 | 463.7903 | 487.0347 | 509.8784 | 532.3282 | 0
F1_Industrial_Other Industrial_Existing_Space Heating_Natural Gas_Gas Boiler - Insulate Hot Water Lines_A_Achievable Economic RVT Potential | F1 | Industrial | Other Industrial | Existing | Space Heating | Natural Gas | Gas Boiler - Insulate Hot Water Lines | A | Integrated Unit Energy Savings (kWh or therms) | Achievable Economic RVT Potential | 0 | 0 | 24.9924 | 24.9026 | 24.8089 | 24.7107 | 24.6063 | 24.4944 | 24.3743 | 24.2454 | 24.1083 | 23.9638 | 23.8129 | 23.6558 | 23.4929 | 23.3247 | 23.1522 | 22.9884 | 22.8348 | 22.6914 | 22.5585 | 22.4362 | 0
F2_Industrial_Other Industrial_Existing_Space Heating_Natural Gas_Gas Boiler - Insulate Hot Water Lines_A_Achievable Economic RVT Potential | F2 | Industrial | Other Industrial | Existing | Space Heating | Natural Gas | Gas Boiler - Insulate Hot Water Lines | A | Integrated Unit Summer Peak Savings (kW) | Achievable Economic RVT Potential | 0 | 0 | 0 | 0 | 0 | 0 | 0 | 0 | 0 | 0 | 0 | 0 | 0 | 0 | 0 | 0 | 0 | 0 | 0 | 0 | 0 | 0 | 0
F3_Industrial_Other Industrial_Existing_Space Heating_Natural Gas_Gas Boiler - Insulate Hot Water Lines_A_Achievable Economic RVT Potential | F3 | Industrial | Other Industrial | Existing | Space Heating | Natural Gas | Gas Boiler - Insulate Hot Water Lines | A | Integrated Unit Winter Peak Savings (kW) | Achievable Economic RVT Potential | 0 | 0 | 0 | 0 | 0 | 0 | 0 | 0 | 0 | 0 | 0 | 0 | 0 | 0 | 0 | 0 | 0 | 0 | 0 | 0 | 0 | 0 | 0
F4_Industrial_Other Industrial_Existing_Space Heating_Natural Gas_Gas Boiler - Insulate Hot Water Lines_A_Achievable Economic RVT Potential | F4 | Industrial | Other Industrial | Existing | Space Heating | Natural Gas | Gas Boiler - Insulate Hot Water Lines | A | Incremental Energy Savings (MWh or mTherms) | Achievable Economic RVT Potential | 0 | 0 | 0.10785 | 0.10561 | 0.1034 | 0.10121 | 0.099047 | 0.096897 | 0.094759 | 0.092633 | 0.090521 | 0.088427 | 0.086355 | 0.084307 | 0.082282 | 0.080285 | 0.078317 | 0.076422 | 0.074603 | 0.072856 | 0.07118 | 0.069574 | 0
F5_Industrial_Other Industrial_Existing_Space Heating_Natural Gas_Gas Boiler - Insulate Hot Water Lines_A_Achievable Economic RVT Potential | F5 | Industrial | Other Industrial | Existing | Space Heating | Natural Gas | Gas Boiler - Insulate Hot Water Lines | A | Incremental Summer Peak Savings (MW) | Achievable Economic RVT Potential | 0 | 0 | 0 | 0 | 0 | 0 | 0 | 0 | 0 | 0 | 0 | 0 | 0 | 0 | 0 | 0 | 0 | 0 | 0 | 0 | 0 | 0 | 0
F6_Industrial_Other Industrial_Existing_Space Heating_Natural Gas_Gas Boiler - Insulate Hot Water Lines_A_Achievable Economic RVT Potential | F6 | Industrial | Other Industrial | Existing | Space Heating | Natural Gas | Gas Boiler - Insulate Hot Water Lines | A | Incremental Winter Peak Savings (MW) | Achievable Economic RVT Potential | 0 | 0 | 0 | 0 | 0 | 0 | 0 | 0 | 0 | 0 | 0 | 0 | 0 | 0 | 0 | 0 | 0 | 0 | 0 | 0 | 0 | 0 | 0
F7_Industrial_Other Industrial_Existing_Space Heating_Natural Gas_Gas Boiler - Insulate Hot Water Lines_A_Achievable Economic RVT Potential | F7 | Industrial | Other Industrial | Existing | Space Heating | Natural Gas | Gas Boiler - Insulate Hot Water Lines | A | Cumulative Energy Savings (MWh or mTherms) | Achievable Economic RVT Potential | 0 | 0 | 0.10785 | 0.21307 | 0.31567 | 0.41563 | 0.51292 | 0.60748 | 0.69927 | 0.7882 | 0.87426 | 0.95745 | 1.0378 | 1.1152 | 1.1898 | 1.2616 | 1.3306 | 1.3976 | 1.4629 | 1.5265 | 1.5888 | 1.6497 | 0
F8_Industrial_Other Industrial_Existing_Space Heating_Natural Gas_Gas Boiler - Insulate Hot Water Lines_A_Achievable Economic RVT Potential | F8 | Industrial | Other Industrial | Existing | Space Heating | Natural Gas | Gas Boiler - Insulate Hot Water Lines | A | Cumulative Summer Peak Savings (MW) | Achievable Economic RVT Potential | 0 | 0 | 0 | 0 | 0 | 0 | 0 | 0 | 0 | 0 | 0 | 0 | 0 | 0 | 0 | 0 | 0 | 0 | 0 | 0 | 0 | 0 | 0
F9_Industrial_Other Industrial_Existing_Space Heating_Natural Gas_Gas Boiler - Insulate Hot Water Lines_A_Achievable Economic RVT Potential | F9 | Industrial | Other Industrial | Existing | Space Heating | Natural Gas | Gas Boiler - Insulate Hot Water Lines | A | Cumulative Winter Peak Savings (MW) | Achievable Economic RVT Potential | 0 | 0 | 0 | 0 | 0 | 0 | 0 | 0 | 0 | 0 | 0 | 0 | 0 | 0 | 0 | 0 | 0 | 0 | 0 | 0 | 0 | 0 | 0
F10_Industrial_Other Industrial_Existing_Space Heating_Natural Gas_Gas Boiler - Insulate Hot Water Lines_A_Achievable Economic RVT Potential | F10 | Industrial | Other Industrial | Existing | Space Heating | Natural Gas | Gas Boiler - Insulate Hot Water Lines | A | Purchases (Incremental) | Achievable Economic RVT Potential | 0 | 0 | 4.3153 | 4.2409 | 4.1678 | 4.0959 | 4.0253 | 3.9559 | 3.8877 | 3.8206 | 3.7548 | 3.69 | 3.6264 | 3.5639 | 3.5024 | 3.4421 | 3.3827 | 3.3244 | 3.2671 | 3.2107 | 3.1554 | 3.101 | 0
F11_Industrial_Other Industrial_Existing_Space Heating_Natural Gas_Gas Boiler - Insulate Hot Water Lines_A_Achievable Economic RVT Potential | F11 | Industrial | Other Industrial | Existing | Space Heating | Natural Gas | Gas Boiler - Insulate Hot Water Lines | A | Purchases (Cumulative) | Achievable Economic RVT Potential | 0 | 0 | 4.3153 | 8.5561 | 12.7239 | 16.8198 | 20.8451 | 24.8009 | 28.6886 | 32.5092 | 36.264 | 39.954 | 43.5804 | 47.1443 | 50.6468 | 54.0888 | 57.4715 | 60.7959 | 64.063 | 67.2737 | 70.4291 | 73.5301 | 0
F1_Industrial_Other Industrial_Existing_Process_Natural Gas_Gas Boiler - Insulate Hot Water Lines_A_Achievable Economic RVT Potential | F1 | Industrial | Other Industrial | Existing | Process | Natural Gas | Gas Boiler - Insulate Hot Water Lines | A | Integrated Unit Energy Savings (kWh or therms) | Achievable Economic RVT Potential | 0 | 0 | 19.0362 | 19.027 | 19.0174 | 19.0073 | 18.9962 | 18.9839 | 18.9707 | 18.9573 | 18.9443 | 18.9325 | 18.9223 | 18.9142 | 18.9078 | 18.9025 | 18.8979 | 18.8935 | 18.8891 | 18.8848 | 18.8804 | 18.8759 | 0
F2_Industrial_Other Industrial_Existing_Process_Natural Gas_Gas Boiler - Insulate Hot Water Lines_A_Achievable Economic RVT Potential | F2 | Industrial | Other Industrial | Existing | Process | Natural Gas | Gas Boiler - Insulate Hot Water Lines | A | Integrated Unit Summer Peak Savings (kW) | Achievable Economic RVT Potential | 0 | 0 | 0 | 0 | 0 | 0 | 0 | 0 | 0 | 0 | 0 | 0 | 0 | 0 | 0 | 0 | 0 | 0 | 0 | 0 | 0 | 0 | 0
F3_Industrial_Other Industrial_Existing_Process_Natural Gas_Gas Boiler - Insulate Hot Water Lines_A_Achievable Economic RVT Potential | F3 | Industrial | Other Industrial | Existing | Process | Natural Gas | Gas Boiler - Insulate Hot Water Lines | A | Integrated Unit Winter Peak Savings (kW) | Achievable Economic RVT Potential | 0 | 0 | 0 | 0 | 0 | 0 | 0 | 0 | 0 | 0 | 0 | 0 | 0 | 0 | 0 | 0 | 0 | 0 | 0 | 0 | 0 | 0 | 0
F4_Industrial_Other Industrial_Existing_Process_Natural Gas_Gas Boiler - Insulate Hot Water Lines_A_Achievable Economic RVT Potential | F4 | Industrial | Other Industrial | Existing | Process | Natural Gas | Gas Boiler - Insulate Hot Water Lines | A | Incremental Energy Savings (MWh or mTherms) | Achievable Economic RVT Potential | 0 | 0 | 1.1894 | 1.1683 | 1.1476 | 1.1272 | 1.1072 | 1.0874 | 1.0679 | 1.0487 | 1.0299 | 1.0115 | 0.99356 | 0.97602 | 0.95886 | 0.94207 | 0.9256 | 0.90943 | 0.89354 | 0.87793 | 0.8626 | 0.84752 | 0
F5_Industrial_Other Industrial_Existing_Process_Natural Gas_Gas Boiler - Insulate Hot Water Lines_A_Achievable Economic RVT Potential | F5 | Industrial | Other Industrial | Existing | Process | Natural Gas | Gas Boiler - Insulate Hot Water Lines | A | Incremental Summer Peak Savings (MW) | Achievable Economic RVT Potential | 0 | 0 | 0 | 0 | 0 | 0 | 0 | 0 | 0 | 0 | 0 | 0 | 0 | 0 | 0 | 0 | 0 | 0 | 0 | 0 | 0 | 0 | 0
F6_Industrial_Other Industrial_Existing_Process_Natural Gas_Gas Boiler - Insulate Hot Water Lines_A_Achievable Economic RVT Potential | F6 | Industrial | Other Industrial | Existing | Process | Natural Gas | Gas Boiler - Insulate Hot Water Lines | A | Incremental Winter Peak Savings (MW) | Achievable Economic RVT Potential | 0 | 0 | 0 | 0 | 0 | 0 | 0 | 0 | 0 | 0 | 0 | 0 | 0 | 0 | 0 | 0 | 0 | 0 | 0 | 0 | 0 | 0 | 0
F7_Industrial_Other Industrial_Existing_Process_Natural Gas_Gas Boiler - Insulate Hot Water Lines_A_Achievable Economic RVT Potential | F7 | Industrial | Other Industrial | Existing | Process | Natural Gas | Gas Boiler - Insulate Hot Water Lines | A | Cumulative Energy Savings (MWh or mTherms) | Achievable Economic RVT Potential | 0 | 0 | 1.1894 | 2.3572 | 3.5036 | 4.629 | 5.7334 | 6.8171 | 7.8802 | 8.9233 | 9.9471 | 10.9525 | 11.9402 | 12.9111 | 13.8656 | 14.8038 | 15.7257 | 16.6315 | 17.5212 | 18.3951 | 19.2534 | 20.0964 | 0
F8_Industrial_Other Industrial_Existing_Process_Natural Gas_Gas Boiler - Insulate Hot Water Lines_A_Achievable Economic RVT Potential | F8 | Industrial | Other Industrial | Existing | Process | Natural Gas | Gas Boiler - Insulate Hot Water Lines | A | Cumulative Summer Peak Savings (MW) | Achievable Economic RVT Potential | 0 | 0 | 0 | 0 | 0 | 0 | 0 | 0 | 0 | 0 | 0 | 0 | 0 | 0 | 0 | 0 | 0 | 0 | 0 | 0 | 0 | 0 | 0
F9_Industrial_Other Industrial_Existing_Process_Natural Gas_Gas Boiler - Insulate Hot Water Lines_A_Achievable Economic RVT Potential | F9 | Industrial | Other Industrial | Existing | Process | Natural Gas | Gas Boiler - Insulate Hot Water Lines | A | Cumulative Winter Peak Savings (MW) | Achievable Economic RVT Potential | 0 | 0 | 0 | 0 | 0 | 0 | 0 | 0 | 0 | 0 | 0 | 0 | 0 | 0 | 0 | 0 | 0 | 0 | 0 | 0 | 0 | 0 | 0
F10_Industrial_Other Industrial_Existing_Process_Natural Gas_Gas Boiler - Insulate Hot Water Lines_A_Achievable Economic RVT Potential | F10 | Industrial | Other Industrial | Existing | Process | Natural Gas | Gas Boiler - Insulate Hot Water Lines | A | Purchases (Incremental) | Achievable Economic RVT Potential | 0 | 0 | 62.4817 | 61.4044 | 60.3457 | 59.3053 | 58.2828 | 57.2779 | 56.2903 | 55.3198 | 54.366 | 53.4287 | 52.5075 | 51.6022 | 50.7125 | 49.8381 | 48.9789 | 48.1344 | 47.3045 | 46.4889 | 45.6874 | 44.8997 | 0
F11_Industrial_Other Industrial_Existing_Process_Natural Gas_Gas Boiler - Insulate Hot Water Lines_A_Achievable Economic RVT Potential | F11 | Industrial | Other Industrial | Existing | Process | Natural Gas | Gas Boiler - Insulate Hot Water Lines | A | Purchases (Cumulative) | Achievable Economic RVT Potential | 0 | 0 | 62.4817 | 123.8861 | 184.2318 | 243.537 | 301.8198 | 359.0977 | 415.388 | 470.7078 | 525.0738 | 578.5025 | 631.01 | 682.6121 | 733.3246 | 783.1628 | 832.1416 | 880.276 | 927.5805 | 974.0694 | 1019.7568 | 1064.6564 | 0
F1_Industrial_Other Industrial_Existing_Process_Natural Gas_Process - Insulate Heated Process Fluids_A_Achievable Economic RVT Potential | F1 | Industrial | Other Industrial | Existing | Process | Natural Gas | Process - Insulate Heated Process Fluids | A | Integrated Unit Energy Savings (kWh or therms) | Achievable Economic RVT Potential | 0 | 0 | 13.5791 | 13.5488 | 13.518 | 13.4863 | 13.4537 | 13.4197 | 13.3848 | 13.3493 | 13.3137 | 13.2786 | 13.2442 | 13.2108 | 13.1782 | 13.146 | 13.1137 | 13.0811 | 13.0482 | 13.0147 | 12.9808 | 12.9463 | 0
F2_Industrial_Other Industrial_Existing_Process_Natural Gas_Process - Insulate Heated Process Fluids_A_Achievable Economic RVT Potential | F2 | Industrial | Other Industrial | Existing | Process | Natural Gas | Process - Insulate Heated Process Fluids | A | Integrated Unit Summer Peak Savings (kW) | Achievable Economic RVT Potential | 0 | 0 | 0 | 0 | 0 | 0 | 0 | 0 | 0 | 0 | 0 | 0 | 0 | 0 | 0 | 0 | 0 | 0 | 0 | 0 | 0 | 0 | 0
F3_Industrial_Other Industrial_Existing_Process_Natural Gas_Process - Insulate Heated Process Fluids_A_Achievable Economic RVT Potential | F3 | Industrial | Other Industrial | Existing | Process | Natural Gas | Process - Insulate Heated Process Fluids | A | Integrated Unit Winter Peak Savings (kW) | Achievable Economic RVT Potential | 0 | 0 | 0 | 0 | 0 | 0 | 0 | 0 | 0 | 0 | 0 | 0 | 0 | 0 | 0 | 0 | 0 | 0 | 0 | 0 | 0 | 0 | 0
F4_Industrial_Other Industrial_Existing_Process_Natural Gas_Process - Insulate Heated Process Fluids_A_Achievable Economic RVT Potential | F4 | Industrial | Other Industrial | Existing | Process | Natural Gas | Process - Insulate Heated Process Fluids | A | Incremental Energy Savings (MWh or mTherms) | Achievable Economic RVT Potential | 0 | 0 | 0 | 0 | 0 | 0 | 0 | 0 | 0 | 0 | 0 | 0 | 0 | 0 | 0 | 0 | 0 | 0 | 0 | 0 | 0 | 0 | 0
F5_Industrial_Other Industrial_Existing_Process_Natural Gas_Process - Insulate Heated Process Fluids_A_Achievable Economic RVT Potential | F5 | Industrial | Other Industrial | Existing | Process | Natural Gas | Process - Insulate Heated Process Fluids | A | Incremental Summer Peak Savings (MW) | Achievable Economic RVT Potential | 0 | 0 | 0 | 0 | 0 | 0 | 0 | 0 | 0 | 0 | 0 | 0 | 0 | 0 | 0 | 0 | 0 | 0 | 0 | 0 | 0 | 0 | 0
F6_Industrial_Other Industrial_Existing_Process_Natural Gas_Process - Insulate Heated Process Fluids_A_Achievable Economic RVT Potential | F6 | Industrial | Other Industrial | Existing | Process | Natural Gas | Process - Insulate Heated Process Fluids | A | Incremental Winter Peak Savings (MW) | Achievable Economic RVT Potential | 0 | 0 | 0 | 0 | 0 | 0 | 0 | 0 | 0 | 0 | 0 | 0 | 0 | 0 | 0 | 0 | 0 | 0 | 0 | 0 | 0 | 0 | 0
F7_Industrial_Other Industrial_Existing_Process_Natural Gas_Process - Insulate Heated Process Fluids_A_Achievable Economic RVT Potential | F7 | Industrial | Other Industrial | Existing | Process | Natural Gas | Process - Insulate Heated Process Fluids | A | Cumulative Energy Savings (MWh or mTherms) | Achievable Economic RVT Potential | 0 | 0 | 0 | 0 | 0 | 0 | 0 | 0 | 0 | 0 | 0 | 0 | 0 | 0 | 0 | 0 | 0 | 0 | 0 | 0 | 0 | 0 | 0
F8_Industrial_Other Industrial_Existing_Process_Natural Gas_Process - Insulate Heated Process Fluids_A_Achievable Economic RVT Potential | F8 | Industrial | Other Industrial | Existing | Process | Natural Gas | Process - Insulate Heated Process Fluids | A | Cumulative Summer Peak Savings (MW) | Achievable Economic RVT Potential | 0 | 0 | 0 | 0 | 0 | 0 | 0 | 0 | 0 | 0 | 0 | 0 | 0 | 0 | 0 | 0 | 0 | 0 | 0 | 0 | 0 | 0 | 0
F9_Industrial_Other Industrial_Existing_Process_Natural Gas_Process - Insulate Heated Process Fluids_A_Achievable Economic RVT Potential | F9 | Industrial | Other Industrial | Existing | Process | Natural Gas | Process - Insulate Heated Process Fluids | A | Cumulative Winter Peak Savings (MW) | Achievable Economic RVT Potential | 0 | 0 | 0 | 0 | 0 | 0 | 0 | 0 | 0 | 0 | 0 | 0 | 0 | 0 | 0 | 0 | 0 | 0 | 0 | 0 | 0 | 0 | 0
F10_Industrial_Other Industrial_Existing_Process_Natural Gas_Process - Insulate Heated Process Fluids_A_Achievable Economic RVT Potential | F10 | Industrial | Other Industrial | Existing | Process | Natural Gas | Process - Insulate Heated Process Fluids | A | Purchases (Incremental) | Achievable Economic RVT Potential | 0 | 0 | 0 | 0 | 0 | 0 | 0 | 0 | 0 | 0 | 0 | 0 | 0 | 0 | 0 | 0 | 0 | 0 | 0 | 0 | 0 | 0 | 0
F11_Industrial_Other Industrial_Existing_Process_Natural Gas_Process - Insulate Heated Process Fluids_A_Achievable Economic RVT Potential | F11 | Industrial | Other Industrial | Existing | Process | Natural Gas | Process - Insulate Heated Process Fluids | A | Purchases (Cumulative) | Achievable Economic RVT Potential | 0 | 0 | 0 | 0 | 0 | 0 | 0 | 0 | 0 | 0 | 0 | 0 | 0 | 0 | 0 | 0 | 0 | 0 | 0 | 0 | 0 | 0 | 0
F1_Industrial_Other Industrial_Existing_Process_Natural Gas_Process Heat Recovery_A_Achievable Economic RVT Potential | F1 | Industrial | Other Industrial | Existing | Process | Natural Gas | Process Heat Recovery | A | Integrated Unit Energy Savings (kWh or therms) | Achievable Economic RVT Potential | 0 | 0 | 0.033046 | 0.032945 | 0.03284 | 0.032732 | 0.03262 | 0.032504 | 0.032389 | 0.032274 | 0.032161 | 0.032051 | 0.031945 | 0.031845 | 0.031748 | 0.031655 | 0.031564 | 0.031473 | 0.031385 | 0.031297 | 0.031207 | 0.031117 | 0
F2_Industrial_Other Industrial_Existing_Process_Natural Gas_Process Heat Recovery_A_Achievable Economic RVT Potential | F2 | Industrial | Other Industrial | Existing | Process | Natural Gas | Process Heat Recovery | A | Integrated Unit Summer Peak Savings (kW) | Achievable Economic RVT Potential | 0 | 0 | 0 | 0 | 0 | 0 | 0 | 0 | 0 | 0 | 0 | 0 | 0 | 0 | 0 | 0 | 0 | 0 | 0 | 0 | 0 | 0 | 0
F3_Industrial_Other Industrial_Existing_Process_Natural Gas_Process Heat Recovery_A_Achievable Economic RVT Potential | F3 | Industrial | Other Industrial | Existing | Process | Natural Gas | Process Heat Recovery | A | Integrated Unit Winter Peak Savings (kW) | Achievable Economic RVT Potential | 0 | 0 | 0 | 0 | 0 | 0 | 0 | 0 | 0 | 0 | 0 | 0 | 0 | 0 | 0 | 0 | 0 | 0 | 0 | 0 | 0 | 0 | 0
F4_Industrial_Other Industrial_Existing_Process_Natural Gas_Process Heat Recovery_A_Achievable Economic RVT Potential | F4 | Industrial | Other Industrial | Existing | Process | Natural Gas | Process Heat Recovery | A | Incremental Energy Savings (MWh or mTherms) | Achievable Economic RVT Potential | 0 | 0 | 0 | 0 | 0 | 0 | 0 | 0 | 0 | 0 | 0 | 0 | 0 | 0 | 0 | 0 | 0 | 0 | 0 | 0 | 0 | 0 | 0
F5_Industrial_Other Industrial_Existing_Process_Natural Gas_Process Heat Recovery_A_Achievable Economic RVT Potential | F5 | Industrial | Other Industrial | Existing | Process | Natural Gas | Process Heat Recovery | A | Incremental Summer Peak Savings (MW) | Achievable Economic RVT Potential | 0 | 0 | 0 | 0 | 0 | 0 | 0 | 0 | 0 | 0 | 0 | 0 | 0 | 0 | 0 | 0 | 0 | 0 | 0 | 0 | 0 | 0 | 0
F6_Industrial_Other Industrial_Existing_Process_Natural Gas_Process Heat Recovery_A_Achievable Economic RVT Potential | F6 | Industrial | Other Industrial | Existing | Process | Natural Gas | Process Heat Recovery | A | Incremental Winter Peak Savings (MW) | Achievable Economic RVT Potential | 0 | 0 | 0 | 0 | 0 | 0 | 0 | 0 | 0 | 0 | 0 | 0 | 0 | 0 | 0 | 0 | 0 | 0 | 0 | 0 | 0 | 0 | 0
F7_Industrial_Other Industrial_Existing_Process_Natural Gas_Process Heat Recovery_A_Achievable Economic RVT Potential | F7 | Industrial | Other Industrial | Existing | Process | Natural Gas | Process Heat Recovery | A | Cumulative Energy Savings (MWh or mTherms) | Achievable Economic RVT Potential | 0 | 0 | 0 | 0 | 0 | 0 | 0 | 0 | 0 | 0 | 0 | 0 | 0 | 0 | 0 | 0 | 0 | 0 | 0 | 0 | 0 | 0 | 0
F8_Industrial_Other Industrial_Existing_Process_Natural Gas_Process Heat Recovery_A_Achievable Economic RVT Potential | F8 | Industrial | Other Industrial | Existing | Process | Natural Gas | Process Heat Recovery | A | Cumulative Summer Peak Savings (MW) | Achievable Economic RVT Potential | 0 | 0 | 0 | 0 | 0 | 0 | 0 | 0 | 0 | 0 | 0 | 0 | 0 | 0 | 0 | 0 | 0 | 0 | 0 | 0 | 0 | 0 | 0
F9_Industrial_Other Industrial_Existing_Process_Natural Gas_Process Heat Recovery_A_Achievable Economic RVT Potential | F9 | Industrial | Other Industrial | Existing | Process | Natural Gas | Process Heat Recovery | A | Cumulative Winter Peak Savings (MW) | Achievable Economic RVT Potential | 0 | 0 | 0 | 0 | 0 | 0 | 0 | 0 | 0 | 0 | 0 | 0 | 0 | 0 | 0 | 0 | 0 | 0 | 0 | 0 | 0 | 0 | 0
F10_Industrial_Other Industrial_Existing_Process_Natural Gas_Process Heat Recovery_A_Achievable Economic RVT Potential | F10 | Industrial | Other Industrial | Existing | Process | Natural Gas | Process Heat Recovery | A | Purchases (Incremental) | Achievable Economic RVT Potential | 0 | 0 | 0 | 0 | 0 | 0 | 0 | 0 | 0 | 0 | 0 | 0 | 0 | 0 | 0 | 0 | 0 | 0 | 0 | 0 | 0 | 0 | 0
F11_Industrial_Other Industrial_Existing_Process_Natural Gas_Process Heat Recovery_A_Achievable Economic RVT Potential | F11 | Industrial | Other Industrial | Existing | Process | Natural Gas | Process Heat Recovery | A | Purchases (Cumulative) | Achievable Economic RVT Potential | 0 | 0 | 0 | 0 | 0 | 0 | 0 | 0 | 0 | 0 | 0 | 0 | 0 | 0 | 0 | 0 | 0 | 0 | 0 | 0 | 0 | 0 | 0
F1_Industrial_Other Industrial_Existing_Space Heating_Natural Gas_Building Automation System_A_Achievable Economic RVT Potential | F1 | Industrial | Other Industrial | Existing | Space Heating | Natural Gas | Building Automation System | A | Integrated Unit Energy Savings (kWh or therms) | Achievable Economic RVT Potential | 0 | 0 | 0.015608 | 0.015552 | 0.015493 | 0.015431 | 0.015365 | 0.015293 | 0.015217 | 0.015135 | 0.015049 | 0.014958 | 0.014863 | 0.014765 | 0.014664 | 0.014559 | 0.014451 | 0.014348 | 0.014251 | 0.014161 | 0.014076 | 0.013998 | 0
F2_Industrial_Other Industrial_Existing_Space Heating_Natural Gas_Building Automation System_A_Achievable Economic RVT Potential | F2 | Industrial | Other Industrial | Existing | Space Heating | Natural Gas | Building Automation System | A | Integrated Unit Summer Peak Savings (kW) | Achievable Economic RVT Potential | 0 | 0 | 0 | 0 | 0 | 0 | 0 | 0 | 0 | 0 | 0 | 0 | 0 | 0 | 0 | 0 | 0 | 0 | 0 | 0 | 0 | 0 | 0
F3_Industrial_Other Industrial_Existing_Space Heating_Natural Gas_Building Automation System_A_Achievable Economic RVT Potential | F3 | Industrial | Other Industrial | Existing | Space Heating | Natural Gas | Building Automation System | A | Integrated Unit Winter Peak Savings (kW) | Achievable Economic RVT Potential | 0 | 0 | 0 | 0 | 0 | 0 | 0 | 0 | 0 | 0 | 0 | 0 | 0 | 0 | 0 | 0 | 0 | 0 | 0 | 0 | 0 | 0 | 0
F4_Industrial_Other Industrial_Existing_Space Heating_Natural Gas_Building Automation System_A_Achievable Economic RVT Potential | F4 | Industrial | Other Industrial | Existing | Space Heating | Natural Gas | Building Automation System | A | Incremental Energy Savings (MWh or mTherms) | Achievable Economic RVT Potential | 0 | 0 | 0.12169 | 0.2382 | 0.41406 | 0.65925 | 0.97916 | 1.3718 | 1.8247 | 2.3122 | 2.7944 | 3.2189 | 3.5267 | 3.6628 | 3.5897 | 3.3018 | 2.8318 | 2.2852 | 1.7058 | 1.1532 | 0.71972 | 0.45872 | 0
F5_Industrial_Other Industrial_Existing_Space Heating_Natural Gas_Building Automation System_A_Achievable Economic RVT Potential | F5 | Industrial | Other Industrial | Existing | Space Heating | Natural Gas | Building Automation System | A | Incremental Summer Peak Savings (MW) | Achievable Economic RVT Potential | 0 | 0 | 0 | 0 | 0 | 0 | 0 | 0 | 0 | 0 | 0 | 0 | 0 | 0 | 0 | 0 | 0 | 0 | 0 | 0 | 0 | 0 | 0
F6_Industrial_Other Industrial_Existing_Space Heating_Natural Gas_Building Automation System_A_Achievable Economic RVT Potential | F6 | Industrial | Other Industrial | Existing | Space Heating | Natural Gas | Building Automation System | A | Incremental Winter Peak Savings (MW) | Achievable Economic RVT Potential | 0 | 0 | 0 | 0 | 0 | 0 | 0 | 0 | 0 | 0 | 0 | 0 | 0 | 0 | 0 | 0 | 0 | 0 | 0 | 0 | 0 | 0 | 0
F7_Industrial_Other Industrial_Existing_Space Heating_Natural Gas_Building Automation System_A_Achievable Economic RVT Potential | F7 | Industrial | Other Industrial | Existing | Space Heating | Natural Gas | Building Automation System | A | Cumulative Energy Savings (MWh or mTherms) | Achievable Economic RVT Potential | 0 | 0 | 0.12169 | 0.35945 | 0.77215 | 1.4283 | 2.4013 | 3.762 | 5.5678 | 7.8501 | 10.5996 | 13.7546 | 17.1945 | 20.7438 | 24.1907 | 27.3192 | 29.9486 | 32.021 | 33.511 | 34.4511 | 34.9651 | 35.229 | 0
F8_Industrial_Other Industrial_Existing_Space Heating_Natural Gas_Building Automation System_A_Achievable Economic RVT Potential | F8 | Industrial | Other Industrial | Existing | Space Heating | Natural Gas | Building Automation System | A | Cumulative Summer Peak Savings (MW) | Achievable Economic RVT Potential | 0 | 0 | 0 | 0 | 0 | 0 | 0 | 0 | 0 | 0 | 0 | 0 | 0 | 0 | 0 | 0 | 0 | 0 | 0 | 0 | 0 | 0 | 0
F9_Industrial_Other Industrial_Existing_Space Heating_Natural Gas_Building Automation System_A_Achievable Economic RVT Potential | F9 | Industrial | Other Industrial | Existing | Space Heating | Natural Gas | Building Automation System | A | Cumulative Winter Peak Savings (MW) | Achievable Economic RVT Potential | 0 | 0 | 0 | 0 | 0 | 0 | 0 | 0 | 0 | 0 | 0 | 0 | 0 | 0 | 0 | 0 | 0 | 0 | 0 | 0 | 0 | 0 | 0
F10_Industrial_Other Industrial_Existing_Space Heating_Natural Gas_Building Automation System_A_Achievable Economic RVT Potential | F10 | Industrial | Other Industrial | Existing | Space Heating | Natural Gas | Building Automation System | A | Purchases (Incremental) | Achievable Economic RVT Potential | 0 | 0 | 7796.3601 | 15315.7157 | 26724.8892 | 42722.1832 | 63728.2672 | 89698.8322 | 119911.3374 | 152768.2573 | 185690.2807 | 215197.5562 | 237274.9544 | 248063.8799 | 244804.6946 | 226790.922 | 195962.0137 | 159264.3094 | 119690.5205 | 81434.0014 | 51130.2566 | 32770.8916 | 0
F11_Industrial_Other Industrial_Existing_Space Heating_Natural Gas_Building Automation System_A_Achievable Economic RVT Potential | F11 | Industrial | Other Industrial | Existing | Space Heating | Natural Gas | Building Automation System | A | Purchases (Cumulative) | Achievable Economic RVT Potential | 0 | 0 | 7796.3601 | 23112.0759 | 49836.965 | 92559.1482 | 156287.4154 | 245986.2476 | 365897.5849 | 518665.8422 | 704356.1229 | 919553.6792 | 1156828.6335 | 1404892.5134 | 1649697.2081 | 1876488.1301 | 2072450.1438 | 2231714.4532 | 2351404.9737 | 2432838.9751 | 2483969.2317 | 2516740.1233 | 0
F1_Industrial_Other Industrial_Existing_Space Heating_Natural Gas_Steam System Efficiency Improvements_A_Achievable Economic RVT Potential | F1 | Industrial | Other Industrial | Existing | Space Heating | Natural Gas | Steam System Efficiency Improvements | A | Integrated Unit Energy Savings (kWh or therms) | Achievable Economic RVT Potential | 0 | 0 | 0.13922 | 0.13853 | 0.13778 | 0.13697 | 0.13606 | 0.13504 | 0.1339 | 0.13262 | 0.1312 | 0.12966 | 0.12801 | 0.12629 | 0.12454 | 0.12279 | 0.1211 | 0.11955 | 0.11815 | 0.11691 | 0.11579 | 0.11479 | 0
F2_Industrial_Other Industrial_Existing_Space Heating_Natural Gas_Steam System Efficiency Improvements_A_Achievable Economic RVT Potential | F2 | Industrial | Other Industrial | Existing | Space Heating | Natural Gas | Steam System Efficiency Improvements | A | Integrated Unit Summer Peak Savings (kW) | Achievable Economic RVT Potential | 0 | 0 | 0 | 0 | 0 | 0 | 0 | 0 | 0 | 0 | 0 | 0 | 0 | 0 | 0 | 0 | 0 | 0 | 0 | 0 | 0 | 0 | 0
F3_Industrial_Other Industrial_Existing_Space Heating_Natural Gas_Steam System Efficiency Improvements_A_Achievable Economic RVT Potential | F3 | Industrial | Other Industrial | Existing | Space Heating | Natural Gas | Steam System Efficiency Improvements | A | Integrated Unit Winter Peak Savings (kW) | Achievable Economic RVT Potential | 0 | 0 | 0 | 0 | 0 | 0 | 0 | 0 | 0 | 0 | 0 | 0 | 0 | 0 | 0 | 0 | 0 | 0 | 0 | 0 | 0 | 0 | 0
F4_Industrial_Other Industrial_Existing_Space Heating_Natural Gas_Steam System Efficiency Improvements_A_Achievable Economic RVT Potential | F4 | Industrial | Other Industrial | Existing | Space Heating | Natural Gas | Steam System Efficiency Improvements | A | Incremental Energy Savings (MWh or mTherms) | Achievable Economic RVT Potential | 0 | 0 | 0.0076927 | 0.015037 | 0.026096 | 0.04147 | 0.061452 | 0.085848 | 0.11379 | 0.14359 | 0.17266 | 0.19774 | 0.21526 | 0.22203 | 0.21607 | 0.19737 | 0.16819 | 0.13494 | 0.10022 | 0.06747 | 0.04196 | 0.026659 | 0
F5_Industrial_Other Industrial_Existing_Space Heating_Natural Gas_Steam System Efficiency Improvements_A_Achievable Economic RVT Potential | F5 | Industrial | Other Industrial | Existing | Space Heating | Natural Gas | Steam System Efficiency Improvements | A | Incremental Summer Peak Savings (MW) | Achievable Economic RVT Potential | 0 | 0 | 0 | 0 | 0 | 0 | 0 | 0 | 0 | 0 | 0 | 0 | 0 | 0 | 0 | 0 | 0 | 0 | 0 | 0 | 0 | 0 | 0
F6_Industrial_Other Industrial_Existing_Space Heating_Natural Gas_Steam System Efficiency Improvements_A_Achievable Economic RVT Potential | F6 | Industrial | Other Industrial | Existing | Space Heating | Natural Gas | Steam System Efficiency Improvements | A | Incremental Winter Peak Savings (MW) | Achievable Economic RVT Potential | 0 | 0 | 0 | 0 | 0 | 0 | 0 | 0 | 0 | 0 | 0 | 0 | 0 | 0 | 0 | 0 | 0 | 0 | 0 | 0 | 0 | 0 | 0
F7_Industrial_Other Industrial_Existing_Space Heating_Natural Gas_Steam System Efficiency Improvements_A_Achievable Economic RVT Potential | F7 | Industrial | Other Industrial | Existing | Space Heating | Natural Gas | Steam System Efficiency Improvements | A | Cumulative Energy Savings (MWh or mTherms) | Achievable Economic RVT Potential | 0 | 0 | 0.0076927 | 0.022691 | 0.048665 | 0.089847 | 0.1507 | 0.23543 | 0.34723 | 0.48749 | 0.65494 | 0.84497 | 1.0495 | 1.2574 | 1.456 | 1.633 | 1.7787 | 1.8908 | 1.9689 | 2.0157 | 2.0385 | 2.0474 | 0
F8_Industrial_Other Industrial_Existing_Space Heating_Natural Gas_Steam System Efficiency Improvements_A_Achievable Economic RVT Potential | F8 | Industrial | Other Industrial | Existing | Space Heating | Natural Gas | Steam System Efficiency Improvements | A | Cumulative Summer Peak Savings (MW) | Achievable Economic RVT Potential | 0 | 0 | 0 | 0 | 0 | 0 | 0 | 0 | 0 | 0 | 0 | 0 | 0 | 0 | 0 | 0 | 0 | 0 | 0 | 0 | 0 | 0 | 0
F9_Industrial_Other Industrial_Existing_Space Heating_Natural Gas_Steam System Efficiency Improvements_A_Achievable Economic RVT Potential | F9 | Industrial | Other Industrial | Existing | Space Heating | Natural Gas | Steam System Efficiency Improvements | A | Cumulative Winter Peak Savings (MW) | Achievable Economic RVT Potential | 0 | 0 | 0 | 0 | 0 | 0 | 0 | 0 | 0 | 0 | 0 | 0 | 0 | 0 | 0 | 0 | 0 | 0 | 0 | 0 | 0 | 0 | 0
F10_Industrial_Other Industrial_Existing_Space Heating_Natural Gas_Steam System Efficiency Improvements_A_Achievable Economic RVT Potential | F10 | Industrial | Other Industrial | Existing | Space Heating | Natural Gas | Steam System Efficiency Improvements | A | Purchases (Incremental) | Achievable Economic RVT Potential | 0 | 0 | 55.2538 | 108.5444 | 189.4026 | 302.7773 | 451.65 | 635.7066 | 849.8263 | 1082.6873 | 1316.0097 | 1525.1314 | 1681.5966 | 1758.0591 | 1734.9608 | 1607.295 | 1388.8068 | 1128.7256 | 848.2614 | 577.1327 | 362.3664 | 232.2513 | 0
F11_Industrial_Other Industrial_Existing_Space Heating_Natural Gas_Steam System Efficiency Improvements_A_Achievable Economic RVT Potential | F11 | Industrial | Other Industrial | Existing | Space Heating | Natural Gas | Steam System Efficiency Improvements | A | Purchases (Cumulative) | Achievable Economic RVT Potential | 0 | 0 | 55.2538 | 163.7981 | 353.2007 | 655.978 | 1107.628 | 1743.3346 | 2593.1609 | 3675.8483 | 4991.858 | 6516.9894 | 8198.586 | 9956.6451 | 11691.6059 | 13298.9009 | 14687.7077 | 15816.4333 | 16664.6947 | 17241.8274 | 17604.1938 | 17836.4451 | 0
F1_Industrial_Other Industrial_Existing_Process_Natural Gas_Steam System Efficiency Improvements_A_Achievable Economic RVT Potential | F1 | Industrial | Other Industrial | Existing | Process | Natural Gas | Steam System Efficiency Improvements | A | Integrated Unit Energy Savings (kWh or therms) | Achievable Economic RVT Potential | 0 | 0 | 0.10591 | 0.10558 | 0.10525 | 0.1049 | 0.10454 | 0.10417 | 0.1038 | 0.10343 | 0.10307 | 0.10272 | 0.10238 | 0.10206 | 0.10175 | 0.10145 | 0.10116 | 0.10087 | 0.10058 | 0.1003 | 0.10001 | 0.099724 | 0
F2_Industrial_Other Industrial_Existing_Process_Natural Gas_Steam System Efficiency Improvements_A_Achievable Economic RVT Potential | F2 | Industrial | Other Industrial | Existing | Process | Natural Gas | Steam System Efficiency Improvements | A | Integrated Unit Summer Peak Savings (kW) | Achievable Economic RVT Potential | 0 | 0 | 0 | 0 | 0 | 0 | 0 | 0 | 0 | 0 | 0 | 0 | 0 | 0 | 0 | 0 | 0 | 0 | 0 | 0 | 0 | 0 | 0
F3_Industrial_Other Industrial_Existing_Process_Natural Gas_Steam System Efficiency Improvements_A_Achievable Economic RVT Potential | F3 | Industrial | Other Industrial | Existing | Process | Natural Gas | Steam System Efficiency Improvements | A | Integrated Unit Winter Peak Savings (kW) | Achievable Economic RVT Potential | 0 | 0 | 0 | 0 | 0 | 0 | 0 | 0 | 0 | 0 | 0 | 0 | 0 | 0 | 0 | 0 | 0 | 0 | 0 | 0 | 0 | 0 | 0
F4_Industrial_Other Industrial_Existing_Process_Natural Gas_Steam System Efficiency Improvements_A_Achievable Economic RVT Potential | F4 | Industrial | Other Industrial | Existing | Process | Natural Gas | Steam System Efficiency Improvements | A | Incremental Energy Savings (MWh or mTherms) | Achievable Economic RVT Potential | 0 | 0 | 0 | 0 | 0 | 0 | 0 | 0 | 0 | 0 | 0 | 0 | 0 | 0 | 0 | 0 | 0 | 0 | 0 | 0 | 0 | 0 | 0
F5_Industrial_Other Industrial_Existing_Process_Natural Gas_Steam System Efficiency Improvements_A_Achievable Economic RVT Potential | F5 | Industrial | Other Industrial | Existing | Process | Natural Gas | Steam System Efficiency Improvements | A | Incremental Summer Peak Savings (MW) | Achievable Economic RVT Potential | 0 | 0 | 0 | 0 | 0 | 0 | 0 | 0 | 0 | 0 | 0 | 0 | 0 | 0 | 0 | 0 | 0 | 0 | 0 | 0 | 0 | 0 | 0
F6_Industrial_Other Industrial_Existing_Process_Natural Gas_Steam System Efficiency Improvements_A_Achievable Economic RVT Potential | F6 | Industrial | Other Industrial | Existing | Process | Natural Gas | Steam System Efficiency Improvements | A | Incremental Winter Peak Savings (MW) | Achievable Economic RVT Potential | 0 | 0 | 0 | 0 | 0 | 0 | 0 | 0 | 0 | 0 | 0 | 0 | 0 | 0 | 0 | 0 | 0 | 0 | 0 | 0 | 0 | 0 | 0
F7_Industrial_Other Industrial_Existing_Process_Natural Gas_Steam System Efficiency Improvements_A_Achievable Economic RVT Potential | F7 | Industrial | Other Industrial | Existing | Process | Natural Gas | Steam System Efficiency Improvements | A | Cumulative Energy Savings (MWh or mTherms) | Achievable Economic RVT Potential | 0 | 0 | 0 | 0 | 0 | 0 | 0 | 0 | 0 | 0 | 0 | 0 | 0 | 0 | 0 | 0 | 0 | 0 | 0 | 0 | 0 | 0 | 0
F8_Industrial_Other Industrial_Existing_Process_Natural Gas_Steam System Efficiency Improvements_A_Achievable Economic RVT Potential | F8 | Industrial | Other Industrial | Existing | Process | Natural Gas | Steam System Efficiency Improvements | A | Cumulative Summer Peak Savings (MW) | Achievable Economic RVT Potential | 0 | 0 | 0 | 0 | 0 | 0 | 0 | 0 | 0 | 0 | 0 | 0 | 0 | 0 | 0 | 0 | 0 | 0 | 0 | 0 | 0 | 0 | 0
F9_Industrial_Other Industrial_Existing_Process_Natural Gas_Steam System Efficiency Improvements_A_Achievable Economic RVT Potential | F9 | Industrial | Other Industrial | Existing | Process | Natural Gas | Steam System Efficiency Improvements | A | Cumulative Winter Peak Savings (MW) | Achievable Economic RVT Potential | 0 | 0 | 0 | 0 | 0 | 0 | 0 | 0 | 0 | 0 | 0 | 0 | 0 | 0 | 0 | 0 | 0 | 0 | 0 | 0 | 0 | 0 | 0
F10_Industrial_Other Industrial_Existing_Process_Natural Gas_Steam System Efficiency Improvements_A_Achievable Economic RVT Potential | F10 | Industrial | Other Industrial | Existing | Process | Natural Gas | Steam System Efficiency Improvements | A | Purchases (Incremental) | Achievable Economic RVT Potential | 0 | 0 | 0 | 0 | 0 | 0 | 0 | 0 | 0 | 0 | 0 | 0 | 0 | 0 | 0 | 0 | 0 | 0 | 0 | 0 | 0 | 0 | 0
F11_Industrial_Other Industrial_Existing_Process_Natural Gas_Steam System Efficiency Improvements_A_Achievable Economic RVT Potential | F11 | Industrial | Other Industrial | Existing | Process | Natural Gas | Steam System Efficiency Improvements | A | Purchases (Cumulative) | Achievable Economic RVT Potential | 0 | 0 | 0 | 0 | 0 | 0 | 0 | 0 | 0 | 0 | 0 | 0 | 0 | 0 | 0 | 0 | 0 | 0 | 0 | 0 | 0 | 0 | 0
F1_Industrial_Other Industrial_Existing_Space Heating_Natural Gas_Strategic Energy Management_A_Achievable Economic RVT Potential | F1 | Industrial | Other Industrial | Existing | Space Heating | Natural Gas | Strategic Energy Management | A | Integrated Unit Energy Savings (kWh or therms) | Achievable Economic RVT Potential | 0 | 0 | 3.1645 | 3.1523 | 3.1389 | 3.1239 | 3.1067 | 3.0871 | 3.0645 | 3.0388 | 3.01 | 2.9783 | 2.9443 | 2.9086 | 2.872 | 2.8356 | 2.8003 | 2.768 | 2.7392 | 2.7139 | 2.6916 | 2.6716 | 0
F2_Industrial_Other Industrial_Existing_Space Heating_Natural Gas_Strategic Energy Management_A_Achievable Economic RVT Potential | F2 | Industrial | Other Industrial | Existing | Space Heating | Natural Gas | Strategic Energy Management | A | Integrated Unit Summer Peak Savings (kW) | Achievable Economic RVT Potential | 0 | 0 | 0 | 0 | 0 | 0 | 0 | 0 | 0 | 0 | 0 | 0 | 0 | 0 | 0 | 0 | 0 | 0 | 0 | 0 | 0 | 0 | 0
F3_Industrial_Other Industrial_Existing_Space Heating_Natural Gas_Strategic Energy Management_A_Achievable Economic RVT Potential | F3 | Industrial | Other Industrial | Existing | Space Heating | Natural Gas | Strategic Energy Management | A | Integrated Unit Winter Peak Savings (kW) | Achievable Economic RVT Potential | 0 | 0 | 0 | 0 | 0 | 0 | 0 | 0 | 0 | 0 | 0 | 0 | 0 | 0 | 0 | 0 | 0 | 0 | 0 | 0 | 0 | 0 | 0
F4_Industrial_Other Industrial_Existing_Space Heating_Natural Gas_Strategic Energy Management_A_Achievable Economic RVT Potential | F4 | Industrial | Other Industrial | Existing | Space Heating | Natural Gas | Strategic Energy Management | A | Incremental Energy Savings (MWh or mTherms) | Achievable Economic RVT Potential | 0 | 0 | 0.76508 | 0.74899 | 0.73295 | 0.71686 | 0.70064 | 0.6842 | 0.66749 | 0.65048 | 0.6332 | 0.61573 | 0.5982 | 0.58076 | 0.56357 | 0.54683 | 0.53071 | 0.51555 | 0.50139 | 0.4882 | 0.47583 | 0.46415 | 0
F5_Industrial_Other Industrial_Existing_Space Heating_Natural Gas_Strategic Energy Management_A_Achievable Economic RVT Potential | F5 | Industrial | Other Industrial | Existing | Space Heating | Natural Gas | Strategic Energy Management | A | Incremental Summer Peak Savings (MW) | Achievable Economic RVT Potential | 0 | 0 | 0 | 0 | 0 | 0 | 0 | 0 | 0 | 0 | 0 | 0 | 0 | 0 | 0 | 0 | 0 | 0 | 0 | 0 | 0 | 0 | 0
F6_Industrial_Other Industrial_Existing_Space Heating_Natural Gas_Strategic Energy Management_A_Achievable Economic RVT Potential | F6 | Industrial | Other Industrial | Existing | Space Heating | Natural Gas | Strategic Energy Management | A | Incremental Winter Peak Savings (MW) | Achievable Economic RVT Potential | 0 | 0 | 0 | 0 | 0 | 0 | 0 | 0 | 0 | 0 | 0 | 0 | 0 | 0 | 0 | 0 | 0 | 0 | 0 | 0 | 0 | 0 | 0
F7_Industrial_Other Industrial_Existing_Space Heating_Natural Gas_Strategic Energy Management_A_Achievable Economic RVT Potential | F7 | Industrial | Other Industrial | Existing | Space Heating | Natural Gas | Strategic Energy Management | A | Cumulative Energy Savings (MWh or mTherms) | Achievable Economic RVT Potential | 0 | 0 | 0.76508 | 1.5111 | 2.2376 | 2.9438 | 3.6283 | 4.2895 | 4.9257 | 5.5348 | 6.1155 | 6.6669 | 7.1889 | 7.6824 | 8.1494 | 8.5929 | 9.0166 | 9.4283 | 9.8317 | 10.229 | 10.6208 | 11.006 | 0
F8_Industrial_Other Industrial_Existing_Space Heating_Natural Gas_Strategic Energy Management_A_Achievable Economic RVT Potential | F8 | Industrial | Other Industrial | Existing | Space Heating | Natural Gas | Strategic Energy Management | A | Cumulative Summer Peak Savings (MW) | Achievable Economic RVT Potential | 0 | 0 | 0 | 0 | 0 | 0 | 0 | 0 | 0 | 0 | 0 | 0 | 0 | 0 | 0 | 0 | 0 | 0 | 0 | 0 | 0 | 0 | 0
F9_Industrial_Other Industrial_Existing_Space Heating_Natural Gas_Strategic Energy Management_A_Achievable Economic RVT Potential | F9 | Industrial | Other Industrial | Existing | Space Heating | Natural Gas | Strategic Energy Management | A | Cumulative Winter Peak Savings (MW) | Achievable Economic RVT Potential | 0 | 0 | 0 | 0 | 0 | 0 | 0 | 0 | 0 | 0 | 0 | 0 | 0 | 0 | 0 | 0 | 0 | 0 | 0 | 0 | 0 | 0 | 0
F10_Industrial_Other Industrial_Existing_Space Heating_Natural Gas_Strategic Energy Management_A_Achievable Economic RVT Potential | F10 | Industrial | Other Industrial | Existing | Space Heating | Natural Gas | Strategic Energy Management | A | Purchases (Incremental) | Achievable Economic RVT Potential | 0 | 0 | 241.7691 | 237.6007 | 233.5041 | 229.4782 | 225.5216 | 221.6333 | 217.8121 | 214.0567 | 210.3661 | 206.7391 | 203.1746 | 199.6716 | 196.229 | 192.8457 | 189.5208 | 186.2532 | 183.0419 | 179.886 | 176.7845 | 173.7365 | 0
F11_Industrial_Other Industrial_Existing_Space Heating_Natural Gas_Strategic Energy Management_A_Achievable Economic RVT Potential | F11 | Industrial | Other Industrial | Existing | Space Heating | Natural Gas | Strategic Energy Management | A | Purchases (Cumulative) | Achievable Economic RVT Potential | 0 | 0 | 241.7691 | 479.3697 | 712.8738 | 942.352 | 1167.8736 | 1389.5069 | 1607.319 | 1821.3757 | 2031.7418 | 2238.4808 | 2441.6554 | 2641.327 | 2837.5559 | 3030.4016 | 3219.9224 | 3406.1756 | 3589.2175 | 3769.1035 | 3945.8881 | 4119.6246 | 0
F1_Industrial_Other Industrial_Existing_Process_Natural Gas_Strategic Energy Management_A_Achievable Economic RVT Potential | F1 | Industrial | Other Industrial | Existing | Process | Natural Gas | Strategic Energy Management | A | Integrated Unit Energy Savings (kWh or therms) | Achievable Economic RVT Potential | 0 | 0 | 1.405 | 1.4034 | 1.4018 | 1.4002 | 1.3984 | 1.3966 | 1.3946 | 1.3927 | 1.3907 | 1.3888 | 1.3871 | 1.3854 | 1.3839 | 1.3824 | 1.381 | 1.3795 | 1.3781 | 1.3766 | 1.3751 | 1.3736 | 0
F2_Industrial_Other Industrial_Existing_Process_Natural Gas_Strategic Energy Management_A_Achievable Economic RVT Potential | F2 | Industrial | Other Industrial | Existing | Process | Natural Gas | Strategic Energy Management | A | Integrated Unit Summer Peak Savings (kW) | Achievable Economic RVT Potential | 0 | 0 | 0 | 0 | 0 | 0 | 0 | 0 | 0 | 0 | 0 | 0 | 0 | 0 | 0 | 0 | 0 | 0 | 0 | 0 | 0 | 0 | 0
F3_Industrial_Other Industrial_Existing_Process_Natural Gas_Strategic Energy Management_A_Achievable Economic RVT Potential | F3 | Industrial | Other Industrial | Existing | Process | Natural Gas | Strategic Energy Management | A | Integrated Unit Winter Peak Savings (kW) | Achievable Economic RVT Potential | 0 | 0 | 0 | 0 | 0 | 0 | 0 | 0 | 0 | 0 | 0 | 0 | 0 | 0 | 0 | 0 | 0 | 0 | 0 | 0 | 0 | 0 | 0
F4_Industrial_Other Industrial_Existing_Process_Natural Gas_Strategic Energy Management_A_Achievable Economic RVT Potential | F4 | Industrial | Other Industrial | Existing | Process | Natural Gas | Strategic Energy Management | A | Incremental Energy Savings (MWh or mTherms) | Achievable Economic RVT Potential | 0 | 0 | 1.5801 | 1.5512 | 1.5227 | 1.4947 | 1.4671 | 1.4399 | 1.4131 | 1.3867 | 1.3609 | 1.3357 | 1.311 | 1.2868 | 1.2632 | 1.2401 | 1.2175 | 1.1953 | 1.1734 | 1.1519 | 1.1308 | 1.1101 | 0
F5_Industrial_Other Industrial_Existing_Process_Natural Gas_Strategic Energy Management_A_Achievable Economic RVT Potential | F5 | Industrial | Other Industrial | Existing | Process | Natural Gas | Strategic Energy Management | A | Incremental Summer Peak Savings (MW) | Achievable Economic RVT Potential | 0 | 0 | 0 | 0 | 0 | 0 | 0 | 0 | 0 | 0 | 0 | 0 | 0 | 0 | 0 | 0 | 0 | 0 | 0 | 0 | 0 | 0 | 0
F6_Industrial_Other Industrial_Existing_Process_Natural Gas_Strategic Energy Management_A_Achievable Economic RVT Potential | F6 | Industrial | Other Industrial | Existing | Process | Natural Gas | Strategic Energy Management | A | Incremental Winter Peak Savings (MW) | Achievable Economic RVT Potential | 0 | 0 | 0 | 0 | 0 | 0 | 0 | 0 | 0 | 0 | 0 | 0 | 0 | 0 | 0 | 0 | 0 | 0 | 0 | 0 | 0 | 0 | 0
F7_Industrial_Other Industrial_Existing_Process_Natural Gas_Strategic Energy Management_A_Achievable Economic RVT Potential | F7 | Industrial | Other Industrial | Existing | Process | Natural Gas | Strategic Energy Management | A | Cumulative Energy Savings (MWh or mTherms) | Achievable Economic RVT Potential | 0 | 0 | 1.5801 | 3.1296 | 4.6487 | 6.1378 | 7.5972 | 9.027 | 10.4276 | 11.7996 | 13.144 | 14.4619 | 15.7545 | 17.0227 | 18.267 | 19.4878 | 20.685 | 21.8586 | 23.0089 | 24.1362 | 25.2407 | 26.3229 | 0
F8_Industrial_Other Industrial_Existing_Process_Natural Gas_Strategic Energy Management_A_Achievable Economic RVT Potential | F8 | Industrial | Other Industrial | Existing | Process | Natural Gas | Strategic Energy Management | A | Cumulative Summer Peak Savings (MW) | Achievable Economic RVT Potential | 0 | 0 | 0 | 0 | 0 | 0 | 0 | 0 | 0 | 0 | 0 | 0 | 0 | 0 | 0 | 0 | 0 | 0 | 0 | 0 | 0 | 0 | 0
F9_Industrial_Other Industrial_Existing_Process_Natural Gas_Strategic Energy Management_A_Achievable Economic RVT Potential | F9 | Industrial | Other Industrial | Existing | Process | Natural Gas | Strategic Energy Management | A | Cumulative Winter Peak Savings (MW) | Achievable Economic RVT Potential | 0 | 0 | 0 | 0 | 0 | 0 | 0 | 0 | 0 | 0 | 0 | 0 | 0 | 0 | 0 | 0 | 0 | 0 | 0 | 0 | 0 | 0 | 0
F10_Industrial_Other Industrial_Existing_Process_Natural Gas_Strategic Energy Management_A_Achievable Economic RVT Potential | F10 | Industrial | Other Industrial | Existing | Process | Natural Gas | Strategic Energy Management | A | Purchases (Incremental) | Achievable Economic RVT Potential | 0 | 0 | 1124.67 | 1105.2791 | 1086.2226 | 1067.4946 | 1049.0896 | 1031.0018 | 1013.2259 | 995.7565 | 978.5883 | 961.7161 | 945.1348 | 928.8393 | 912.8249 | 897.0865 | 881.6195 | 866.4192 | 851.4809 | 836.8002 | 822.3726 | 808.1938 | 0
F11_Industrial_Other Industrial_Existing_Process_Natural Gas_Strategic Energy Management_A_Achievable Economic RVT Potential | F11 | Industrial | Other Industrial | Existing | Process | Natural Gas | Strategic Energy Management | A | Purchases (Cumulative) | Achievable Economic RVT Potential | 0 | 0 | 1124.67 | 2229.9492 | 3316.1718 | 4383.6664 | 5432.756 | 6463.7578 | 7476.9837 | 8472.7402 | 9451.3285 | 10413.0445 | 11358.1793 | 12287.0186 | 13199.8435 | 14096.93 | 14978.5495 | 15844.9686 | 16696.4495 | 17533.2497 | 18355.6223 | 19163.8161 | 0
F1_Industrial_Other Industrial_Existing_Miscellaneous_Natural Gas_Strategic Energy Management_A_Achievable Economic RVT Potential | F1 | Industrial | Other Industrial | Existing | Miscellaneous | Natural Gas | Strategic Energy Management | A | Integrated Unit Energy Savings (kWh or therms) | Achievable Economic RVT Potential | 0 | 0 | 0.89787 | 0.89787 | 0.89787 | 0.89787 | 0.89787 | 0.89787 | 0.89787 | 0.89787 | 0.89787 | 0.89787 | 0.89787 | 0.89787 | 0.89787 | 0.89787 | 0.89787 | 0.89787 | 0.89787 | 0.89787 | 0.89787 | 0.89787 | 0
F2_Industrial_Other Industrial_Existing_Miscellaneous_Natural Gas_Strategic Energy Management_A_Achievable Economic RVT Potential | F2 | Industrial | Other Industrial | Existing | Miscellaneous | Natural Gas | Strategic Energy Management | A | Integrated Unit Summer Peak Savings (kW) | Achievable Economic RVT Potential | 0 | 0 | 0 | 0 | 0 | 0 | 0 | 0 | 0 | 0 | 0 | 0 | 0 | 0 | 0 | 0 | 0 | 0 | 0 | 0 | 0 | 0 | 0
F3_Industrial_Other Industrial_Existing_Miscellaneous_Natural Gas_Strategic Energy Management_A_Achievable Economic RVT Potential | F3 | Industrial | Other Industrial | Existing | Miscellaneous | Natural Gas | Strategic Energy Management | A | Integrated Unit Winter Peak Savings (kW) | Achievable Economic RVT Potential | 0 | 0 | 0 | 0 | 0 | 0 | 0 | 0 | 0 | 0 | 0 | 0 | 0 | 0 | 0 | 0 | 0 | 0 | 0 | 0 | 0 | 0 | 0
F4_Industrial_Other Industrial_Existing_Miscellaneous_Natural Gas_Strategic Energy Management_A_Achievable Economic RVT Potential | F4 | Industrial | Other Industrial | Existing | Miscellaneous | Natural Gas | Strategic Energy Management | A | Incremental Energy Savings (MWh or mTherms) | Achievable Economic RVT Potential | 0 | 0 | 0.25245 | 0.2481 | 0.24382 | 0.23962 | 0.23549 | 0.23143 | 0.22744 | 0.22352 | 0.21966 | 0.21587 | 0.21215 | 0.20849 | 0.2049 | 0.20137 | 0.1979 | 0.19448 | 0.19113 | 0.18783 | 0.1846 | 0.18141 | 0
F5_Industrial_Other Industrial_Existing_Miscellaneous_Natural Gas_Strategic Energy Management_A_Achievable Economic RVT Potential | F5 | Industrial | Other Industrial | Existing | Miscellaneous | Natural Gas | Strategic Energy Management | A | Incremental Summer Peak Savings (MW) | Achievable Economic RVT Potential | 0 | 0 | 0 | 0 | 0 | 0 | 0 | 0 | 0 | 0 | 0 | 0 | 0 | 0 | 0 | 0 | 0 | 0 | 0 | 0 | 0 | 0 | 0
F6_Industrial_Other Industrial_Existing_Miscellaneous_Natural Gas_Strategic Energy Management_A_Achievable Economic RVT Potential | F6 | Industrial | Other Industrial | Existing | Miscellaneous | Natural Gas | Strategic Energy Management | A | Incremental Winter Peak Savings (MW) | Achievable Economic RVT Potential | 0 | 0 | 0 | 0 | 0 | 0 | 0 | 0 | 0 | 0 | 0 | 0 | 0 | 0 | 0 | 0 | 0 | 0 | 0 | 0 | 0 | 0 | 0
F7_Industrial_Other Industrial_Existing_Miscellaneous_Natural Gas_Strategic Energy Management_A_Achievable Economic RVT Potential | F7 | Industrial | Other Industrial | Existing | Miscellaneous | Natural Gas | Strategic Energy Management | A | Cumulative Energy Savings (MWh or mTherms) | Achievable Economic RVT Potential | 0 | 0 | 0.25245 | 0.50055 | 0.74437 | 0.98399 | 1.2195 | 1.4509 | 1.6783 | 1.9019 | 2.1215 | 2.3374 | 2.5495 | 2.758 | 2.9629 | 3.1643 | 3.3622 | 3.5567 | 3.7478 | 3.9356 | 4.1202 | 4.3017 | 0
F8_Industrial_Other Industrial_Existing_Miscellaneous_Natural Gas_Strategic Energy Management_A_Achievable Economic RVT Potential | F8 | Industrial | Other Industrial | Existing | Miscellaneous | Natural Gas | Strategic Energy Management | A | Cumulative Summer Peak Savings (MW) | Achievable Economic RVT Potential | 0 | 0 | 0 | 0 | 0 | 0 | 0 | 0 | 0 | 0 | 0 | 0 | 0 | 0 | 0 | 0 | 0 | 0 | 0 | 0 | 0 | 0 | 0
F9_Industrial_Other Industrial_Existing_Miscellaneous_Natural Gas_Strategic Energy Management_A_Achievable Economic RVT Potential | F9 | Industrial | Other Industrial | Existing | Miscellaneous | Natural Gas | Strategic Energy Management | A | Cumulative Winter Peak Savings (MW) | Achievable Economic RVT Potential | 0 | 0 | 0 | 0 | 0 | 0 | 0 | 0 | 0 | 0 | 0 | 0 | 0 | 0 | 0 | 0 | 0 | 0 | 0 | 0 | 0 | 0 | 0
F10_Industrial_Other Industrial_Existing_Miscellaneous_Natural Gas_Strategic Energy Management_A_Achievable Economic RVT Potential | F10 | Industrial | Other Industrial | Existing | Miscellaneous | Natural Gas | Strategic Energy Management | A | Purchases (Incremental) | Achievable Economic RVT Potential | 0 | 0 | 281.1675 | 276.3198 | 271.5557 | 266.8737 | 262.2724 | 257.7505 | 253.3065 | 248.9391 | 244.6471 | 240.429 | 236.2837 | 232.2098 | 228.2062 | 224.2716 | 220.4049 | 216.6048 | 212.8702 | 209.2 | 205.5932 | 202.0484 | 0
F11_Industrial_Other Industrial_Existing_Miscellaneous_Natural Gas_Strategic Energy Management_A_Achievable Economic RVT Potential | F11 | Industrial | Other Industrial | Existing | Miscellaneous | Natural Gas | Strategic Energy Management | A | Purchases (Cumulative) | Achievable Economic RVT Potential | 0 | 0 | 281.1675 | 557.4873 | 829.0429 | 1095.9166 | 1358.189 | 1615.9394 | 1869.2459 | 2118.185 | 2362.8321 | 2603.2611 | 2839.5448 | 3071.7547 | 3299.9609 | 3524.2325 | 3744.6374 | 3961.2422 | 4174.1124 | 4383.3124 | 4588.9056 | 4790.954 | 0
F1_Industrial_Other Industrial_Existing_Space Heating_Natural Gas_Commissioning_A_Achievable Economic RVT Potential | F1 | Industrial | Other Industrial | Existing | Space Heating | Natural Gas | Commissioning | A | Integrated Unit Energy Savings (kWh or therms) | Achievable Economic RVT Potential | 0 | 0 | 3.8002 | 3.7896 | 3.7783 | 3.7663 | 3.7533 | 3.7393 | 3.7241 | 3.7077 | 3.69 | 3.6713 | 3.6515 | 3.6307 | 3.6089 | 3.5862 | 3.5628 | 3.5406 | 3.52 | 3.5008 | 3.4831 | 3.467 | 0
F2_Industrial_Other Industrial_Existing_Space Heating_Natural Gas_Commissioning_A_Achievable Economic RVT Potential | F2 | Industrial | Other Industrial | Existing | Space Heating | Natural Gas | Commissioning | A | Integrated Unit Summer Peak Savings (kW) | Achievable Economic RVT Potential | 0 | 0 | 0 | 0 | 0 | 0 | 0 | 0 | 0 | 0 | 0 | 0 | 0 | 0 | 0 | 0 | 0 | 0 | 0 | 0 | 0 | 0 | 0
F3_Industrial_Other Industrial_Existing_Space Heating_Natural Gas_Commissioning_A_Achievable Economic RVT Potential | F3 | Industrial | Other Industrial | Existing | Space Heating | Natural Gas | Commissioning | A | Integrated Unit Winter Peak Savings (kW) | Achievable Economic RVT Potential | 0 | 0 | 0 | 0 | 0 | 0 | 0 | 0 | 0 | 0 | 0 | 0 | 0 | 0 | 0 | 0 | 0 | 0 | 0 | 0 | 0 | 0 | 0
F4_Industrial_Other Industrial_Existing_Space Heating_Natural Gas_Commissioning_A_Achievable Economic RVT Potential | F4 | Industrial | Other Industrial | Existing | Space Heating | Natural Gas | Commissioning | A | Incremental Energy Savings (MWh or mTherms) | Achievable Economic RVT Potential | 0 | 0 | 0 | 0 | 0 | 0 | 0 | 0 | 0 | 0 | 0 | 0 | 0 | 0 | 0 | 0 | 0 | 0 | 0 | 0 | 0 | 0 | 0
F5_Industrial_Other Industrial_Existing_Space Heating_Natural Gas_Commissioning_A_Achievable Economic RVT Potential | F5 | Industrial | Other Industrial | Existing | Space Heating | Natural Gas | Commissioning | A | Incremental Summer Peak Savings (MW) | Achievable Economic RVT Potential | 0 | 0 | 0 | 0 | 0 | 0 | 0 | 0 | 0 | 0 | 0 | 0 | 0 | 0 | 0 | 0 | 0 | 0 | 0 | 0 | 0 | 0 | 0
F6_Industrial_Other Industrial_Existing_Space Heating_Natural Gas_Commissioning_A_Achievable Economic RVT Potential | F6 | Industrial | Other Industrial | Existing | Space Heating | Natural Gas | Commissioning | A | Incremental Winter Peak Savings (MW) | Achievable Economic RVT Potential | 0 | 0 | 0 | 0 | 0 | 0 | 0 | 0 | 0 | 0 | 0 | 0 | 0 | 0 | 0 | 0 | 0 | 0 | 0 | 0 | 0 | 0 | 0
F7_Industrial_Other Industrial_Existing_Space Heating_Natural Gas_Commissioning_A_Achievable Economic RVT Potential | F7 | Industrial | Other Industrial | Existing | Space Heating | Natural Gas | Commissioning | A | Cumulative Energy Savings (MWh or mTherms) | Achievable Economic RVT Potential | 0 | 0 | 0 | 0 | 0 | 0 | 0 | 0 | 0 | 0 | 0 | 0 | 0 | 0 | 0 | 0 | 0 | 0 | 0 | 0 | 0 | 0 | 0
F8_Industrial_Other Industrial_Existing_Space Heating_Natural Gas_Commissioning_A_Achievable Economic RVT Potential | F8 | Industrial | Other Industrial | Existing | Space Heating | Natural Gas | Commissioning | A | Cumulative Summer Peak Savings (MW) | Achievable Economic RVT Potential | 0 | 0 | 0 | 0 | 0 | 0 | 0 | 0 | 0 | 0 | 0 | 0 | 0 | 0 | 0 | 0 | 0 | 0 | 0 | 0 | 0 | 0 | 0
F9_Industrial_Other Industrial_Existing_Space Heating_Natural Gas_Commissioning_A_Achievable Economic RVT Potential | F9 | Industrial | Other Industrial | Existing | Space Heating | Natural Gas | Commissioning | A | Cumulative Winter Peak Savings (MW) | Achievable Economic RVT Potential | 0 | 0 | 0 | 0 | 0 | 0 | 0 | 0 | 0 | 0 | 0 | 0 | 0 | 0 | 0 | 0 | 0 | 0 | 0 | 0 | 0 | 0 | 0
F10_Industrial_Other Industrial_Existing_Space Heating_Natural Gas_Commissioning_A_Achievable Economic RVT Potential | F10 | Industrial | Other Industrial | Existing | Space Heating | Natural Gas | Commissioning | A | Purchases (Incremental) | Achievable Economic RVT Potential | 0 | 0 | 0 | 0 | 0 | 0 | 0 | 0 | 0 | 0 | 0 | 0 | 0 | 0 | 0 | 0 | 0 | 0 | 0 | 0 | 0 | 0 | 0
F11_Industrial_Other Industrial_Existing_Space Heating_Natural Gas_Commissioning_A_Achievable Economic RVT Potential | F11 | Industrial | Other Industrial | Existing | Space Heating | Natural Gas | Commissioning | A | Purchases (Cumulative) | Achievable Economic RVT Potential | 0 | 0 | 0 | 0 | 0 | 0 | 0 | 0 | 0 | 0 | 0 | 0 | 0 | 0 | 0 | 0 | 0 | 0 | 0 | 0 | 0 | 0 | 0
F1_Industrial_Other Industrial_Existing_Process_Natural Gas_Commissioning_A_Achievable Economic RVT Potential | F1 | Industrial | Other Industrial | Existing | Process | Natural Gas | Commissioning | A | Integrated Unit Energy Savings (kWh or therms) | Achievable Economic RVT Potential | 0 | 0 | 7.8488 | 7.8475 | 7.8466 | 7.8459 | 7.8452 | 7.8446 | 7.8441 | 7.8436 | 7.8432 | 7.8428 | 7.8425 | 7.8422 | 7.8419 | 7.8416 | 7.8414 | 7.8411 | 7.8409 | 7.8407 | 7.8405 | 7.8403 | 0
F2_Industrial_Other Industrial_Existing_Process_Natural Gas_Commissioning_A_Achievable Economic RVT Potential | F2 | Industrial | Other Industrial | Existing | Process | Natural Gas | Commissioning | A | Integrated Unit Summer Peak Savings (kW) | Achievable Economic RVT Potential | 0 | 0 | 0 | 0 | 0 | 0 | 0 | 0 | 0 | 0 | 0 | 0 | 0 | 0 | 0 | 0 | 0 | 0 | 0 | 0 | 0 | 0 | 0
F3_Industrial_Other Industrial_Existing_Process_Natural Gas_Commissioning_A_Achievable Economic RVT Potential | F3 | Industrial | Other Industrial | Existing | Process | Natural Gas | Commissioning | A | Integrated Unit Winter Peak Savings (kW) | Achievable Economic RVT Potential | 0 | 0 | 0 | 0 | 0 | 0 | 0 | 0 | 0 | 0 | 0 | 0 | 0 | 0 | 0 | 0 | 0 | 0 | 0 | 0 | 0 | 0 | 0
F4_Industrial_Other Industrial_Existing_Process_Natural Gas_Commissioning_A_Achievable Economic RVT Potential | F4 | Industrial | Other Industrial | Existing | Process | Natural Gas | Commissioning | A | Incremental Energy Savings (MWh or mTherms) | Achievable Economic RVT Potential | 0 | 0 | 0 | 0 | 0 | 0 | 0 | 0 | 0 | 0 | 0 | 0 | 0 | 0 | 0 | 0 | 0 | 0 | 0 | 0 | 0 | 0 | 0
F5_Industrial_Other Industrial_Existing_Process_Natural Gas_Commissioning_A_Achievable Economic RVT Potential | F5 | Industrial | Other Industrial | Existing | Process | Natural Gas | Commissioning | A | Incremental Summer Peak Savings (MW) | Achievable Economic RVT Potential | 0 | 0 | 0 | 0 | 0 | 0 | 0 | 0 | 0 | 0 | 0 | 0 | 0 | 0 | 0 | 0 | 0 | 0 | 0 | 0 | 0 | 0 | 0
F6_Industrial_Other Industrial_Existing_Process_Natural Gas_Commissioning_A_Achievable Economic RVT Potential | F6 | Industrial | Other Industrial | Existing | Process | Natural Gas | Commissioning | A | Incremental Winter Peak Savings (MW) | Achievable Economic RVT Potential | 0 | 0 | 0 | 0 | 0 | 0 | 0 | 0 | 0 | 0 | 0 | 0 | 0 | 0 | 0 | 0 | 0 | 0 | 0 | 0 | 0 | 0 | 0
F7_Industrial_Other Industrial_Existing_Process_Natural Gas_Commissioning_A_Achievable Economic RVT Potential | F7 | Industrial | Other Industrial | Existing | Process | Natural Gas | Commissioning | A | Cumulative Energy Savings (MWh or mTherms) | Achievable Economic RVT Potential | 0 | 0 | 0 | 0 | 0 | 0 | 0 | 0 | 0 | 0 | 0 | 0 | 0 | 0 | 0 | 0 | 0 | 0 | 0 | 0 | 0 | 0 | 0
F8_Industrial_Other Industrial_Existing_Process_Natural Gas_Commissioning_A_Achievable Economic RVT Potential | F8 | Industrial | Other Industrial | Existing | Process | Natural Gas | Commissioning | A | Cumulative Summer Peak Savings (MW) | Achievable Economic RVT Potential | 0 | 0 | 0 | 0 | 0 | 0 | 0 | 0 | 0 | 0 | 0 | 0 | 0 | 0 | 0 | 0 | 0 | 0 | 0 | 0 | 0 | 0 | 0
F9_Industrial_Other Industrial_Existing_Process_Natural Gas_Commissioning_A_Achievable Economic RVT Potential | F9 | Industrial | Other Industrial | Existing | Process | Natural Gas | Commissioning | A | Cumulative Winter Peak Savings (MW) | Achievable Economic RVT Potential | 0 | 0 | 0 | 0 | 0 | 0 | 0 | 0 | 0 | 0 | 0 | 0 | 0 | 0 | 0 | 0 | 0 | 0 | 0 | 0 | 0 | 0 | 0
F10_Industrial_Other Industrial_Existing_Process_Natural Gas_Commissioning_A_Achievable Economic RVT Potential | F10 | Industrial | Other Industrial | Existing | Process | Natural Gas | Commissioning | A | Purchases (Incremental) | Achievable Economic RVT Potential | 0 | 0 | 0 | 0 | 0 | 0 | 0 | 0 | 0 | 0 | 0 | 0 | 0 | 0 | 0 | 0 | 0 | 0 | 0 | 0 | 0 | 0 | 0
F11_Industrial_Other Industrial_Existing_Process_Natural Gas_Commissioning_A_Achievable Economic RVT Potential | F11 | Industrial | Other Industrial | Existing | Process | Natural Gas | Commissioning | A | Purchases (Cumulative) | Achievable Economic RVT Potential | 0 | 0 | 0 | 0 | 0 | 0 | 0 | 0 | 0 | 0 | 0 | 0 | 0 | 0 | 0 | 0 | 0 | 0 | 0 | 0 | 0 | 0 | 0
F1_Industrial_Other Industrial_Existing_Space Heating_Natural Gas_Retrocommissioning_A_Achievable Economic RVT Potential | F1 | Industrial | Other Industrial | Existing | Space Heating | Natural Gas | Retrocommissioning | A | Integrated Unit Energy Savings (kWh or therms) | Achievable Economic RVT Potential | 0 | 0 | 0.52782 | 0.52634 | 0.52477 | 0.5231 | 0.52131 | 0.51936 | 0.51725 | 0.51497 | 0.51252 | 0.50991 | 0.50717 | 0.50428 | 0.50125 | 0.4981 | 0.49484 | 0.49177 | 0.48889 | 0.48623 | 0.48378 | 0.48154 | 0
F2_Industrial_Other Industrial_Existing_Space Heating_Natural Gas_Retrocommissioning_A_Achievable Economic RVT Potential | F2 | Industrial | Other Industrial | Existing | Space Heating | Natural Gas | Retrocommissioning | A | Integrated Unit Summer Peak Savings (kW) | Achievable Economic RVT Potential | 0 | 0 | 0 | 0 | 0 | 0 | 0 | 0 | 0 | 0 | 0 | 0 | 0 | 0 | 0 | 0 | 0 | 0 | 0 | 0 | 0 | 0 | 0
F3_Industrial_Other Industrial_Existing_Space Heating_Natural Gas_Retrocommissioning_A_Achievable Economic RVT Potential | F3 | Industrial | Other Industrial | Existing | Space Heating | Natural Gas | Retrocommissioning | A | Integrated Unit Winter Peak Savings (kW) | Achievable Economic RVT Potential | 0 | 0 | 0 | 0 | 0 | 0 | 0 | 0 | 0 | 0 | 0 | 0 | 0 | 0 | 0 | 0 | 0 | 0 | 0 | 0 | 0 | 0 | 0
F4_Industrial_Other Industrial_Existing_Space Heating_Natural Gas_Retrocommissioning_A_Achievable Economic RVT Potential | F4 | Industrial | Other Industrial | Existing | Space Heating | Natural Gas | Retrocommissioning | A | Incremental Energy Savings (MWh or mTherms) | Achievable Economic RVT Potential | 0 | 0 | 0.11543 | 0.11312 | 0.11084 | 0.10858 | 0.10634 | 0.10412 | 0.10191 | 0.099708 | 0.097522 | 0.095354 | 0.093205 | 0.091076 | 0.088969 | 0.086885 | 0.084829 | 0.082848 | 0.080944 | 0.079115 | 0.077359 | 0.075673 | 0
F5_Industrial_Other Industrial_Existing_Space Heating_Natural Gas_Retrocommissioning_A_Achievable Economic RVT Potential | F5 | Industrial | Other Industrial | Existing | Space Heating | Natural Gas | Retrocommissioning | A | Incremental Summer Peak Savings (MW) | Achievable Economic RVT Potential | 0 | 0 | 0 | 0 | 0 | 0 | 0 | 0 | 0 | 0 | 0 | 0 | 0 | 0 | 0 | 0 | 0 | 0 | 0 | 0 | 0 | 0 | 0
F6_Industrial_Other Industrial_Existing_Space Heating_Natural Gas_Retrocommissioning_A_Achievable Economic RVT Potential | F6 | Industrial | Other Industrial | Existing | Space Heating | Natural Gas | Retrocommissioning | A | Incremental Winter Peak Savings (MW) | Achievable Economic RVT Potential | 0 | 0 | 0 | 0 | 0 | 0 | 0 | 0 | 0 | 0 | 0 | 0 | 0 | 0 | 0 | 0 | 0 | 0 | 0 | 0 | 0 | 0 | 0
F7_Industrial_Other Industrial_Existing_Space Heating_Natural Gas_Retrocommissioning_A_Achievable Economic RVT Potential | F7 | Industrial | Other Industrial | Existing | Space Heating | Natural Gas | Retrocommissioning | A | Cumulative Energy Savings (MWh or mTherms) | Achievable Economic RVT Potential | 0 | 0 | 0.11543 | 0.22822 | 0.33838 | 0.44588 | 0.55069 | 0.65275 | 0.75201 | 0.8484 | 0.94188 | 1.0325 | 1.1201 | 1.2048 | 1.2865 | 1.3653 | 1.4412 | 1.5151 | 1.5872 | 1.6577 | 1.7267 | 1.7944 | 0
F8_Industrial_Other Industrial_Existing_Space Heating_Natural Gas_Retrocommissioning_A_Achievable Economic RVT Potential | F8 | Industrial | Other Industrial | Existing | Space Heating | Natural Gas | Retrocommissioning | A | Cumulative Summer Peak Savings (MW) | Achievable Economic RVT Potential | 0 | 0 | 0 | 0 | 0 | 0 | 0 | 0 | 0 | 0 | 0 | 0 | 0 | 0 | 0 | 0 | 0 | 0 | 0 | 0 | 0 | 0 | 0
F9_Industrial_Other Industrial_Existing_Space Heating_Natural Gas_Retrocommissioning_A_Achievable Economic RVT Potential | F9 | Industrial | Other Industrial | Existing | Space Heating | Natural Gas | Retrocommissioning | A | Cumulative Winter Peak Savings (MW) | Achievable Economic RVT Potential | 0 | 0 | 0 | 0 | 0 | 0 | 0 | 0 | 0 | 0 | 0 | 0 | 0 | 0 | 0 | 0 | 0 | 0 | 0 | 0 | 0 | 0 | 0
F10_Industrial_Other Industrial_Existing_Space Heating_Natural Gas_Retrocommissioning_A_Achievable Economic RVT Potential | F10 | Industrial | Other Industrial | Existing | Space Heating | Natural Gas | Retrocommissioning | A | Purchases (Incremental) | Achievable Economic RVT Potential | 0 | 0 | 218.6858 | 214.9154 | 211.21 | 207.5684 | 203.9896 | 200.4726 | 197.0161 | 193.6193 | 190.2811 | 187.0003 | 183.7762 | 180.6076 | 177.4937 | 174.4335 | 171.426 | 168.4704 | 165.5657 | 162.7111 | 159.9058 | 157.1488 | 0
F11_Industrial_Other Industrial_Existing_Space Heating_Natural Gas_Retrocommissioning_A_Achievable Economic RVT Potential | F11 | Industrial | Other Industrial | Existing | Space Heating | Natural Gas | Retrocommissioning | A | Purchases (Cumulative) | Achievable Economic RVT Potential | 0 | 0 | 218.6858 | 433.6012 | 644.8112 | 852.3796 | 1056.3692 | 1256.8418 | 1453.8579 | 1647.4773 | 1837.7583 | 2024.7587 | 2208.5349 | 2389.1425 | 2566.6362 | 2741.0697 | 2912.4957 | 3080.9661 | 3246.5319 | 3409.243 | 3569.1488 | 3726.2976 | 0
F1_Industrial_Other Industrial_Existing_Process_Natural Gas_Retrocommissioning_A_Achievable Economic RVT Potential | F1 | Industrial | Other Industrial | Existing | Process | Natural Gas | Retrocommissioning | A | Integrated Unit Energy Savings (kWh or therms) | Achievable Economic RVT Potential | 0 | 0 | 0 | 0 | 0 | 0 | 0 | 0 | 0 | 0 | 0 | 0 | 0 | 0 | 0 | 0 | 0 | 0 | 0 | 0 | 0 | 0 | 0
F2_Industrial_Other Industrial_Existing_Process_Natural Gas_Retrocommissioning_A_Achievable Economic RVT Potential | F2 | Industrial | Other Industrial | Existing | Process | Natural Gas | Retrocommissioning | A | Integrated Unit Summer Peak Savings (kW) | Achievable Economic RVT Potential | 0 | 0 | 0 | 0 | 0 | 0 | 0 | 0 | 0 | 0 | 0 | 0 | 0 | 0 | 0 | 0 | 0 | 0 | 0 | 0 | 0 | 0 | 0
F3_Industrial_Other Industrial_Existing_Process_Natural Gas_Retrocommissioning_A_Achievable Economic RVT Potential | F3 | Industrial | Other Industrial | Existing | Process | Natural Gas | Retrocommissioning | A | Integrated Unit Winter Peak Savings (kW) | Achievable Economic RVT Potential | 0 | 0 | 0 | 0 | 0 | 0 | 0 | 0 | 0 | 0 | 0 | 0 | 0 | 0 | 0 | 0 | 0 | 0 | 0 | 0 | 0 | 0 | 0
F4_Industrial_Other Industrial_Existing_Process_Natural Gas_Retrocommissioning_A_Achievable Economic RVT Potential | F4 | Industrial | Other Industrial | Existing | Process | Natural Gas | Retrocommissioning | A | Incremental Energy Savings (MWh or mTherms) | Achievable Economic RVT Potential | 0 | 0 | 0 | 0 | 0 | 0 | 0 | 0 | 0 | 0 | 0 | 0 | 0 | 0 | 0 | 0 | 0 | 0 | 0 | 0 | 0 | 0 | 0
F5_Industrial_Other Industrial_Existing_Process_Natural Gas_Retrocommissioning_A_Achievable Economic RVT Potential | F5 | Industrial | Other Industrial | Existing | Process | Natural Gas | Retrocommissioning | A | Incremental Summer Peak Savings (MW) | Achievable Economic RVT Potential | 0 | 0 | 0 | 0 | 0 | 0 | 0 | 0 | 0 | 0 | 0 | 0 | 0 | 0 | 0 | 0 | 0 | 0 | 0 | 0 | 0 | 0 | 0
F6_Industrial_Other Industrial_Existing_Process_Natural Gas_Retrocommissioning_A_Achievable Economic RVT Potential | F6 | Industrial | Other Industrial | Existing | Process | Natural Gas | Retrocommissioning | A | Incremental Winter Peak Savings (MW) | Achievable Economic RVT Potential | 0 | 0 | 0 | 0 | 0 | 0 | 0 | 0 | 0 | 0 | 0 | 0 | 0 | 0 | 0 | 0 | 0 | 0 | 0 | 0 | 0 | 0 | 0
F7_Industrial_Other Industrial_Existing_Process_Natural Gas_Retrocommissioning_A_Achievable Economic RVT Potential | F7 | Industrial | Other Industrial | Existing | Process | Natural Gas | Retrocommissioning | A | Cumulative Energy Savings (MWh or mTherms) | Achievable Economic RVT Potential | 0 | 0 | 0 | 0 | 0 | 0 | 0 | 0 | 0 | 0 | 0 | 0 | 0 | 0 | 0 | 0 | 0 | 0 | 0 | 0 | 0 | 0 | 0
F8_Industrial_Other Industrial_Existing_Process_Natural Gas_Retrocommissioning_A_Achievable Economic RVT Potential | F8 | Industrial | Other Industrial | Existing | Process | Natural Gas | Retrocommissioning | A | Cumulative Summer Peak Savings (MW) | Achievable Economic RVT Potential | 0 | 0 | 0 | 0 | 0 | 0 | 0 | 0 | 0 | 0 | 0 | 0 | 0 | 0 | 0 | 0 | 0 | 0 | 0 | 0 | 0 | 0 | 0
F9_Industrial_Other Industrial_Existing_Process_Natural Gas_Retrocommissioning_A_Achievable Economic RVT Potential | F9 | Industrial | Other Industrial | Existing | Process | Natural Gas | Retrocommissioning | A | Cumulative Winter Peak Savings (MW) | Achievable Economic RVT Potential | 0 | 0 | 0 | 0 | 0 | 0 | 0 | 0 | 0 | 0 | 0 | 0 | 0 | 0 | 0 | 0 | 0 | 0 | 0 | 0 | 0 | 0 | 0
F10_Industrial_Other Industrial_Existing_Process_Natural Gas_Retrocommissioning_A_Achievable Economic RVT Potential | F10 | Industrial | Other Industrial | Existing | Process | Natural Gas | Retrocommissioning | A | Purchases (Incremental) | Achievable Economic RVT Potential | 0 | 0 | 218.6858 | 214.9154 | 211.21 | 207.5684 | 203.9896 | 200.4726 | 197.0161 | 193.6193 | 190.2811 | 187.0003 | 183.7762 | 180.6076 | 177.4937 | 174.4335 | 171.426 | 168.4704 | 165.5657 | 162.7111 | 159.9058 | 157.1488 | 0
F11_Industrial_Other Industrial_Existing_Process_Natural Gas_Retrocommissioning_A_Achievable Economic RVT Potential | F11 | Industrial | Other Industrial | Existing | Process | Natural Gas | Retrocommissioning | A | Purchases (Cumulative) | Achievable Economic RVT Potential | 0 | 0 | 218.6858 | 433.6012 | 644.8112 | 852.3796 | 1056.3692 | 1256.8418 | 1453.8579 | 1647.4773 | 1837.7583 | 2024.7587 | 2208.5349 | 2389.1425 | 2566.6362 | 2741.0697 | 2912.4957 | 3080.9661 | 3246.5319 | 3409.243 | 3569.1488 | 3726.2976 | 0
F1_Industrial_Other Industrial_New_Space Heating_Natural Gas_Insulation - Roof/Ceiling_A_Achievable Economic RVT Potential | F1 | Industrial | Other Industrial | New | Space Heating | Natural Gas | Insulation - Roof/Ceiling | A | Integrated Unit Energy Savings (kWh or therms) | Achievable Economic RVT Potential | 0 | 0 | 0.078819 | 0.077871 | 0.077198 | 0.076572 | 0.076122 | 0.075628 | 0.075135 | 0.074617 | 0.074141 | 0.073637 | 0.073007 | 0.072425 | 0.071823 | 0.071326 | 0.070896 | 0.07049 | 0.070243 | 0.070037 | 0.069918 | 0.06989 | 0
F2_Industrial_Other Industrial_New_Space Heating_Natural Gas_Insulation - Roof/Ceiling_A_Achievable Economic RVT Potential | F2 | Industrial | Other Industrial | New | Space Heating | Natural Gas | Insulation - Roof/Ceiling | A | Integrated Unit Summer Peak Savings (kW) | Achievable Economic RVT Potential | 0 | 0 | 0 | 0 | 0 | 0 | 0 | 0 | 0 | 0 | 0 | 0 | 0 | 0 | 0 | 0 | 0 | 0 | 0 | 0 | 0 | 0 | 0
F3_Industrial_Other Industrial_New_Space Heating_Natural Gas_Insulation - Roof/Ceiling_A_Achievable Economic RVT Potential | F3 | Industrial | Other Industrial | New | Space Heating | Natural Gas | Insulation - Roof/Ceiling | A | Integrated Unit Winter Peak Savings (kW) | Achievable Economic RVT Potential | 0 | 0 | 0 | 0 | 0 | 0 | 0 | 0 | 0 | 0 | 0 | 0 | 0 | 0 | 0 | 0 | 0 | 0 | 0 | 0 | 0 | 0 | 0
F4_Industrial_Other Industrial_New_Space Heating_Natural Gas_Insulation - Roof/Ceiling_A_Achievable Economic RVT Potential | F4 | Industrial | Other Industrial | New | Space Heating | Natural Gas | Insulation - Roof/Ceiling | A | Incremental Energy Savings (MWh or mTherms) | Achievable Economic RVT Potential | 0 | 0 | 0 | 0 | 0 | 0 | 0 | 0 | 0 | 0 | 0 | 0 | 0 | 0 | 0 | 0 | 0 | 0 | 0 | 0 | 0 | 0 | 0
F5_Industrial_Other Industrial_New_Space Heating_Natural Gas_Insulation - Roof/Ceiling_A_Achievable Economic RVT Potential | F5 | Industrial | Other Industrial | New | Space Heating | Natural Gas | Insulation - Roof/Ceiling | A | Incremental Summer Peak Savings (MW) | Achievable Economic RVT Potential | 0 | 0 | 0 | 0 | 0 | 0 | 0 | 0 | 0 | 0 | 0 | 0 | 0 | 0 | 0 | 0 | 0 | 0 | 0 | 0 | 0 | 0 | 0
F6_Industrial_Other Industrial_New_Space Heating_Natural Gas_Insulation - Roof/Ceiling_A_Achievable Economic RVT Potential | F6 | Industrial | Other Industrial | New | Space Heating | Natural Gas | Insulation - Roof/Ceiling | A | Incremental Winter Peak Savings (MW) | Achievable Economic RVT Potential | 0 | 0 | 0 | 0 | 0 | 0 | 0 | 0 | 0 | 0 | 0 | 0 | 0 | 0 | 0 | 0 | 0 | 0 | 0 | 0 | 0 | 0 | 0
F7_Industrial_Other Industrial_New_Space Heating_Natural Gas_Insulation - Roof/Ceiling_A_Achievable Economic RVT Potential | F7 | Industrial | Other Industrial | New | Space Heating | Natural Gas | Insulation - Roof/Ceiling | A | Cumulative Energy Savings (MWh or mTherms) | Achievable Economic RVT Potential | 0 | 0 | 0 | 0 | 0 | 0 | 0 | 0 | 0 | 0 | 0 | 0 | 0 | 0 | 0 | 0 | 0 | 0 | 0 | 0 | 0 | 0 | 0
F8_Industrial_Other Industrial_New_Space Heating_Natural Gas_Insulation - Roof/Ceiling_A_Achievable Economic RVT Potential | F8 | Industrial | Other Industrial | New | Space Heating | Natural Gas | Insulation - Roof/Ceiling | A | Cumulative Summer Peak Savings (MW) | Achievable Economic RVT Potential | 0 | 0 | 0 | 0 | 0 | 0 | 0 | 0 | 0 | 0 | 0 | 0 | 0 | 0 | 0 | 0 | 0 | 0 | 0 | 0 | 0 | 0 | 0
F9_Industrial_Other Industrial_New_Space Heating_Natural Gas_Insulation - Roof/Ceiling_A_Achievable Economic RVT Potential | F9 | Industrial | Other Industrial | New | Space Heating | Natural Gas | Insulation - Roof/Ceiling | A | Cumulative Winter Peak Savings (MW) | Achievable Economic RVT Potential | 0 | 0 | 0 | 0 | 0 | 0 | 0 | 0 | 0 | 0 | 0 | 0 | 0 | 0 | 0 | 0 | 0 | 0 | 0 | 0 | 0 | 0 | 0
F10_Industrial_Other Industrial_New_Space Heating_Natural Gas_Insulation - Roof/Ceiling_A_Achievable Economic RVT Potential | F10 | Industrial | Other Industrial | New | Space Heating | Natural Gas | Insulation - Roof/Ceiling | A | Purchases (Incremental) | Achievable Economic RVT Potential | 0 | 0 | 0 | 0 | 0 | 0 | 0 | 0 | 0 | 0 | 0 | 0 | 0 | 0 | 0 | 0 | 0 | 0 | 0 | 0 | 0 | 0 | 0
F11_Industrial_Other Industrial_New_Space Heating_Natural Gas_Insulation - Roof/Ceiling_A_Achievable Economic RVT Potential | F11 | Industrial | Other Industrial | New | Space Heating | Natural Gas | Insulation - Roof/Ceiling | A | Purchases (Cumulative) | Achievable Economic RVT Potential | 0 | 0 | 0 | 0 | 0 | 0 | 0 | 0 | 0 | 0 | 0 | 0 | 0 | 0 | 0 | 0 | 0 | 0 | 0 | 0 | 0 | 0 | 0
F1_Industrial_Other Industrial_New_Space Heating_Natural Gas_Insulation - Wall Cavity_A_Achievable Economic RVT Potential | F1 | Industrial | Other Industrial | New | Space Heating | Natural Gas | Insulation - Wall Cavity | A | Integrated Unit Energy Savings (kWh or therms) | Achievable Economic RVT Potential | 0 | 0 | 0.017243 | 0.017036 | 0.016888 | 0.016751 | 0.016653 | 0.016545 | 0.016437 | 0.016324 | 0.01622 | 0.016109 | 0.015971 | 0.015844 | 0.015713 | 0.015604 | 0.01551 | 0.015421 | 0.015367 | 0.015322 | 0.015296 | 0.01529 | 0
F2_Industrial_Other Industrial_New_Space Heating_Natural Gas_Insulation - Wall Cavity_A_Achievable Economic RVT Potential | F2 | Industrial | Other Industrial | New | Space Heating | Natural Gas | Insulation - Wall Cavity | A | Integrated Unit Summer Peak Savings (kW) | Achievable Economic RVT Potential | 0 | 0 | 0 | 0 | 0 | 0 | 0 | 0 | 0 | 0 | 0 | 0 | 0 | 0 | 0 | 0 | 0 | 0 | 0 | 0 | 0 | 0 | 0
F3_Industrial_Other Industrial_New_Space Heating_Natural Gas_Insulation - Wall Cavity_A_Achievable Economic RVT Potential | F3 | Industrial | Other Industrial | New | Space Heating | Natural Gas | Insulation - Wall Cavity | A | Integrated Unit Winter Peak Savings (kW) | Achievable Economic RVT Potential | 0 | 0 | 0 | 0 | 0 | 0 | 0 | 0 | 0 | 0 | 0 | 0 | 0 | 0 | 0 | 0 | 0 | 0 | 0 | 0 | 0 | 0 | 0
F4_Industrial_Other Industrial_New_Space Heating_Natural Gas_Insulation - Wall Cavity_A_Achievable Economic RVT Potential | F4 | Industrial | Other Industrial | New | Space Heating | Natural Gas | Insulation - Wall Cavity | A | Incremental Energy Savings (MWh or mTherms) | Achievable Economic RVT Potential | 0 | 0 | 0 | 0 | 0 | 0 | 0 | 0 | 0 | 0 | 0 | 0 | 0 | 0 | 0 | 0 | 0 | 0 | 0 | 0 | 0 | 0 | 0
F5_Industrial_Other Industrial_New_Space Heating_Natural Gas_Insulation - Wall Cavity_A_Achievable Economic RVT Potential | F5 | Industrial | Other Industrial | New | Space Heating | Natural Gas | Insulation - Wall Cavity | A | Incremental Summer Peak Savings (MW) | Achievable Economic RVT Potential | 0 | 0 | 0 | 0 | 0 | 0 | 0 | 0 | 0 | 0 | 0 | 0 | 0 | 0 | 0 | 0 | 0 | 0 | 0 | 0 | 0 | 0 | 0
F6_Industrial_Other Industrial_New_Space Heating_Natural Gas_Insulation - Wall Cavity_A_Achievable Economic RVT Potential | F6 | Industrial | Other Industrial | New | Space Heating | Natural Gas | Insulation - Wall Cavity | A | Incremental Winter Peak Savings (MW) | Achievable Economic RVT Potential | 0 | 0 | 0 | 0 | 0 | 0 | 0 | 0 | 0 | 0 | 0 | 0 | 0 | 0 | 0 | 0 | 0 | 0 | 0 | 0 | 0 | 0 | 0
F7_Industrial_Other Industrial_New_Space Heating_Natural Gas_Insulation - Wall Cavity_A_Achievable Economic RVT Potential | F7 | Industrial | Other Industrial | New | Space Heating | Natural Gas | Insulation - Wall Cavity | A | Cumulative Energy Savings (MWh or mTherms) | Achievable Economic RVT Potential | 0 | 0 | 0 | 0 | 0 | 0 | 0 | 0 | 0 | 0 | 0 | 0 | 0 | 0 | 0 | 0 | 0 | 0 | 0 | 0 | 0 | 0 | 0
F8_Industrial_Other Industrial_New_Space Heating_Natural Gas_Insulation - Wall Cavity_A_Achievable Economic RVT Potential | F8 | Industrial | Other Industrial | New | Space Heating | Natural Gas | Insulation - Wall Cavity | A | Cumulative Summer Peak Savings (MW) | Achievable Economic RVT Potential | 0 | 0 | 0 | 0 | 0 | 0 | 0 | 0 | 0 | 0 | 0 | 0 | 0 | 0 | 0 | 0 | 0 | 0 | 0 | 0 | 0 | 0 | 0
F9_Industrial_Other Industrial_New_Space Heating_Natural Gas_Insulation - Wall Cavity_A_Achievable Economic RVT Potential | F9 | Industrial | Other Industrial | New | Space Heating | Natural Gas | Insulation - Wall Cavity | A | Cumulative Winter Peak Savings (MW) | Achievable Economic RVT Potential | 0 | 0 | 0 | 0 | 0 | 0 | 0 | 0 | 0 | 0 | 0 | 0 | 0 | 0 | 0 | 0 | 0 | 0 | 0 | 0 | 0 | 0 | 0
F10_Industrial_Other Industrial_New_Space Heating_Natural Gas_Insulation - Wall Cavity_A_Achievable Economic RVT Potential | F10 | Industrial | Other Industrial | New | Space Heating | Natural Gas | Insulation - Wall Cavity | A | Purchases (Incremental) | Achievable Economic RVT Potential | 0 | 0 | 0 | 0 | 0 | 0 | 0 | 0 | 0 | 0 | 0 | 0 | 0 | 0 | 0 | 0 | 0 | 0 | 0 | 0 | 0 | 0 | 0
F11_Industrial_Other Industrial_New_Space Heating_Natural Gas_Insulation - Wall Cavity_A_Achievable Economic RVT Potential | F11 | Industrial | Other Industrial | New | Space Heating | Natural Gas | Insulation - Wall Cavity | A | Purchases (Cumulative) | Achievable Economic RVT Potential | 0 | 0 | 0 | 0 | 0 | 0 | 0 | 0 | 0 | 0 | 0 | 0 | 0 | 0 | 0 | 0 | 0 | 0 | 0 | 0 | 0 | 0 | 0
F1_Industrial_Other Industrial_New_Space Heating_Natural Gas_Insulation - Ducting_A_Achievable Economic RVT Potential | F1 | Industrial | Other Industrial | New | Space Heating | Natural Gas | Insulation - Ducting | A | Integrated Unit Energy Savings (kWh or therms) | Achievable Economic RVT Potential | 0 | 0 | 0.0012711 | 0.0012557 | 0.0012448 | 0.0012346 | 0.0012272 | 0.0012191 | 0.0012109 | 0.0012024 | 0.0011944 | 0.0011861 | 0.0011757 | 0.0011661 | 0.0011562 | 0.0011481 | 0.0011412 | 0.0011348 | 0.0011309 | 0.0011276 | 0.0011258 | 0.0011254 | 0
F2_Industrial_Other Industrial_New_Space Heating_Natural Gas_Insulation - Ducting_A_Achievable Economic RVT Potential | F2 | Industrial | Other Industrial | New | Space Heating | Natural Gas | Insulation - Ducting | A | Integrated Unit Summer Peak Savings (kW) | Achievable Economic RVT Potential | 0 | 0 | 0 | 0 | 0 | 0 | 0 | 0 | 0 | 0 | 0 | 0 | 0 | 0 | 0 | 0 | 0 | 0 | 0 | 0 | 0 | 0 | 0
F3_Industrial_Other Industrial_New_Space Heating_Natural Gas_Insulation - Ducting_A_Achievable Economic RVT Potential | F3 | Industrial | Other Industrial | New | Space Heating | Natural Gas | Insulation - Ducting | A | Integrated Unit Winter Peak Savings (kW) | Achievable Economic RVT Potential | 0 | 0 | 0 | 0 | 0 | 0 | 0 | 0 | 0 | 0 | 0 | 0 | 0 | 0 | 0 | 0 | 0 | 0 | 0 | 0 | 0 | 0 | 0
F4_Industrial_Other Industrial_New_Space Heating_Natural Gas_Insulation - Ducting_A_Achievable Economic RVT Potential | F4 | Industrial | Other Industrial | New | Space Heating | Natural Gas | Insulation - Ducting | A | Incremental Energy Savings (MWh or mTherms) | Achievable Economic RVT Potential | 0 | 0 | 0 | 0 | 0 | 0 | 0 | 0 | 0 | 0 | 0 | 0 | 0 | 0 | 0 | 0 | 0 | 0 | 0 | 0 | 0 | 0 | 0
F5_Industrial_Other Industrial_New_Space Heating_Natural Gas_Insulation - Ducting_A_Achievable Economic RVT Potential | F5 | Industrial | Other Industrial | New | Space Heating | Natural Gas | Insulation - Ducting | A | Incremental Summer Peak Savings (MW) | Achievable Economic RVT Potential | 0 | 0 | 0 | 0 | 0 | 0 | 0 | 0 | 0 | 0 | 0 | 0 | 0 | 0 | 0 | 0 | 0 | 0 | 0 | 0 | 0 | 0 | 0
F6_Industrial_Other Industrial_New_Space Heating_Natural Gas_Insulation - Ducting_A_Achievable Economic RVT Potential | F6 | Industrial | Other Industrial | New | Space Heating | Natural Gas | Insulation - Ducting | A | Incremental Winter Peak Savings (MW) | Achievable Economic RVT Potential | 0 | 0 | 0 | 0 | 0 | 0 | 0 | 0 | 0 | 0 | 0 | 0 | 0 | 0 | 0 | 0 | 0 | 0 | 0 | 0 | 0 | 0 | 0
F7_Industrial_Other Industrial_New_Space Heating_Natural Gas_Insulation - Ducting_A_Achievable Economic RVT Potential | F7 | Industrial | Other Industrial | New | Space Heating | Natural Gas | Insulation - Ducting | A | Cumulative Energy Savings (MWh or mTherms) | Achievable Economic RVT Potential | 0 | 0 | 0 | 0 | 0 | 0 | 0 | 0 | 0 | 0 | 0 | 0 | 0 | 0 | 0 | 0 | 0 | 0 | 0 | 0 | 0 | 0 | 0
F8_Industrial_Other Industrial_New_Space Heating_Natural Gas_Insulation - Ducting_A_Achievable Economic RVT Potential | F8 | Industrial | Other Industrial | New | Space Heating | Natural Gas | Insulation - Ducting | A | Cumulative Summer Peak Savings (MW) | Achievable Economic RVT Potential | 0 | 0 | 0 | 0 | 0 | 0 | 0 | 0 | 0 | 0 | 0 | 0 | 0 | 0 | 0 | 0 | 0 | 0 | 0 | 0 | 0 | 0 | 0
F9_Industrial_Other Industrial_New_Space Heating_Natural Gas_Insulation - Ducting_A_Achievable Economic RVT Potential | F9 | Industrial | Other Industrial | New | Space Heating | Natural Gas | Insulation - Ducting | A | Cumulative Winter Peak Savings (MW) | Achievable Economic RVT Potential | 0 | 0 | 0 | 0 | 0 | 0 | 0 | 0 | 0 | 0 | 0 | 0 | 0 | 0 | 0 | 0 | 0 | 0 | 0 | 0 | 0 | 0 | 0
F10_Industrial_Other Industrial_New_Space Heating_Natural Gas_Insulation - Ducting_A_Achievable Economic RVT Potential | F10 | Industrial | Other Industrial | New | Space Heating | Natural Gas | Insulation - Ducting | A | Purchases (Incremental) | Achievable Economic RVT Potential | 0 | 0 | 0 | 0 | 0 | 0 | 0 | 0 | 0 | 0 | 0 | 0 | 0 | 0 | 0 | 0 | 0 | 0 | 0 | 0 | 0 | 0 | 0
F11_Industrial_Other Industrial_New_Space Heating_Natural Gas_Insulation - Ducting_A_Achievable Economic RVT Potential | F11 | Industrial | Other Industrial | New | Space Heating | Natural Gas | Insulation - Ducting | A | Purchases (Cumulative) | Achievable Economic RVT Potential | 0 | 0 | 0 | 0 | 0 | 0 | 0 | 0 | 0 | 0 | 0 | 0 | 0 | 0 | 0 | 0 | 0 | 0 | 0 | 0 | 0 | 0 | 0
F1_Industrial_Other Industrial_New_Space Heating_Natural Gas_HVAC - Duct Repair and Sealing_A_Achievable Economic RVT Potential | F1 | Industrial | Other Industrial | New | Space Heating | Natural Gas | HVAC - Duct Repair and Sealing | A | Integrated Unit Energy Savings (kWh or therms) | Achievable Economic RVT Potential | 0 | 0 | 0.0035949 | 0.0035516 | 0.0035207 | 0.0034919 | 0.0034709 | 0.0034479 | 0.0034249 | 0.0034007 | 0.0033782 | 0.0033545 | 0.0033251 | 0.003298 | 0.0032701 | 0.0032472 | 0.0032277 | 0.0032095 | 0.0031984 | 0.0031893 | 0.0031841 | 0.003183 | 0
F2_Industrial_Other Industrial_New_Space Heating_Natural Gas_HVAC - Duct Repair and Sealing_A_Achievable Economic RVT Potential | F2 | Industrial | Other Industrial | New | Space Heating | Natural Gas | HVAC - Duct Repair and Sealing | A | Integrated Unit Summer Peak Savings (kW) | Achievable Economic RVT Potential | 0 | 0 | 0 | 0 | 0 | 0 | 0 | 0 | 0 | 0 | 0 | 0 | 0 | 0 | 0 | 0 | 0 | 0 | 0 | 0 | 0 | 0 | 0
F3_Industrial_Other Industrial_New_Space Heating_Natural Gas_HVAC - Duct Repair and Sealing_A_Achievable Economic RVT Potential | F3 | Industrial | Other Industrial | New | Space Heating | Natural Gas | HVAC - Duct Repair and Sealing | A | Integrated Unit Winter Peak Savings (kW) | Achievable Economic RVT Potential | 0 | 0 | 0 | 0 | 0 | 0 | 0 | 0 | 0 | 0 | 0 | 0 | 0 | 0 | 0 | 0 | 0 | 0 | 0 | 0 | 0 | 0 | 0
F4_Industrial_Other Industrial_New_Space Heating_Natural Gas_HVAC - Duct Repair and Sealing_A_Achievable Economic RVT Potential | F4 | Industrial | Other Industrial | New | Space Heating | Natural Gas | HVAC - Duct Repair and Sealing | A | Incremental Energy Savings (MWh or mTherms) | Achievable Economic RVT Potential | 0 | 0 | 0 | 0 | 0 | 0 | 0 | 0 | 0 | 0 | 0 | 0 | 0 | 0 | 0 | 0 | 0 | 0 | 0 | 0 | 0 | 0 | 0
F5_Industrial_Other Industrial_New_Space Heating_Natural Gas_HVAC - Duct Repair and Sealing_A_Achievable Economic RVT Potential | F5 | Industrial | Other Industrial | New | Space Heating | Natural Gas | HVAC - Duct Repair and Sealing | A | Incremental Summer Peak Savings (MW) | Achievable Economic RVT Potential | 0 | 0 | 0 | 0 | 0 | 0 | 0 | 0 | 0 | 0 | 0 | 0 | 0 | 0 | 0 | 0 | 0 | 0 | 0 | 0 | 0 | 0 | 0
F6_Industrial_Other Industrial_New_Space Heating_Natural Gas_HVAC - Duct Repair and Sealing_A_Achievable Economic RVT Potential | F6 | Industrial | Other Industrial | New | Space Heating | Natural Gas | HVAC - Duct Repair and Sealing | A | Incremental Winter Peak Savings (MW) | Achievable Economic RVT Potential | 0 | 0 | 0 | 0 | 0 | 0 | 0 | 0 | 0 | 0 | 0 | 0 | 0 | 0 | 0 | 0 | 0 | 0 | 0 | 0 | 0 | 0 | 0
F7_Industrial_Other Industrial_New_Space Heating_Natural Gas_HVAC - Duct Repair and Sealing_A_Achievable Economic RVT Potential | F7 | Industrial | Other Industrial | New | Space Heating | Natural Gas | HVAC - Duct Repair and Sealing | A | Cumulative Energy Savings (MWh or mTherms) | Achievable Economic RVT Potential | 0 | 0 | 0 | 0 | 0 | 0 | 0 | 0 | 0 | 0 | 0 | 0 | 0 | 0 | 0 | 0 | 0 | 0 | 0 | 0 | 0 | 0 | 0
F8_Industrial_Other Industrial_New_Space Heating_Natural Gas_HVAC - Duct Repair and Sealing_A_Achievable Economic RVT Potential | F8 | Industrial | Other Industrial | New | Space Heating | Natural Gas | HVAC - Duct Repair and Sealing | A | Cumulative Summer Peak Savings (MW) | Achievable Economic RVT Potential | 0 | 0 | 0 | 0 | 0 | 0 | 0 | 0 | 0 | 0 | 0 | 0 | 0 | 0 | 0 | 0 | 0 | 0 | 0 | 0 | 0 | 0 | 0
F9_Industrial_Other Industrial_New_Space Heating_Natural Gas_HVAC - Duct Repair and Sealing_A_Achievable Economic RVT Potential | F9 | Industrial | Other Industrial | New | Space Heating | Natural Gas | HVAC - Duct Repair and Sealing | A | Cumulative Winter Peak Savings (MW) | Achievable Economic RVT Potential | 0 | 0 | 0 | 0 | 0 | 0 | 0 | 0 | 0 | 0 | 0 | 0 | 0 | 0 | 0 | 0 | 0 | 0 | 0 | 0 | 0 | 0 | 0
F10_Industrial_Other Industrial_New_Space Heating_Natural Gas_HVAC - Duct Repair and Sealing_A_Achievable Economic RVT Potential | F10 | Industrial | Other Industrial | New | Space Heating | Natural Gas | HVAC - Duct Repair and Sealing | A | Purchases (Incremental) | Achievable Economic RVT Potential | 0 | 0 | 0 | 0 | 0 | 0 | 0 | 0 | 0 | 0 | 0 | 0 | 0 | 0 | 0 | 0 | 0 | 0 | 0 | 0 | 0 | 0 | 0
F11_Industrial_Other Industrial_New_Space Heating_Natural Gas_HVAC - Duct Repair and Sealing_A_Achievable Economic RVT Potential | F11 | Industrial | Other Industrial | New | Space Heating | Natural Gas | HVAC - Duct Repair and Sealing | A | Purchases (Cumulative) | Achievable Economic RVT Potential | 0 | 0 | 0 | 0 | 0 | 0 | 0 | 0 | 0 | 0 | 0 | 0 | 0 | 0 | 0 | 0 | 0 | 0 | 0 | 0 | 0 | 0 | 0
F1_Industrial_Other Industrial_New_Space Heating_Natural Gas_Windows - High Efficiency_A_Achievable Economic RVT Potential | F1 | Industrial | Other Industrial | New | Space Heating | Natural Gas | Windows - High Efficiency | A | Integrated Unit Energy Savings (kWh or therms) | Achievable Economic RVT Potential | 0 | 0 | 0.0073727 | 0.0072838 | 0.0072204 | 0.0071613 | 0.0071184 | 0.0070712 | 0.007024 | 0.0069743 | 0.0069283 | 0.0068797 | 0.0068194 | 0.0067638 | 0.0067066 | 0.0066596 | 0.0066195 | 0.0065822 | 0.0065595 | 0.0065407 | 0.0065301 | 0.0065279 | 0
F2_Industrial_Other Industrial_New_Space Heating_Natural Gas_Windows - High Efficiency_A_Achievable Economic RVT Potential | F2 | Industrial | Other Industrial | New | Space Heating | Natural Gas | Windows - High Efficiency | A | Integrated Unit Summer Peak Savings (kW) | Achievable Economic RVT Potential | 0 | 0 | 0 | 0 | 0 | 0 | 0 | 0 | 0 | 0 | 0 | 0 | 0 | 0 | 0 | 0 | 0 | 0 | 0 | 0 | 0 | 0 | 0
F3_Industrial_Other Industrial_New_Space Heating_Natural Gas_Windows - High Efficiency_A_Achievable Economic RVT Potential | F3 | Industrial | Other Industrial | New | Space Heating | Natural Gas | Windows - High Efficiency | A | Integrated Unit Winter Peak Savings (kW) | Achievable Economic RVT Potential | 0 | 0 | 0 | 0 | 0 | 0 | 0 | 0 | 0 | 0 | 0 | 0 | 0 | 0 | 0 | 0 | 0 | 0 | 0 | 0 | 0 | 0 | 0
F4_Industrial_Other Industrial_New_Space Heating_Natural Gas_Windows - High Efficiency_A_Achievable Economic RVT Potential | F4 | Industrial | Other Industrial | New | Space Heating | Natural Gas | Windows - High Efficiency | A | Incremental Energy Savings (MWh or mTherms) | Achievable Economic RVT Potential | 0 | 0 | 0 | 0 | 0 | 0 | 0 | 0 | 0 | 0 | 0 | 0 | 0 | 0 | 0 | 0 | 0 | 0 | 0 | 0 | 0 | 0 | 0
F5_Industrial_Other Industrial_New_Space Heating_Natural Gas_Windows - High Efficiency_A_Achievable Economic RVT Potential | F5 | Industrial | Other Industrial | New | Space Heating | Natural Gas | Windows - High Efficiency | A | Incremental Summer Peak Savings (MW) | Achievable Economic RVT Potential | 0 | 0 | 0 | 0 | 0 | 0 | 0 | 0 | 0 | 0 | 0 | 0 | 0 | 0 | 0 | 0 | 0 | 0 | 0 | 0 | 0 | 0 | 0
F6_Industrial_Other Industrial_New_Space Heating_Natural Gas_Windows - High Efficiency_A_Achievable Economic RVT Potential | F6 | Industrial | Other Industrial | New | Space Heating | Natural Gas | Windows - High Efficiency | A | Incremental Winter Peak Savings (MW) | Achievable Economic RVT Potential | 0 | 0 | 0 | 0 | 0 | 0 | 0 | 0 | 0 | 0 | 0 | 0 | 0 | 0 | 0 | 0 | 0 | 0 | 0 | 0 | 0 | 0 | 0
F7_Industrial_Other Industrial_New_Space Heating_Natural Gas_Windows - High Efficiency_A_Achievable Economic RVT Potential | F7 | Industrial | Other Industrial | New | Space Heating | Natural Gas | Windows - High Efficiency | A | Cumulative Energy Savings (MWh or mTherms) | Achievable Economic RVT Potential | 0 | 0 | 0 | 0 | 0 | 0 | 0 | 0 | 0 | 0 | 0 | 0 | 0 | 0 | 0 | 0 | 0 | 0 | 0 | 0 | 0 | 0 | 0
F8_Industrial_Other Industrial_New_Space Heating_Natural Gas_Windows - High Efficiency_A_Achievable Economic RVT Potential | F8 | Industrial | Other Industrial | New | Space Heating | Natural Gas | Windows - High Efficiency | A | Cumulative Summer Peak Savings (MW) | Achievable Economic RVT Potential | 0 | 0 | 0 | 0 | 0 | 0 | 0 | 0 | 0 | 0 | 0 | 0 | 0 | 0 | 0 | 0 | 0 | 0 | 0 | 0 | 0 | 0 | 0
F9_Industrial_Other Industrial_New_Space Heating_Natural Gas_Windows - High Efficiency_A_Achievable Economic RVT Potential | F9 | Industrial | Other Industrial | New | Space Heating | Natural Gas | Windows - High Efficiency | A | Cumulative Winter Peak Savings (MW) | Achievable Economic RVT Potential | 0 | 0 | 0 | 0 | 0 | 0 | 0 | 0 | 0 | 0 | 0 | 0 | 0 | 0 | 0 | 0 | 0 | 0 | 0 | 0 | 0 | 0 | 0
F10_Industrial_Other Industrial_New_Space Heating_Natural Gas_Windows - High Efficiency_A_Achievable Economic RVT Potential | F10 | Industrial | Other Industrial | New | Space Heating | Natural Gas | Windows - High Efficiency | A | Purchases (Incremental) | Achievable Economic RVT Potential | 0 | 0 | 0 | 0 | 0 | 0 | 0 | 0 | 0 | 0 | 0 | 0 | 0 | 0 | 0 | 0 | 0 | 0 | 0 | 0 | 0 | 0 | 0
F11_Industrial_Other Industrial_New_Space Heating_Natural Gas_Windows - High Efficiency_A_Achievable Economic RVT Potential | F11 | Industrial | Other Industrial | New | Space Heating | Natural Gas | Windows - High Efficiency | A | Purchases (Cumulative) | Achievable Economic RVT Potential | 0 | 0 | 0 | 0 | 0 | 0 | 0 | 0 | 0 | 0 | 0 | 0 | 0 | 0 | 0 | 0 | 0 | 0 | 0 | 0 | 0 | 0 | 0
F1_Industrial_Other Industrial_New_Space Heating_Natural Gas_Gas Boiler - Maintenance_A_Achievable Economic RVT Potential | F1 | Industrial | Other Industrial | New | Space Heating | Natural Gas | Gas Boiler - Maintenance | A | Integrated Unit Energy Savings (kWh or therms) | Achievable Economic RVT Potential | 0 | 0 | 1.9505 | 1.9292 | 1.9148 | 1.9017 | 1.8944 | 1.886 | 1.8783 | 1.8705 | 1.8652 | 1.8596 | 1.8513 | 1.8438 | 1.8366 | 1.8305 | 1.8248 | 1.8173 | 1.8137 | 1.8087 | 1.8047 | 1.8021 | 0
F2_Industrial_Other Industrial_New_Space Heating_Natural Gas_Gas Boiler - Maintenance_A_Achievable Economic RVT Potential | F2 | Industrial | Other Industrial | New | Space Heating | Natural Gas | Gas Boiler - Maintenance | A | Integrated Unit Summer Peak Savings (kW) | Achievable Economic RVT Potential | 0 | 0 | 0 | 0 | 0 | 0 | 0 | 0 | 0 | 0 | 0 | 0 | 0 | 0 | 0 | 0 | 0 | 0 | 0 | 0 | 0 | 0 | 0
F3_Industrial_Other Industrial_New_Space Heating_Natural Gas_Gas Boiler - Maintenance_A_Achievable Economic RVT Potential | F3 | Industrial | Other Industrial | New | Space Heating | Natural Gas | Gas Boiler - Maintenance | A | Integrated Unit Winter Peak Savings (kW) | Achievable Economic RVT Potential | 0 | 0 | 0 | 0 | 0 | 0 | 0 | 0 | 0 | 0 | 0 | 0 | 0 | 0 | 0 | 0 | 0 | 0 | 0 | 0 | 0 | 0 | 0
F4_Industrial_Other Industrial_New_Space Heating_Natural Gas_Gas Boiler - Maintenance_A_Achievable Economic RVT Potential | F4 | Industrial | Other Industrial | New | Space Heating | Natural Gas | Gas Boiler - Maintenance | A | Incremental Energy Savings (MWh or mTherms) | Achievable Economic RVT Potential | 0 | 0 | 0.0010299 | 0.001246 | 0.0012208 | 0.0012605 | 0.0012663 | 0.0012571 | 0.0012449 | 0.0012503 | 0.0012432 | 0.0022144 | 0.0024332 | 0.0024045 | 0.0043741 | 0.0048117 | 0.0047595 | 0.0086563 | 0.0095351 | 0.0094349 | 0.017435 | 0.018989 | 0
F5_Industrial_Other Industrial_New_Space Heating_Natural Gas_Gas Boiler - Maintenance_A_Achievable Economic RVT Potential | F5 | Industrial | Other Industrial | New | Space Heating | Natural Gas | Gas Boiler - Maintenance | A | Incremental Summer Peak Savings (MW) | Achievable Economic RVT Potential | 0 | 0 | 0 | 0 | 0 | 0 | 0 | 0 | 0 | 0 | 0 | 0 | 0 | 0 | 0 | 0 | 0 | 0 | 0 | 0 | 0 | 0 | 0
F6_Industrial_Other Industrial_New_Space Heating_Natural Gas_Gas Boiler - Maintenance_A_Achievable Economic RVT Potential | F6 | Industrial | Other Industrial | New | Space Heating | Natural Gas | Gas Boiler - Maintenance | A | Incremental Winter Peak Savings (MW) | Achievable Economic RVT Potential | 0 | 0 | 0 | 0 | 0 | 0 | 0 | 0 | 0 | 0 | 0 | 0 | 0 | 0 | 0 | 0 | 0 | 0 | 0 | 0 | 0 | 0 | 0
F7_Industrial_Other Industrial_New_Space Heating_Natural Gas_Gas Boiler - Maintenance_A_Achievable Economic RVT Potential | F7 | Industrial | Other Industrial | New | Space Heating | Natural Gas | Gas Boiler - Maintenance | A | Cumulative Energy Savings (MWh or mTherms) | Achievable Economic RVT Potential | 0 | 0 | 0.0010299 | 0.0022646 | 0.0034685 | 0.0037013 | 0.0037296 | 0.0037678 | 0.0037524 | 0.0037368 | 0.0037263 | 0.0037151 | 0.0036985 | 0.0036834 | 0.0036691 | 0.0036569 | 0.0036455 | 0.0036306 | 0.0036233 | 0.0036133 | 0.0036052 | 0.0036001 | 0
F8_Industrial_Other Industrial_New_Space Heating_Natural Gas_Gas Boiler - Maintenance_A_Achievable Economic RVT Potential | F8 | Industrial | Other Industrial | New | Space Heating | Natural Gas | Gas Boiler - Maintenance | A | Cumulative Summer Peak Savings (MW) | Achievable Economic RVT Potential | 0 | 0 | 0 | 0 | 0 | 0 | 0 | 0 | 0 | 0 | 0 | 0 | 0 | 0 | 0 | 0 | 0 | 0 | 0 | 0 | 0 | 0 | 0
F9_Industrial_Other Industrial_New_Space Heating_Natural Gas_Gas Boiler - Maintenance_A_Achievable Economic RVT Potential | F9 | Industrial | Other Industrial | New | Space Heating | Natural Gas | Gas Boiler - Maintenance | A | Cumulative Winter Peak Savings (MW) | Achievable Economic RVT Potential | 0 | 0 | 0 | 0 | 0 | 0 | 0 | 0 | 0 | 0 | 0 | 0 | 0 | 0 | 0 | 0 | 0 | 0 | 0 | 0 | 0 | 0 | 0
F10_Industrial_Other Industrial_New_Space Heating_Natural Gas_Gas Boiler - Maintenance_A_Achievable Economic RVT Potential | F10 | Industrial | Other Industrial | New | Space Heating | Natural Gas | Gas Boiler - Maintenance | A | Purchases (Incremental) | Achievable Economic RVT Potential | 0 | 0 | 0.52801 | 0.64588 | 0.63757 | 0.66279 | 0.66842 | 0.66653 | 0.66279 | 0.66842 | 0.66653 | 1.1908 | 1.3143 | 1.3041 | 2.3816 | 2.6286 | 2.6082 | 4.7632 | 5.2572 | 5.2164 | 9.6612 | 10.537 | 0
F11_Industrial_Other Industrial_New_Space Heating_Natural Gas_Gas Boiler - Maintenance_A_Achievable Economic RVT Potential | F11 | Industrial | Other Industrial | New | Space Heating | Natural Gas | Gas Boiler - Maintenance | A | Purchases (Cumulative) | Achievable Economic RVT Potential | 0 | 0 | 0.52801 | 1.1739 | 1.8115 | 1.9462 | 1.9688 | 1.9977 | 1.9977 | 1.9977 | 1.9977 | 1.9977 | 1.9977 | 1.9977 | 1.9977 | 1.9977 | 1.9977 | 1.9977 | 1.9977 | 1.9977 | 1.9977 | 1.9977 | 0
F1_Industrial_Other Industrial_New_Process_Natural Gas_Gas Boiler - Maintenance_A_Achievable Economic RVT Potential | F1 | Industrial | Other Industrial | New | Process | Natural Gas | Gas Boiler - Maintenance | A | Integrated Unit Energy Savings (kWh or therms) | Achievable Economic RVT Potential | 0 | 0 | 1.5559 | 1.5559 | 1.5559 | 1.5559 | 1.5559 | 1.5559 | 1.5559 | 1.5559 | 1.5559 | 1.5559 | 1.5559 | 1.5559 | 1.5559 | 1.5559 | 1.5559 | 1.5559 | 1.5559 | 1.5559 | 1.5559 | 1.5559 | 0
F2_Industrial_Other Industrial_New_Process_Natural Gas_Gas Boiler - Maintenance_A_Achievable Economic RVT Potential | F2 | Industrial | Other Industrial | New | Process | Natural Gas | Gas Boiler - Maintenance | A | Integrated Unit Summer Peak Savings (kW) | Achievable Economic RVT Potential | 0 | 0 | 0 | 0 | 0 | 0 | 0 | 0 | 0 | 0 | 0 | 0 | 0 | 0 | 0 | 0 | 0 | 0 | 0 | 0 | 0 | 0 | 0
F3_Industrial_Other Industrial_New_Process_Natural Gas_Gas Boiler - Maintenance_A_Achievable Economic RVT Potential | F3 | Industrial | Other Industrial | New | Process | Natural Gas | Gas Boiler - Maintenance | A | Integrated Unit Winter Peak Savings (kW) | Achievable Economic RVT Potential | 0 | 0 | 0 | 0 | 0 | 0 | 0 | 0 | 0 | 0 | 0 | 0 | 0 | 0 | 0 | 0 | 0 | 0 | 0 | 0 | 0 | 0 | 0
F4_Industrial_Other Industrial_New_Process_Natural Gas_Gas Boiler - Maintenance_A_Achievable Economic RVT Potential | F4 | Industrial | Other Industrial | New | Process | Natural Gas | Gas Boiler - Maintenance | A | Incremental Energy Savings (MWh or mTherms) | Achievable Economic RVT Potential | 0 | 0 | 0.011895 | 0.01455 | 0.014363 | 0.014931 | 0.015058 | 0.015015 | 0.014931 | 0.015058 | 0.015015 | 0.026826 | 0.029608 | 0.029379 | 0.053652 | 0.059217 | 0.058757 | 0.1073 | 0.11843 | 0.11751 | 0.21764 | 0.23738 | 0
F5_Industrial_Other Industrial_New_Process_Natural Gas_Gas Boiler - Maintenance_A_Achievable Economic RVT Potential | F5 | Industrial | Other Industrial | New | Process | Natural Gas | Gas Boiler - Maintenance | A | Incremental Summer Peak Savings (MW) | Achievable Economic RVT Potential | 0 | 0 | 0 | 0 | 0 | 0 | 0 | 0 | 0 | 0 | 0 | 0 | 0 | 0 | 0 | 0 | 0 | 0 | 0 | 0 | 0 | 0 | 0
F6_Industrial_Other Industrial_New_Process_Natural Gas_Gas Boiler - Maintenance_A_Achievable Economic RVT Potential | F6 | Industrial | Other Industrial | New | Process | Natural Gas | Gas Boiler - Maintenance | A | Incremental Winter Peak Savings (MW) | Achievable Economic RVT Potential | 0 | 0 | 0 | 0 | 0 | 0 | 0 | 0 | 0 | 0 | 0 | 0 | 0 | 0 | 0 | 0 | 0 | 0 | 0 | 0 | 0 | 0 | 0
F7_Industrial_Other Industrial_New_Process_Natural Gas_Gas Boiler - Maintenance_A_Achievable Economic RVT Potential | F7 | Industrial | Other Industrial | New | Process | Natural Gas | Gas Boiler - Maintenance | A | Cumulative Energy Savings (MWh or mTherms) | Achievable Economic RVT Potential | 0 | 0 | 0.011895 | 0.026445 | 0.040808 | 0.043845 | 0.044352 | 0.045005 | 0.045005 | 0.045005 | 0.045005 | 0.045005 | 0.045005 | 0.045005 | 0.045005 | 0.045005 | 0.045005 | 0.045005 | 0.045005 | 0.045005 | 0.045005 | 0.045005 | 0
F8_Industrial_Other Industrial_New_Process_Natural Gas_Gas Boiler - Maintenance_A_Achievable Economic RVT Potential | F8 | Industrial | Other Industrial | New | Process | Natural Gas | Gas Boiler - Maintenance | A | Cumulative Summer Peak Savings (MW) | Achievable Economic RVT Potential | 0 | 0 | 0 | 0 | 0 | 0 | 0 | 0 | 0 | 0 | 0 | 0 | 0 | 0 | 0 | 0 | 0 | 0 | 0 | 0 | 0 | 0 | 0
F9_Industrial_Other Industrial_New_Process_Natural Gas_Gas Boiler - Maintenance_A_Achievable Economic RVT Potential | F9 | Industrial | Other Industrial | New | Process | Natural Gas | Gas Boiler - Maintenance | A | Cumulative Winter Peak Savings (MW) | Achievable Economic RVT Potential | 0 | 0 | 0 | 0 | 0 | 0 | 0 | 0 | 0 | 0 | 0 | 0 | 0 | 0 | 0 | 0 | 0 | 0 | 0 | 0 | 0 | 0 | 0
F10_Industrial_Other Industrial_New_Process_Natural Gas_Gas Boiler - Maintenance_A_Achievable Economic RVT Potential | F10 | Industrial | Other Industrial | New | Process | Natural Gas | Gas Boiler - Maintenance | A | Purchases (Incremental) | Achievable Economic RVT Potential | 0 | 0 | 7.6451 | 9.3518 | 9.2315 | 9.5967 | 9.6782 | 9.6508 | 9.5967 | 9.6782 | 9.6508 | 17.2418 | 19.0301 | 18.8823 | 34.4836 | 38.0601 | 37.7647 | 68.9671 | 76.1203 | 75.5294 | 139.8858 | 152.567 | 0
F11_Industrial_Other Industrial_New_Process_Natural Gas_Gas Boiler - Maintenance_A_Achievable Economic RVT Potential | F11 | Industrial | Other Industrial | New | Process | Natural Gas | Gas Boiler - Maintenance | A | Purchases (Cumulative) | Achievable Economic RVT Potential | 0 | 0 | 7.6451 | 16.997 | 26.2285 | 28.18 | 28.5064 | 28.9257 | 28.9257 | 28.9257 | 28.9257 | 28.9257 | 28.9257 | 28.9257 | 28.9257 | 28.9257 | 28.9257 | 28.9257 | 28.9257 | 28.9257 | 28.9257 | 28.9257 | 0
F1_Industrial_Other Industrial_New_Space Heating_Natural Gas_Gas Furnace - Maintenance_A_Achievable Economic RVT Potential | F1 | Industrial | Other Industrial | New | Space Heating | Natural Gas | Gas Furnace - Maintenance | A | Integrated Unit Energy Savings (kWh or therms) | Achievable Economic RVT Potential | 0 | 0 | 0.0083098 | 0.0082187 | 0.0081573 | 0.0081019 | 0.0080706 | 0.0080349 | 0.0080022 | 0.007969 | 0.0079465 | 0.0079226 | 0.0078872 | 0.0078551 | 0.0078245 | 0.0077986 | 0.0077743 | 0.0077424 | 0.007727 | 0.0077056 | 0.0076884 | 0.0076775 | 0
F2_Industrial_Other Industrial_New_Space Heating_Natural Gas_Gas Furnace - Maintenance_A_Achievable Economic RVT Potential | F2 | Industrial | Other Industrial | New | Space Heating | Natural Gas | Gas Furnace - Maintenance | A | Integrated Unit Summer Peak Savings (kW) | Achievable Economic RVT Potential | 0 | 0 | 0 | 0 | 0 | 0 | 0 | 0 | 0 | 0 | 0 | 0 | 0 | 0 | 0 | 0 | 0 | 0 | 0 | 0 | 0 | 0 | 0
F3_Industrial_Other Industrial_New_Space Heating_Natural Gas_Gas Furnace - Maintenance_A_Achievable Economic RVT Potential | F3 | Industrial | Other Industrial | New | Space Heating | Natural Gas | Gas Furnace - Maintenance | A | Integrated Unit Winter Peak Savings (kW) | Achievable Economic RVT Potential | 0 | 0 | 0 | 0 | 0 | 0 | 0 | 0 | 0 | 0 | 0 | 0 | 0 | 0 | 0 | 0 | 0 | 0 | 0 | 0 | 0 | 0 | 0
F4_Industrial_Other Industrial_New_Space Heating_Natural Gas_Gas Furnace - Maintenance_A_Achievable Economic RVT Potential | F4 | Industrial | Other Industrial | New | Space Heating | Natural Gas | Gas Furnace - Maintenance | A | Incremental Energy Savings (MWh or mTherms) | Achievable Economic RVT Potential | 0 | 0 | 2.9625e-05 | 3.5841e-05 | 3.5116e-05 | 3.6257e-05 | 3.6424e-05 | 3.616e-05 | 3.5811e-05 | 3.5965e-05 | 3.5762e-05 | 6.3699e-05 | 6.9992e-05 | 6.9166e-05 | 0.00012582 | 0.00013841 | 0.00013691 | 0.000249 | 0.00027428 | 0.0002714 | 0.00050153 | 0.00054621 | 0
F5_Industrial_Other Industrial_New_Space Heating_Natural Gas_Gas Furnace - Maintenance_A_Achievable Economic RVT Potential | F5 | Industrial | Other Industrial | New | Space Heating | Natural Gas | Gas Furnace - Maintenance | A | Incremental Summer Peak Savings (MW) | Achievable Economic RVT Potential | 0 | 0 | 0 | 0 | 0 | 0 | 0 | 0 | 0 | 0 | 0 | 0 | 0 | 0 | 0 | 0 | 0 | 0 | 0 | 0 | 0 | 0 | 0
F6_Industrial_Other Industrial_New_Space Heating_Natural Gas_Gas Furnace - Maintenance_A_Achievable Economic RVT Potential | F6 | Industrial | Other Industrial | New | Space Heating | Natural Gas | Gas Furnace - Maintenance | A | Incremental Winter Peak Savings (MW) | Achievable Economic RVT Potential | 0 | 0 | 0 | 0 | 0 | 0 | 0 | 0 | 0 | 0 | 0 | 0 | 0 | 0 | 0 | 0 | 0 | 0 | 0 | 0 | 0 | 0 | 0
F7_Industrial_Other Industrial_New_Space Heating_Natural Gas_Gas Furnace - Maintenance_A_Achievable Economic RVT Potential | F7 | Industrial | Other Industrial | New | Space Heating | Natural Gas | Gas Furnace - Maintenance | A | Cumulative Energy Savings (MWh or mTherms) | Achievable Economic RVT Potential | 0 | 0 | 2.9625e-05 | 6.5142e-05 | 9.9771e-05 | 0.00010647 | 0.00010728 | 0.00010838 | 0.00010794 | 0.00010749 | 0.00010719 | 0.00010686 | 0.00010639 | 0.00010595 | 0.00010554 | 0.00010519 | 0.00010486 | 0.00010443 | 0.00010423 | 0.00010394 | 0.00010371 | 0.00010356 | 0
F8_Industrial_Other Industrial_New_Space Heating_Natural Gas_Gas Furnace - Maintenance_A_Achievable Economic RVT Potential | F8 | Industrial | Other Industrial | New | Space Heating | Natural Gas | Gas Furnace - Maintenance | A | Cumulative Summer Peak Savings (MW) | Achievable Economic RVT Potential | 0 | 0 | 0 | 0 | 0 | 0 | 0 | 0 | 0 | 0 | 0 | 0 | 0 | 0 | 0 | 0 | 0 | 0 | 0 | 0 | 0 | 0 | 0
F9_Industrial_Other Industrial_New_Space Heating_Natural Gas_Gas Furnace - Maintenance_A_Achievable Economic RVT Potential | F9 | Industrial | Other Industrial | New | Space Heating | Natural Gas | Gas Furnace - Maintenance | A | Cumulative Winter Peak Savings (MW) | Achievable Economic RVT Potential | 0 | 0 | 0 | 0 | 0 | 0 | 0 | 0 | 0 | 0 | 0 | 0 | 0 | 0 | 0 | 0 | 0 | 0 | 0 | 0 | 0 | 0 | 0
F10_Industrial_Other Industrial_New_Space Heating_Natural Gas_Gas Furnace - Maintenance_A_Achievable Economic RVT Potential | F10 | Industrial | Other Industrial | New | Space Heating | Natural Gas | Gas Furnace - Maintenance | A | Purchases (Incremental) | Achievable Economic RVT Potential | 0 | 0 | 3.5651 | 4.3609 | 4.3048 | 4.4751 | 4.5132 | 4.5004 | 4.4751 | 4.5132 | 4.5004 | 8.0402 | 8.8741 | 8.8052 | 16.0804 | 17.7482 | 17.6104 | 32.1607 | 35.4964 | 35.2208 | 65.2315 | 71.145 | 0
F11_Industrial_Other Industrial_New_Space Heating_Natural Gas_Gas Furnace - Maintenance_A_Achievable Economic RVT Potential | F11 | Industrial | Other Industrial | New | Space Heating | Natural Gas | Gas Furnace - Maintenance | A | Purchases (Cumulative) | Achievable Economic RVT Potential | 0 | 0 | 3.5651 | 7.926 | 12.2309 | 13.1409 | 13.2931 | 13.4886 | 13.4886 | 13.4886 | 13.4886 | 13.4886 | 13.4886 | 13.4886 | 13.4886 | 13.4886 | 13.4886 | 13.4886 | 13.4886 | 13.4886 | 13.4886 | 13.4886 | 0
F1_Industrial_Other Industrial_New_Space Heating_Natural Gas_Gas Boiler - Hot Water Reset_A_Achievable Economic RVT Potential | F1 | Industrial | Other Industrial | New | Space Heating | Natural Gas | Gas Boiler - Hot Water Reset | A | Integrated Unit Energy Savings (kWh or therms) | Achievable Economic RVT Potential | 0 | 0 | 7.0899 | 7.0106 | 6.9568 | 6.9082 | 6.8797 | 6.8477 | 6.8184 | 6.7887 | 6.7679 | 6.7461 | 6.7145 | 6.6859 | 6.6582 | 6.6347 | 6.6126 | 6.5846 | 6.5702 | 6.5512 | 6.5358 | 6.5258 | 0
F2_Industrial_Other Industrial_New_Space Heating_Natural Gas_Gas Boiler - Hot Water Reset_A_Achievable Economic RVT Potential | F2 | Industrial | Other Industrial | New | Space Heating | Natural Gas | Gas Boiler - Hot Water Reset | A | Integrated Unit Summer Peak Savings (kW) | Achievable Economic RVT Potential | 0 | 0 | 0 | 0 | 0 | 0 | 0 | 0 | 0 | 0 | 0 | 0 | 0 | 0 | 0 | 0 | 0 | 0 | 0 | 0 | 0 | 0 | 0
F3_Industrial_Other Industrial_New_Space Heating_Natural Gas_Gas Boiler - Hot Water Reset_A_Achievable Economic RVT Potential | F3 | Industrial | Other Industrial | New | Space Heating | Natural Gas | Gas Boiler - Hot Water Reset | A | Integrated Unit Winter Peak Savings (kW) | Achievable Economic RVT Potential | 0 | 0 | 0 | 0 | 0 | 0 | 0 | 0 | 0 | 0 | 0 | 0 | 0 | 0 | 0 | 0 | 0 | 0 | 0 | 0 | 0 | 0 | 0
F4_Industrial_Other Industrial_New_Space Heating_Natural Gas_Gas Boiler - Hot Water Reset_A_Achievable Economic RVT Potential | F4 | Industrial | Other Industrial | New | Space Heating | Natural Gas | Gas Boiler - Hot Water Reset | A | Incremental Energy Savings (MWh or mTherms) | Achievable Economic RVT Potential | 0 | 0 | 0.0036386 | 0.0077097 | 0.01335 | 0.020541 | 0.026857 | 0.036015 | 0.044475 | 0.051112 | 0.05213 | 0.048717 | 0.040602 | 0.029111 | 0.017757 | 0.0090581 | 0.0040465 | 0.0015609 | 0.0033719 | 0.0072044 | 0.012542 | 0.019404 | 0
F5_Industrial_Other Industrial_New_Space Heating_Natural Gas_Gas Boiler - Hot Water Reset_A_Achievable Economic RVT Potential | F5 | Industrial | Other Industrial | New | Space Heating | Natural Gas | Gas Boiler - Hot Water Reset | A | Incremental Summer Peak Savings (MW) | Achievable Economic RVT Potential | 0 | 0 | 0 | 0 | 0 | 0 | 0 | 0 | 0 | 0 | 0 | 0 | 0 | 0 | 0 | 0 | 0 | 0 | 0 | 0 | 0 | 0 | 0
F6_Industrial_Other Industrial_New_Space Heating_Natural Gas_Gas Boiler - Hot Water Reset_A_Achievable Economic RVT Potential | F6 | Industrial | Other Industrial | New | Space Heating | Natural Gas | Gas Boiler - Hot Water Reset | A | Incremental Winter Peak Savings (MW) | Achievable Economic RVT Potential | 0 | 0 | 0 | 0 | 0 | 0 | 0 | 0 | 0 | 0 | 0 | 0 | 0 | 0 | 0 | 0 | 0 | 0 | 0 | 0 | 0 | 0 | 0
F7_Industrial_Other Industrial_New_Space Heating_Natural Gas_Gas Boiler - Hot Water Reset_A_Achievable Economic RVT Potential | F7 | Industrial | Other Industrial | New | Space Heating | Natural Gas | Gas Boiler - Hot Water Reset | A | Cumulative Energy Savings (MWh or mTherms) | Achievable Economic RVT Potential | 0 | 0 | 0.0036386 | 0.011308 | 0.02457 | 0.04494 | 0.071612 | 0.10729 | 0.15131 | 0.20176 | 0.25327 | 0.30118 | 0.34037 | 0.36803 | 0.38426 | 0.39197 | 0.39471 | 0.39459 | 0.39373 | 0.39259 | 0.39167 | 0.39107 | 0
F8_Industrial_Other Industrial_New_Space Heating_Natural Gas_Gas Boiler - Hot Water Reset_A_Achievable Economic RVT Potential | F8 | Industrial | Other Industrial | New | Space Heating | Natural Gas | Gas Boiler - Hot Water Reset | A | Cumulative Summer Peak Savings (MW) | Achievable Economic RVT Potential | 0 | 0 | 0 | 0 | 0 | 0 | 0 | 0 | 0 | 0 | 0 | 0 | 0 | 0 | 0 | 0 | 0 | 0 | 0 | 0 | 0 | 0 | 0
F9_Industrial_Other Industrial_New_Space Heating_Natural Gas_Gas Boiler - Hot Water Reset_A_Achievable Economic RVT Potential | F9 | Industrial | Other Industrial | New | Space Heating | Natural Gas | Gas Boiler - Hot Water Reset | A | Cumulative Winter Peak Savings (MW) | Achievable Economic RVT Potential | 0 | 0 | 0 | 0 | 0 | 0 | 0 | 0 | 0 | 0 | 0 | 0 | 0 | 0 | 0 | 0 | 0 | 0 | 0 | 0 | 0 | 0 | 0
F10_Industrial_Other Industrial_New_Space Heating_Natural Gas_Gas Boiler - Hot Water Reset_A_Achievable Economic RVT Potential | F10 | Industrial | Other Industrial | New | Space Heating | Natural Gas | Gas Boiler - Hot Water Reset | A | Purchases (Incremental) | Achievable Economic RVT Potential | 0 | 0 | 0.51321 | 1.0997 | 1.9189 | 2.9734 | 3.9039 | 5.2594 | 6.5228 | 7.529 | 7.7026 | 7.2216 | 6.047 | 4.3541 | 2.6669 | 1.3653 | 0.61193 | 0.23705 | 0.51321 | 1.0997 | 1.9189 | 2.9734 | 0
F11_Industrial_Other Industrial_New_Space Heating_Natural Gas_Gas Boiler - Hot Water Reset_A_Achievable Economic RVT Potential | F11 | Industrial | Other Industrial | New | Space Heating | Natural Gas | Gas Boiler - Hot Water Reset | A | Purchases (Cumulative) | Achievable Economic RVT Potential | 0 | 0 | 0.51321 | 1.6129 | 3.5319 | 6.5053 | 10.4091 | 15.6685 | 22.1914 | 29.7204 | 37.423 | 44.6446 | 50.6916 | 55.0457 | 57.7126 | 59.0778 | 59.6898 | 59.9268 | 59.9268 | 59.9268 | 59.9268 | 59.9268 | 0
F1_Industrial_Other Industrial_New_Process_Natural Gas_Gas Boiler - Hot Water Reset_A_Achievable Economic RVT Potential | F1 | Industrial | Other Industrial | New | Process | Natural Gas | Gas Boiler - Hot Water Reset | A | Integrated Unit Energy Savings (kWh or therms) | Achievable Economic RVT Potential | 0 | 0 | 2.8285 | 2.8285 | 2.8284 | 2.8285 | 2.8286 | 2.8286 | 2.8286 | 2.8287 | 2.8287 | 2.8287 | 2.8287 | 2.8287 | 2.8287 | 2.8287 | 2.8287 | 2.8287 | 2.8287 | 2.8288 | 2.8288 | 2.8288 | 0
F2_Industrial_Other Industrial_New_Process_Natural Gas_Gas Boiler - Hot Water Reset_A_Achievable Economic RVT Potential | F2 | Industrial | Other Industrial | New | Process | Natural Gas | Gas Boiler - Hot Water Reset | A | Integrated Unit Summer Peak Savings (kW) | Achievable Economic RVT Potential | 0 | 0 | 0 | 0 | 0 | 0 | 0 | 0 | 0 | 0 | 0 | 0 | 0 | 0 | 0 | 0 | 0 | 0 | 0 | 0 | 0 | 0 | 0
F3_Industrial_Other Industrial_New_Process_Natural Gas_Gas Boiler - Hot Water Reset_A_Achievable Economic RVT Potential | F3 | Industrial | Other Industrial | New | Process | Natural Gas | Gas Boiler - Hot Water Reset | A | Integrated Unit Winter Peak Savings (kW) | Achievable Economic RVT Potential | 0 | 0 | 0 | 0 | 0 | 0 | 0 | 0 | 0 | 0 | 0 | 0 | 0 | 0 | 0 | 0 | 0 | 0 | 0 | 0 | 0 | 0 | 0
F4_Industrial_Other Industrial_New_Process_Natural Gas_Gas Boiler - Hot Water Reset_A_Achievable Economic RVT Potential | F4 | Industrial | Other Industrial | New | Process | Natural Gas | Gas Boiler - Hot Water Reset | A | Incremental Energy Savings (MWh or mTherms) | Achievable Economic RVT Potential | 0 | 0 | 0.021019 | 0.045038 | 0.078587 | 0.12177 | 0.15988 | 0.2154 | 0.26715 | 0.30836 | 0.31548 | 0.29578 | 0.24767 | 0.17833 | 0.10923 | 0.055918 | 0.025063 | 0.0097091 | 0.02102 | 0.045042 | 0.078596 | 0.12179 | 0
F5_Industrial_Other Industrial_New_Process_Natural Gas_Gas Boiler - Hot Water Reset_A_Achievable Economic RVT Potential | F5 | Industrial | Other Industrial | New | Process | Natural Gas | Gas Boiler - Hot Water Reset | A | Incremental Summer Peak Savings (MW) | Achievable Economic RVT Potential | 0 | 0 | 0 | 0 | 0 | 0 | 0 | 0 | 0 | 0 | 0 | 0 | 0 | 0 | 0 | 0 | 0 | 0 | 0 | 0 | 0 | 0 | 0
F6_Industrial_Other Industrial_New_Process_Natural Gas_Gas Boiler - Hot Water Reset_A_Achievable Economic RVT Potential | F6 | Industrial | Other Industrial | New | Process | Natural Gas | Gas Boiler - Hot Water Reset | A | Incremental Winter Peak Savings (MW) | Achievable Economic RVT Potential | 0 | 0 | 0 | 0 | 0 | 0 | 0 | 0 | 0 | 0 | 0 | 0 | 0 | 0 | 0 | 0 | 0 | 0 | 0 | 0 | 0 | 0 | 0
F7_Industrial_Other Industrial_New_Process_Natural Gas_Gas Boiler - Hot Water Reset_A_Achievable Economic RVT Potential | F7 | Industrial | Other Industrial | New | Process | Natural Gas | Gas Boiler - Hot Water Reset | A | Cumulative Energy Savings (MWh or mTherms) | Achievable Economic RVT Potential | 0 | 0 | 0.021019 | 0.066056 | 0.14464 | 0.26642 | 0.42631 | 0.64172 | 0.90888 | 1.2172 | 1.5327 | 1.8285 | 2.0762 | 2.2545 | 2.3638 | 2.4197 | 2.4448 | 2.4545 | 2.4545 | 2.4545 | 2.4545 | 2.4545 | 0
F8_Industrial_Other Industrial_New_Process_Natural Gas_Gas Boiler - Hot Water Reset_A_Achievable Economic RVT Potential | F8 | Industrial | Other Industrial | New | Process | Natural Gas | Gas Boiler - Hot Water Reset | A | Cumulative Summer Peak Savings (MW) | Achievable Economic RVT Potential | 0 | 0 | 0 | 0 | 0 | 0 | 0 | 0 | 0 | 0 | 0 | 0 | 0 | 0 | 0 | 0 | 0 | 0 | 0 | 0 | 0 | 0 | 0
F9_Industrial_Other Industrial_New_Process_Natural Gas_Gas Boiler - Hot Water Reset_A_Achievable Economic RVT Potential | F9 | Industrial | Other Industrial | New | Process | Natural Gas | Gas Boiler - Hot Water Reset | A | Cumulative Winter Peak Savings (MW) | Achievable Economic RVT Potential | 0 | 0 | 0 | 0 | 0 | 0 | 0 | 0 | 0 | 0 | 0 | 0 | 0 | 0 | 0 | 0 | 0 | 0 | 0 | 0 | 0 | 0 | 0
F10_Industrial_Other Industrial_New_Process_Natural Gas_Gas Boiler - Hot Water Reset_A_Achievable Economic RVT Potential | F10 | Industrial | Other Industrial | New | Process | Natural Gas | Gas Boiler - Hot Water Reset | A | Purchases (Incremental) | Achievable Economic RVT Potential | 0 | 0 | 7.4309 | 15.923 | 27.7847 | 43.0525 | 56.5249 | 76.1521 | 94.4453 | 109.0139 | 111.528 | 104.5633 | 87.5553 | 63.0435 | 38.6148 | 19.7678 | 8.8603 | 3.4323 | 7.4309 | 15.923 | 27.7847 | 43.0525 | 0
F11_Industrial_Other Industrial_New_Process_Natural Gas_Gas Boiler - Hot Water Reset_A_Achievable Economic RVT Potential | F11 | Industrial | Other Industrial | New | Process | Natural Gas | Gas Boiler - Hot Water Reset | A | Purchases (Cumulative) | Achievable Economic RVT Potential | 0 | 0 | 7.4309 | 23.3539 | 51.1386 | 94.1911 | 150.7159 | 226.868 | 321.3133 | 430.3272 | 541.8552 | 646.4186 | 733.9739 | 797.0174 | 835.6322 | 855.4 | 864.2603 | 867.6926 | 867.6926 | 867.6926 | 867.6926 | 867.6926 | 0
F1_Industrial_Other Industrial_New_Space Heating_Natural Gas_Steam Trap Maintenance_A_Achievable Economic RVT Potential | F1 | Industrial | Other Industrial | New | Space Heating | Natural Gas | Steam Trap Maintenance | A | Integrated Unit Energy Savings (kWh or therms) | Achievable Economic RVT Potential | 0 | 0 | 2.5057 | 2.4782 | 2.4597 | 2.443 | 2.4336 | 2.4228 | 2.413 | 2.4029 | 2.3961 | 2.3889 | 2.3783 | 2.3686 | 2.3594 | 2.3516 | 2.3442 | 2.3346 | 2.33 | 2.3235 | 2.3183 | 2.315 | 0
F2_Industrial_Other Industrial_New_Space Heating_Natural Gas_Steam Trap Maintenance_A_Achievable Economic RVT Potential | F2 | Industrial | Other Industrial | New | Space Heating | Natural Gas | Steam Trap Maintenance | A | Integrated Unit Summer Peak Savings (kW) | Achievable Economic RVT Potential | 0 | 0 | 0 | 0 | 0 | 0 | 0 | 0 | 0 | 0 | 0 | 0 | 0 | 0 | 0 | 0 | 0 | 0 | 0 | 0 | 0 | 0 | 0
F3_Industrial_Other Industrial_New_Space Heating_Natural Gas_Steam Trap Maintenance_A_Achievable Economic RVT Potential | F3 | Industrial | Other Industrial | New | Space Heating | Natural Gas | Steam Trap Maintenance | A | Integrated Unit Winter Peak Savings (kW) | Achievable Economic RVT Potential | 0 | 0 | 0 | 0 | 0 | 0 | 0 | 0 | 0 | 0 | 0 | 0 | 0 | 0 | 0 | 0 | 0 | 0 | 0 | 0 | 0 | 0 | 0
F4_Industrial_Other Industrial_New_Space Heating_Natural Gas_Steam Trap Maintenance_A_Achievable Economic RVT Potential | F4 | Industrial | Other Industrial | New | Space Heating | Natural Gas | Steam Trap Maintenance | A | Incremental Energy Savings (MWh or mTherms) | Achievable Economic RVT Potential | 0 | 0 | 0 | 0 | 0 | 0 | 0 | 0 | 0 | 0 | 0 | 0 | 0 | 0 | 0 | 0 | 0 | 0 | 0 | 0 | 0 | 0 | 0
F5_Industrial_Other Industrial_New_Space Heating_Natural Gas_Steam Trap Maintenance_A_Achievable Economic RVT Potential | F5 | Industrial | Other Industrial | New | Space Heating | Natural Gas | Steam Trap Maintenance | A | Incremental Summer Peak Savings (MW) | Achievable Economic RVT Potential | 0 | 0 | 0 | 0 | 0 | 0 | 0 | 0 | 0 | 0 | 0 | 0 | 0 | 0 | 0 | 0 | 0 | 0 | 0 | 0 | 0 | 0 | 0
F6_Industrial_Other Industrial_New_Space Heating_Natural Gas_Steam Trap Maintenance_A_Achievable Economic RVT Potential | F6 | Industrial | Other Industrial | New | Space Heating | Natural Gas | Steam Trap Maintenance | A | Incremental Winter Peak Savings (MW) | Achievable Economic RVT Potential | 0 | 0 | 0 | 0 | 0 | 0 | 0 | 0 | 0 | 0 | 0 | 0 | 0 | 0 | 0 | 0 | 0 | 0 | 0 | 0 | 0 | 0 | 0
F7_Industrial_Other Industrial_New_Space Heating_Natural Gas_Steam Trap Maintenance_A_Achievable Economic RVT Potential | F7 | Industrial | Other Industrial | New | Space Heating | Natural Gas | Steam Trap Maintenance | A | Cumulative Energy Savings (MWh or mTherms) | Achievable Economic RVT Potential | 0 | 0 | 0 | 0 | 0 | 0 | 0 | 0 | 0 | 0 | 0 | 0 | 0 | 0 | 0 | 0 | 0 | 0 | 0 | 0 | 0 | 0 | 0
F8_Industrial_Other Industrial_New_Space Heating_Natural Gas_Steam Trap Maintenance_A_Achievable Economic RVT Potential | F8 | Industrial | Other Industrial | New | Space Heating | Natural Gas | Steam Trap Maintenance | A | Cumulative Summer Peak Savings (MW) | Achievable Economic RVT Potential | 0 | 0 | 0 | 0 | 0 | 0 | 0 | 0 | 0 | 0 | 0 | 0 | 0 | 0 | 0 | 0 | 0 | 0 | 0 | 0 | 0 | 0 | 0
F9_Industrial_Other Industrial_New_Space Heating_Natural Gas_Steam Trap Maintenance_A_Achievable Economic RVT Potential | F9 | Industrial | Other Industrial | New | Space Heating | Natural Gas | Steam Trap Maintenance | A | Cumulative Winter Peak Savings (MW) | Achievable Economic RVT Potential | 0 | 0 | 0 | 0 | 0 | 0 | 0 | 0 | 0 | 0 | 0 | 0 | 0 | 0 | 0 | 0 | 0 | 0 | 0 | 0 | 0 | 0 | 0
F10_Industrial_Other Industrial_New_Space Heating_Natural Gas_Steam Trap Maintenance_A_Achievable Economic RVT Potential | F10 | Industrial | Other Industrial | New | Space Heating | Natural Gas | Steam Trap Maintenance | A | Purchases (Incremental) | Achievable Economic RVT Potential | 0 | 0 | 0 | 0 | 0 | 0 | 0 | 0 | 0 | 0 | 0 | 0 | 0 | 0 | 0 | 0 | 0 | 0 | 0 | 0 | 0 | 0 | 0
F11_Industrial_Other Industrial_New_Space Heating_Natural Gas_Steam Trap Maintenance_A_Achievable Economic RVT Potential | F11 | Industrial | Other Industrial | New | Space Heating | Natural Gas | Steam Trap Maintenance | A | Purchases (Cumulative) | Achievable Economic RVT Potential | 0 | 0 | 0 | 0 | 0 | 0 | 0 | 0 | 0 | 0 | 0 | 0 | 0 | 0 | 0 | 0 | 0 | 0 | 0 | 0 | 0 | 0 | 0
F1_Industrial_Other Industrial_New_Process_Natural Gas_Steam Trap Maintenance_A_Achievable Economic RVT Potential | F1 | Industrial | Other Industrial | New | Process | Natural Gas | Steam Trap Maintenance | A | Integrated Unit Energy Savings (kWh or therms) | Achievable Economic RVT Potential | 0 | 0 | 1.9985 | 1.9985 | 1.9984 | 1.9985 | 1.9985 | 1.9986 | 1.9986 | 1.9986 | 1.9986 | 1.9986 | 1.9986 | 1.9986 | 1.9987 | 1.9987 | 1.9987 | 1.9987 | 1.9987 | 1.9987 | 1.9987 | 1.9987 | 0
F2_Industrial_Other Industrial_New_Process_Natural Gas_Steam Trap Maintenance_A_Achievable Economic RVT Potential | F2 | Industrial | Other Industrial | New | Process | Natural Gas | Steam Trap Maintenance | A | Integrated Unit Summer Peak Savings (kW) | Achievable Economic RVT Potential | 0 | 0 | 0 | 0 | 0 | 0 | 0 | 0 | 0 | 0 | 0 | 0 | 0 | 0 | 0 | 0 | 0 | 0 | 0 | 0 | 0 | 0 | 0
F3_Industrial_Other Industrial_New_Process_Natural Gas_Steam Trap Maintenance_A_Achievable Economic RVT Potential | F3 | Industrial | Other Industrial | New | Process | Natural Gas | Steam Trap Maintenance | A | Integrated Unit Winter Peak Savings (kW) | Achievable Economic RVT Potential | 0 | 0 | 0 | 0 | 0 | 0 | 0 | 0 | 0 | 0 | 0 | 0 | 0 | 0 | 0 | 0 | 0 | 0 | 0 | 0 | 0 | 0 | 0
F4_Industrial_Other Industrial_New_Process_Natural Gas_Steam Trap Maintenance_A_Achievable Economic RVT Potential | F4 | Industrial | Other Industrial | New | Process | Natural Gas | Steam Trap Maintenance | A | Incremental Energy Savings (MWh or mTherms) | Achievable Economic RVT Potential | 0 | 0 | 0 | 0 | 0 | 0 | 0 | 0 | 0 | 0 | 0 | 0 | 0 | 0 | 0 | 0 | 0 | 0 | 0 | 0 | 0 | 0 | 0
F5_Industrial_Other Industrial_New_Process_Natural Gas_Steam Trap Maintenance_A_Achievable Economic RVT Potential | F5 | Industrial | Other Industrial | New | Process | Natural Gas | Steam Trap Maintenance | A | Incremental Summer Peak Savings (MW) | Achievable Economic RVT Potential | 0 | 0 | 0 | 0 | 0 | 0 | 0 | 0 | 0 | 0 | 0 | 0 | 0 | 0 | 0 | 0 | 0 | 0 | 0 | 0 | 0 | 0 | 0
F6_Industrial_Other Industrial_New_Process_Natural Gas_Steam Trap Maintenance_A_Achievable Economic RVT Potential | F6 | Industrial | Other Industrial | New | Process | Natural Gas | Steam Trap Maintenance | A | Incremental Winter Peak Savings (MW) | Achievable Economic RVT Potential | 0 | 0 | 0 | 0 | 0 | 0 | 0 | 0 | 0 | 0 | 0 | 0 | 0 | 0 | 0 | 0 | 0 | 0 | 0 | 0 | 0 | 0 | 0
F7_Industrial_Other Industrial_New_Process_Natural Gas_Steam Trap Maintenance_A_Achievable Economic RVT Potential | F7 | Industrial | Other Industrial | New | Process | Natural Gas | Steam Trap Maintenance | A | Cumulative Energy Savings (MWh or mTherms) | Achievable Economic RVT Potential | 0 | 0 | 0 | 0 | 0 | 0 | 0 | 0 | 0 | 0 | 0 | 0 | 0 | 0 | 0 | 0 | 0 | 0 | 0 | 0 | 0 | 0 | 0
F8_Industrial_Other Industrial_New_Process_Natural Gas_Steam Trap Maintenance_A_Achievable Economic RVT Potential | F8 | Industrial | Other Industrial | New | Process | Natural Gas | Steam Trap Maintenance | A | Cumulative Summer Peak Savings (MW) | Achievable Economic RVT Potential | 0 | 0 | 0 | 0 | 0 | 0 | 0 | 0 | 0 | 0 | 0 | 0 | 0 | 0 | 0 | 0 | 0 | 0 | 0 | 0 | 0 | 0 | 0
F9_Industrial_Other Industrial_New_Process_Natural Gas_Steam Trap Maintenance_A_Achievable Economic RVT Potential | F9 | Industrial | Other Industrial | New | Process | Natural Gas | Steam Trap Maintenance | A | Cumulative Winter Peak Savings (MW) | Achievable Economic RVT Potential | 0 | 0 | 0 | 0 | 0 | 0 | 0 | 0 | 0 | 0 | 0 | 0 | 0 | 0 | 0 | 0 | 0 | 0 | 0 | 0 | 0 | 0 | 0
F10_Industrial_Other Industrial_New_Process_Natural Gas_Steam Trap Maintenance_A_Achievable Economic RVT Potential | F10 | Industrial | Other Industrial | New | Process | Natural Gas | Steam Trap Maintenance | A | Purchases (Incremental) | Achievable Economic RVT Potential | 0 | 0 | 0 | 0 | 0 | 0 | 0 | 0 | 0 | 0 | 0 | 0 | 0 | 0 | 0 | 0 | 0 | 0 | 0 | 0 | 0 | 0 | 0
F11_Industrial_Other Industrial_New_Process_Natural Gas_Steam Trap Maintenance_A_Achievable Economic RVT Potential | F11 | Industrial | Other Industrial | New | Process | Natural Gas | Steam Trap Maintenance | A | Purchases (Cumulative) | Achievable Economic RVT Potential | 0 | 0 | 0 | 0 | 0 | 0 | 0 | 0 | 0 | 0 | 0 | 0 | 0 | 0 | 0 | 0 | 0 | 0 | 0 | 0 | 0 | 0 | 0
F1_Industrial_Other Industrial_New_Space Heating_Natural Gas_Gas Boiler - High Turndown_A_Achievable Economic RVT Potential | F1 | Industrial | Other Industrial | New | Space Heating | Natural Gas | Gas Boiler - High Turndown | A | Integrated Unit Energy Savings (kWh or therms) | Achievable Economic RVT Potential | 0 | 0 | 2.6555 | 2.6235 | 2.6009 | 2.5798 | 2.5646 | 2.548 | 2.5314 | 2.5139 | 2.4979 | 2.4809 | 2.4597 | 2.4401 | 2.4198 | 2.403 | 2.3885 | 2.3749 | 2.3665 | 2.3596 | 2.3556 | 2.3546 | 0
F2_Industrial_Other Industrial_New_Space Heating_Natural Gas_Gas Boiler - High Turndown_A_Achievable Economic RVT Potential | F2 | Industrial | Other Industrial | New | Space Heating | Natural Gas | Gas Boiler - High Turndown | A | Integrated Unit Summer Peak Savings (kW) | Achievable Economic RVT Potential | 0 | 0 | 0 | 0 | 0 | 0 | 0 | 0 | 0 | 0 | 0 | 0 | 0 | 0 | 0 | 0 | 0 | 0 | 0 | 0 | 0 | 0 | 0
F3_Industrial_Other Industrial_New_Space Heating_Natural Gas_Gas Boiler - High Turndown_A_Achievable Economic RVT Potential | F3 | Industrial | Other Industrial | New | Space Heating | Natural Gas | Gas Boiler - High Turndown | A | Integrated Unit Winter Peak Savings (kW) | Achievable Economic RVT Potential | 0 | 0 | 0 | 0 | 0 | 0 | 0 | 0 | 0 | 0 | 0 | 0 | 0 | 0 | 0 | 0 | 0 | 0 | 0 | 0 | 0 | 0 | 0
F4_Industrial_Other Industrial_New_Space Heating_Natural Gas_Gas Boiler - High Turndown_A_Achievable Economic RVT Potential | F4 | Industrial | Other Industrial | New | Space Heating | Natural Gas | Gas Boiler - High Turndown | A | Incremental Energy Savings (MWh or mTherms) | Achievable Economic RVT Potential | 0 | 0 | 0 | 0 | 0 | 0 | 0 | 0 | 0 | 0 | 0 | 0 | 0 | 0 | 0 | 0 | 0 | 0 | 0 | 0 | 0 | 0 | 0
F5_Industrial_Other Industrial_New_Space Heating_Natural Gas_Gas Boiler - High Turndown_A_Achievable Economic RVT Potential | F5 | Industrial | Other Industrial | New | Space Heating | Natural Gas | Gas Boiler - High Turndown | A | Incremental Summer Peak Savings (MW) | Achievable Economic RVT Potential | 0 | 0 | 0 | 0 | 0 | 0 | 0 | 0 | 0 | 0 | 0 | 0 | 0 | 0 | 0 | 0 | 0 | 0 | 0 | 0 | 0 | 0 | 0
F6_Industrial_Other Industrial_New_Space Heating_Natural Gas_Gas Boiler - High Turndown_A_Achievable Economic RVT Potential | F6 | Industrial | Other Industrial | New | Space Heating | Natural Gas | Gas Boiler - High Turndown | A | Incremental Winter Peak Savings (MW) | Achievable Economic RVT Potential | 0 | 0 | 0 | 0 | 0 | 0 | 0 | 0 | 0 | 0 | 0 | 0 | 0 | 0 | 0 | 0 | 0 | 0 | 0 | 0 | 0 | 0 | 0
F7_Industrial_Other Industrial_New_Space Heating_Natural Gas_Gas Boiler - High Turndown_A_Achievable Economic RVT Potential | F7 | Industrial | Other Industrial | New | Space Heating | Natural Gas | Gas Boiler - High Turndown | A | Cumulative Energy Savings (MWh or mTherms) | Achievable Economic RVT Potential | 0 | 0 | 0 | 0 | 0 | 0 | 0 | 0 | 0 | 0 | 0 | 0 | 0 | 0 | 0 | 0 | 0 | 0 | 0 | 0 | 0 | 0 | 0
F8_Industrial_Other Industrial_New_Space Heating_Natural Gas_Gas Boiler - High Turndown_A_Achievable Economic RVT Potential | F8 | Industrial | Other Industrial | New | Space Heating | Natural Gas | Gas Boiler - High Turndown | A | Cumulative Summer Peak Savings (MW) | Achievable Economic RVT Potential | 0 | 0 | 0 | 0 | 0 | 0 | 0 | 0 | 0 | 0 | 0 | 0 | 0 | 0 | 0 | 0 | 0 | 0 | 0 | 0 | 0 | 0 | 0
F9_Industrial_Other Industrial_New_Space Heating_Natural Gas_Gas Boiler - High Turndown_A_Achievable Economic RVT Potential | F9 | Industrial | Other Industrial | New | Space Heating | Natural Gas | Gas Boiler - High Turndown | A | Cumulative Winter Peak Savings (MW) | Achievable Economic RVT Potential | 0 | 0 | 0 | 0 | 0 | 0 | 0 | 0 | 0 | 0 | 0 | 0 | 0 | 0 | 0 | 0 | 0 | 0 | 0 | 0 | 0 | 0 | 0
F10_Industrial_Other Industrial_New_Space Heating_Natural Gas_Gas Boiler - High Turndown_A_Achievable Economic RVT Potential | F10 | Industrial | Other Industrial | New | Space Heating | Natural Gas | Gas Boiler - High Turndown | A | Purchases (Incremental) | Achievable Economic RVT Potential | 0 | 0 | 0 | 0 | 0 | 0 | 0 | 0 | 0 | 0 | 0 | 0 | 0 | 0 | 0 | 0 | 0 | 0 | 0 | 0 | 0 | 0 | 0
F11_Industrial_Other Industrial_New_Space Heating_Natural Gas_Gas Boiler - High Turndown_A_Achievable Economic RVT Potential | F11 | Industrial | Other Industrial | New | Space Heating | Natural Gas | Gas Boiler - High Turndown | A | Purchases (Cumulative) | Achievable Economic RVT Potential | 0 | 0 | 0 | 0 | 0 | 0 | 0 | 0 | 0 | 0 | 0 | 0 | 0 | 0 | 0 | 0 | 0 | 0 | 0 | 0 | 0 | 0 | 0
F1_Industrial_Other Industrial_New_Process_Natural Gas_Gas Boiler - High Turndown_A_Achievable Economic RVT Potential | F1 | Industrial | Other Industrial | New | Process | Natural Gas | Gas Boiler - High Turndown | A | Integrated Unit Energy Savings (kWh or therms) | Achievable Economic RVT Potential | 0 | 0 | 2.1168 | 2.114 | 2.1113 | 2.109 | 2.1056 | 2.1031 | 2.1009 | 2.0993 | 2.0975 | 2.0962 | 2.0952 | 2.0947 | 2.0938 | 2.0934 | 2.0931 | 2.0933 | 2.093 | 2.0931 | 2.0931 | 2.093 | 0
F2_Industrial_Other Industrial_New_Process_Natural Gas_Gas Boiler - High Turndown_A_Achievable Economic RVT Potential | F2 | Industrial | Other Industrial | New | Process | Natural Gas | Gas Boiler - High Turndown | A | Integrated Unit Summer Peak Savings (kW) | Achievable Economic RVT Potential | 0 | 0 | 0 | 0 | 0 | 0 | 0 | 0 | 0 | 0 | 0 | 0 | 0 | 0 | 0 | 0 | 0 | 0 | 0 | 0 | 0 | 0 | 0
F3_Industrial_Other Industrial_New_Process_Natural Gas_Gas Boiler - High Turndown_A_Achievable Economic RVT Potential | F3 | Industrial | Other Industrial | New | Process | Natural Gas | Gas Boiler - High Turndown | A | Integrated Unit Winter Peak Savings (kW) | Achievable Economic RVT Potential | 0 | 0 | 0 | 0 | 0 | 0 | 0 | 0 | 0 | 0 | 0 | 0 | 0 | 0 | 0 | 0 | 0 | 0 | 0 | 0 | 0 | 0 | 0
F4_Industrial_Other Industrial_New_Process_Natural Gas_Gas Boiler - High Turndown_A_Achievable Economic RVT Potential | F4 | Industrial | Other Industrial | New | Process | Natural Gas | Gas Boiler - High Turndown | A | Incremental Energy Savings (MWh or mTherms) | Achievable Economic RVT Potential | 0 | 0 | 0 | 0 | 0 | 0 | 0 | 0 | 0 | 0 | 0 | 0 | 0 | 0 | 0 | 0 | 0 | 0 | 0 | 0 | 0 | 0 | 0
F5_Industrial_Other Industrial_New_Process_Natural Gas_Gas Boiler - High Turndown_A_Achievable Economic RVT Potential | F5 | Industrial | Other Industrial | New | Process | Natural Gas | Gas Boiler - High Turndown | A | Incremental Summer Peak Savings (MW) | Achievable Economic RVT Potential | 0 | 0 | 0 | 0 | 0 | 0 | 0 | 0 | 0 | 0 | 0 | 0 | 0 | 0 | 0 | 0 | 0 | 0 | 0 | 0 | 0 | 0 | 0
F6_Industrial_Other Industrial_New_Process_Natural Gas_Gas Boiler - High Turndown_A_Achievable Economic RVT Potential | F6 | Industrial | Other Industrial | New | Process | Natural Gas | Gas Boiler - High Turndown | A | Incremental Winter Peak Savings (MW) | Achievable Economic RVT Potential | 0 | 0 | 0 | 0 | 0 | 0 | 0 | 0 | 0 | 0 | 0 | 0 | 0 | 0 | 0 | 0 | 0 | 0 | 0 | 0 | 0 | 0 | 0
F7_Industrial_Other Industrial_New_Process_Natural Gas_Gas Boiler - High Turndown_A_Achievable Economic RVT Potential | F7 | Industrial | Other Industrial | New | Process | Natural Gas | Gas Boiler - High Turndown | A | Cumulative Energy Savings (MWh or mTherms) | Achievable Economic RVT Potential | 0 | 0 | 0 | 0 | 0 | 0 | 0 | 0 | 0 | 0 | 0 | 0 | 0 | 0 | 0 | 0 | 0 | 0 | 0 | 0 | 0 | 0 | 0
F8_Industrial_Other Industrial_New_Process_Natural Gas_Gas Boiler - High Turndown_A_Achievable Economic RVT Potential | F8 | Industrial | Other Industrial | New | Process | Natural Gas | Gas Boiler - High Turndown | A | Cumulative Summer Peak Savings (MW) | Achievable Economic RVT Potential | 0 | 0 | 0 | 0 | 0 | 0 | 0 | 0 | 0 | 0 | 0 | 0 | 0 | 0 | 0 | 0 | 0 | 0 | 0 | 0 | 0 | 0 | 0
F9_Industrial_Other Industrial_New_Process_Natural Gas_Gas Boiler - High Turndown_A_Achievable Economic RVT Potential | F9 | Industrial | Other Industrial | New | Process | Natural Gas | Gas Boiler - High Turndown | A | Cumulative Winter Peak Savings (MW) | Achievable Economic RVT Potential | 0 | 0 | 0 | 0 | 0 | 0 | 0 | 0 | 0 | 0 | 0 | 0 | 0 | 0 | 0 | 0 | 0 | 0 | 0 | 0 | 0 | 0 | 0
F10_Industrial_Other Industrial_New_Process_Natural Gas_Gas Boiler - High Turndown_A_Achievable Economic RVT Potential | F10 | Industrial | Other Industrial | New | Process | Natural Gas | Gas Boiler - High Turndown | A | Purchases (Incremental) | Achievable Economic RVT Potential | 0 | 0 | 0 | 0 | 0 | 0 | 0 | 0 | 0 | 0 | 0 | 0 | 0 | 0 | 0 | 0 | 0 | 0 | 0 | 0 | 0 | 0 | 0
F11_Industrial_Other Industrial_New_Process_Natural Gas_Gas Boiler - High Turndown_A_Achievable Economic RVT Potential | F11 | Industrial | Other Industrial | New | Process | Natural Gas | Gas Boiler - High Turndown | A | Purchases (Cumulative) | Achievable Economic RVT Potential | 0 | 0 | 0 | 0 | 0 | 0 | 0 | 0 | 0 | 0 | 0 | 0 | 0 | 0 | 0 | 0 | 0 | 0 | 0 | 0 | 0 | 0 | 0
F1_Industrial_Other Industrial_New_Space Heating_Natural Gas_Gas Boiler - Burner Control Optimization_A_Achievable Economic RVT Potential | F1 | Industrial | Other Industrial | New | Space Heating | Natural Gas | Gas Boiler - Burner Control Optimization | A | Integrated Unit Energy Savings (kWh or therms) | Achievable Economic RVT Potential | 0 | 0 | 0.77006 | 0.76078 | 0.75418 | 0.74805 | 0.74363 | 0.73879 | 0.73397 | 0.7289 | 0.72425 | 0.71932 | 0.71317 | 0.70749 | 0.70161 | 0.69676 | 0.69256 | 0.6886 | 0.68619 | 0.68418 | 0.68303 | 0.68276 | 0
F2_Industrial_Other Industrial_New_Space Heating_Natural Gas_Gas Boiler - Burner Control Optimization_A_Achievable Economic RVT Potential | F2 | Industrial | Other Industrial | New | Space Heating | Natural Gas | Gas Boiler - Burner Control Optimization | A | Integrated Unit Summer Peak Savings (kW) | Achievable Economic RVT Potential | 0 | 0 | 0 | 0 | 0 | 0 | 0 | 0 | 0 | 0 | 0 | 0 | 0 | 0 | 0 | 0 | 0 | 0 | 0 | 0 | 0 | 0 | 0
F3_Industrial_Other Industrial_New_Space Heating_Natural Gas_Gas Boiler - Burner Control Optimization_A_Achievable Economic RVT Potential | F3 | Industrial | Other Industrial | New | Space Heating | Natural Gas | Gas Boiler - Burner Control Optimization | A | Integrated Unit Winter Peak Savings (kW) | Achievable Economic RVT Potential | 0 | 0 | 0 | 0 | 0 | 0 | 0 | 0 | 0 | 0 | 0 | 0 | 0 | 0 | 0 | 0 | 0 | 0 | 0 | 0 | 0 | 0 | 0
F4_Industrial_Other Industrial_New_Space Heating_Natural Gas_Gas Boiler - Burner Control Optimization_A_Achievable Economic RVT Potential | F4 | Industrial | Other Industrial | New | Space Heating | Natural Gas | Gas Boiler - Burner Control Optimization | A | Incremental Energy Savings (MWh or mTherms) | Achievable Economic RVT Potential | 0 | 0 | 0 | 0 | 0 | 0 | 0 | 0 | 0 | 0 | 0 | 0 | 0 | 0 | 0 | 0 | 0 | 0 | 0 | 0 | 0 | 0 | 0
F5_Industrial_Other Industrial_New_Space Heating_Natural Gas_Gas Boiler - Burner Control Optimization_A_Achievable Economic RVT Potential | F5 | Industrial | Other Industrial | New | Space Heating | Natural Gas | Gas Boiler - Burner Control Optimization | A | Incremental Summer Peak Savings (MW) | Achievable Economic RVT Potential | 0 | 0 | 0 | 0 | 0 | 0 | 0 | 0 | 0 | 0 | 0 | 0 | 0 | 0 | 0 | 0 | 0 | 0 | 0 | 0 | 0 | 0 | 0
F6_Industrial_Other Industrial_New_Space Heating_Natural Gas_Gas Boiler - Burner Control Optimization_A_Achievable Economic RVT Potential | F6 | Industrial | Other Industrial | New | Space Heating | Natural Gas | Gas Boiler - Burner Control Optimization | A | Incremental Winter Peak Savings (MW) | Achievable Economic RVT Potential | 0 | 0 | 0 | 0 | 0 | 0 | 0 | 0 | 0 | 0 | 0 | 0 | 0 | 0 | 0 | 0 | 0 | 0 | 0 | 0 | 0 | 0 | 0
F7_Industrial_Other Industrial_New_Space Heating_Natural Gas_Gas Boiler - Burner Control Optimization_A_Achievable Economic RVT Potential | F7 | Industrial | Other Industrial | New | Space Heating | Natural Gas | Gas Boiler - Burner Control Optimization | A | Cumulative Energy Savings (MWh or mTherms) | Achievable Economic RVT Potential | 0 | 0 | 0 | 0 | 0 | 0 | 0 | 0 | 0 | 0 | 0 | 0 | 0 | 0 | 0 | 0 | 0 | 0 | 0 | 0 | 0 | 0 | 0
F8_Industrial_Other Industrial_New_Space Heating_Natural Gas_Gas Boiler - Burner Control Optimization_A_Achievable Economic RVT Potential | F8 | Industrial | Other Industrial | New | Space Heating | Natural Gas | Gas Boiler - Burner Control Optimization | A | Cumulative Summer Peak Savings (MW) | Achievable Economic RVT Potential | 0 | 0 | 0 | 0 | 0 | 0 | 0 | 0 | 0 | 0 | 0 | 0 | 0 | 0 | 0 | 0 | 0 | 0 | 0 | 0 | 0 | 0 | 0
F9_Industrial_Other Industrial_New_Space Heating_Natural Gas_Gas Boiler - Burner Control Optimization_A_Achievable Economic RVT Potential | F9 | Industrial | Other Industrial | New | Space Heating | Natural Gas | Gas Boiler - Burner Control Optimization | A | Cumulative Winter Peak Savings (MW) | Achievable Economic RVT Potential | 0 | 0 | 0 | 0 | 0 | 0 | 0 | 0 | 0 | 0 | 0 | 0 | 0 | 0 | 0 | 0 | 0 | 0 | 0 | 0 | 0 | 0 | 0
F10_Industrial_Other Industrial_New_Space Heating_Natural Gas_Gas Boiler - Burner Control Optimization_A_Achievable Economic RVT Potential | F10 | Industrial | Other Industrial | New | Space Heating | Natural Gas | Gas Boiler - Burner Control Optimization | A | Purchases (Incremental) | Achievable Economic RVT Potential | 0 | 0 | 0 | 0 | 0 | 0 | 0 | 0 | 0 | 0 | 0 | 0 | 0 | 0 | 0 | 0 | 0 | 0 | 0 | 0 | 0 | 0 | 0
F11_Industrial_Other Industrial_New_Space Heating_Natural Gas_Gas Boiler - Burner Control Optimization_A_Achievable Economic RVT Potential | F11 | Industrial | Other Industrial | New | Space Heating | Natural Gas | Gas Boiler - Burner Control Optimization | A | Purchases (Cumulative) | Achievable Economic RVT Potential | 0 | 0 | 0 | 0 | 0 | 0 | 0 | 0 | 0 | 0 | 0 | 0 | 0 | 0 | 0 | 0 | 0 | 0 | 0 | 0 | 0 | 0 | 0
F1_Industrial_Other Industrial_New_Process_Natural Gas_Gas Boiler - Burner Control Optimization_A_Achievable Economic RVT Potential | F1 | Industrial | Other Industrial | New | Process | Natural Gas | Gas Boiler - Burner Control Optimization | A | Integrated Unit Energy Savings (kWh or therms) | Achievable Economic RVT Potential | 0 | 0 | 0.61373 | 0.61284 | 0.61199 | 0.61125 | 0.61018 | 0.60938 | 0.60872 | 0.60824 | 0.60768 | 0.60731 | 0.60702 | 0.6069 | 0.60665 | 0.60654 | 0.60646 | 0.60655 | 0.6065 | 0.60654 | 0.60655 | 0.60655 | 0
F2_Industrial_Other Industrial_New_Process_Natural Gas_Gas Boiler - Burner Control Optimization_A_Achievable Economic RVT Potential | F2 | Industrial | Other Industrial | New | Process | Natural Gas | Gas Boiler - Burner Control Optimization | A | Integrated Unit Summer Peak Savings (kW) | Achievable Economic RVT Potential | 0 | 0 | 0 | 0 | 0 | 0 | 0 | 0 | 0 | 0 | 0 | 0 | 0 | 0 | 0 | 0 | 0 | 0 | 0 | 0 | 0 | 0 | 0
F3_Industrial_Other Industrial_New_Process_Natural Gas_Gas Boiler - Burner Control Optimization_A_Achievable Economic RVT Potential | F3 | Industrial | Other Industrial | New | Process | Natural Gas | Gas Boiler - Burner Control Optimization | A | Integrated Unit Winter Peak Savings (kW) | Achievable Economic RVT Potential | 0 | 0 | 0 | 0 | 0 | 0 | 0 | 0 | 0 | 0 | 0 | 0 | 0 | 0 | 0 | 0 | 0 | 0 | 0 | 0 | 0 | 0 | 0
F4_Industrial_Other Industrial_New_Process_Natural Gas_Gas Boiler - Burner Control Optimization_A_Achievable Economic RVT Potential | F4 | Industrial | Other Industrial | New | Process | Natural Gas | Gas Boiler - Burner Control Optimization | A | Incremental Energy Savings (MWh or mTherms) | Achievable Economic RVT Potential | 0 | 0 | 0 | 0 | 0 | 0 | 0 | 0 | 0 | 0 | 0 | 0 | 0 | 0 | 0 | 0 | 0 | 0 | 0 | 0 | 0 | 0 | 0
F5_Industrial_Other Industrial_New_Process_Natural Gas_Gas Boiler - Burner Control Optimization_A_Achievable Economic RVT Potential | F5 | Industrial | Other Industrial | New | Process | Natural Gas | Gas Boiler - Burner Control Optimization | A | Incremental Summer Peak Savings (MW) | Achievable Economic RVT Potential | 0 | 0 | 0 | 0 | 0 | 0 | 0 | 0 | 0 | 0 | 0 | 0 | 0 | 0 | 0 | 0 | 0 | 0 | 0 | 0 | 0 | 0 | 0
F6_Industrial_Other Industrial_New_Process_Natural Gas_Gas Boiler - Burner Control Optimization_A_Achievable Economic RVT Potential | F6 | Industrial | Other Industrial | New | Process | Natural Gas | Gas Boiler - Burner Control Optimization | A | Incremental Winter Peak Savings (MW) | Achievable Economic RVT Potential | 0 | 0 | 0 | 0 | 0 | 0 | 0 | 0 | 0 | 0 | 0 | 0 | 0 | 0 | 0 | 0 | 0 | 0 | 0 | 0 | 0 | 0 | 0
F7_Industrial_Other Industrial_New_Process_Natural Gas_Gas Boiler - Burner Control Optimization_A_Achievable Economic RVT Potential | F7 | Industrial | Other Industrial | New | Process | Natural Gas | Gas Boiler - Burner Control Optimization | A | Cumulative Energy Savings (MWh or mTherms) | Achievable Economic RVT Potential | 0 | 0 | 0 | 0 | 0 | 0 | 0 | 0 | 0 | 0 | 0 | 0 | 0 | 0 | 0 | 0 | 0 | 0 | 0 | 0 | 0 | 0 | 0
F8_Industrial_Other Industrial_New_Process_Natural Gas_Gas Boiler - Burner Control Optimization_A_Achievable Economic RVT Potential | F8 | Industrial | Other Industrial | New | Process | Natural Gas | Gas Boiler - Burner Control Optimization | A | Cumulative Summer Peak Savings (MW) | Achievable Economic RVT Potential | 0 | 0 | 0 | 0 | 0 | 0 | 0 | 0 | 0 | 0 | 0 | 0 | 0 | 0 | 0 | 0 | 0 | 0 | 0 | 0 | 0 | 0 | 0
F9_Industrial_Other Industrial_New_Process_Natural Gas_Gas Boiler - Burner Control Optimization_A_Achievable Economic RVT Potential | F9 | Industrial | Other Industrial | New | Process | Natural Gas | Gas Boiler - Burner Control Optimization | A | Cumulative Winter Peak Savings (MW) | Achievable Economic RVT Potential | 0 | 0 | 0 | 0 | 0 | 0 | 0 | 0 | 0 | 0 | 0 | 0 | 0 | 0 | 0 | 0 | 0 | 0 | 0 | 0 | 0 | 0 | 0
F10_Industrial_Other Industrial_New_Process_Natural Gas_Gas Boiler - Burner Control Optimization_A_Achievable Economic RVT Potential | F10 | Industrial | Other Industrial | New | Process | Natural Gas | Gas Boiler - Burner Control Optimization | A | Purchases (Incremental) | Achievable Economic RVT Potential | 0 | 0 | 0 | 0 | 0 | 0 | 0 | 0 | 0 | 0 | 0 | 0 | 0 | 0 | 0 | 0 | 0 | 0 | 0 | 0 | 0 | 0 | 0
F11_Industrial_Other Industrial_New_Process_Natural Gas_Gas Boiler - Burner Control Optimization_A_Achievable Economic RVT Potential | F11 | Industrial | Other Industrial | New | Process | Natural Gas | Gas Boiler - Burner Control Optimization | A | Purchases (Cumulative) | Achievable Economic RVT Potential | 0 | 0 | 0 | 0 | 0 | 0 | 0 | 0 | 0 | 0 | 0 | 0 | 0 | 0 | 0 | 0 | 0 | 0 | 0 | 0 | 0 | 0 | 0
F1_Industrial_Other Industrial_New_Space Heating_Natural Gas_HVAC - Demand Controlled Ventilation_A_Achievable Economic RVT Potential | F1 | Industrial | Other Industrial | New | Space Heating | Natural Gas | HVAC - Demand Controlled Ventilation | A | Integrated Unit Energy Savings (kWh or therms) | Achievable Economic RVT Potential | 0 | 0 | 0.067762 | 0.067019 | 0.066518 | 0.066066 | 0.065811 | 0.06552 | 0.065253 | 0.064983 | 0.064799 | 0.064604 | 0.064316 | 0.064054 | 0.063804 | 0.063593 | 0.063395 | 0.063135 | 0.063009 | 0.062835 | 0.062694 | 0.062605 | 0
F2_Industrial_Other Industrial_New_Space Heating_Natural Gas_HVAC - Demand Controlled Ventilation_A_Achievable Economic RVT Potential | F2 | Industrial | Other Industrial | New | Space Heating | Natural Gas | HVAC - Demand Controlled Ventilation | A | Integrated Unit Summer Peak Savings (kW) | Achievable Economic RVT Potential | 0 | 0 | 0 | 0 | 0 | 0 | 0 | 0 | 0 | 0 | 0 | 0 | 0 | 0 | 0 | 0 | 0 | 0 | 0 | 0 | 0 | 0 | 0
F3_Industrial_Other Industrial_New_Space Heating_Natural Gas_HVAC - Demand Controlled Ventilation_A_Achievable Economic RVT Potential | F3 | Industrial | Other Industrial | New | Space Heating | Natural Gas | HVAC - Demand Controlled Ventilation | A | Integrated Unit Winter Peak Savings (kW) | Achievable Economic RVT Potential | 0 | 0 | 0 | 0 | 0 | 0 | 0 | 0 | 0 | 0 | 0 | 0 | 0 | 0 | 0 | 0 | 0 | 0 | 0 | 0 | 0 | 0 | 0
F4_Industrial_Other Industrial_New_Space Heating_Natural Gas_HVAC - Demand Controlled Ventilation_A_Achievable Economic RVT Potential | F4 | Industrial | Other Industrial | New | Space Heating | Natural Gas | HVAC - Demand Controlled Ventilation | A | Incremental Energy Savings (MWh or mTherms) | Achievable Economic RVT Potential | 0 | 0 | 0.019398 | 0.033483 | 0.047388 | 0.062824 | 0.072035 | 0.082642 | 0.09305 | 0.1047 | 0.11334 | 0.12325 | 0.13277 | 0.14386 | 0.15116 | 0.16019 | 0.16918 | 0.17949 | 0.18638 | 0.19478 | 0.20299 | 0.21132 | 0
F5_Industrial_Other Industrial_New_Space Heating_Natural Gas_HVAC - Demand Controlled Ventilation_A_Achievable Economic RVT Potential | F5 | Industrial | Other Industrial | New | Space Heating | Natural Gas | HVAC - Demand Controlled Ventilation | A | Incremental Summer Peak Savings (MW) | Achievable Economic RVT Potential | 0 | 0 | 0 | 0 | 0 | 0 | 0 | 0 | 0 | 0 | 0 | 0 | 0 | 0 | 0 | 0 | 0 | 0 | 0 | 0 | 0 | 0 | 0
F6_Industrial_Other Industrial_New_Space Heating_Natural Gas_HVAC - Demand Controlled Ventilation_A_Achievable Economic RVT Potential | F6 | Industrial | Other Industrial | New | Space Heating | Natural Gas | HVAC - Demand Controlled Ventilation | A | Incremental Winter Peak Savings (MW) | Achievable Economic RVT Potential | 0 | 0 | 0 | 0 | 0 | 0 | 0 | 0 | 0 | 0 | 0 | 0 | 0 | 0 | 0 | 0 | 0 | 0 | 0 | 0 | 0 | 0 | 0
F7_Industrial_Other Industrial_New_Space Heating_Natural Gas_HVAC - Demand Controlled Ventilation_A_Achievable Economic RVT Potential | F7 | Industrial | Other Industrial | New | Space Heating | Natural Gas | HVAC - Demand Controlled Ventilation | A | Cumulative Energy Savings (MWh or mTherms) | Achievable Economic RVT Potential | 0 | 0 | 0.019398 | 0.052669 | 0.099663 | 0.16181 | 0.23322 | 0.31483 | 0.4066 | 0.50961 | 0.62151 | 0.74289 | 0.87235 | 1.0127 | 1.1599 | 1.3162 | 1.4813 | 1.6366 | 1.7883 | 1.9334 | 2.0724 | 2.2123 | 0
F8_Industrial_Other Industrial_New_Space Heating_Natural Gas_HVAC - Demand Controlled Ventilation_A_Achievable Economic RVT Potential | F8 | Industrial | Other Industrial | New | Space Heating | Natural Gas | HVAC - Demand Controlled Ventilation | A | Cumulative Summer Peak Savings (MW) | Achievable Economic RVT Potential | 0 | 0 | 0 | 0 | 0 | 0 | 0 | 0 | 0 | 0 | 0 | 0 | 0 | 0 | 0 | 0 | 0 | 0 | 0 | 0 | 0 | 0 | 0
F9_Industrial_Other Industrial_New_Space Heating_Natural Gas_HVAC - Demand Controlled Ventilation_A_Achievable Economic RVT Potential | F9 | Industrial | Other Industrial | New | Space Heating | Natural Gas | HVAC - Demand Controlled Ventilation | A | Cumulative Winter Peak Savings (MW) | Achievable Economic RVT Potential | 0 | 0 | 0 | 0 | 0 | 0 | 0 | 0 | 0 | 0 | 0 | 0 | 0 | 0 | 0 | 0 | 0 | 0 | 0 | 0 | 0 | 0 | 0
F10_Industrial_Other Industrial_New_Space Heating_Natural Gas_HVAC - Demand Controlled Ventilation_A_Achievable Economic RVT Potential | F10 | Industrial | Other Industrial | New | Space Heating | Natural Gas | HVAC - Demand Controlled Ventilation | A | Purchases (Incremental) | Achievable Economic RVT Potential | 0 | 0 | 286.2738 | 499.6018 | 712.4061 | 950.9263 | 1094.5728 | 1261.3273 | 1425.9803 | 1611.1895 | 1749.1322 | 1907.7853 | 2064.3342 | 2245.9352 | 2369.1886 | 2518.9859 | 2668.6697 | 2842.922 | 2958.0208 | 3099.8496 | 3237.8158 | 3375.3744 | 0
F11_Industrial_Other Industrial_New_Space Heating_Natural Gas_HVAC - Demand Controlled Ventilation_A_Achievable Economic RVT Potential | F11 | Industrial | Other Industrial | New | Space Heating | Natural Gas | HVAC - Demand Controlled Ventilation | A | Purchases (Cumulative) | Achievable Economic RVT Potential | 0 | 0 | 286.2738 | 785.8756 | 1498.2817 | 2449.2079 | 3543.7808 | 4805.1081 | 6231.0884 | 7842.2779 | 9591.4101 | 11499.1954 | 13563.5296 | 15809.4648 | 18178.6534 | 20697.6393 | 23366.309 | 25922.9573 | 28381.3762 | 30768.8198 | 33055.7093 | 35336.5108 | 0
F1_Industrial_Other Industrial_New_Space Heating_Natural Gas_Gas Boiler - Stack Economizer_A_Achievable Economic RVT Potential | F1 | Industrial | Other Industrial | New | Space Heating | Natural Gas | Gas Boiler - Stack Economizer | A | Integrated Unit Energy Savings (kWh or therms) | Achievable Economic RVT Potential | 0 | 0 | 1.9387 | 1.9154 | 1.899 | 1.8836 | 1.8727 | 1.8606 | 1.8485 | 1.8358 | 1.8241 | 1.8117 | 1.7962 | 1.7818 | 1.767 | 1.7548 | 1.7442 | 1.7342 | 1.7281 | 1.723 | 1.72 | 1.7193 | 0
F2_Industrial_Other Industrial_New_Space Heating_Natural Gas_Gas Boiler - Stack Economizer_A_Achievable Economic RVT Potential | F2 | Industrial | Other Industrial | New | Space Heating | Natural Gas | Gas Boiler - Stack Economizer | A | Integrated Unit Summer Peak Savings (kW) | Achievable Economic RVT Potential | 0 | 0 | 0 | 0 | 0 | 0 | 0 | 0 | 0 | 0 | 0 | 0 | 0 | 0 | 0 | 0 | 0 | 0 | 0 | 0 | 0 | 0 | 0
F3_Industrial_Other Industrial_New_Space Heating_Natural Gas_Gas Boiler - Stack Economizer_A_Achievable Economic RVT Potential | F3 | Industrial | Other Industrial | New | Space Heating | Natural Gas | Gas Boiler - Stack Economizer | A | Integrated Unit Winter Peak Savings (kW) | Achievable Economic RVT Potential | 0 | 0 | 0 | 0 | 0 | 0 | 0 | 0 | 0 | 0 | 0 | 0 | 0 | 0 | 0 | 0 | 0 | 0 | 0 | 0 | 0 | 0 | 0
F4_Industrial_Other Industrial_New_Space Heating_Natural Gas_Gas Boiler - Stack Economizer_A_Achievable Economic RVT Potential | F4 | Industrial | Other Industrial | New | Space Heating | Natural Gas | Gas Boiler - Stack Economizer | A | Incremental Energy Savings (MWh or mTherms) | Achievable Economic RVT Potential | 0 | 0 | 0.0040492 | 0.0069819 | 0.0098702 | 0.013069 | 0.014955 | 0.01541 | 0.013847 | 0.01243 | 0.010727 | 0.009296 | 0.0079782 | 0.0068886 | 0.005765 | 0.0048697 | 0.0041023 | 0.0036221 | 0.006299 | 0.0089555 | 0.011933 | 0.01373 | 0
F5_Industrial_Other Industrial_New_Space Heating_Natural Gas_Gas Boiler - Stack Economizer_A_Achievable Economic RVT Potential | F5 | Industrial | Other Industrial | New | Space Heating | Natural Gas | Gas Boiler - Stack Economizer | A | Incremental Summer Peak Savings (MW) | Achievable Economic RVT Potential | 0 | 0 | 0 | 0 | 0 | 0 | 0 | 0 | 0 | 0 | 0 | 0 | 0 | 0 | 0 | 0 | 0 | 0 | 0 | 0 | 0 | 0 | 0
F6_Industrial_Other Industrial_New_Space Heating_Natural Gas_Gas Boiler - Stack Economizer_A_Achievable Economic RVT Potential | F6 | Industrial | Other Industrial | New | Space Heating | Natural Gas | Gas Boiler - Stack Economizer | A | Incremental Winter Peak Savings (MW) | Achievable Economic RVT Potential | 0 | 0 | 0 | 0 | 0 | 0 | 0 | 0 | 0 | 0 | 0 | 0 | 0 | 0 | 0 | 0 | 0 | 0 | 0 | 0 | 0 | 0 | 0
F7_Industrial_Other Industrial_New_Space Heating_Natural Gas_Gas Boiler - Stack Economizer_A_Achievable Economic RVT Potential | F7 | Industrial | Other Industrial | New | Space Heating | Natural Gas | Gas Boiler - Stack Economizer | A | Cumulative Energy Savings (MWh or mTherms) | Achievable Economic RVT Potential | 0 | 0 | 0.0040492 | 0.010983 | 0.020758 | 0.033659 | 0.048418 | 0.063516 | 0.07695 | 0.08885 | 0.099011 | 0.10763 | 0.11469 | 0.12066 | 0.12543 | 0.12943 | 0.13275 | 0.13198 | 0.13152 | 0.13113 | 0.13091 | 0.13086 | 0
F8_Industrial_Other Industrial_New_Space Heating_Natural Gas_Gas Boiler - Stack Economizer_A_Achievable Economic RVT Potential | F8 | Industrial | Other Industrial | New | Space Heating | Natural Gas | Gas Boiler - Stack Economizer | A | Cumulative Summer Peak Savings (MW) | Achievable Economic RVT Potential | 0 | 0 | 0 | 0 | 0 | 0 | 0 | 0 | 0 | 0 | 0 | 0 | 0 | 0 | 0 | 0 | 0 | 0 | 0 | 0 | 0 | 0 | 0
F9_Industrial_Other Industrial_New_Space Heating_Natural Gas_Gas Boiler - Stack Economizer_A_Achievable Economic RVT Potential | F9 | Industrial | Other Industrial | New | Space Heating | Natural Gas | Gas Boiler - Stack Economizer | A | Cumulative Winter Peak Savings (MW) | Achievable Economic RVT Potential | 0 | 0 | 0 | 0 | 0 | 0 | 0 | 0 | 0 | 0 | 0 | 0 | 0 | 0 | 0 | 0 | 0 | 0 | 0 | 0 | 0 | 0 | 0
F10_Industrial_Other Industrial_New_Space Heating_Natural Gas_Gas Boiler - Stack Economizer_A_Achievable Economic RVT Potential | F10 | Industrial | Other Industrial | New | Space Heating | Natural Gas | Gas Boiler - Stack Economizer | A | Purchases (Incremental) | Achievable Economic RVT Potential | 0 | 0 | 2.0886 | 3.6451 | 5.1977 | 6.9379 | 7.986 | 8.2823 | 7.4908 | 6.771 | 5.8805 | 5.1311 | 4.4418 | 3.866 | 3.2625 | 2.775 | 2.352 | 2.0886 | 3.6451 | 5.1977 | 6.9379 | 7.986 | 0
F11_Industrial_Other Industrial_New_Space Heating_Natural Gas_Gas Boiler - Stack Economizer_A_Achievable Economic RVT Potential | F11 | Industrial | Other Industrial | New | Space Heating | Natural Gas | Gas Boiler - Stack Economizer | A | Purchases (Cumulative) | Achievable Economic RVT Potential | 0 | 0 | 2.0886 | 5.7337 | 10.9314 | 17.8693 | 25.8553 | 34.1376 | 41.6284 | 48.3993 | 54.2799 | 59.411 | 63.8528 | 67.7188 | 70.9813 | 73.7563 | 76.1083 | 76.1083 | 76.1083 | 76.1083 | 76.1083 | 76.1083 | 0
F1_Industrial_Other Industrial_New_Process_Natural Gas_Gas Boiler - Stack Economizer_A_Achievable Economic RVT Potential | F1 | Industrial | Other Industrial | New | Process | Natural Gas | Gas Boiler - Stack Economizer | A | Integrated Unit Energy Savings (kWh or therms) | Achievable Economic RVT Potential | 0 | 0 | 2.0333 | 2.0313 | 2.0293 | 2.0276 | 2.0252 | 2.0233 | 2.0216 | 2.0202 | 2.0185 | 2.0173 | 2.0163 | 2.0158 | 2.0149 | 2.0144 | 2.0139 | 2.0138 | 2.0134 | 2.0133 | 2.0131 | 2.0129 | 0
F2_Industrial_Other Industrial_New_Process_Natural Gas_Gas Boiler - Stack Economizer_A_Achievable Economic RVT Potential | F2 | Industrial | Other Industrial | New | Process | Natural Gas | Gas Boiler - Stack Economizer | A | Integrated Unit Summer Peak Savings (kW) | Achievable Economic RVT Potential | 0 | 0 | 0 | 0 | 0 | 0 | 0 | 0 | 0 | 0 | 0 | 0 | 0 | 0 | 0 | 0 | 0 | 0 | 0 | 0 | 0 | 0 | 0
F3_Industrial_Other Industrial_New_Process_Natural Gas_Gas Boiler - Stack Economizer_A_Achievable Economic RVT Potential | F3 | Industrial | Other Industrial | New | Process | Natural Gas | Gas Boiler - Stack Economizer | A | Integrated Unit Winter Peak Savings (kW) | Achievable Economic RVT Potential | 0 | 0 | 0 | 0 | 0 | 0 | 0 | 0 | 0 | 0 | 0 | 0 | 0 | 0 | 0 | 0 | 0 | 0 | 0 | 0 | 0 | 0 | 0
F4_Industrial_Other Industrial_New_Process_Natural Gas_Gas Boiler - Stack Economizer_A_Achievable Economic RVT Potential | F4 | Industrial | Other Industrial | New | Process | Natural Gas | Gas Boiler - Stack Economizer | A | Incremental Energy Savings (MWh or mTherms) | Achievable Economic RVT Potential | 0 | 0 | 0.061491 | 0.10721 | 0.15273 | 0.20369 | 0.23417 | 0.24264 | 0.21926 | 0.19805 | 0.17187 | 0.14988 | 0.12968 | 0.11283 | 0.095181 | 0.080938 | 0.068583 | 0.060902 | 0.10626 | 0.15152 | 0.20223 | 0.23275 | 0
F5_Industrial_Other Industrial_New_Process_Natural Gas_Gas Boiler - Stack Economizer_A_Achievable Economic RVT Potential | F5 | Industrial | Other Industrial | New | Process | Natural Gas | Gas Boiler - Stack Economizer | A | Incremental Summer Peak Savings (MW) | Achievable Economic RVT Potential | 0 | 0 | 0 | 0 | 0 | 0 | 0 | 0 | 0 | 0 | 0 | 0 | 0 | 0 | 0 | 0 | 0 | 0 | 0 | 0 | 0 | 0 | 0
F6_Industrial_Other Industrial_New_Process_Natural Gas_Gas Boiler - Stack Economizer_A_Achievable Economic RVT Potential | F6 | Industrial | Other Industrial | New | Process | Natural Gas | Gas Boiler - Stack Economizer | A | Incremental Winter Peak Savings (MW) | Achievable Economic RVT Potential | 0 | 0 | 0 | 0 | 0 | 0 | 0 | 0 | 0 | 0 | 0 | 0 | 0 | 0 | 0 | 0 | 0 | 0 | 0 | 0 | 0 | 0 | 0
F7_Industrial_Other Industrial_New_Process_Natural Gas_Gas Boiler - Stack Economizer_A_Achievable Economic RVT Potential | F7 | Industrial | Other Industrial | New | Process | Natural Gas | Gas Boiler - Stack Economizer | A | Cumulative Energy Savings (MWh or mTherms) | Achievable Economic RVT Potential | 0 | 0 | 0.061491 | 0.16864 | 0.3212 | 0.52462 | 0.75815 | 1.0001 | 1.2185 | 1.4157 | 1.5864 | 1.7354 | 1.8642 | 1.9765 | 2.0708 | 2.1512 | 2.2193 | 2.2192 | 2.2188 | 2.2186 | 2.2184 | 2.2182 | 0
F8_Industrial_Other Industrial_New_Process_Natural Gas_Gas Boiler - Stack Economizer_A_Achievable Economic RVT Potential | F8 | Industrial | Other Industrial | New | Process | Natural Gas | Gas Boiler - Stack Economizer | A | Cumulative Summer Peak Savings (MW) | Achievable Economic RVT Potential | 0 | 0 | 0 | 0 | 0 | 0 | 0 | 0 | 0 | 0 | 0 | 0 | 0 | 0 | 0 | 0 | 0 | 0 | 0 | 0 | 0 | 0 | 0
F9_Industrial_Other Industrial_New_Process_Natural Gas_Gas Boiler - Stack Economizer_A_Achievable Economic RVT Potential | F9 | Industrial | Other Industrial | New | Process | Natural Gas | Gas Boiler - Stack Economizer | A | Cumulative Winter Peak Savings (MW) | Achievable Economic RVT Potential | 0 | 0 | 0 | 0 | 0 | 0 | 0 | 0 | 0 | 0 | 0 | 0 | 0 | 0 | 0 | 0 | 0 | 0 | 0 | 0 | 0 | 0 | 0
F10_Industrial_Other Industrial_New_Process_Natural Gas_Gas Boiler - Stack Economizer_A_Achievable Economic RVT Potential | F10 | Industrial | Other Industrial | New | Process | Natural Gas | Gas Boiler - Stack Economizer | A | Purchases (Incremental) | Achievable Economic RVT Potential | 0 | 0 | 30.2418 | 52.7777 | 75.2583 | 100.4554 | 115.6302 | 119.9215 | 108.4607 | 98.0383 | 85.1455 | 74.2948 | 64.313 | 55.9766 | 47.2388 | 40.1804 | 34.0544 | 30.2418 | 52.7777 | 75.2583 | 100.4554 | 115.6302 | 0
F11_Industrial_Other Industrial_New_Process_Natural Gas_Gas Boiler - Stack Economizer_A_Achievable Economic RVT Potential | F11 | Industrial | Other Industrial | New | Process | Natural Gas | Gas Boiler - Stack Economizer | A | Purchases (Cumulative) | Achievable Economic RVT Potential | 0 | 0 | 30.2418 | 83.0196 | 158.2778 | 258.7332 | 374.3634 | 494.2849 | 602.7456 | 700.7839 | 785.9294 | 860.2242 | 924.5373 | 980.5138 | 1027.7526 | 1067.9331 | 1101.9875 | 1101.9875 | 1101.9875 | 1101.9875 | 1101.9875 | 1101.9875 | 0
F1_Industrial_Other Industrial_New_Space Heating_Natural Gas_Gas Furnace Tube Inserts_A_Achievable Economic RVT Potential | F1 | Industrial | Other Industrial | New | Space Heating | Natural Gas | Gas Furnace Tube Inserts | A | Integrated Unit Energy Savings (kWh or therms) | Achievable Economic RVT Potential | 0 | 0 | 0.077905 | 0.077051 | 0.076475 | 0.075955 | 0.075662 | 0.075327 | 0.075021 | 0.074709 | 0.074498 | 0.074274 | 0.073942 | 0.073642 | 0.073355 | 0.073112 | 0.072884 | 0.072585 | 0.072441 | 0.07224 | 0.072079 | 0.071976 | 0
F2_Industrial_Other Industrial_New_Space Heating_Natural Gas_Gas Furnace Tube Inserts_A_Achievable Economic RVT Potential | F2 | Industrial | Other Industrial | New | Space Heating | Natural Gas | Gas Furnace Tube Inserts | A | Integrated Unit Summer Peak Savings (kW) | Achievable Economic RVT Potential | 0 | 0 | 0 | 0 | 0 | 0 | 0 | 0 | 0 | 0 | 0 | 0 | 0 | 0 | 0 | 0 | 0 | 0 | 0 | 0 | 0 | 0 | 0
F3_Industrial_Other Industrial_New_Space Heating_Natural Gas_Gas Furnace Tube Inserts_A_Achievable Economic RVT Potential | F3 | Industrial | Other Industrial | New | Space Heating | Natural Gas | Gas Furnace Tube Inserts | A | Integrated Unit Winter Peak Savings (kW) | Achievable Economic RVT Potential | 0 | 0 | 0 | 0 | 0 | 0 | 0 | 0 | 0 | 0 | 0 | 0 | 0 | 0 | 0 | 0 | 0 | 0 | 0 | 0 | 0 | 0 | 0
F4_Industrial_Other Industrial_New_Space Heating_Natural Gas_Gas Furnace Tube Inserts_A_Achievable Economic RVT Potential | F4 | Industrial | Other Industrial | New | Space Heating | Natural Gas | Gas Furnace Tube Inserts | A | Incremental Energy Savings (MWh or mTherms) | Achievable Economic RVT Potential | 0 | 0 | 0 | 0 | 0 | 0 | 0 | 0 | 0 | 0 | 0 | 0 | 0 | 0 | 0 | 0 | 0 | 0 | 0 | 0 | 0 | 0 | 0
F5_Industrial_Other Industrial_New_Space Heating_Natural Gas_Gas Furnace Tube Inserts_A_Achievable Economic RVT Potential | F5 | Industrial | Other Industrial | New | Space Heating | Natural Gas | Gas Furnace Tube Inserts | A | Incremental Summer Peak Savings (MW) | Achievable Economic RVT Potential | 0 | 0 | 0 | 0 | 0 | 0 | 0 | 0 | 0 | 0 | 0 | 0 | 0 | 0 | 0 | 0 | 0 | 0 | 0 | 0 | 0 | 0 | 0
F6_Industrial_Other Industrial_New_Space Heating_Natural Gas_Gas Furnace Tube Inserts_A_Achievable Economic RVT Potential | F6 | Industrial | Other Industrial | New | Space Heating | Natural Gas | Gas Furnace Tube Inserts | A | Incremental Winter Peak Savings (MW) | Achievable Economic RVT Potential | 0 | 0 | 0 | 0 | 0 | 0 | 0 | 0 | 0 | 0 | 0 | 0 | 0 | 0 | 0 | 0 | 0 | 0 | 0 | 0 | 0 | 0 | 0
F7_Industrial_Other Industrial_New_Space Heating_Natural Gas_Gas Furnace Tube Inserts_A_Achievable Economic RVT Potential | F7 | Industrial | Other Industrial | New | Space Heating | Natural Gas | Gas Furnace Tube Inserts | A | Cumulative Energy Savings (MWh or mTherms) | Achievable Economic RVT Potential | 0 | 0 | 0 | 0 | 0 | 0 | 0 | 0 | 0 | 0 | 0 | 0 | 0 | 0 | 0 | 0 | 0 | 0 | 0 | 0 | 0 | 0 | 0
F8_Industrial_Other Industrial_New_Space Heating_Natural Gas_Gas Furnace Tube Inserts_A_Achievable Economic RVT Potential | F8 | Industrial | Other Industrial | New | Space Heating | Natural Gas | Gas Furnace Tube Inserts | A | Cumulative Summer Peak Savings (MW) | Achievable Economic RVT Potential | 0 | 0 | 0 | 0 | 0 | 0 | 0 | 0 | 0 | 0 | 0 | 0 | 0 | 0 | 0 | 0 | 0 | 0 | 0 | 0 | 0 | 0 | 0
F9_Industrial_Other Industrial_New_Space Heating_Natural Gas_Gas Furnace Tube Inserts_A_Achievable Economic RVT Potential | F9 | Industrial | Other Industrial | New | Space Heating | Natural Gas | Gas Furnace Tube Inserts | A | Cumulative Winter Peak Savings (MW) | Achievable Economic RVT Potential | 0 | 0 | 0 | 0 | 0 | 0 | 0 | 0 | 0 | 0 | 0 | 0 | 0 | 0 | 0 | 0 | 0 | 0 | 0 | 0 | 0 | 0 | 0
F10_Industrial_Other Industrial_New_Space Heating_Natural Gas_Gas Furnace Tube Inserts_A_Achievable Economic RVT Potential | F10 | Industrial | Other Industrial | New | Space Heating | Natural Gas | Gas Furnace Tube Inserts | A | Purchases (Incremental) | Achievable Economic RVT Potential | 0 | 0 | 0 | 0 | 0 | 0 | 0 | 0 | 0 | 0 | 0 | 0 | 0 | 0 | 0 | 0 | 0 | 0 | 0 | 0 | 0 | 0 | 0
F11_Industrial_Other Industrial_New_Space Heating_Natural Gas_Gas Furnace Tube Inserts_A_Achievable Economic RVT Potential | F11 | Industrial | Other Industrial | New | Space Heating | Natural Gas | Gas Furnace Tube Inserts | A | Purchases (Cumulative) | Achievable Economic RVT Potential | 0 | 0 | 0 | 0 | 0 | 0 | 0 | 0 | 0 | 0 | 0 | 0 | 0 | 0 | 0 | 0 | 0 | 0 | 0 | 0 | 0 | 0 | 0
F1_Industrial_Other Industrial_New_Space Heating_Natural Gas_Space Heating - Heat Recovery Ventilator_A_Achievable Economic RVT Potential | F1 | Industrial | Other Industrial | New | Space Heating | Natural Gas | Space Heating - Heat Recovery Ventilator | A | Integrated Unit Energy Savings (kWh or therms) | Achievable Economic RVT Potential | 0 | 0 | 0.012682 | 0.012529 | 0.01242 | 0.012319 | 0.012246 | 0.012166 | 0.012086 | 0.012002 | 0.011924 | 0.011843 | 0.011741 | 0.011647 | 0.01155 | 0.01147 | 0.011401 | 0.011336 | 0.011296 | 0.011263 | 0.011244 | 0.01124 | 0
F2_Industrial_Other Industrial_New_Space Heating_Natural Gas_Space Heating - Heat Recovery Ventilator_A_Achievable Economic RVT Potential | F2 | Industrial | Other Industrial | New | Space Heating | Natural Gas | Space Heating - Heat Recovery Ventilator | A | Integrated Unit Summer Peak Savings (kW) | Achievable Economic RVT Potential | 0 | 0 | 0 | 0 | 0 | 0 | 0 | 0 | 0 | 0 | 0 | 0 | 0 | 0 | 0 | 0 | 0 | 0 | 0 | 0 | 0 | 0 | 0
F3_Industrial_Other Industrial_New_Space Heating_Natural Gas_Space Heating - Heat Recovery Ventilator_A_Achievable Economic RVT Potential | F3 | Industrial | Other Industrial | New | Space Heating | Natural Gas | Space Heating - Heat Recovery Ventilator | A | Integrated Unit Winter Peak Savings (kW) | Achievable Economic RVT Potential | 0 | 0 | 0 | 0 | 0 | 0 | 0 | 0 | 0 | 0 | 0 | 0 | 0 | 0 | 0 | 0 | 0 | 0 | 0 | 0 | 0 | 0 | 0
F4_Industrial_Other Industrial_New_Space Heating_Natural Gas_Space Heating - Heat Recovery Ventilator_A_Achievable Economic RVT Potential | F4 | Industrial | Other Industrial | New | Space Heating | Natural Gas | Space Heating - Heat Recovery Ventilator | A | Incremental Energy Savings (MWh or mTherms) | Achievable Economic RVT Potential | 0 | 0 | 0 | 0 | 0 | 0 | 0 | 0 | 0 | 0 | 0 | 0 | 0 | 0 | 0 | 0 | 0 | 0 | 0 | 0 | 0 | 0 | 0
F5_Industrial_Other Industrial_New_Space Heating_Natural Gas_Space Heating - Heat Recovery Ventilator_A_Achievable Economic RVT Potential | F5 | Industrial | Other Industrial | New | Space Heating | Natural Gas | Space Heating - Heat Recovery Ventilator | A | Incremental Summer Peak Savings (MW) | Achievable Economic RVT Potential | 0 | 0 | 0 | 0 | 0 | 0 | 0 | 0 | 0 | 0 | 0 | 0 | 0 | 0 | 0 | 0 | 0 | 0 | 0 | 0 | 0 | 0 | 0
F6_Industrial_Other Industrial_New_Space Heating_Natural Gas_Space Heating - Heat Recovery Ventilator_A_Achievable Economic RVT Potential | F6 | Industrial | Other Industrial | New | Space Heating | Natural Gas | Space Heating - Heat Recovery Ventilator | A | Incremental Winter Peak Savings (MW) | Achievable Economic RVT Potential | 0 | 0 | 0 | 0 | 0 | 0 | 0 | 0 | 0 | 0 | 0 | 0 | 0 | 0 | 0 | 0 | 0 | 0 | 0 | 0 | 0 | 0 | 0
F7_Industrial_Other Industrial_New_Space Heating_Natural Gas_Space Heating - Heat Recovery Ventilator_A_Achievable Economic RVT Potential | F7 | Industrial | Other Industrial | New | Space Heating | Natural Gas | Space Heating - Heat Recovery Ventilator | A | Cumulative Energy Savings (MWh or mTherms) | Achievable Economic RVT Potential | 0 | 0 | 0 | 0 | 0 | 0 | 0 | 0 | 0 | 0 | 0 | 0 | 0 | 0 | 0 | 0 | 0 | 0 | 0 | 0 | 0 | 0 | 0
F8_Industrial_Other Industrial_New_Space Heating_Natural Gas_Space Heating - Heat Recovery Ventilator_A_Achievable Economic RVT Potential | F8 | Industrial | Other Industrial | New | Space Heating | Natural Gas | Space Heating - Heat Recovery Ventilator | A | Cumulative Summer Peak Savings (MW) | Achievable Economic RVT Potential | 0 | 0 | 0 | 0 | 0 | 0 | 0 | 0 | 0 | 0 | 0 | 0 | 0 | 0 | 0 | 0 | 0 | 0 | 0 | 0 | 0 | 0 | 0
F9_Industrial_Other Industrial_New_Space Heating_Natural Gas_Space Heating - Heat Recovery Ventilator_A_Achievable Economic RVT Potential | F9 | Industrial | Other Industrial | New | Space Heating | Natural Gas | Space Heating - Heat Recovery Ventilator | A | Cumulative Winter Peak Savings (MW) | Achievable Economic RVT Potential | 0 | 0 | 0 | 0 | 0 | 0 | 0 | 0 | 0 | 0 | 0 | 0 | 0 | 0 | 0 | 0 | 0 | 0 | 0 | 0 | 0 | 0 | 0
F10_Industrial_Other Industrial_New_Space Heating_Natural Gas_Space Heating - Heat Recovery Ventilator_A_Achievable Economic RVT Potential | F10 | Industrial | Other Industrial | New | Space Heating | Natural Gas | Space Heating - Heat Recovery Ventilator | A | Purchases (Incremental) | Achievable Economic RVT Potential | 0 | 0 | 0 | 0 | 0 | 0 | 0 | 0 | 0 | 0 | 0 | 0 | 0 | 0 | 0 | 0 | 0 | 0 | 0 | 0 | 0 | 0 | 0
F11_Industrial_Other Industrial_New_Space Heating_Natural Gas_Space Heating - Heat Recovery Ventilator_A_Achievable Economic RVT Potential | F11 | Industrial | Other Industrial | New | Space Heating | Natural Gas | Space Heating - Heat Recovery Ventilator | A | Purchases (Cumulative) | Achievable Economic RVT Potential | 0 | 0 | 0 | 0 | 0 | 0 | 0 | 0 | 0 | 0 | 0 | 0 | 0 | 0 | 0 | 0 | 0 | 0 | 0 | 0 | 0 | 0 | 0
F1_Industrial_Other Industrial_New_Space Heating_Natural Gas_Thermostat - Programmable_A_Achievable Economic RVT Potential | F1 | Industrial | Other Industrial | New | Space Heating | Natural Gas | Thermostat - Programmable | A | Integrated Unit Energy Savings (kWh or therms) | Achievable Economic RVT Potential | 0 | 0 | 0.0061349 | 0.0060609 | 0.0060081 | 0.005959 | 0.0059233 | 0.005884 | 0.0058447 | 0.0058033 | 0.0057651 | 0.0057246 | 0.0056744 | 0.0056282 | 0.0055806 | 0.0055415 | 0.0055081 | 0.0054771 | 0.0054582 | 0.0054426 | 0.0054337 | 0.0054319 | 0
F2_Industrial_Other Industrial_New_Space Heating_Natural Gas_Thermostat - Programmable_A_Achievable Economic RVT Potential | F2 | Industrial | Other Industrial | New | Space Heating | Natural Gas | Thermostat - Programmable | A | Integrated Unit Summer Peak Savings (kW) | Achievable Economic RVT Potential | 0 | 0 | 0 | 0 | 0 | 0 | 0 | 0 | 0 | 0 | 0 | 0 | 0 | 0 | 0 | 0 | 0 | 0 | 0 | 0 | 0 | 0 | 0
F3_Industrial_Other Industrial_New_Space Heating_Natural Gas_Thermostat - Programmable_A_Achievable Economic RVT Potential | F3 | Industrial | Other Industrial | New | Space Heating | Natural Gas | Thermostat - Programmable | A | Integrated Unit Winter Peak Savings (kW) | Achievable Economic RVT Potential | 0 | 0 | 0 | 0 | 0 | 0 | 0 | 0 | 0 | 0 | 0 | 0 | 0 | 0 | 0 | 0 | 0 | 0 | 0 | 0 | 0 | 0 | 0
F4_Industrial_Other Industrial_New_Space Heating_Natural Gas_Thermostat - Programmable_A_Achievable Economic RVT Potential | F4 | Industrial | Other Industrial | New | Space Heating | Natural Gas | Thermostat - Programmable | A | Incremental Energy Savings (MWh or mTherms) | Achievable Economic RVT Potential | 0 | 0 | 0 | 0 | 0 | 0 | 0 | 0 | 0 | 0 | 0 | 0 | 0 | 0 | 0 | 0 | 0 | 0 | 0 | 0 | 0 | 0 | 0
F5_Industrial_Other Industrial_New_Space Heating_Natural Gas_Thermostat - Programmable_A_Achievable Economic RVT Potential | F5 | Industrial | Other Industrial | New | Space Heating | Natural Gas | Thermostat - Programmable | A | Incremental Summer Peak Savings (MW) | Achievable Economic RVT Potential | 0 | 0 | 0 | 0 | 0 | 0 | 0 | 0 | 0 | 0 | 0 | 0 | 0 | 0 | 0 | 0 | 0 | 0 | 0 | 0 | 0 | 0 | 0
F6_Industrial_Other Industrial_New_Space Heating_Natural Gas_Thermostat - Programmable_A_Achievable Economic RVT Potential | F6 | Industrial | Other Industrial | New | Space Heating | Natural Gas | Thermostat - Programmable | A | Incremental Winter Peak Savings (MW) | Achievable Economic RVT Potential | 0 | 0 | 0 | 0 | 0 | 0 | 0 | 0 | 0 | 0 | 0 | 0 | 0 | 0 | 0 | 0 | 0 | 0 | 0 | 0 | 0 | 0 | 0
F7_Industrial_Other Industrial_New_Space Heating_Natural Gas_Thermostat - Programmable_A_Achievable Economic RVT Potential | F7 | Industrial | Other Industrial | New | Space Heating | Natural Gas | Thermostat - Programmable | A | Cumulative Energy Savings (MWh or mTherms) | Achievable Economic RVT Potential | 0 | 0 | 0 | 0 | 0 | 0 | 0 | 0 | 0 | 0 | 0 | 0 | 0 | 0 | 0 | 0 | 0 | 0 | 0 | 0 | 0 | 0 | 0
F8_Industrial_Other Industrial_New_Space Heating_Natural Gas_Thermostat - Programmable_A_Achievable Economic RVT Potential | F8 | Industrial | Other Industrial | New | Space Heating | Natural Gas | Thermostat - Programmable | A | Cumulative Summer Peak Savings (MW) | Achievable Economic RVT Potential | 0 | 0 | 0 | 0 | 0 | 0 | 0 | 0 | 0 | 0 | 0 | 0 | 0 | 0 | 0 | 0 | 0 | 0 | 0 | 0 | 0 | 0 | 0
F9_Industrial_Other Industrial_New_Space Heating_Natural Gas_Thermostat - Programmable_A_Achievable Economic RVT Potential | F9 | Industrial | Other Industrial | New | Space Heating | Natural Gas | Thermostat - Programmable | A | Cumulative Winter Peak Savings (MW) | Achievable Economic RVT Potential | 0 | 0 | 0 | 0 | 0 | 0 | 0 | 0 | 0 | 0 | 0 | 0 | 0 | 0 | 0 | 0 | 0 | 0 | 0 | 0 | 0 | 0 | 0
F10_Industrial_Other Industrial_New_Space Heating_Natural Gas_Thermostat - Programmable_A_Achievable Economic RVT Potential | F10 | Industrial | Other Industrial | New | Space Heating | Natural Gas | Thermostat - Programmable | A | Purchases (Incremental) | Achievable Economic RVT Potential | 0 | 0 | 0 | 0 | 0 | 0 | 0 | 0 | 0 | 0 | 0 | 0 | 0 | 0 | 0 | 0 | 0 | 0 | 0 | 0 | 0 | 0 | 0
F11_Industrial_Other Industrial_New_Space Heating_Natural Gas_Thermostat - Programmable_A_Achievable Economic RVT Potential | F11 | Industrial | Other Industrial | New | Space Heating | Natural Gas | Thermostat - Programmable | A | Purchases (Cumulative) | Achievable Economic RVT Potential | 0 | 0 | 0 | 0 | 0 | 0 | 0 | 0 | 0 | 0 | 0 | 0 | 0 | 0 | 0 | 0 | 0 | 0 | 0 | 0 | 0 | 0 | 0
F1_Industrial_Other Industrial_New_Space Heating_Natural Gas_ENERGY STAR Connected Thermostat_A_Achievable Economic RVT Potential | F1 | Industrial | Other Industrial | New | Space Heating | Natural Gas | ENERGY STAR Connected Thermostat | A | Integrated Unit Energy Savings (kWh or therms) | Achievable Economic RVT Potential | 0 | 0 | 0.01483 | 0.014651 | 0.014524 | 0.014405 | 0.014319 | 0.014224 | 0.014129 | 0.014029 | 0.013936 | 0.013838 | 0.013717 | 0.013605 | 0.01349 | 0.013396 | 0.013315 | 0.01324 | 0.013194 | 0.013157 | 0.013135 | 0.013131 | 0
F2_Industrial_Other Industrial_New_Space Heating_Natural Gas_ENERGY STAR Connected Thermostat_A_Achievable Economic RVT Potential | F2 | Industrial | Other Industrial | New | Space Heating | Natural Gas | ENERGY STAR Connected Thermostat | A | Integrated Unit Summer Peak Savings (kW) | Achievable Economic RVT Potential | 0 | 0 | 0 | 0 | 0 | 0 | 0 | 0 | 0 | 0 | 0 | 0 | 0 | 0 | 0 | 0 | 0 | 0 | 0 | 0 | 0 | 0 | 0
F3_Industrial_Other Industrial_New_Space Heating_Natural Gas_ENERGY STAR Connected Thermostat_A_Achievable Economic RVT Potential | F3 | Industrial | Other Industrial | New | Space Heating | Natural Gas | ENERGY STAR Connected Thermostat | A | Integrated Unit Winter Peak Savings (kW) | Achievable Economic RVT Potential | 0 | 0 | 0 | 0 | 0 | 0 | 0 | 0 | 0 | 0 | 0 | 0 | 0 | 0 | 0 | 0 | 0 | 0 | 0 | 0 | 0 | 0 | 0
F4_Industrial_Other Industrial_New_Space Heating_Natural Gas_ENERGY STAR Connected Thermostat_A_Achievable Economic RVT Potential | F4 | Industrial | Other Industrial | New | Space Heating | Natural Gas | ENERGY STAR Connected Thermostat | A | Incremental Energy Savings (MWh or mTherms) | Achievable Economic RVT Potential | 0 | 0 | 0 | 0 | 0 | 0 | 0 | 0 | 0 | 0 | 0 | 0 | 0 | 0 | 0 | 0 | 0 | 0 | 0 | 0 | 0 | 0 | 0
F5_Industrial_Other Industrial_New_Space Heating_Natural Gas_ENERGY STAR Connected Thermostat_A_Achievable Economic RVT Potential | F5 | Industrial | Other Industrial | New | Space Heating | Natural Gas | ENERGY STAR Connected Thermostat | A | Incremental Summer Peak Savings (MW) | Achievable Economic RVT Potential | 0 | 0 | 0 | 0 | 0 | 0 | 0 | 0 | 0 | 0 | 0 | 0 | 0 | 0 | 0 | 0 | 0 | 0 | 0 | 0 | 0 | 0 | 0
F6_Industrial_Other Industrial_New_Space Heating_Natural Gas_ENERGY STAR Connected Thermostat_A_Achievable Economic RVT Potential | F6 | Industrial | Other Industrial | New | Space Heating | Natural Gas | ENERGY STAR Connected Thermostat | A | Incremental Winter Peak Savings (MW) | Achievable Economic RVT Potential | 0 | 0 | 0 | 0 | 0 | 0 | 0 | 0 | 0 | 0 | 0 | 0 | 0 | 0 | 0 | 0 | 0 | 0 | 0 | 0 | 0 | 0 | 0
F7_Industrial_Other Industrial_New_Space Heating_Natural Gas_ENERGY STAR Connected Thermostat_A_Achievable Economic RVT Potential | F7 | Industrial | Other Industrial | New | Space Heating | Natural Gas | ENERGY STAR Connected Thermostat | A | Cumulative Energy Savings (MWh or mTherms) | Achievable Economic RVT Potential | 0 | 0 | 0 | 0 | 0 | 0 | 0 | 0 | 0 | 0 | 0 | 0 | 0 | 0 | 0 | 0 | 0 | 0 | 0 | 0 | 0 | 0 | 0
F8_Industrial_Other Industrial_New_Space Heating_Natural Gas_ENERGY STAR Connected Thermostat_A_Achievable Economic RVT Potential | F8 | Industrial | Other Industrial | New | Space Heating | Natural Gas | ENERGY STAR Connected Thermostat | A | Cumulative Summer Peak Savings (MW) | Achievable Economic RVT Potential | 0 | 0 | 0 | 0 | 0 | 0 | 0 | 0 | 0 | 0 | 0 | 0 | 0 | 0 | 0 | 0 | 0 | 0 | 0 | 0 | 0 | 0 | 0
F9_Industrial_Other Industrial_New_Space Heating_Natural Gas_ENERGY STAR Connected Thermostat_A_Achievable Economic RVT Potential | F9 | Industrial | Other Industrial | New | Space Heating | Natural Gas | ENERGY STAR Connected Thermostat | A | Cumulative Winter Peak Savings (MW) | Achievable Economic RVT Potential | 0 | 0 | 0 | 0 | 0 | 0 | 0 | 0 | 0 | 0 | 0 | 0 | 0 | 0 | 0 | 0 | 0 | 0 | 0 | 0 | 0 | 0 | 0
F10_Industrial_Other Industrial_New_Space Heating_Natural Gas_ENERGY STAR Connected Thermostat_A_Achievable Economic RVT Potential | F10 | Industrial | Other Industrial | New | Space Heating | Natural Gas | ENERGY STAR Connected Thermostat | A | Purchases (Incremental) | Achievable Economic RVT Potential | 0 | 0 | 0 | 0 | 0 | 0 | 0 | 0 | 0 | 0 | 0 | 0 | 0 | 0 | 0 | 0 | 0 | 0 | 0 | 0 | 0 | 0 | 0
F11_Industrial_Other Industrial_New_Space Heating_Natural Gas_ENERGY STAR Connected Thermostat_A_Achievable Economic RVT Potential | F11 | Industrial | Other Industrial | New | Space Heating | Natural Gas | ENERGY STAR Connected Thermostat | A | Purchases (Cumulative) | Achievable Economic RVT Potential | 0 | 0 | 0 | 0 | 0 | 0 | 0 | 0 | 0 | 0 | 0 | 0 | 0 | 0 | 0 | 0 | 0 | 0 | 0 | 0 | 0 | 0 | 0
F1_Industrial_Other Industrial_New_Space Heating_Natural Gas_Destratification Fans (HVLS)_A_Achievable Economic RVT Potential | F1 | Industrial | Other Industrial | New | Space Heating | Natural Gas | Destratification Fans (HVLS) | A | Integrated Unit Energy Savings (kWh or therms) | Achievable Economic RVT Potential | 0 | 0 | 0.01483 | 0.014651 | 0.014524 | 0.014405 | 0.014319 | 0.014224 | 0.014129 | 0.014029 | 0.013936 | 0.013838 | 0.013717 | 0.013605 | 0.01349 | 0.013396 | 0.013315 | 0.01324 | 0.013194 | 0.013157 | 0.013135 | 0.013131 | 0
F2_Industrial_Other Industrial_New_Space Heating_Natural Gas_Destratification Fans (HVLS)_A_Achievable Economic RVT Potential | F2 | Industrial | Other Industrial | New | Space Heating | Natural Gas | Destratification Fans (HVLS) | A | Integrated Unit Summer Peak Savings (kW) | Achievable Economic RVT Potential | 0 | 0 | 0 | 0 | 0 | 0 | 0 | 0 | 0 | 0 | 0 | 0 | 0 | 0 | 0 | 0 | 0 | 0 | 0 | 0 | 0 | 0 | 0
F3_Industrial_Other Industrial_New_Space Heating_Natural Gas_Destratification Fans (HVLS)_A_Achievable Economic RVT Potential | F3 | Industrial | Other Industrial | New | Space Heating | Natural Gas | Destratification Fans (HVLS) | A | Integrated Unit Winter Peak Savings (kW) | Achievable Economic RVT Potential | 0 | 0 | 0 | 0 | 0 | 0 | 0 | 0 | 0 | 0 | 0 | 0 | 0 | 0 | 0 | 0 | 0 | 0 | 0 | 0 | 0 | 0 | 0
F4_Industrial_Other Industrial_New_Space Heating_Natural Gas_Destratification Fans (HVLS)_A_Achievable Economic RVT Potential | F4 | Industrial | Other Industrial | New | Space Heating | Natural Gas | Destratification Fans (HVLS) | A | Incremental Energy Savings (MWh or mTherms) | Achievable Economic RVT Potential | 0 | 0 | 0 | 0 | 0 | 0 | 0 | 0 | 0 | 0 | 0 | 0 | 0 | 0 | 0 | 0 | 0 | 0 | 0 | 0 | 0 | 0 | 0
F5_Industrial_Other Industrial_New_Space Heating_Natural Gas_Destratification Fans (HVLS)_A_Achievable Economic RVT Potential | F5 | Industrial | Other Industrial | New | Space Heating | Natural Gas | Destratification Fans (HVLS) | A | Incremental Summer Peak Savings (MW) | Achievable Economic RVT Potential | 0 | 0 | 0 | 0 | 0 | 0 | 0 | 0 | 0 | 0 | 0 | 0 | 0 | 0 | 0 | 0 | 0 | 0 | 0 | 0 | 0 | 0 | 0
F6_Industrial_Other Industrial_New_Space Heating_Natural Gas_Destratification Fans (HVLS)_A_Achievable Economic RVT Potential | F6 | Industrial | Other Industrial | New | Space Heating | Natural Gas | Destratification Fans (HVLS) | A | Incremental Winter Peak Savings (MW) | Achievable Economic RVT Potential | 0 | 0 | 0 | 0 | 0 | 0 | 0 | 0 | 0 | 0 | 0 | 0 | 0 | 0 | 0 | 0 | 0 | 0 | 0 | 0 | 0 | 0 | 0
F7_Industrial_Other Industrial_New_Space Heating_Natural Gas_Destratification Fans (HVLS)_A_Achievable Economic RVT Potential | F7 | Industrial | Other Industrial | New | Space Heating | Natural Gas | Destratification Fans (HVLS) | A | Cumulative Energy Savings (MWh or mTherms) | Achievable Economic RVT Potential | 0 | 0 | 0 | 0 | 0 | 0 | 0 | 0 | 0 | 0 | 0 | 0 | 0 | 0 | 0 | 0 | 0 | 0 | 0 | 0 | 0 | 0 | 0
F8_Industrial_Other Industrial_New_Space Heating_Natural Gas_Destratification Fans (HVLS)_A_Achievable Economic RVT Potential | F8 | Industrial | Other Industrial | New | Space Heating | Natural Gas | Destratification Fans (HVLS) | A | Cumulative Summer Peak Savings (MW) | Achievable Economic RVT Potential | 0 | 0 | 0 | 0 | 0 | 0 | 0 | 0 | 0 | 0 | 0 | 0 | 0 | 0 | 0 | 0 | 0 | 0 | 0 | 0 | 0 | 0 | 0
F9_Industrial_Other Industrial_New_Space Heating_Natural Gas_Destratification Fans (HVLS)_A_Achievable Economic RVT Potential | F9 | Industrial | Other Industrial | New | Space Heating | Natural Gas | Destratification Fans (HVLS) | A | Cumulative Winter Peak Savings (MW) | Achievable Economic RVT Potential | 0 | 0 | 0 | 0 | 0 | 0 | 0 | 0 | 0 | 0 | 0 | 0 | 0 | 0 | 0 | 0 | 0 | 0 | 0 | 0 | 0 | 0 | 0
F10_Industrial_Other Industrial_New_Space Heating_Natural Gas_Destratification Fans (HVLS)_A_Achievable Economic RVT Potential | F10 | Industrial | Other Industrial | New | Space Heating | Natural Gas | Destratification Fans (HVLS) | A | Purchases (Incremental) | Achievable Economic RVT Potential | 0 | 0 | 0 | 0 | 0 | 0 | 0 | 0 | 0 | 0 | 0 | 0 | 0 | 0 | 0 | 0 | 0 | 0 | 0 | 0 | 0 | 0 | 0
F11_Industrial_Other Industrial_New_Space Heating_Natural Gas_Destratification Fans (HVLS)_A_Achievable Economic RVT Potential | F11 | Industrial | Other Industrial | New | Space Heating | Natural Gas | Destratification Fans (HVLS) | A | Purchases (Cumulative) | Achievable Economic RVT Potential | 0 | 0 | 0 | 0 | 0 | 0 | 0 | 0 | 0 | 0 | 0 | 0 | 0 | 0 | 0 | 0 | 0 | 0 | 0 | 0 | 0 | 0 | 0
F1_Industrial_Other Industrial_New_Space Heating_Natural Gas_Gas Boiler - Insulate Steam Lines/Condensate Tank_A_Achievable Economic RVT Potential | F1 | Industrial | Other Industrial | New | Space Heating | Natural Gas | Gas Boiler - Insulate Steam Lines/Condensate Tank | A | Integrated Unit Energy Savings (kWh or therms) | Achievable Economic RVT Potential | 0 | 0 | 21.0924 | 20.8403 | 20.6616 | 20.4954 | 20.3767 | 20.2458 | 20.1149 | 19.9769 | 19.8503 | 19.7159 | 19.5478 | 19.3923 | 19.2318 | 19.0991 | 18.9842 | 18.8756 | 18.8099 | 18.7549 | 18.7234 | 18.7162 | 0
F2_Industrial_Other Industrial_New_Space Heating_Natural Gas_Gas Boiler - Insulate Steam Lines/Condensate Tank_A_Achievable Economic RVT Potential | F2 | Industrial | Other Industrial | New | Space Heating | Natural Gas | Gas Boiler - Insulate Steam Lines/Condensate Tank | A | Integrated Unit Summer Peak Savings (kW) | Achievable Economic RVT Potential | 0 | 0 | 0 | 0 | 0 | 0 | 0 | 0 | 0 | 0 | 0 | 0 | 0 | 0 | 0 | 0 | 0 | 0 | 0 | 0 | 0 | 0 | 0
F3_Industrial_Other Industrial_New_Space Heating_Natural Gas_Gas Boiler - Insulate Steam Lines/Condensate Tank_A_Achievable Economic RVT Potential | F3 | Industrial | Other Industrial | New | Space Heating | Natural Gas | Gas Boiler - Insulate Steam Lines/Condensate Tank | A | Integrated Unit Winter Peak Savings (kW) | Achievable Economic RVT Potential | 0 | 0 | 0 | 0 | 0 | 0 | 0 | 0 | 0 | 0 | 0 | 0 | 0 | 0 | 0 | 0 | 0 | 0 | 0 | 0 | 0 | 0 | 0
F4_Industrial_Other Industrial_New_Space Heating_Natural Gas_Gas Boiler - Insulate Steam Lines/Condensate Tank_A_Achievable Economic RVT Potential | F4 | Industrial | Other Industrial | New | Space Heating | Natural Gas | Gas Boiler - Insulate Steam Lines/Condensate Tank | A | Incremental Energy Savings (MWh or mTherms) | Achievable Economic RVT Potential | 0 | 0 | 0.0025174 | 0.0043408 | 0.0061367 | 0.0081255 | 0.0092987 | 0.010647 | 0.011959 | 0.013419 | 0.014476 | 0.015682 | 0.016824 | 0.018158 | 0.018996 | 0.020058 | 0.021122 | 0.022372 | 0.023197 | 0.024238 | 0.025274 | 0.026338 | 0
F5_Industrial_Other Industrial_New_Space Heating_Natural Gas_Gas Boiler - Insulate Steam Lines/Condensate Tank_A_Achievable Economic RVT Potential | F5 | Industrial | Other Industrial | New | Space Heating | Natural Gas | Gas Boiler - Insulate Steam Lines/Condensate Tank | A | Incremental Summer Peak Savings (MW) | Achievable Economic RVT Potential | 0 | 0 | 0 | 0 | 0 | 0 | 0 | 0 | 0 | 0 | 0 | 0 | 0 | 0 | 0 | 0 | 0 | 0 | 0 | 0 | 0 | 0 | 0
F6_Industrial_Other Industrial_New_Space Heating_Natural Gas_Gas Boiler - Insulate Steam Lines/Condensate Tank_A_Achievable Economic RVT Potential | F6 | Industrial | Other Industrial | New | Space Heating | Natural Gas | Gas Boiler - Insulate Steam Lines/Condensate Tank | A | Incremental Winter Peak Savings (MW) | Achievable Economic RVT Potential | 0 | 0 | 0 | 0 | 0 | 0 | 0 | 0 | 0 | 0 | 0 | 0 | 0 | 0 | 0 | 0 | 0 | 0 | 0 | 0 | 0 | 0 | 0
F7_Industrial_Other Industrial_New_Space Heating_Natural Gas_Gas Boiler - Insulate Steam Lines/Condensate Tank_A_Achievable Economic RVT Potential | F7 | Industrial | Other Industrial | New | Space Heating | Natural Gas | Gas Boiler - Insulate Steam Lines/Condensate Tank | A | Cumulative Energy Savings (MWh or mTherms) | Achievable Economic RVT Potential | 0 | 0 | 0.0025174 | 0.0068282 | 0.012906 | 0.020928 | 0.030105 | 0.040559 | 0.052255 | 0.065315 | 0.079377 | 0.094522 | 0.11054 | 0.12782 | 0.14576 | 0.16481 | 0.18494 | 0.20625 | 0.22873 | 0.2523 | 0.27715 | 0.30338 | 0
F8_Industrial_Other Industrial_New_Space Heating_Natural Gas_Gas Boiler - Insulate Steam Lines/Condensate Tank_A_Achievable Economic RVT Potential | F8 | Industrial | Other Industrial | New | Space Heating | Natural Gas | Gas Boiler - Insulate Steam Lines/Condensate Tank | A | Cumulative Summer Peak Savings (MW) | Achievable Economic RVT Potential | 0 | 0 | 0 | 0 | 0 | 0 | 0 | 0 | 0 | 0 | 0 | 0 | 0 | 0 | 0 | 0 | 0 | 0 | 0 | 0 | 0 | 0 | 0
F9_Industrial_Other Industrial_New_Space Heating_Natural Gas_Gas Boiler - Insulate Steam Lines/Condensate Tank_A_Achievable Economic RVT Potential | F9 | Industrial | Other Industrial | New | Space Heating | Natural Gas | Gas Boiler - Insulate Steam Lines/Condensate Tank | A | Cumulative Winter Peak Savings (MW) | Achievable Economic RVT Potential | 0 | 0 | 0 | 0 | 0 | 0 | 0 | 0 | 0 | 0 | 0 | 0 | 0 | 0 | 0 | 0 | 0 | 0 | 0 | 0 | 0 | 0 | 0
F10_Industrial_Other Industrial_New_Space Heating_Natural Gas_Gas Boiler - Insulate Steam Lines/Condensate Tank_A_Achievable Economic RVT Potential | F10 | Industrial | Other Industrial | New | Space Heating | Natural Gas | Gas Boiler - Insulate Steam Lines/Condensate Tank | A | Purchases (Incremental) | Achievable Economic RVT Potential | 0 | 0 | 0.11935 | 0.20829 | 0.29701 | 0.39645 | 0.45634 | 0.52586 | 0.59451 | 0.67173 | 0.72924 | 0.79538 | 0.86065 | 0.93636 | 0.98775 | 1.0502 | 1.1126 | 1.1853 | 1.2332 | 1.2924 | 1.3499 | 1.4072 | 0
F11_Industrial_Other Industrial_New_Space Heating_Natural Gas_Gas Boiler - Insulate Steam Lines/Condensate Tank_A_Achievable Economic RVT Potential | F11 | Industrial | Other Industrial | New | Space Heating | Natural Gas | Gas Boiler - Insulate Steam Lines/Condensate Tank | A | Purchases (Cumulative) | Achievable Economic RVT Potential | 0 | 0 | 0.11935 | 0.32764 | 0.62465 | 1.0211 | 1.4774 | 2.0033 | 2.5978 | 3.2695 | 3.9988 | 4.7942 | 5.6548 | 6.5912 | 7.5789 | 8.6291 | 9.7417 | 10.927 | 12.1602 | 13.4526 | 14.8025 | 16.2097 | 0
F1_Industrial_Other Industrial_New_Process_Natural Gas_Gas Boiler - Insulate Steam Lines/Condensate Tank_A_Achievable Economic RVT Potential | F1 | Industrial | Other Industrial | New | Process | Natural Gas | Gas Boiler - Insulate Steam Lines/Condensate Tank | A | Integrated Unit Energy Savings (kWh or therms) | Achievable Economic RVT Potential | 0 | 0 | 16.8256 | 16.8116 | 16.7981 | 16.7861 | 16.7688 | 16.7559 | 16.7441 | 16.7347 | 16.7242 | 16.7165 | 16.7107 | 16.7081 | 16.7038 | 16.7021 | 16.7008 | 16.7022 | 16.7018 | 16.7032 | 16.7043 | 16.705 | 0
F2_Industrial_Other Industrial_New_Process_Natural Gas_Gas Boiler - Insulate Steam Lines/Condensate Tank_A_Achievable Economic RVT Potential | F2 | Industrial | Other Industrial | New | Process | Natural Gas | Gas Boiler - Insulate Steam Lines/Condensate Tank | A | Integrated Unit Summer Peak Savings (kW) | Achievable Economic RVT Potential | 0 | 0 | 0 | 0 | 0 | 0 | 0 | 0 | 0 | 0 | 0 | 0 | 0 | 0 | 0 | 0 | 0 | 0 | 0 | 0 | 0 | 0 | 0
F3_Industrial_Other Industrial_New_Process_Natural Gas_Gas Boiler - Insulate Steam Lines/Condensate Tank_A_Achievable Economic RVT Potential | F3 | Industrial | Other Industrial | New | Process | Natural Gas | Gas Boiler - Insulate Steam Lines/Condensate Tank | A | Integrated Unit Winter Peak Savings (kW) | Achievable Economic RVT Potential | 0 | 0 | 0 | 0 | 0 | 0 | 0 | 0 | 0 | 0 | 0 | 0 | 0 | 0 | 0 | 0 | 0 | 0 | 0 | 0 | 0 | 0 | 0
F4_Industrial_Other Industrial_New_Process_Natural Gas_Gas Boiler - Insulate Steam Lines/Condensate Tank_A_Achievable Economic RVT Potential | F4 | Industrial | Other Industrial | New | Process | Natural Gas | Gas Boiler - Insulate Steam Lines/Condensate Tank | A | Incremental Energy Savings (MWh or mTherms) | Achievable Economic RVT Potential | 0 | 0 | 0.029077 | 0.050702 | 0.07224 | 0.096358 | 0.1108 | 0.12758 | 0.14413 | 0.16276 | 0.17659 | 0.19252 | 0.20824 | 0.22652 | 0.23889 | 0.25397 | 0.26904 | 0.28663 | 0.29823 | 0.31256 | 0.32649 | 0.34038 | 0
F5_Industrial_Other Industrial_New_Process_Natural Gas_Gas Boiler - Insulate Steam Lines/Condensate Tank_A_Achievable Economic RVT Potential | F5 | Industrial | Other Industrial | New | Process | Natural Gas | Gas Boiler - Insulate Steam Lines/Condensate Tank | A | Incremental Summer Peak Savings (MW) | Achievable Economic RVT Potential | 0 | 0 | 0 | 0 | 0 | 0 | 0 | 0 | 0 | 0 | 0 | 0 | 0 | 0 | 0 | 0 | 0 | 0 | 0 | 0 | 0 | 0 | 0
F6_Industrial_Other Industrial_New_Process_Natural Gas_Gas Boiler - Insulate Steam Lines/Condensate Tank_A_Achievable Economic RVT Potential | F6 | Industrial | Other Industrial | New | Process | Natural Gas | Gas Boiler - Insulate Steam Lines/Condensate Tank | A | Incremental Winter Peak Savings (MW) | Achievable Economic RVT Potential | 0 | 0 | 0 | 0 | 0 | 0 | 0 | 0 | 0 | 0 | 0 | 0 | 0 | 0 | 0 | 0 | 0 | 0 | 0 | 0 | 0 | 0 | 0
F7_Industrial_Other Industrial_New_Process_Natural Gas_Gas Boiler - Insulate Steam Lines/Condensate Tank_A_Achievable Economic RVT Potential | F7 | Industrial | Other Industrial | New | Process | Natural Gas | Gas Boiler - Insulate Steam Lines/Condensate Tank | A | Cumulative Energy Savings (MWh or mTherms) | Achievable Economic RVT Potential | 0 | 0 | 0.029077 | 0.079754 | 0.15193 | 0.24818 | 0.35872 | 0.48603 | 0.62982 | 0.79223 | 0.96832 | 1.1604 | 1.3682 | 1.5945 | 1.833 | 2.0868 | 2.3557 | 2.6425 | 2.9407 | 3.2535 | 3.5802 | 3.9207 | 0
F8_Industrial_Other Industrial_New_Process_Natural Gas_Gas Boiler - Insulate Steam Lines/Condensate Tank_A_Achievable Economic RVT Potential | F8 | Industrial | Other Industrial | New | Process | Natural Gas | Gas Boiler - Insulate Steam Lines/Condensate Tank | A | Cumulative Summer Peak Savings (MW) | Achievable Economic RVT Potential | 0 | 0 | 0 | 0 | 0 | 0 | 0 | 0 | 0 | 0 | 0 | 0 | 0 | 0 | 0 | 0 | 0 | 0 | 0 | 0 | 0 | 0 | 0
F9_Industrial_Other Industrial_New_Process_Natural Gas_Gas Boiler - Insulate Steam Lines/Condensate Tank_A_Achievable Economic RVT Potential | F9 | Industrial | Other Industrial | New | Process | Natural Gas | Gas Boiler - Insulate Steam Lines/Condensate Tank | A | Cumulative Winter Peak Savings (MW) | Achievable Economic RVT Potential | 0 | 0 | 0 | 0 | 0 | 0 | 0 | 0 | 0 | 0 | 0 | 0 | 0 | 0 | 0 | 0 | 0 | 0 | 0 | 0 | 0 | 0 | 0
F10_Industrial_Other Industrial_New_Process_Natural Gas_Gas Boiler - Insulate Steam Lines/Condensate Tank_A_Achievable Economic RVT Potential | F10 | Industrial | Other Industrial | New | Process | Natural Gas | Gas Boiler - Insulate Steam Lines/Condensate Tank | A | Purchases (Incremental) | Achievable Economic RVT Potential | 0 | 0 | 1.7281 | 3.0159 | 4.3005 | 5.7403 | 6.6075 | 7.6141 | 8.608 | 9.7261 | 10.5588 | 11.5165 | 12.4615 | 13.5577 | 14.3018 | 15.206 | 16.1096 | 17.1615 | 17.8563 | 18.7125 | 19.5453 | 20.3757 | 0
F11_Industrial_Other Industrial_New_Process_Natural Gas_Gas Boiler - Insulate Steam Lines/Condensate Tank_A_Achievable Economic RVT Potential | F11 | Industrial | Other Industrial | New | Process | Natural Gas | Gas Boiler - Insulate Steam Lines/Condensate Tank | A | Purchases (Cumulative) | Achievable Economic RVT Potential | 0 | 0 | 1.7281 | 4.744 | 9.0445 | 14.7848 | 21.3923 | 29.0064 | 37.6144 | 47.3404 | 57.8992 | 69.4157 | 81.8772 | 95.4349 | 109.7367 | 124.9427 | 141.0523 | 158.2138 | 176.0701 | 194.7826 | 214.3279 | 234.7035 | 0
F1_Industrial_Other Industrial_New_Space Heating_Natural Gas_Gas Boiler - Insulate Hot Water Lines_A_Achievable Economic RVT Potential | F1 | Industrial | Other Industrial | New | Space Heating | Natural Gas | Gas Boiler - Insulate Hot Water Lines | A | Integrated Unit Energy Savings (kWh or therms) | Achievable Economic RVT Potential | 0 | 0 | 23.8652 | 23.5967 | 23.4138 | 23.2486 | 23.1502 | 23.0397 | 22.9379 | 22.8355 | 22.7626 | 22.6873 | 22.5801 | 22.4841 | 22.391 | 22.3129 | 22.2395 | 22.1464 | 22.0989 | 22.0356 | 21.9847 | 21.9518 | 0
F2_Industrial_Other Industrial_New_Space Heating_Natural Gas_Gas Boiler - Insulate Hot Water Lines_A_Achievable Economic RVT Potential | F2 | Industrial | Other Industrial | New | Space Heating | Natural Gas | Gas Boiler - Insulate Hot Water Lines | A | Integrated Unit Summer Peak Savings (kW) | Achievable Economic RVT Potential | 0 | 0 | 0 | 0 | 0 | 0 | 0 | 0 | 0 | 0 | 0 | 0 | 0 | 0 | 0 | 0 | 0 | 0 | 0 | 0 | 0 | 0 | 0
F3_Industrial_Other Industrial_New_Space Heating_Natural Gas_Gas Boiler - Insulate Hot Water Lines_A_Achievable Economic RVT Potential | F3 | Industrial | Other Industrial | New | Space Heating | Natural Gas | Gas Boiler - Insulate Hot Water Lines | A | Integrated Unit Winter Peak Savings (kW) | Achievable Economic RVT Potential | 0 | 0 | 0 | 0 | 0 | 0 | 0 | 0 | 0 | 0 | 0 | 0 | 0 | 0 | 0 | 0 | 0 | 0 | 0 | 0 | 0 | 0 | 0
F4_Industrial_Other Industrial_New_Space Heating_Natural Gas_Gas Boiler - Insulate Hot Water Lines_A_Achievable Economic RVT Potential | F4 | Industrial | Other Industrial | New | Space Heating | Natural Gas | Gas Boiler - Insulate Hot Water Lines | A | Incremental Energy Savings (MWh or mTherms) | Achievable Economic RVT Potential | 0 | 0 | 0.0028483 | 0.004915 | 0.0069542 | 0.009217 | 0.010564 | 0.012116 | 0.013637 | 0.015339 | 0.016599 | 0.018045 | 0.019433 | 0.021053 | 0.022117 | 0.023433 | 0.024744 | 0.026249 | 0.027253 | 0.028478 | 0.029677 | 0.030891 | 0
F5_Industrial_Other Industrial_New_Space Heating_Natural Gas_Gas Boiler - Insulate Hot Water Lines_A_Achievable Economic RVT Potential | F5 | Industrial | Other Industrial | New | Space Heating | Natural Gas | Gas Boiler - Insulate Hot Water Lines | A | Incremental Summer Peak Savings (MW) | Achievable Economic RVT Potential | 0 | 0 | 0 | 0 | 0 | 0 | 0 | 0 | 0 | 0 | 0 | 0 | 0 | 0 | 0 | 0 | 0 | 0 | 0 | 0 | 0 | 0 | 0
F6_Industrial_Other Industrial_New_Space Heating_Natural Gas_Gas Boiler - Insulate Hot Water Lines_A_Achievable Economic RVT Potential | F6 | Industrial | Other Industrial | New | Space Heating | Natural Gas | Gas Boiler - Insulate Hot Water Lines | A | Incremental Winter Peak Savings (MW) | Achievable Economic RVT Potential | 0 | 0 | 0 | 0 | 0 | 0 | 0 | 0 | 0 | 0 | 0 | 0 | 0 | 0 | 0 | 0 | 0 | 0 | 0 | 0 | 0 | 0 | 0
F7_Industrial_Other Industrial_New_Space Heating_Natural Gas_Gas Boiler - Insulate Hot Water Lines_A_Achievable Economic RVT Potential | F7 | Industrial | Other Industrial | New | Space Heating | Natural Gas | Gas Boiler - Insulate Hot Water Lines | A | Cumulative Energy Savings (MWh or mTherms) | Achievable Economic RVT Potential | 0 | 0 | 0.0028483 | 0.0077313 | 0.014626 | 0.023739 | 0.034203 | 0.046156 | 0.059589 | 0.074662 | 0.091023 | 0.10877 | 0.12769 | 0.1482 | 0.1697 | 0.19254 | 0.21665 | 0.24199 | 0.26873 | 0.29644 | 0.32543 | 0.35583 | 0
F8_Industrial_Other Industrial_New_Space Heating_Natural Gas_Gas Boiler - Insulate Hot Water Lines_A_Achievable Economic RVT Potential | F8 | Industrial | Other Industrial | New | Space Heating | Natural Gas | Gas Boiler - Insulate Hot Water Lines | A | Cumulative Summer Peak Savings (MW) | Achievable Economic RVT Potential | 0 | 0 | 0 | 0 | 0 | 0 | 0 | 0 | 0 | 0 | 0 | 0 | 0 | 0 | 0 | 0 | 0 | 0 | 0 | 0 | 0 | 0 | 0
F9_Industrial_Other Industrial_New_Space Heating_Natural Gas_Gas Boiler - Insulate Hot Water Lines_A_Achievable Economic RVT Potential | F9 | Industrial | Other Industrial | New | Space Heating | Natural Gas | Gas Boiler - Insulate Hot Water Lines | A | Cumulative Winter Peak Savings (MW) | Achievable Economic RVT Potential | 0 | 0 | 0 | 0 | 0 | 0 | 0 | 0 | 0 | 0 | 0 | 0 | 0 | 0 | 0 | 0 | 0 | 0 | 0 | 0 | 0 | 0 | 0
F10_Industrial_Other Industrial_New_Space Heating_Natural Gas_Gas Boiler - Insulate Hot Water Lines_A_Achievable Economic RVT Potential | F10 | Industrial | Other Industrial | New | Space Heating | Natural Gas | Gas Boiler - Insulate Hot Water Lines | A | Purchases (Incremental) | Achievable Economic RVT Potential | 0 | 0 | 0.11935 | 0.20829 | 0.29701 | 0.39645 | 0.45634 | 0.52586 | 0.59451 | 0.67173 | 0.72924 | 0.79538 | 0.86065 | 0.93636 | 0.98775 | 1.0502 | 1.1126 | 1.1853 | 1.2332 | 1.2924 | 1.3499 | 1.4072 | 0
F11_Industrial_Other Industrial_New_Space Heating_Natural Gas_Gas Boiler - Insulate Hot Water Lines_A_Achievable Economic RVT Potential | F11 | Industrial | Other Industrial | New | Space Heating | Natural Gas | Gas Boiler - Insulate Hot Water Lines | A | Purchases (Cumulative) | Achievable Economic RVT Potential | 0 | 0 | 0.11935 | 0.32764 | 0.62465 | 1.0211 | 1.4774 | 2.0033 | 2.5978 | 3.2695 | 3.9988 | 4.7942 | 5.6548 | 6.5912 | 7.5789 | 8.6291 | 9.7417 | 10.927 | 12.1602 | 13.4526 | 14.8025 | 16.2097 | 0
F1_Industrial_Other Industrial_New_Process_Natural Gas_Gas Boiler - Insulate Hot Water Lines_A_Achievable Economic RVT Potential | F1 | Industrial | Other Industrial | New | Process | Natural Gas | Gas Boiler - Insulate Hot Water Lines | A | Integrated Unit Energy Savings (kWh or therms) | Achievable Economic RVT Potential | 0 | 0 | 19.0398 | 19.0362 | 19.0324 | 19.029 | 19.0237 | 19.0178 | 19.0114 | 19.0056 | 18.9995 | 18.9954 | 18.9931 | 18.9932 | 18.9936 | 18.9956 | 18.9979 | 19.0007 | 19.0024 | 19.0044 | 19.0061 | 19.0078 | 0
F2_Industrial_Other Industrial_New_Process_Natural Gas_Gas Boiler - Insulate Hot Water Lines_A_Achievable Economic RVT Potential | F2 | Industrial | Other Industrial | New | Process | Natural Gas | Gas Boiler - Insulate Hot Water Lines | A | Integrated Unit Summer Peak Savings (kW) | Achievable Economic RVT Potential | 0 | 0 | 0 | 0 | 0 | 0 | 0 | 0 | 0 | 0 | 0 | 0 | 0 | 0 | 0 | 0 | 0 | 0 | 0 | 0 | 0 | 0 | 0
F3_Industrial_Other Industrial_New_Process_Natural Gas_Gas Boiler - Insulate Hot Water Lines_A_Achievable Economic RVT Potential | F3 | Industrial | Other Industrial | New | Process | Natural Gas | Gas Boiler - Insulate Hot Water Lines | A | Integrated Unit Winter Peak Savings (kW) | Achievable Economic RVT Potential | 0 | 0 | 0 | 0 | 0 | 0 | 0 | 0 | 0 | 0 | 0 | 0 | 0 | 0 | 0 | 0 | 0 | 0 | 0 | 0 | 0 | 0 | 0
F4_Industrial_Other Industrial_New_Process_Natural Gas_Gas Boiler - Insulate Hot Water Lines_A_Achievable Economic RVT Potential | F4 | Industrial | Other Industrial | New | Process | Natural Gas | Gas Boiler - Insulate Hot Water Lines | A | Incremental Energy Savings (MWh or mTherms) | Achievable Economic RVT Potential | 0 | 0 | 0.032903 | 0.057411 | 0.081848 | 0.10923 | 0.1257 | 0.1448 | 0.16365 | 0.18485 | 0.20061 | 0.21876 | 0.23668 | 0.25751 | 0.27164 | 0.28885 | 0.30605 | 0.32608 | 0.33931 | 0.35562 | 0.37148 | 0.3873 | 0
F5_Industrial_Other Industrial_New_Process_Natural Gas_Gas Boiler - Insulate Hot Water Lines_A_Achievable Economic RVT Potential | F5 | Industrial | Other Industrial | New | Process | Natural Gas | Gas Boiler - Insulate Hot Water Lines | A | Incremental Summer Peak Savings (MW) | Achievable Economic RVT Potential | 0 | 0 | 0 | 0 | 0 | 0 | 0 | 0 | 0 | 0 | 0 | 0 | 0 | 0 | 0 | 0 | 0 | 0 | 0 | 0 | 0 | 0 | 0
F6_Industrial_Other Industrial_New_Process_Natural Gas_Gas Boiler - Insulate Hot Water Lines_A_Achievable Economic RVT Potential | F6 | Industrial | Other Industrial | New | Process | Natural Gas | Gas Boiler - Insulate Hot Water Lines | A | Incremental Winter Peak Savings (MW) | Achievable Economic RVT Potential | 0 | 0 | 0 | 0 | 0 | 0 | 0 | 0 | 0 | 0 | 0 | 0 | 0 | 0 | 0 | 0 | 0 | 0 | 0 | 0 | 0 | 0 | 0
F7_Industrial_Other Industrial_New_Process_Natural Gas_Gas Boiler - Insulate Hot Water Lines_A_Achievable Economic RVT Potential | F7 | Industrial | Other Industrial | New | Process | Natural Gas | Gas Boiler - Insulate Hot Water Lines | A | Cumulative Energy Savings (MWh or mTherms) | Achievable Economic RVT Potential | 0 | 0 | 0.032903 | 0.090308 | 0.17214 | 0.28134 | 0.40696 | 0.55164 | 0.7151 | 0.89973 | 1.1001 | 1.3186 | 1.5551 | 1.8126 | 2.0843 | 2.3734 | 2.6797 | 3.0062 | 3.3458 | 3.7017 | 4.0735 | 4.4612 | 0
F8_Industrial_Other Industrial_New_Process_Natural Gas_Gas Boiler - Insulate Hot Water Lines_A_Achievable Economic RVT Potential | F8 | Industrial | Other Industrial | New | Process | Natural Gas | Gas Boiler - Insulate Hot Water Lines | A | Cumulative Summer Peak Savings (MW) | Achievable Economic RVT Potential | 0 | 0 | 0 | 0 | 0 | 0 | 0 | 0 | 0 | 0 | 0 | 0 | 0 | 0 | 0 | 0 | 0 | 0 | 0 | 0 | 0 | 0 | 0
F9_Industrial_Other Industrial_New_Process_Natural Gas_Gas Boiler - Insulate Hot Water Lines_A_Achievable Economic RVT Potential | F9 | Industrial | Other Industrial | New | Process | Natural Gas | Gas Boiler - Insulate Hot Water Lines | A | Cumulative Winter Peak Savings (MW) | Achievable Economic RVT Potential | 0 | 0 | 0 | 0 | 0 | 0 | 0 | 0 | 0 | 0 | 0 | 0 | 0 | 0 | 0 | 0 | 0 | 0 | 0 | 0 | 0 | 0 | 0
F10_Industrial_Other Industrial_New_Process_Natural Gas_Gas Boiler - Insulate Hot Water Lines_A_Achievable Economic RVT Potential | F10 | Industrial | Other Industrial | New | Process | Natural Gas | Gas Boiler - Insulate Hot Water Lines | A | Purchases (Incremental) | Achievable Economic RVT Potential | 0 | 0 | 1.7281 | 3.0159 | 4.3005 | 5.7403 | 6.6075 | 7.6141 | 8.608 | 9.7261 | 10.5588 | 11.5165 | 12.4615 | 13.5577 | 14.3018 | 15.206 | 16.1096 | 17.1615 | 17.8563 | 18.7125 | 19.5453 | 20.3757 | 0
F11_Industrial_Other Industrial_New_Process_Natural Gas_Gas Boiler - Insulate Hot Water Lines_A_Achievable Economic RVT Potential | F11 | Industrial | Other Industrial | New | Process | Natural Gas | Gas Boiler - Insulate Hot Water Lines | A | Purchases (Cumulative) | Achievable Economic RVT Potential | 0 | 0 | 1.7281 | 4.744 | 9.0445 | 14.7848 | 21.3923 | 29.0064 | 37.6144 | 47.3404 | 57.8992 | 69.4157 | 81.8772 | 95.4349 | 109.7367 | 124.9427 | 141.0523 | 158.2138 | 176.0701 | 194.7826 | 214.3279 | 234.7035 | 0
F1_Industrial_Other Industrial_New_Process_Natural Gas_Process - Insulate Heated Process Fluids_A_Achievable Economic RVT Potential | F1 | Industrial | Other Industrial | New | Process | Natural Gas | Process - Insulate Heated Process Fluids | A | Integrated Unit Energy Savings (kWh or therms) | Achievable Economic RVT Potential | 0 | 0 | 13.5859 | 13.5724 | 13.5595 | 13.5481 | 13.5317 | 13.5192 | 13.5076 | 13.4982 | 13.4874 | 13.4792 | 13.4725 | 13.4687 | 13.4629 | 13.4595 | 13.4565 | 13.4559 | 13.4531 | 13.4523 | 13.4511 | 13.4497 | 0
F2_Industrial_Other Industrial_New_Process_Natural Gas_Process - Insulate Heated Process Fluids_A_Achievable Economic RVT Potential | F2 | Industrial | Other Industrial | New | Process | Natural Gas | Process - Insulate Heated Process Fluids | A | Integrated Unit Summer Peak Savings (kW) | Achievable Economic RVT Potential | 0 | 0 | 0 | 0 | 0 | 0 | 0 | 0 | 0 | 0 | 0 | 0 | 0 | 0 | 0 | 0 | 0 | 0 | 0 | 0 | 0 | 0 | 0
F3_Industrial_Other Industrial_New_Process_Natural Gas_Process - Insulate Heated Process Fluids_A_Achievable Economic RVT Potential | F3 | Industrial | Other Industrial | New | Process | Natural Gas | Process - Insulate Heated Process Fluids | A | Integrated Unit Winter Peak Savings (kW) | Achievable Economic RVT Potential | 0 | 0 | 0 | 0 | 0 | 0 | 0 | 0 | 0 | 0 | 0 | 0 | 0 | 0 | 0 | 0 | 0 | 0 | 0 | 0 | 0 | 0 | 0
F4_Industrial_Other Industrial_New_Process_Natural Gas_Process - Insulate Heated Process Fluids_A_Achievable Economic RVT Potential | F4 | Industrial | Other Industrial | New | Process | Natural Gas | Process - Insulate Heated Process Fluids | A | Incremental Energy Savings (MWh or mTherms) | Achievable Economic RVT Potential | 0 | 0 | 0 | 0 | 0 | 0 | 0 | 0 | 0 | 0 | 0 | 0 | 0 | 0 | 0 | 0 | 0 | 0 | 0 | 0 | 0 | 0 | 0
F5_Industrial_Other Industrial_New_Process_Natural Gas_Process - Insulate Heated Process Fluids_A_Achievable Economic RVT Potential | F5 | Industrial | Other Industrial | New | Process | Natural Gas | Process - Insulate Heated Process Fluids | A | Incremental Summer Peak Savings (MW) | Achievable Economic RVT Potential | 0 | 0 | 0 | 0 | 0 | 0 | 0 | 0 | 0 | 0 | 0 | 0 | 0 | 0 | 0 | 0 | 0 | 0 | 0 | 0 | 0 | 0 | 0
F6_Industrial_Other Industrial_New_Process_Natural Gas_Process - Insulate Heated Process Fluids_A_Achievable Economic RVT Potential | F6 | Industrial | Other Industrial | New | Process | Natural Gas | Process - Insulate Heated Process Fluids | A | Incremental Winter Peak Savings (MW) | Achievable Economic RVT Potential | 0 | 0 | 0 | 0 | 0 | 0 | 0 | 0 | 0 | 0 | 0 | 0 | 0 | 0 | 0 | 0 | 0 | 0 | 0 | 0 | 0 | 0 | 0
F7_Industrial_Other Industrial_New_Process_Natural Gas_Process - Insulate Heated Process Fluids_A_Achievable Economic RVT Potential | F7 | Industrial | Other Industrial | New | Process | Natural Gas | Process - Insulate Heated Process Fluids | A | Cumulative Energy Savings (MWh or mTherms) | Achievable Economic RVT Potential | 0 | 0 | 0 | 0 | 0 | 0 | 0 | 0 | 0 | 0 | 0 | 0 | 0 | 0 | 0 | 0 | 0 | 0 | 0 | 0 | 0 | 0 | 0
F8_Industrial_Other Industrial_New_Process_Natural Gas_Process - Insulate Heated Process Fluids_A_Achievable Economic RVT Potential | F8 | Industrial | Other Industrial | New | Process | Natural Gas | Process - Insulate Heated Process Fluids | A | Cumulative Summer Peak Savings (MW) | Achievable Economic RVT Potential | 0 | 0 | 0 | 0 | 0 | 0 | 0 | 0 | 0 | 0 | 0 | 0 | 0 | 0 | 0 | 0 | 0 | 0 | 0 | 0 | 0 | 0 | 0
F9_Industrial_Other Industrial_New_Process_Natural Gas_Process - Insulate Heated Process Fluids_A_Achievable Economic RVT Potential | F9 | Industrial | Other Industrial | New | Process | Natural Gas | Process - Insulate Heated Process Fluids | A | Cumulative Winter Peak Savings (MW) | Achievable Economic RVT Potential | 0 | 0 | 0 | 0 | 0 | 0 | 0 | 0 | 0 | 0 | 0 | 0 | 0 | 0 | 0 | 0 | 0 | 0 | 0 | 0 | 0 | 0 | 0
F10_Industrial_Other Industrial_New_Process_Natural Gas_Process - Insulate Heated Process Fluids_A_Achievable Economic RVT Potential | F10 | Industrial | Other Industrial | New | Process | Natural Gas | Process - Insulate Heated Process Fluids | A | Purchases (Incremental) | Achievable Economic RVT Potential | 0 | 0 | 0 | 0 | 0 | 0 | 0 | 0 | 0 | 0 | 0 | 0 | 0 | 0 | 0 | 0 | 0 | 0 | 0 | 0 | 0 | 0 | 0
F11_Industrial_Other Industrial_New_Process_Natural Gas_Process - Insulate Heated Process Fluids_A_Achievable Economic RVT Potential | F11 | Industrial | Other Industrial | New | Process | Natural Gas | Process - Insulate Heated Process Fluids | A | Purchases (Cumulative) | Achievable Economic RVT Potential | 0 | 0 | 0 | 0 | 0 | 0 | 0 | 0 | 0 | 0 | 0 | 0 | 0 | 0 | 0 | 0 | 0 | 0 | 0 | 0 | 0 | 0 | 0
F1_Industrial_Other Industrial_New_Process_Natural Gas_Process Heat Recovery_A_Achievable Economic RVT Potential | F1 | Industrial | Other Industrial | New | Process | Natural Gas | Process Heat Recovery | A | Integrated Unit Energy Savings (kWh or therms) | Achievable Economic RVT Potential | 0 | 0 | 0.033063 | 0.033014 | 0.032967 | 0.032924 | 0.032863 | 0.032814 | 0.032771 | 0.032737 | 0.032699 | 0.032671 | 0.032649 | 0.032637 | 0.03262 | 0.032612 | 0.032607 | 0.032612 | 0.03261 | 0.032614 | 0.032617 | 0.032619 | 0
F2_Industrial_Other Industrial_New_Process_Natural Gas_Process Heat Recovery_A_Achievable Economic RVT Potential | F2 | Industrial | Other Industrial | New | Process | Natural Gas | Process Heat Recovery | A | Integrated Unit Summer Peak Savings (kW) | Achievable Economic RVT Potential | 0 | 0 | 0 | 0 | 0 | 0 | 0 | 0 | 0 | 0 | 0 | 0 | 0 | 0 | 0 | 0 | 0 | 0 | 0 | 0 | 0 | 0 | 0
F3_Industrial_Other Industrial_New_Process_Natural Gas_Process Heat Recovery_A_Achievable Economic RVT Potential | F3 | Industrial | Other Industrial | New | Process | Natural Gas | Process Heat Recovery | A | Integrated Unit Winter Peak Savings (kW) | Achievable Economic RVT Potential | 0 | 0 | 0 | 0 | 0 | 0 | 0 | 0 | 0 | 0 | 0 | 0 | 0 | 0 | 0 | 0 | 0 | 0 | 0 | 0 | 0 | 0 | 0
F4_Industrial_Other Industrial_New_Process_Natural Gas_Process Heat Recovery_A_Achievable Economic RVT Potential | F4 | Industrial | Other Industrial | New | Process | Natural Gas | Process Heat Recovery | A | Incremental Energy Savings (MWh or mTherms) | Achievable Economic RVT Potential | 0 | 0 | 0 | 0 | 0 | 0 | 0 | 0 | 0 | 0 | 0 | 0 | 0 | 0 | 0 | 0 | 0 | 0 | 0 | 0 | 0 | 0 | 0
F5_Industrial_Other Industrial_New_Process_Natural Gas_Process Heat Recovery_A_Achievable Economic RVT Potential | F5 | Industrial | Other Industrial | New | Process | Natural Gas | Process Heat Recovery | A | Incremental Summer Peak Savings (MW) | Achievable Economic RVT Potential | 0 | 0 | 0 | 0 | 0 | 0 | 0 | 0 | 0 | 0 | 0 | 0 | 0 | 0 | 0 | 0 | 0 | 0 | 0 | 0 | 0 | 0 | 0
F6_Industrial_Other Industrial_New_Process_Natural Gas_Process Heat Recovery_A_Achievable Economic RVT Potential | F6 | Industrial | Other Industrial | New | Process | Natural Gas | Process Heat Recovery | A | Incremental Winter Peak Savings (MW) | Achievable Economic RVT Potential | 0 | 0 | 0 | 0 | 0 | 0 | 0 | 0 | 0 | 0 | 0 | 0 | 0 | 0 | 0 | 0 | 0 | 0 | 0 | 0 | 0 | 0 | 0
F7_Industrial_Other Industrial_New_Process_Natural Gas_Process Heat Recovery_A_Achievable Economic RVT Potential | F7 | Industrial | Other Industrial | New | Process | Natural Gas | Process Heat Recovery | A | Cumulative Energy Savings (MWh or mTherms) | Achievable Economic RVT Potential | 0 | 0 | 0 | 0 | 0 | 0 | 0 | 0 | 0 | 0 | 0 | 0 | 0 | 0 | 0 | 0 | 0 | 0 | 0 | 0 | 0 | 0 | 0
F8_Industrial_Other Industrial_New_Process_Natural Gas_Process Heat Recovery_A_Achievable Economic RVT Potential | F8 | Industrial | Other Industrial | New | Process | Natural Gas | Process Heat Recovery | A | Cumulative Summer Peak Savings (MW) | Achievable Economic RVT Potential | 0 | 0 | 0 | 0 | 0 | 0 | 0 | 0 | 0 | 0 | 0 | 0 | 0 | 0 | 0 | 0 | 0 | 0 | 0 | 0 | 0 | 0 | 0
F9_Industrial_Other Industrial_New_Process_Natural Gas_Process Heat Recovery_A_Achievable Economic RVT Potential | F9 | Industrial | Other Industrial | New | Process | Natural Gas | Process Heat Recovery | A | Cumulative Winter Peak Savings (MW) | Achievable Economic RVT Potential | 0 | 0 | 0 | 0 | 0 | 0 | 0 | 0 | 0 | 0 | 0 | 0 | 0 | 0 | 0 | 0 | 0 | 0 | 0 | 0 | 0 | 0 | 0
F10_Industrial_Other Industrial_New_Process_Natural Gas_Process Heat Recovery_A_Achievable Economic RVT Potential | F10 | Industrial | Other Industrial | New | Process | Natural Gas | Process Heat Recovery | A | Purchases (Incremental) | Achievable Economic RVT Potential | 0 | 0 | 0 | 0 | 0 | 0 | 0 | 0 | 0 | 0 | 0 | 0 | 0 | 0 | 0 | 0 | 0 | 0 | 0 | 0 | 0 | 0 | 0
F11_Industrial_Other Industrial_New_Process_Natural Gas_Process Heat Recovery_A_Achievable Economic RVT Potential | F11 | Industrial | Other Industrial | New | Process | Natural Gas | Process Heat Recovery | A | Purchases (Cumulative) | Achievable Economic RVT Potential | 0 | 0 | 0 | 0 | 0 | 0 | 0 | 0 | 0 | 0 | 0 | 0 | 0 | 0 | 0 | 0 | 0 | 0 | 0 | 0 | 0 | 0 | 0
F1_Industrial_Other Industrial_New_Space Heating_Natural Gas_Building Automation System_A_Achievable Economic RVT Potential | F1 | Industrial | Other Industrial | New | Space Heating | Natural Gas | Building Automation System | A | Integrated Unit Energy Savings (kWh or therms) | Achievable Economic RVT Potential | 0 | 0 | 0.014847 | 0.01468 | 0.014565 | 0.014462 | 0.0144 | 0.014331 | 0.014267 | 0.014203 | 0.014157 | 0.01411 | 0.014043 | 0.013983 | 0.013925 | 0.013876 | 0.01383 | 0.013771 | 0.013741 | 0.013701 | 0.013669 | 0.013648 | 0
F2_Industrial_Other Industrial_New_Space Heating_Natural Gas_Building Automation System_A_Achievable Economic RVT Potential | F2 | Industrial | Other Industrial | New | Space Heating | Natural Gas | Building Automation System | A | Integrated Unit Summer Peak Savings (kW) | Achievable Economic RVT Potential | 0 | 0 | 0 | 0 | 0 | 0 | 0 | 0 | 0 | 0 | 0 | 0 | 0 | 0 | 0 | 0 | 0 | 0 | 0 | 0 | 0 | 0 | 0
F3_Industrial_Other Industrial_New_Space Heating_Natural Gas_Building Automation System_A_Achievable Economic RVT Potential | F3 | Industrial | Other Industrial | New | Space Heating | Natural Gas | Building Automation System | A | Integrated Unit Winter Peak Savings (kW) | Achievable Economic RVT Potential | 0 | 0 | 0 | 0 | 0 | 0 | 0 | 0 | 0 | 0 | 0 | 0 | 0 | 0 | 0 | 0 | 0 | 0 | 0 | 0 | 0 | 0 | 0
F4_Industrial_Other Industrial_New_Space Heating_Natural Gas_Building Automation System_A_Achievable Economic RVT Potential | F4 | Industrial | Other Industrial | New | Space Heating | Natural Gas | Building Automation System | A | Incremental Energy Savings (MWh or mTherms) | Achievable Economic RVT Potential | 0 | 0 | 0.006403 | 0.022085 | 0.05548 | 0.11961 | 0.20808 | 0.34177 | 0.52325 | 0.76297 | 1.0212 | 1.309 | 1.5816 | 1.8227 | 1.9227 | 1.9203 | 1.7827 | 1.5639 | 1.2417 | 0.89822 | 0.598 | 0.40595 | 0
F5_Industrial_Other Industrial_New_Space Heating_Natural Gas_Building Automation System_A_Achievable Economic RVT Potential | F5 | Industrial | Other Industrial | New | Space Heating | Natural Gas | Building Automation System | A | Incremental Summer Peak Savings (MW) | Achievable Economic RVT Potential | 0 | 0 | 0 | 0 | 0 | 0 | 0 | 0 | 0 | 0 | 0 | 0 | 0 | 0 | 0 | 0 | 0 | 0 | 0 | 0 | 0 | 0 | 0
F6_Industrial_Other Industrial_New_Space Heating_Natural Gas_Building Automation System_A_Achievable Economic RVT Potential | F6 | Industrial | Other Industrial | New | Space Heating | Natural Gas | Building Automation System | A | Incremental Winter Peak Savings (MW) | Achievable Economic RVT Potential | 0 | 0 | 0 | 0 | 0 | 0 | 0 | 0 | 0 | 0 | 0 | 0 | 0 | 0 | 0 | 0 | 0 | 0 | 0 | 0 | 0 | 0 | 0
F7_Industrial_Other Industrial_New_Space Heating_Natural Gas_Building Automation System_A_Achievable Economic RVT Potential | F7 | Industrial | Other Industrial | New | Space Heating | Natural Gas | Building Automation System | A | Cumulative Energy Savings (MWh or mTherms) | Achievable Economic RVT Potential | 0 | 0 | 0.006403 | 0.028416 | 0.083675 | 0.20269 | 0.40991 | 0.7497 | 1.2696 | 2.0269 | 3.0415 | 4.3404 | 5.9013 | 7.6987 | 9.5893 | 11.4758 | 13.2204 | 14.7227 | 15.9115 | 16.7115 | 17.1573 | 17.3398 | 0
F8_Industrial_Other Industrial_New_Space Heating_Natural Gas_Building Automation System_A_Achievable Economic RVT Potential | F8 | Industrial | Other Industrial | New | Space Heating | Natural Gas | Building Automation System | A | Cumulative Summer Peak Savings (MW) | Achievable Economic RVT Potential | 0 | 0 | 0 | 0 | 0 | 0 | 0 | 0 | 0 | 0 | 0 | 0 | 0 | 0 | 0 | 0 | 0 | 0 | 0 | 0 | 0 | 0 | 0
F9_Industrial_Other Industrial_New_Space Heating_Natural Gas_Building Automation System_A_Achievable Economic RVT Potential | F9 | Industrial | Other Industrial | New | Space Heating | Natural Gas | Building Automation System | A | Cumulative Winter Peak Savings (MW) | Achievable Economic RVT Potential | 0 | 0 | 0 | 0 | 0 | 0 | 0 | 0 | 0 | 0 | 0 | 0 | 0 | 0 | 0 | 0 | 0 | 0 | 0 | 0 | 0 | 0 | 0
F10_Industrial_Other Industrial_New_Space Heating_Natural Gas_Building Automation System_A_Achievable Economic RVT Potential | F10 | Industrial | Other Industrial | New | Space Heating | Natural Gas | Building Automation System | A | Purchases (Incremental) | Achievable Economic RVT Potential | 0 | 0 | 431.2618 | 1504.4647 | 3809.0557 | 8270.4133 | 14449.6342 | 23847.772 | 36674.1559 | 53717.9245 | 72128.0904 | 92771.0766 | 112623.9622 | 130350.5302 | 138078.02 | 138391.595 | 128907.4969 | 113565.914 | 90360.5162 | 65556.7281 | 43747.5878 | 29743.1765 | 0
F11_Industrial_Other Industrial_New_Space Heating_Natural Gas_Building Automation System_A_Achievable Economic RVT Potential | F11 | Industrial | Other Industrial | New | Space Heating | Natural Gas | Building Automation System | A | Purchases (Cumulative) | Achievable Economic RVT Potential | 0 | 0 | 431.2618 | 1935.7264 | 5744.7821 | 14015.1954 | 28464.8295 | 52312.6016 | 88986.7574 | 142704.6819 | 214832.7723 | 307603.8489 | 420227.8112 | 550578.3414 | 688656.3614 | 827047.9564 | 955955.4533 | 1069090.1055 | 1157946.1571 | 1219693.8295 | 1255171.0041 | 1270464.5464 | 0
F1_Industrial_Other Industrial_New_Space Heating_Natural Gas_Steam System Efficiency Improvements_A_Achievable Economic RVT Potential | F1 | Industrial | Other Industrial | New | Space Heating | Natural Gas | Steam System Efficiency Improvements | A | Integrated Unit Energy Savings (kWh or therms) | Achievable Economic RVT Potential | 0 | 0 | 0.13295 | 0.13135 | 0.13021 | 0.12915 | 0.12838 | 0.12754 | 0.12671 | 0.12583 | 0.12502 | 0.12416 | 0.12309 | 0.12211 | 0.12109 | 0.12025 | 0.11953 | 0.11884 | 0.11843 | 0.11808 | 0.11789 | 0.11784 | 0
F2_Industrial_Other Industrial_New_Space Heating_Natural Gas_Steam System Efficiency Improvements_A_Achievable Economic RVT Potential | F2 | Industrial | Other Industrial | New | Space Heating | Natural Gas | Steam System Efficiency Improvements | A | Integrated Unit Summer Peak Savings (kW) | Achievable Economic RVT Potential | 0 | 0 | 0 | 0 | 0 | 0 | 0 | 0 | 0 | 0 | 0 | 0 | 0 | 0 | 0 | 0 | 0 | 0 | 0 | 0 | 0 | 0 | 0
F3_Industrial_Other Industrial_New_Space Heating_Natural Gas_Steam System Efficiency Improvements_A_Achievable Economic RVT Potential | F3 | Industrial | Other Industrial | New | Space Heating | Natural Gas | Steam System Efficiency Improvements | A | Integrated Unit Winter Peak Savings (kW) | Achievable Economic RVT Potential | 0 | 0 | 0 | 0 | 0 | 0 | 0 | 0 | 0 | 0 | 0 | 0 | 0 | 0 | 0 | 0 | 0 | 0 | 0 | 0 | 0 | 0 | 0
F4_Industrial_Other Industrial_New_Space Heating_Natural Gas_Steam System Efficiency Improvements_A_Achievable Economic RVT Potential | F4 | Industrial | Other Industrial | New | Space Heating | Natural Gas | Steam System Efficiency Improvements | A | Incremental Energy Savings (MWh or mTherms) | Achievable Economic RVT Potential | 0 | 0 | 0.00040636 | 0.0014005 | 0.003515 | 0.0075699 | 0.013147 | 0.021556 | 0.032933 | 0.047902 | 0.063905 | 0.081633 | 0.098251 | 0.11281 | 0.1185 | 0.11794 | 0.1092 | 0.095653 | 0.11067 | 0.11874 | 0.12253 | 0.11972 | 0
F5_Industrial_Other Industrial_New_Space Heating_Natural Gas_Steam System Efficiency Improvements_A_Achievable Economic RVT Potential | F5 | Industrial | Other Industrial | New | Space Heating | Natural Gas | Steam System Efficiency Improvements | A | Incremental Summer Peak Savings (MW) | Achievable Economic RVT Potential | 0 | 0 | 0 | 0 | 0 | 0 | 0 | 0 | 0 | 0 | 0 | 0 | 0 | 0 | 0 | 0 | 0 | 0 | 0 | 0 | 0 | 0 | 0
F6_Industrial_Other Industrial_New_Space Heating_Natural Gas_Steam System Efficiency Improvements_A_Achievable Economic RVT Potential | F6 | Industrial | Other Industrial | New | Space Heating | Natural Gas | Steam System Efficiency Improvements | A | Incremental Winter Peak Savings (MW) | Achievable Economic RVT Potential | 0 | 0 | 0 | 0 | 0 | 0 | 0 | 0 | 0 | 0 | 0 | 0 | 0 | 0 | 0 | 0 | 0 | 0 | 0 | 0 | 0 | 0 | 0
F7_Industrial_Other Industrial_New_Space Heating_Natural Gas_Steam System Efficiency Improvements_A_Achievable Economic RVT Potential | F7 | Industrial | Other Industrial | New | Space Heating | Natural Gas | Steam System Efficiency Improvements | A | Cumulative Energy Savings (MWh or mTherms) | Achievable Economic RVT Potential | 0 | 0 | 0.00040636 | 0.0018019 | 0.0053014 | 0.012828 | 0.025899 | 0.046896 | 0.07817 | 0.12213 | 0.17792 | 0.24562 | 0.32096 | 0.39946 | 0.46853 | 0.52176 | 0.54922 | 0.54652 | 0.54461 | 0.54302 | 0.54211 | 0.5419 | 0
F8_Industrial_Other Industrial_New_Space Heating_Natural Gas_Steam System Efficiency Improvements_A_Achievable Economic RVT Potential | F8 | Industrial | Other Industrial | New | Space Heating | Natural Gas | Steam System Efficiency Improvements | A | Cumulative Summer Peak Savings (MW) | Achievable Economic RVT Potential | 0 | 0 | 0 | 0 | 0 | 0 | 0 | 0 | 0 | 0 | 0 | 0 | 0 | 0 | 0 | 0 | 0 | 0 | 0 | 0 | 0 | 0 | 0
F9_Industrial_Other Industrial_New_Space Heating_Natural Gas_Steam System Efficiency Improvements_A_Achievable Economic RVT Potential | F9 | Industrial | Other Industrial | New | Space Heating | Natural Gas | Steam System Efficiency Improvements | A | Cumulative Winter Peak Savings (MW) | Achievable Economic RVT Potential | 0 | 0 | 0 | 0 | 0 | 0 | 0 | 0 | 0 | 0 | 0 | 0 | 0 | 0 | 0 | 0 | 0 | 0 | 0 | 0 | 0 | 0 | 0
F10_Industrial_Other Industrial_New_Space Heating_Natural Gas_Steam System Efficiency Improvements_A_Achievable Economic RVT Potential | F10 | Industrial | Other Industrial | New | Space Heating | Natural Gas | Steam System Efficiency Improvements | A | Purchases (Incremental) | Achievable Economic RVT Potential | 0 | 0 | 3.0564 | 10.6623 | 26.9952 | 58.6134 | 102.4063 | 169.0121 | 259.9142 | 380.7055 | 511.1806 | 657.48 | 798.1798 | 923.8102 | 978.5758 | 980.7982 | 913.5832 | 804.8555 | 934.4725 | 1005.5711 | 1039.4116 | 1015.9895 | 0
F11_Industrial_Other Industrial_New_Space Heating_Natural Gas_Steam System Efficiency Improvements_A_Achievable Economic RVT Potential | F11 | Industrial | Other Industrial | New | Space Heating | Natural Gas | Steam System Efficiency Improvements | A | Purchases (Cumulative) | Achievable Economic RVT Potential | 0 | 0 | 3.0564 | 13.7187 | 40.714 | 99.3274 | 201.7337 | 367.6894 | 616.9413 | 970.6516 | 1423.2187 | 1978.2924 | 2607.4601 | 3271.356 | 3869.2263 | 4338.8439 | 4594.9471 | 4598.5664 | 4598.5664 | 4598.5664 | 4598.5664 | 4598.5664 | 0
F1_Industrial_Other Industrial_New_Process_Natural Gas_Steam System Efficiency Improvements_A_Achievable Economic RVT Potential | F1 | Industrial | Other Industrial | New | Process | Natural Gas | Steam System Efficiency Improvements | A | Integrated Unit Energy Savings (kWh or therms) | Achievable Economic RVT Potential | 0 | 0 | 0.10596 | 0.1058 | 0.10565 | 0.10552 | 0.10532 | 0.10516 | 0.10503 | 0.10492 | 0.10479 | 0.1047 | 0.10463 | 0.1046 | 0.10454 | 0.10451 | 0.1045 | 0.10452 | 0.10451 | 0.10452 | 0.10453 | 0.10454 | 0
F2_Industrial_Other Industrial_New_Process_Natural Gas_Steam System Efficiency Improvements_A_Achievable Economic RVT Potential | F2 | Industrial | Other Industrial | New | Process | Natural Gas | Steam System Efficiency Improvements | A | Integrated Unit Summer Peak Savings (kW) | Achievable Economic RVT Potential | 0 | 0 | 0 | 0 | 0 | 0 | 0 | 0 | 0 | 0 | 0 | 0 | 0 | 0 | 0 | 0 | 0 | 0 | 0 | 0 | 0 | 0 | 0
F3_Industrial_Other Industrial_New_Process_Natural Gas_Steam System Efficiency Improvements_A_Achievable Economic RVT Potential | F3 | Industrial | Other Industrial | New | Process | Natural Gas | Steam System Efficiency Improvements | A | Integrated Unit Winter Peak Savings (kW) | Achievable Economic RVT Potential | 0 | 0 | 0 | 0 | 0 | 0 | 0 | 0 | 0 | 0 | 0 | 0 | 0 | 0 | 0 | 0 | 0 | 0 | 0 | 0 | 0 | 0 | 0
F4_Industrial_Other Industrial_New_Process_Natural Gas_Steam System Efficiency Improvements_A_Achievable Economic RVT Potential | F4 | Industrial | Other Industrial | New | Process | Natural Gas | Steam System Efficiency Improvements | A | Incremental Energy Savings (MWh or mTherms) | Achievable Economic RVT Potential | 0 | 0 | 0 | 0 | 0 | 0 | 0 | 0 | 0 | 0 | 0 | 0 | 0 | 0 | 0 | 0 | 0 | 0 | 0 | 0 | 0 | 0 | 0
F5_Industrial_Other Industrial_New_Process_Natural Gas_Steam System Efficiency Improvements_A_Achievable Economic RVT Potential | F5 | Industrial | Other Industrial | New | Process | Natural Gas | Steam System Efficiency Improvements | A | Incremental Summer Peak Savings (MW) | Achievable Economic RVT Potential | 0 | 0 | 0 | 0 | 0 | 0 | 0 | 0 | 0 | 0 | 0 | 0 | 0 | 0 | 0 | 0 | 0 | 0 | 0 | 0 | 0 | 0 | 0
F6_Industrial_Other Industrial_New_Process_Natural Gas_Steam System Efficiency Improvements_A_Achievable Economic RVT Potential | F6 | Industrial | Other Industrial | New | Process | Natural Gas | Steam System Efficiency Improvements | A | Incremental Winter Peak Savings (MW) | Achievable Economic RVT Potential | 0 | 0 | 0 | 0 | 0 | 0 | 0 | 0 | 0 | 0 | 0 | 0 | 0 | 0 | 0 | 0 | 0 | 0 | 0 | 0 | 0 | 0 | 0
F7_Industrial_Other Industrial_New_Process_Natural Gas_Steam System Efficiency Improvements_A_Achievable Economic RVT Potential | F7 | Industrial | Other Industrial | New | Process | Natural Gas | Steam System Efficiency Improvements | A | Cumulative Energy Savings (MWh or mTherms) | Achievable Economic RVT Potential | 0 | 0 | 0 | 0 | 0 | 0 | 0 | 0 | 0 | 0 | 0 | 0 | 0 | 0 | 0 | 0 | 0 | 0 | 0 | 0 | 0 | 0 | 0
F8_Industrial_Other Industrial_New_Process_Natural Gas_Steam System Efficiency Improvements_A_Achievable Economic RVT Potential | F8 | Industrial | Other Industrial | New | Process | Natural Gas | Steam System Efficiency Improvements | A | Cumulative Summer Peak Savings (MW) | Achievable Economic RVT Potential | 0 | 0 | 0 | 0 | 0 | 0 | 0 | 0 | 0 | 0 | 0 | 0 | 0 | 0 | 0 | 0 | 0 | 0 | 0 | 0 | 0 | 0 | 0
F9_Industrial_Other Industrial_New_Process_Natural Gas_Steam System Efficiency Improvements_A_Achievable Economic RVT Potential | F9 | Industrial | Other Industrial | New | Process | Natural Gas | Steam System Efficiency Improvements | A | Cumulative Winter Peak Savings (MW) | Achievable Economic RVT Potential | 0 | 0 | 0 | 0 | 0 | 0 | 0 | 0 | 0 | 0 | 0 | 0 | 0 | 0 | 0 | 0 | 0 | 0 | 0 | 0 | 0 | 0 | 0
F10_Industrial_Other Industrial_New_Process_Natural Gas_Steam System Efficiency Improvements_A_Achievable Economic RVT Potential | F10 | Industrial | Other Industrial | New | Process | Natural Gas | Steam System Efficiency Improvements | A | Purchases (Incremental) | Achievable Economic RVT Potential | 0 | 0 | 0 | 0 | 0 | 0 | 0 | 0 | 0 | 0 | 0 | 0 | 0 | 0 | 0 | 0 | 0 | 0 | 0 | 0 | 0 | 0 | 0
F11_Industrial_Other Industrial_New_Process_Natural Gas_Steam System Efficiency Improvements_A_Achievable Economic RVT Potential | F11 | Industrial | Other Industrial | New | Process | Natural Gas | Steam System Efficiency Improvements | A | Purchases (Cumulative) | Achievable Economic RVT Potential | 0 | 0 | 0 | 0 | 0 | 0 | 0 | 0 | 0 | 0 | 0 | 0 | 0 | 0 | 0 | 0 | 0 | 0 | 0 | 0 | 0 | 0 | 0
F1_Industrial_Other Industrial_New_Space Heating_Natural Gas_Strategic Energy Management_A_Achievable Economic RVT Potential | F1 | Industrial | Other Industrial | New | Space Heating | Natural Gas | Strategic Energy Management | A | Integrated Unit Energy Savings (kWh or therms) | Achievable Economic RVT Potential | 0 | 0 | 3.0102 | 2.9756 | 2.9514 | 2.9288 | 2.9134 | 2.8955 | 2.8773 | 2.8579 | 2.8401 | 2.8211 | 2.7972 | 2.775 | 2.7523 | 2.7334 | 2.717 | 2.7012 | 2.6916 | 2.6833 | 2.6784 | 2.6771 | 0
F2_Industrial_Other Industrial_New_Space Heating_Natural Gas_Strategic Energy Management_A_Achievable Economic RVT Potential | F2 | Industrial | Other Industrial | New | Space Heating | Natural Gas | Strategic Energy Management | A | Integrated Unit Summer Peak Savings (kW) | Achievable Economic RVT Potential | 0 | 0 | 0 | 0 | 0 | 0 | 0 | 0 | 0 | 0 | 0 | 0 | 0 | 0 | 0 | 0 | 0 | 0 | 0 | 0 | 0 | 0 | 0
F3_Industrial_Other Industrial_New_Space Heating_Natural Gas_Strategic Energy Management_A_Achievable Economic RVT Potential | F3 | Industrial | Other Industrial | New | Space Heating | Natural Gas | Strategic Energy Management | A | Integrated Unit Winter Peak Savings (kW) | Achievable Economic RVT Potential | 0 | 0 | 0 | 0 | 0 | 0 | 0 | 0 | 0 | 0 | 0 | 0 | 0 | 0 | 0 | 0 | 0 | 0 | 0 | 0 | 0 | 0 | 0
F4_Industrial_Other Industrial_New_Space Heating_Natural Gas_Strategic Energy Management_A_Achievable Economic RVT Potential | F4 | Industrial | Other Industrial | New | Space Heating | Natural Gas | Strategic Energy Management | A | Incremental Energy Savings (MWh or mTherms) | Achievable Economic RVT Potential | 0 | 0 | 0.040257 | 0.069449 | 0.098224 | 0.13011 | 0.14897 | 0.17062 | 0.19168 | 0.21511 | 0.23207 | 0.25143 | 0.26976 | 0.29116 | 0.30462 | 0.32166 | 0.33873 | 0.35875 | 0.37195 | 0.38858 | 0.43418 | 0.47064 | 0
F5_Industrial_Other Industrial_New_Space Heating_Natural Gas_Strategic Energy Management_A_Achievable Economic RVT Potential | F5 | Industrial | Other Industrial | New | Space Heating | Natural Gas | Strategic Energy Management | A | Incremental Summer Peak Savings (MW) | Achievable Economic RVT Potential | 0 | 0 | 0 | 0 | 0 | 0 | 0 | 0 | 0 | 0 | 0 | 0 | 0 | 0 | 0 | 0 | 0 | 0 | 0 | 0 | 0 | 0 | 0
F6_Industrial_Other Industrial_New_Space Heating_Natural Gas_Strategic Energy Management_A_Achievable Economic RVT Potential | F6 | Industrial | Other Industrial | New | Space Heating | Natural Gas | Strategic Energy Management | A | Incremental Winter Peak Savings (MW) | Achievable Economic RVT Potential | 0 | 0 | 0 | 0 | 0 | 0 | 0 | 0 | 0 | 0 | 0 | 0 | 0 | 0 | 0 | 0 | 0 | 0 | 0 | 0 | 0 | 0 | 0
F7_Industrial_Other Industrial_New_Space Heating_Natural Gas_Strategic Energy Management_A_Achievable Economic RVT Potential | F7 | Industrial | Other Industrial | New | Space Heating | Natural Gas | Strategic Energy Management | A | Cumulative Energy Savings (MWh or mTherms) | Achievable Economic RVT Potential | 0 | 0 | 0.040257 | 0.10924 | 0.20658 | 0.3351 | 0.48232 | 0.61125 | 0.73194 | 0.84698 | 0.94762 | 1.0485 | 1.1445 | 1.2417 | 1.329 | 1.4182 | 1.5063 | 1.5597 | 1.5808 | 1.5782 | 1.5754 | 1.5746 | 0
F8_Industrial_Other Industrial_New_Space Heating_Natural Gas_Strategic Energy Management_A_Achievable Economic RVT Potential | F8 | Industrial | Other Industrial | New | Space Heating | Natural Gas | Strategic Energy Management | A | Cumulative Summer Peak Savings (MW) | Achievable Economic RVT Potential | 0 | 0 | 0 | 0 | 0 | 0 | 0 | 0 | 0 | 0 | 0 | 0 | 0 | 0 | 0 | 0 | 0 | 0 | 0 | 0 | 0 | 0 | 0
F9_Industrial_Other Industrial_New_Space Heating_Natural Gas_Strategic Energy Management_A_Achievable Economic RVT Potential | F9 | Industrial | Other Industrial | New | Space Heating | Natural Gas | Strategic Energy Management | A | Cumulative Winter Peak Savings (MW) | Achievable Economic RVT Potential | 0 | 0 | 0 | 0 | 0 | 0 | 0 | 0 | 0 | 0 | 0 | 0 | 0 | 0 | 0 | 0 | 0 | 0 | 0 | 0 | 0 | 0 | 0
F10_Industrial_Other Industrial_New_Space Heating_Natural Gas_Strategic Energy Management_A_Achievable Economic RVT Potential | F10 | Industrial | Other Industrial | New | Space Heating | Natural Gas | Strategic Energy Management | A | Purchases (Incremental) | Achievable Economic RVT Potential | 0 | 0 | 13.3736 | 23.3395 | 33.281 | 44.4237 | 51.1344 | 58.9245 | 66.6165 | 75.2688 | 81.713 | 89.1246 | 96.438 | 104.9217 | 110.6797 | 117.6777 | 124.6703 | 132.8108 | 138.1877 | 144.8135 | 162.1014 | 175.8047 | 0
F11_Industrial_Other Industrial_New_Space Heating_Natural Gas_Strategic Energy Management_A_Achievable Economic RVT Potential | F11 | Industrial | Other Industrial | New | Space Heating | Natural Gas | Strategic Energy Management | A | Purchases (Cumulative) | Achievable Economic RVT Potential | 0 | 0 | 13.3736 | 36.7132 | 69.9942 | 114.4179 | 165.5523 | 211.1031 | 254.3801 | 296.3679 | 333.6571 | 371.6474 | 409.1609 | 447.4661 | 482.8771 | 518.8418 | 554.3874 | 577.3865 | 587.313 | 588.1658 | 588.1658 | 588.1658 | 0
F1_Industrial_Other Industrial_New_Process_Natural Gas_Strategic Energy Management_A_Achievable Economic RVT Potential | F1 | Industrial | Other Industrial | New | Process | Natural Gas | Strategic Energy Management | A | Integrated Unit Energy Savings (kWh or therms) | Achievable Economic RVT Potential | 0 | 0 | 1.4057 | 1.4052 | 1.4047 | 1.4042 | 1.4035 | 1.4028 | 1.4021 | 1.4015 | 1.4008 | 1.4002 | 1.3998 | 1.3996 | 1.3994 | 1.3993 | 1.3992 | 1.3992 | 1.3991 | 1.399 | 1.3989 | 1.3988 | 0
F2_Industrial_Other Industrial_New_Process_Natural Gas_Strategic Energy Management_A_Achievable Economic RVT Potential | F2 | Industrial | Other Industrial | New | Process | Natural Gas | Strategic Energy Management | A | Integrated Unit Summer Peak Savings (kW) | Achievable Economic RVT Potential | 0 | 0 | 0 | 0 | 0 | 0 | 0 | 0 | 0 | 0 | 0 | 0 | 0 | 0 | 0 | 0 | 0 | 0 | 0 | 0 | 0 | 0 | 0
F3_Industrial_Other Industrial_New_Process_Natural Gas_Strategic Energy Management_A_Achievable Economic RVT Potential | F3 | Industrial | Other Industrial | New | Process | Natural Gas | Strategic Energy Management | A | Integrated Unit Winter Peak Savings (kW) | Achievable Economic RVT Potential | 0 | 0 | 0 | 0 | 0 | 0 | 0 | 0 | 0 | 0 | 0 | 0 | 0 | 0 | 0 | 0 | 0 | 0 | 0 | 0 | 0 | 0 | 0
F4_Industrial_Other Industrial_New_Process_Natural Gas_Strategic Energy Management_A_Achievable Economic RVT Potential | F4 | Industrial | Other Industrial | New | Process | Natural Gas | Strategic Energy Management | A | Incremental Energy Savings (MWh or mTherms) | Achievable Economic RVT Potential | 0 | 0 | 0.087451 | 0.15256 | 0.21747 | 0.29018 | 0.33385 | 0.38453 | 0.4345 | 0.49071 | 0.53245 | 0.58052 | 0.62798 | 0.68313 | 0.72049 | 0.766 | 0.81148 | 0.86446 | 0.89937 | 0.94243 | 1.0548 | 1.1439 | 0
F5_Industrial_Other Industrial_New_Process_Natural Gas_Strategic Energy Management_A_Achievable Economic RVT Potential | F5 | Industrial | Other Industrial | New | Process | Natural Gas | Strategic Energy Management | A | Incremental Summer Peak Savings (MW) | Achievable Economic RVT Potential | 0 | 0 | 0 | 0 | 0 | 0 | 0 | 0 | 0 | 0 | 0 | 0 | 0 | 0 | 0 | 0 | 0 | 0 | 0 | 0 | 0 | 0 | 0
F6_Industrial_Other Industrial_New_Process_Natural Gas_Strategic Energy Management_A_Achievable Economic RVT Potential | F6 | Industrial | Other Industrial | New | Process | Natural Gas | Strategic Energy Management | A | Incremental Winter Peak Savings (MW) | Achievable Economic RVT Potential | 0 | 0 | 0 | 0 | 0 | 0 | 0 | 0 | 0 | 0 | 0 | 0 | 0 | 0 | 0 | 0 | 0 | 0 | 0 | 0 | 0 | 0 | 0
F7_Industrial_Other Industrial_New_Process_Natural Gas_Strategic Energy Management_A_Achievable Economic RVT Potential | F7 | Industrial | Other Industrial | New | Process | Natural Gas | Strategic Energy Management | A | Cumulative Energy Savings (MWh or mTherms) | Achievable Economic RVT Potential | 0 | 0 | 0.087451 | 0.23998 | 0.45736 | 0.74739 | 1.0809 | 1.3776 | 1.6592 | 1.9322 | 2.1742 | 2.4208 | 2.6643 | 2.9134 | 3.1434 | 3.3773 | 3.6085 | 3.7582 | 3.8224 | 3.8277 | 3.8274 | 3.8271 | 0
F8_Industrial_Other Industrial_New_Process_Natural Gas_Strategic Energy Management_A_Achievable Economic RVT Potential | F8 | Industrial | Other Industrial | New | Process | Natural Gas | Strategic Energy Management | A | Cumulative Summer Peak Savings (MW) | Achievable Economic RVT Potential | 0 | 0 | 0 | 0 | 0 | 0 | 0 | 0 | 0 | 0 | 0 | 0 | 0 | 0 | 0 | 0 | 0 | 0 | 0 | 0 | 0 | 0 | 0
F9_Industrial_Other Industrial_New_Process_Natural Gas_Strategic Energy Management_A_Achievable Economic RVT Potential | F9 | Industrial | Other Industrial | New | Process | Natural Gas | Strategic Energy Management | A | Cumulative Winter Peak Savings (MW) | Achievable Economic RVT Potential | 0 | 0 | 0 | 0 | 0 | 0 | 0 | 0 | 0 | 0 | 0 | 0 | 0 | 0 | 0 | 0 | 0 | 0 | 0 | 0 | 0 | 0 | 0
F10_Industrial_Other Industrial_New_Process_Natural Gas_Strategic Energy Management_A_Achievable Economic RVT Potential | F10 | Industrial | Other Industrial | New | Process | Natural Gas | Strategic Energy Management | A | Purchases (Incremental) | Achievable Economic RVT Potential | 0 | 0 | 62.212 | 108.5717 | 154.8176 | 206.6519 | 237.8687 | 274.1072 | 309.889 | 350.138 | 380.1152 | 414.5932 | 448.6138 | 488.0787 | 514.8637 | 547.4171 | 579.9459 | 617.8138 | 642.8266 | 673.6484 | 754.069 | 817.8146 | 0
F11_Industrial_Other Industrial_New_Process_Natural Gas_Strategic Energy Management_A_Achievable Economic RVT Potential | F11 | Industrial | Other Industrial | New | Process | Natural Gas | Strategic Energy Management | A | Purchases (Cumulative) | Achievable Economic RVT Potential | 0 | 0 | 62.212 | 170.7837 | 325.6013 | 532.2532 | 770.1219 | 982.0171 | 1183.3344 | 1378.6548 | 1552.1181 | 1728.8426 | 1903.3492 | 2081.5389 | 2246.2646 | 2413.5665 | 2578.9192 | 2685.9072 | 2732.0834 | 2736.0505 | 2736.0505 | 2736.0505 | 0
F1_Industrial_Other Industrial_New_Miscellaneous_Natural Gas_Strategic Energy Management_A_Achievable Economic RVT Potential | F1 | Industrial | Other Industrial | New | Miscellaneous | Natural Gas | Strategic Energy Management | A | Integrated Unit Energy Savings (kWh or therms) | Achievable Economic RVT Potential | 0 | 0 | 0.89787 | 0.89787 | 0.89787 | 0.89787 | 0.89787 | 0.89787 | 0.89787 | 0.89787 | 0.89787 | 0.89787 | 0.89787 | 0.89787 | 0.89787 | 0.89787 | 0.89787 | 0.89787 | 0.89787 | 0.89787 | 0.89787 | 0.89787 | 0
F2_Industrial_Other Industrial_New_Miscellaneous_Natural Gas_Strategic Energy Management_A_Achievable Economic RVT Potential | F2 | Industrial | Other Industrial | New | Miscellaneous | Natural Gas | Strategic Energy Management | A | Integrated Unit Summer Peak Savings (kW) | Achievable Economic RVT Potential | 0 | 0 | 0 | 0 | 0 | 0 | 0 | 0 | 0 | 0 | 0 | 0 | 0 | 0 | 0 | 0 | 0 | 0 | 0 | 0 | 0 | 0 | 0
F3_Industrial_Other Industrial_New_Miscellaneous_Natural Gas_Strategic Energy Management_A_Achievable Economic RVT Potential | F3 | Industrial | Other Industrial | New | Miscellaneous | Natural Gas | Strategic Energy Management | A | Integrated Unit Winter Peak Savings (kW) | Achievable Economic RVT Potential | 0 | 0 | 0 | 0 | 0 | 0 | 0 | 0 | 0 | 0 | 0 | 0 | 0 | 0 | 0 | 0 | 0 | 0 | 0 | 0 | 0 | 0 | 0
F4_Industrial_Other Industrial_New_Miscellaneous_Natural Gas_Strategic Energy Management_A_Achievable Economic RVT Potential | F4 | Industrial | Other Industrial | New | Miscellaneous | Natural Gas | Strategic Energy Management | A | Incremental Energy Savings (MWh or mTherms) | Achievable Economic RVT Potential | 0 | 0 | 0.013965 | 0.024371 | 0.034752 | 0.046387 | 0.053394 | 0.061528 | 0.06956 | 0.078595 | 0.085324 | 0.093063 | 0.1007 | 0.10956 | 0.11557 | 0.12288 | 0.13018 | 0.13868 | 0.14429 | 0.15121 | 0.16926 | 0.18357 | 0
F5_Industrial_Other Industrial_New_Miscellaneous_Natural Gas_Strategic Energy Management_A_Achievable Economic RVT Potential | F5 | Industrial | Other Industrial | New | Miscellaneous | Natural Gas | Strategic Energy Management | A | Incremental Summer Peak Savings (MW) | Achievable Economic RVT Potential | 0 | 0 | 0 | 0 | 0 | 0 | 0 | 0 | 0 | 0 | 0 | 0 | 0 | 0 | 0 | 0 | 0 | 0 | 0 | 0 | 0 | 0 | 0
F6_Industrial_Other Industrial_New_Miscellaneous_Natural Gas_Strategic Energy Management_A_Achievable Economic RVT Potential | F6 | Industrial | Other Industrial | New | Miscellaneous | Natural Gas | Strategic Energy Management | A | Incremental Winter Peak Savings (MW) | Achievable Economic RVT Potential | 0 | 0 | 0 | 0 | 0 | 0 | 0 | 0 | 0 | 0 | 0 | 0 | 0 | 0 | 0 | 0 | 0 | 0 | 0 | 0 | 0 | 0 | 0
F7_Industrial_Other Industrial_New_Miscellaneous_Natural Gas_Strategic Energy Management_A_Achievable Economic RVT Potential | F7 | Industrial | Other Industrial | New | Miscellaneous | Natural Gas | Strategic Energy Management | A | Cumulative Energy Savings (MWh or mTherms) | Achievable Economic RVT Potential | 0 | 0 | 0.013965 | 0.038335 | 0.073087 | 0.11947 | 0.17287 | 0.22043 | 0.26562 | 0.30946 | 0.3484 | 0.38807 | 0.42724 | 0.46724 | 0.50421 | 0.54177 | 0.57888 | 0.6029 | 0.61326 | 0.61415 | 0.61415 | 0.61415 | 0
F8_Industrial_Other Industrial_New_Miscellaneous_Natural Gas_Strategic Energy Management_A_Achievable Economic RVT Potential | F8 | Industrial | Other Industrial | New | Miscellaneous | Natural Gas | Strategic Energy Management | A | Cumulative Summer Peak Savings (MW) | Achievable Economic RVT Potential | 0 | 0 | 0 | 0 | 0 | 0 | 0 | 0 | 0 | 0 | 0 | 0 | 0 | 0 | 0 | 0 | 0 | 0 | 0 | 0 | 0 | 0 | 0
F9_Industrial_Other Industrial_New_Miscellaneous_Natural Gas_Strategic Energy Management_A_Achievable Economic RVT Potential | F9 | Industrial | Other Industrial | New | Miscellaneous | Natural Gas | Strategic Energy Management | A | Cumulative Winter Peak Savings (MW) | Achievable Economic RVT Potential | 0 | 0 | 0 | 0 | 0 | 0 | 0 | 0 | 0 | 0 | 0 | 0 | 0 | 0 | 0 | 0 | 0 | 0 | 0 | 0 | 0 | 0 | 0
F10_Industrial_Other Industrial_New_Miscellaneous_Natural Gas_Strategic Energy Management_A_Achievable Economic RVT Potential | F10 | Industrial | Other Industrial | New | Miscellaneous | Natural Gas | Strategic Energy Management | A | Purchases (Incremental) | Achievable Economic RVT Potential | 0 | 0 | 15.553 | 27.1429 | 38.7044 | 51.663 | 59.4672 | 68.5268 | 77.4723 | 87.5345 | 95.0288 | 103.6483 | 112.1535 | 122.0197 | 128.7159 | 136.8543 | 144.9865 | 154.4534 | 160.7067 | 168.4121 | 188.5173 | 204.4536 | 0
F11_Industrial_Other Industrial_New_Miscellaneous_Natural Gas_Strategic Energy Management_A_Achievable Economic RVT Potential | F11 | Industrial | Other Industrial | New | Miscellaneous | Natural Gas | Strategic Energy Management | A | Purchases (Cumulative) | Achievable Economic RVT Potential | 0 | 0 | 15.553 | 42.6959 | 81.4003 | 133.0633 | 192.5305 | 245.5043 | 295.8336 | 344.6637 | 388.0295 | 432.2107 | 475.8373 | 520.3847 | 561.5662 | 603.3916 | 644.7298 | 671.4768 | 683.0208 | 684.0126 | 684.0126 | 684.0126 | 0
F1_Industrial_Other Industrial_New_Space Heating_Natural Gas_Commissioning_A_Achievable Economic RVT Potential | F1 | Industrial | Other Industrial | New | Space Heating | Natural Gas | Commissioning | A | Integrated Unit Energy Savings (kWh or therms) | Achievable Economic RVT Potential | 0 | 0 | 3.6141 | 3.5744 | 3.5477 | 3.5236 | 3.51 | 3.4945 | 3.4803 | 3.4658 | 3.456 | 3.4456 | 3.4303 | 3.4163 | 3.403 | 3.3917 | 3.3811 | 3.3673 | 3.3606 | 3.3513 | 3.3438 | 3.339 | 0
F2_Industrial_Other Industrial_New_Space Heating_Natural Gas_Commissioning_A_Achievable Economic RVT Potential | F2 | Industrial | Other Industrial | New | Space Heating | Natural Gas | Commissioning | A | Integrated Unit Summer Peak Savings (kW) | Achievable Economic RVT Potential | 0 | 0 | 0 | 0 | 0 | 0 | 0 | 0 | 0 | 0 | 0 | 0 | 0 | 0 | 0 | 0 | 0 | 0 | 0 | 0 | 0 | 0 | 0
F3_Industrial_Other Industrial_New_Space Heating_Natural Gas_Commissioning_A_Achievable Economic RVT Potential | F3 | Industrial | Other Industrial | New | Space Heating | Natural Gas | Commissioning | A | Integrated Unit Winter Peak Savings (kW) | Achievable Economic RVT Potential | 0 | 0 | 0 | 0 | 0 | 0 | 0 | 0 | 0 | 0 | 0 | 0 | 0 | 0 | 0 | 0 | 0 | 0 | 0 | 0 | 0 | 0 | 0
F4_Industrial_Other Industrial_New_Space Heating_Natural Gas_Commissioning_A_Achievable Economic RVT Potential | F4 | Industrial | Other Industrial | New | Space Heating | Natural Gas | Commissioning | A | Incremental Energy Savings (MWh or mTherms) | Achievable Economic RVT Potential | 0 | 0 | 0 | 0 | 0 | 0 | 0 | 0 | 0 | 0 | 0 | 0 | 0 | 0 | 0 | 0 | 0 | 0 | 0 | 0 | 0 | 0 | 0
F5_Industrial_Other Industrial_New_Space Heating_Natural Gas_Commissioning_A_Achievable Economic RVT Potential | F5 | Industrial | Other Industrial | New | Space Heating | Natural Gas | Commissioning | A | Incremental Summer Peak Savings (MW) | Achievable Economic RVT Potential | 0 | 0 | 0 | 0 | 0 | 0 | 0 | 0 | 0 | 0 | 0 | 0 | 0 | 0 | 0 | 0 | 0 | 0 | 0 | 0 | 0 | 0 | 0
F6_Industrial_Other Industrial_New_Space Heating_Natural Gas_Commissioning_A_Achievable Economic RVT Potential | F6 | Industrial | Other Industrial | New | Space Heating | Natural Gas | Commissioning | A | Incremental Winter Peak Savings (MW) | Achievable Economic RVT Potential | 0 | 0 | 0 | 0 | 0 | 0 | 0 | 0 | 0 | 0 | 0 | 0 | 0 | 0 | 0 | 0 | 0 | 0 | 0 | 0 | 0 | 0 | 0
F7_Industrial_Other Industrial_New_Space Heating_Natural Gas_Commissioning_A_Achievable Economic RVT Potential | F7 | Industrial | Other Industrial | New | Space Heating | Natural Gas | Commissioning | A | Cumulative Energy Savings (MWh or mTherms) | Achievable Economic RVT Potential | 0 | 0 | 0 | 0 | 0 | 0 | 0 | 0 | 0 | 0 | 0 | 0 | 0 | 0 | 0 | 0 | 0 | 0 | 0 | 0 | 0 | 0 | 0
F8_Industrial_Other Industrial_New_Space Heating_Natural Gas_Commissioning_A_Achievable Economic RVT Potential | F8 | Industrial | Other Industrial | New | Space Heating | Natural Gas | Commissioning | A | Cumulative Summer Peak Savings (MW) | Achievable Economic RVT Potential | 0 | 0 | 0 | 0 | 0 | 0 | 0 | 0 | 0 | 0 | 0 | 0 | 0 | 0 | 0 | 0 | 0 | 0 | 0 | 0 | 0 | 0 | 0
F9_Industrial_Other Industrial_New_Space Heating_Natural Gas_Commissioning_A_Achievable Economic RVT Potential | F9 | Industrial | Other Industrial | New | Space Heating | Natural Gas | Commissioning | A | Cumulative Winter Peak Savings (MW) | Achievable Economic RVT Potential | 0 | 0 | 0 | 0 | 0 | 0 | 0 | 0 | 0 | 0 | 0 | 0 | 0 | 0 | 0 | 0 | 0 | 0 | 0 | 0 | 0 | 0 | 0
F10_Industrial_Other Industrial_New_Space Heating_Natural Gas_Commissioning_A_Achievable Economic RVT Potential | F10 | Industrial | Other Industrial | New | Space Heating | Natural Gas | Commissioning | A | Purchases (Incremental) | Achievable Economic RVT Potential | 0 | 0 | 0 | 0 | 0 | 0 | 0 | 0 | 0 | 0 | 0 | 0 | 0 | 0 | 0 | 0 | 0 | 0 | 0 | 0 | 0 | 0 | 0
F11_Industrial_Other Industrial_New_Space Heating_Natural Gas_Commissioning_A_Achievable Economic RVT Potential | F11 | Industrial | Other Industrial | New | Space Heating | Natural Gas | Commissioning | A | Purchases (Cumulative) | Achievable Economic RVT Potential | 0 | 0 | 0 | 0 | 0 | 0 | 0 | 0 | 0 | 0 | 0 | 0 | 0 | 0 | 0 | 0 | 0 | 0 | 0 | 0 | 0 | 0 | 0
F1_Industrial_Other Industrial_New_Process_Natural Gas_Commissioning_A_Achievable Economic RVT Potential | F1 | Industrial | Other Industrial | New | Process | Natural Gas | Commissioning | A | Integrated Unit Energy Savings (kWh or therms) | Achievable Economic RVT Potential | 0 | 0 | 7.8497 | 7.8494 | 7.8493 | 7.8496 | 7.8497 | 7.8498 | 7.8499 | 7.85 | 7.85 | 7.8501 | 7.8501 | 7.8501 | 7.8502 | 7.8502 | 7.8502 | 7.8502 | 7.8502 | 7.8503 | 7.8503 | 7.8503 | 0
F2_Industrial_Other Industrial_New_Process_Natural Gas_Commissioning_A_Achievable Economic RVT Potential | F2 | Industrial | Other Industrial | New | Process | Natural Gas | Commissioning | A | Integrated Unit Summer Peak Savings (kW) | Achievable Economic RVT Potential | 0 | 0 | 0 | 0 | 0 | 0 | 0 | 0 | 0 | 0 | 0 | 0 | 0 | 0 | 0 | 0 | 0 | 0 | 0 | 0 | 0 | 0 | 0
F3_Industrial_Other Industrial_New_Process_Natural Gas_Commissioning_A_Achievable Economic RVT Potential | F3 | Industrial | Other Industrial | New | Process | Natural Gas | Commissioning | A | Integrated Unit Winter Peak Savings (kW) | Achievable Economic RVT Potential | 0 | 0 | 0 | 0 | 0 | 0 | 0 | 0 | 0 | 0 | 0 | 0 | 0 | 0 | 0 | 0 | 0 | 0 | 0 | 0 | 0 | 0 | 0
F4_Industrial_Other Industrial_New_Process_Natural Gas_Commissioning_A_Achievable Economic RVT Potential | F4 | Industrial | Other Industrial | New | Process | Natural Gas | Commissioning | A | Incremental Energy Savings (MWh or mTherms) | Achievable Economic RVT Potential | 0 | 0 | 0 | 0 | 0 | 0 | 0 | 0 | 0 | 0 | 0 | 0 | 0 | 0 | 0 | 0 | 0 | 0 | 0 | 0 | 0 | 0 | 0
F5_Industrial_Other Industrial_New_Process_Natural Gas_Commissioning_A_Achievable Economic RVT Potential | F5 | Industrial | Other Industrial | New | Process | Natural Gas | Commissioning | A | Incremental Summer Peak Savings (MW) | Achievable Economic RVT Potential | 0 | 0 | 0 | 0 | 0 | 0 | 0 | 0 | 0 | 0 | 0 | 0 | 0 | 0 | 0 | 0 | 0 | 0 | 0 | 0 | 0 | 0 | 0
F6_Industrial_Other Industrial_New_Process_Natural Gas_Commissioning_A_Achievable Economic RVT Potential | F6 | Industrial | Other Industrial | New | Process | Natural Gas | Commissioning | A | Incremental Winter Peak Savings (MW) | Achievable Economic RVT Potential | 0 | 0 | 0 | 0 | 0 | 0 | 0 | 0 | 0 | 0 | 0 | 0 | 0 | 0 | 0 | 0 | 0 | 0 | 0 | 0 | 0 | 0 | 0
F7_Industrial_Other Industrial_New_Process_Natural Gas_Commissioning_A_Achievable Economic RVT Potential | F7 | Industrial | Other Industrial | New | Process | Natural Gas | Commissioning | A | Cumulative Energy Savings (MWh or mTherms) | Achievable Economic RVT Potential | 0 | 0 | 0 | 0 | 0 | 0 | 0 | 0 | 0 | 0 | 0 | 0 | 0 | 0 | 0 | 0 | 0 | 0 | 0 | 0 | 0 | 0 | 0
F8_Industrial_Other Industrial_New_Process_Natural Gas_Commissioning_A_Achievable Economic RVT Potential | F8 | Industrial | Other Industrial | New | Process | Natural Gas | Commissioning | A | Cumulative Summer Peak Savings (MW) | Achievable Economic RVT Potential | 0 | 0 | 0 | 0 | 0 | 0 | 0 | 0 | 0 | 0 | 0 | 0 | 0 | 0 | 0 | 0 | 0 | 0 | 0 | 0 | 0 | 0 | 0
F9_Industrial_Other Industrial_New_Process_Natural Gas_Commissioning_A_Achievable Economic RVT Potential | F9 | Industrial | Other Industrial | New | Process | Natural Gas | Commissioning | A | Cumulative Winter Peak Savings (MW) | Achievable Economic RVT Potential | 0 | 0 | 0 | 0 | 0 | 0 | 0 | 0 | 0 | 0 | 0 | 0 | 0 | 0 | 0 | 0 | 0 | 0 | 0 | 0 | 0 | 0 | 0
F10_Industrial_Other Industrial_New_Process_Natural Gas_Commissioning_A_Achievable Economic RVT Potential | F10 | Industrial | Other Industrial | New | Process | Natural Gas | Commissioning | A | Purchases (Incremental) | Achievable Economic RVT Potential | 0 | 0 | 0 | 0 | 0 | 0 | 0 | 0 | 0 | 0 | 0 | 0 | 0 | 0 | 0 | 0 | 0 | 0 | 0 | 0 | 0 | 0 | 0
F11_Industrial_Other Industrial_New_Process_Natural Gas_Commissioning_A_Achievable Economic RVT Potential | F11 | Industrial | Other Industrial | New | Process | Natural Gas | Commissioning | A | Purchases (Cumulative) | Achievable Economic RVT Potential | 0 | 0 | 0 | 0 | 0 | 0 | 0 | 0 | 0 | 0 | 0 | 0 | 0 | 0 | 0 | 0 | 0 | 0 | 0 | 0 | 0 | 0 | 0
F1_Industrial_Other Industrial_New_Space Heating_Natural Gas_Retrocommissioning_A_Achievable Economic RVT Potential | F1 | Industrial | Other Industrial | New | Space Heating | Natural Gas | Retrocommissioning | A | Integrated Unit Energy Savings (kWh or therms) | Achievable Economic RVT Potential | 0 | 0 | 0 | 0 | 0 | 0 | 0 | 0 | 0 | 0 | 0 | 0 | 0 | 0 | 0 | 0 | 0 | 0 | 0 | 0 | 0 | 0 | 0
F2_Industrial_Other Industrial_New_Space Heating_Natural Gas_Retrocommissioning_A_Achievable Economic RVT Potential | F2 | Industrial | Other Industrial | New | Space Heating | Natural Gas | Retrocommissioning | A | Integrated Unit Summer Peak Savings (kW) | Achievable Economic RVT Potential | 0 | 0 | 0 | 0 | 0 | 0 | 0 | 0 | 0 | 0 | 0 | 0 | 0 | 0 | 0 | 0 | 0 | 0 | 0 | 0 | 0 | 0 | 0
F3_Industrial_Other Industrial_New_Space Heating_Natural Gas_Retrocommissioning_A_Achievable Economic RVT Potential | F3 | Industrial | Other Industrial | New | Space Heating | Natural Gas | Retrocommissioning | A | Integrated Unit Winter Peak Savings (kW) | Achievable Economic RVT Potential | 0 | 0 | 0 | 0 | 0 | 0 | 0 | 0 | 0 | 0 | 0 | 0 | 0 | 0 | 0 | 0 | 0 | 0 | 0 | 0 | 0 | 0 | 0
F4_Industrial_Other Industrial_New_Space Heating_Natural Gas_Retrocommissioning_A_Achievable Economic RVT Potential | F4 | Industrial | Other Industrial | New | Space Heating | Natural Gas | Retrocommissioning | A | Incremental Energy Savings (MWh or mTherms) | Achievable Economic RVT Potential | 0 | 0 | 0 | 0 | 0 | 0 | 0 | 0 | 0 | 0 | 0 | 0 | 0 | 0 | 0 | 0 | 0 | 0 | 0 | 0 | 0 | 0 | 0
F5_Industrial_Other Industrial_New_Space Heating_Natural Gas_Retrocommissioning_A_Achievable Economic RVT Potential | F5 | Industrial | Other Industrial | New | Space Heating | Natural Gas | Retrocommissioning | A | Incremental Summer Peak Savings (MW) | Achievable Economic RVT Potential | 0 | 0 | 0 | 0 | 0 | 0 | 0 | 0 | 0 | 0 | 0 | 0 | 0 | 0 | 0 | 0 | 0 | 0 | 0 | 0 | 0 | 0 | 0
F6_Industrial_Other Industrial_New_Space Heating_Natural Gas_Retrocommissioning_A_Achievable Economic RVT Potential | F6 | Industrial | Other Industrial | New | Space Heating | Natural Gas | Retrocommissioning | A | Incremental Winter Peak Savings (MW) | Achievable Economic RVT Potential | 0 | 0 | 0 | 0 | 0 | 0 | 0 | 0 | 0 | 0 | 0 | 0 | 0 | 0 | 0 | 0 | 0 | 0 | 0 | 0 | 0 | 0 | 0
F7_Industrial_Other Industrial_New_Space Heating_Natural Gas_Retrocommissioning_A_Achievable Economic RVT Potential | F7 | Industrial | Other Industrial | New | Space Heating | Natural Gas | Retrocommissioning | A | Cumulative Energy Savings (MWh or mTherms) | Achievable Economic RVT Potential | 0 | 0 | 0 | 0 | 0 | 0 | 0 | 0 | 0 | 0 | 0 | 0 | 0 | 0 | 0 | 0 | 0 | 0 | 0 | 0 | 0 | 0 | 0
F8_Industrial_Other Industrial_New_Space Heating_Natural Gas_Retrocommissioning_A_Achievable Economic RVT Potential | F8 | Industrial | Other Industrial | New | Space Heating | Natural Gas | Retrocommissioning | A | Cumulative Summer Peak Savings (MW) | Achievable Economic RVT Potential | 0 | 0 | 0 | 0 | 0 | 0 | 0 | 0 | 0 | 0 | 0 | 0 | 0 | 0 | 0 | 0 | 0 | 0 | 0 | 0 | 0 | 0 | 0
F9_Industrial_Other Industrial_New_Space Heating_Natural Gas_Retrocommissioning_A_Achievable Economic RVT Potential | F9 | Industrial | Other Industrial | New | Space Heating | Natural Gas | Retrocommissioning | A | Cumulative Winter Peak Savings (MW) | Achievable Economic RVT Potential | 0 | 0 | 0 | 0 | 0 | 0 | 0 | 0 | 0 | 0 | 0 | 0 | 0 | 0 | 0 | 0 | 0 | 0 | 0 | 0 | 0 | 0 | 0
F10_Industrial_Other Industrial_New_Space Heating_Natural Gas_Retrocommissioning_A_Achievable Economic RVT Potential | F10 | Industrial | Other Industrial | New | Space Heating | Natural Gas | Retrocommissioning | A | Purchases (Incremental) | Achievable Economic RVT Potential | 0 | 0 | 0 | 0 | 0 | 0 | 0 | 0 | 0 | 0 | 0 | 0 | 0 | 0 | 0 | 0 | 0 | 0 | 0 | 0 | 0 | 0 | 0
F11_Industrial_Other Industrial_New_Space Heating_Natural Gas_Retrocommissioning_A_Achievable Economic RVT Potential | F11 | Industrial | Other Industrial | New | Space Heating | Natural Gas | Retrocommissioning | A | Purchases (Cumulative) | Achievable Economic RVT Potential | 0 | 0 | 0 | 0 | 0 | 0 | 0 | 0 | 0 | 0 | 0 | 0 | 0 | 0 | 0 | 0 | 0 | 0 | 0 | 0 | 0 | 0 | 0
F1_Industrial_Other Industrial_New_Process_Natural Gas_Retrocommissioning_A_Achievable Economic RVT Potential | F1 | Industrial | Other Industrial | New | Process | Natural Gas | Retrocommissioning | A | Integrated Unit Energy Savings (kWh or therms) | Achievable Economic RVT Potential | 0 | 0 | 0 | 0 | 0 | 0 | 0 | 0 | 0 | 0 | 0 | 0 | 0 | 0 | 0 | 0 | 0 | 0 | 0 | 0 | 0 | 0 | 0
F2_Industrial_Other Industrial_New_Process_Natural Gas_Retrocommissioning_A_Achievable Economic RVT Potential | F2 | Industrial | Other Industrial | New | Process | Natural Gas | Retrocommissioning | A | Integrated Unit Summer Peak Savings (kW) | Achievable Economic RVT Potential | 0 | 0 | 0 | 0 | 0 | 0 | 0 | 0 | 0 | 0 | 0 | 0 | 0 | 0 | 0 | 0 | 0 | 0 | 0 | 0 | 0 | 0 | 0
F3_Industrial_Other Industrial_New_Process_Natural Gas_Retrocommissioning_A_Achievable Economic RVT Potential | F3 | Industrial | Other Industrial | New | Process | Natural Gas | Retrocommissioning | A | Integrated Unit Winter Peak Savings (kW) | Achievable Economic RVT Potential | 0 | 0 | 0 | 0 | 0 | 0 | 0 | 0 | 0 | 0 | 0 | 0 | 0 | 0 | 0 | 0 | 0 | 0 | 0 | 0 | 0 | 0 | 0
F4_Industrial_Other Industrial_New_Process_Natural Gas_Retrocommissioning_A_Achievable Economic RVT Potential | F4 | Industrial | Other Industrial | New | Process | Natural Gas | Retrocommissioning | A | Incremental Energy Savings (MWh or mTherms) | Achievable Economic RVT Potential | 0 | 0 | 0 | 0 | 0 | 0 | 0 | 0 | 0 | 0 | 0 | 0 | 0 | 0 | 0 | 0 | 0 | 0 | 0 | 0 | 0 | 0 | 0
F5_Industrial_Other Industrial_New_Process_Natural Gas_Retrocommissioning_A_Achievable Economic RVT Potential | F5 | Industrial | Other Industrial | New | Process | Natural Gas | Retrocommissioning | A | Incremental Summer Peak Savings (MW) | Achievable Economic RVT Potential | 0 | 0 | 0 | 0 | 0 | 0 | 0 | 0 | 0 | 0 | 0 | 0 | 0 | 0 | 0 | 0 | 0 | 0 | 0 | 0 | 0 | 0 | 0
F6_Industrial_Other Industrial_New_Process_Natural Gas_Retrocommissioning_A_Achievable Economic RVT Potential | F6 | Industrial | Other Industrial | New | Process | Natural Gas | Retrocommissioning | A | Incremental Winter Peak Savings (MW) | Achievable Economic RVT Potential | 0 | 0 | 0 | 0 | 0 | 0 | 0 | 0 | 0 | 0 | 0 | 0 | 0 | 0 | 0 | 0 | 0 | 0 | 0 | 0 | 0 | 0 | 0
F7_Industrial_Other Industrial_New_Process_Natural Gas_Retrocommissioning_A_Achievable Economic RVT Potential | F7 | Industrial | Other Industrial | New | Process | Natural Gas | Retrocommissioning | A | Cumulative Energy Savings (MWh or mTherms) | Achievable Economic RVT Potential | 0 | 0 | 0 | 0 | 0 | 0 | 0 | 0 | 0 | 0 | 0 | 0 | 0 | 0 | 0 | 0 | 0 | 0 | 0 | 0 | 0 | 0 | 0
F8_Industrial_Other Industrial_New_Process_Natural Gas_Retrocommissioning_A_Achievable Economic RVT Potential | F8 | Industrial | Other Industrial | New | Process | Natural Gas | Retrocommissioning | A | Cumulative Summer Peak Savings (MW) | Achievable Economic RVT Potential | 0 | 0 | 0 | 0 | 0 | 0 | 0 | 0 | 0 | 0 | 0 | 0 | 0 | 0 | 0 | 0 | 0 | 0 | 0 | 0 | 0 | 0 | 0
F9_Industrial_Other Industrial_New_Process_Natural Gas_Retrocommissioning_A_Achievable Economic RVT Potential | F9 | Industrial | Other Industrial | New | Process | Natural Gas | Retrocommissioning | A | Cumulative Winter Peak Savings (MW) | Achievable Economic RVT Potential | 0 | 0 | 0 | 0 | 0 | 0 | 0 | 0 | 0 | 0 | 0 | 0 | 0 | 0 | 0 | 0 | 0 | 0 | 0 | 0 | 0 | 0 | 0
F10_Industrial_Other Industrial_New_Process_Natural Gas_Retrocommissioning_A_Achievable Economic RVT Potential | F10 | Industrial | Other Industrial | New | Process | Natural Gas | Retrocommissioning | A | Purchases (Incremental) | Achievable Economic RVT Potential | 0 | 0 | 0 | 0 | 0 | 0 | 0 | 0 | 0 | 0 | 0 | 0 | 0 | 0 | 0 | 0 | 0 | 0 | 0 | 0 | 0 | 0 | 0
F11_Industrial_Other Industrial_New_Process_Natural Gas_Retrocommissioning_A_Achievable Economic RVT Potential | F11 | Industrial | Other Industrial | New | Process | Natural Gas | Retrocommissioning | A | Purchases (Cumulative) | Achievable Economic RVT Potential | 0 | 0 | 0 | 0 | 0 | 0 | 0 | 0 | 0 | 0 | 0 | 0 | 0 | 0 | 0 | 0 | 0 | 0 | 0 | 0 | 0 | 0 | 0
F1_Industrial_Food Products_Existing_Space Heating_Natural Gas_Condensing RTU_A_Achievable Economic RVT Potential | F1 | Industrial | Food Products | Existing | Space Heating | Natural Gas | Condensing RTU | A | Integrated Unit Energy Savings (kWh or therms) | Achievable Economic RVT Potential | 0 | 0 | 24.188 | 24.044 | 23.896 | 23.7442 | 23.588 | 23.4272 | 23.2617 | 23.0914 | 22.9175 | 22.741 | 22.5621 | 22.3807 | 22.1967 | 22.0106 | 21.8231 | 21.6464 | 21.4816 | 21.3284 | 21.1868 | 21.0568 | 0
F2_Industrial_Food Products_Existing_Space Heating_Natural Gas_Condensing RTU_A_Achievable Economic RVT Potential | F2 | Industrial | Food Products | Existing | Space Heating | Natural Gas | Condensing RTU | A | Integrated Unit Summer Peak Savings (kW) | Achievable Economic RVT Potential | 0 | 0 | 0 | 0 | 0 | 0 | 0 | 0 | 0 | 0 | 0 | 0 | 0 | 0 | 0 | 0 | 0 | 0 | 0 | 0 | 0 | 0 | 0
F3_Industrial_Food Products_Existing_Space Heating_Natural Gas_Condensing RTU_A_Achievable Economic RVT Potential | F3 | Industrial | Food Products | Existing | Space Heating | Natural Gas | Condensing RTU | A | Integrated Unit Winter Peak Savings (kW) | Achievable Economic RVT Potential | 0 | 0 | 0 | 0 | 0 | 0 | 0 | 0 | 0 | 0 | 0 | 0 | 0 | 0 | 0 | 0 | 0 | 0 | 0 | 0 | 0 | 0 | 0
F4_Industrial_Food Products_Existing_Space Heating_Natural Gas_Condensing RTU_A_Achievable Economic RVT Potential | F4 | Industrial | Food Products | Existing | Space Heating | Natural Gas | Condensing RTU | A | Incremental Energy Savings (MWh or mTherms) | Achievable Economic RVT Potential | 0 | 0 | 0 | 0 | 0 | 0 | 0 | 0 | 0 | 0 | 0 | 0 | 0 | 0 | 0 | 0 | 0 | 0 | 0 | 0 | 0 | 0 | 0
F5_Industrial_Food Products_Existing_Space Heating_Natural Gas_Condensing RTU_A_Achievable Economic RVT Potential | F5 | Industrial | Food Products | Existing | Space Heating | Natural Gas | Condensing RTU | A | Incremental Summer Peak Savings (MW) | Achievable Economic RVT Potential | 0 | 0 | 0 | 0 | 0 | 0 | 0 | 0 | 0 | 0 | 0 | 0 | 0 | 0 | 0 | 0 | 0 | 0 | 0 | 0 | 0 | 0 | 0
F6_Industrial_Food Products_Existing_Space Heating_Natural Gas_Condensing RTU_A_Achievable Economic RVT Potential | F6 | Industrial | Food Products | Existing | Space Heating | Natural Gas | Condensing RTU | A | Incremental Winter Peak Savings (MW) | Achievable Economic RVT Potential | 0 | 0 | 0 | 0 | 0 | 0 | 0 | 0 | 0 | 0 | 0 | 0 | 0 | 0 | 0 | 0 | 0 | 0 | 0 | 0 | 0 | 0 | 0
F7_Industrial_Food Products_Existing_Space Heating_Natural Gas_Condensing RTU_A_Achievable Economic RVT Potential | F7 | Industrial | Food Products | Existing | Space Heating | Natural Gas | Condensing RTU | A | Cumulative Energy Savings (MWh or mTherms) | Achievable Economic RVT Potential | 0 | 0 | 0 | 0 | 0 | 0 | 0 | 0 | 0 | 0 | 0 | 0 | 0 | 0 | 0 | 0 | 0 | 0 | 0 | 0 | 0 | 0 | 0
F8_Industrial_Food Products_Existing_Space Heating_Natural Gas_Condensing RTU_A_Achievable Economic RVT Potential | F8 | Industrial | Food Products | Existing | Space Heating | Natural Gas | Condensing RTU | A | Cumulative Summer Peak Savings (MW) | Achievable Economic RVT Potential | 0 | 0 | 0 | 0 | 0 | 0 | 0 | 0 | 0 | 0 | 0 | 0 | 0 | 0 | 0 | 0 | 0 | 0 | 0 | 0 | 0 | 0 | 0
F9_Industrial_Food Products_Existing_Space Heating_Natural Gas_Condensing RTU_A_Achievable Economic RVT Potential | F9 | Industrial | Food Products | Existing | Space Heating | Natural Gas | Condensing RTU | A | Cumulative Winter Peak Savings (MW) | Achievable Economic RVT Potential | 0 | 0 | 0 | 0 | 0 | 0 | 0 | 0 | 0 | 0 | 0 | 0 | 0 | 0 | 0 | 0 | 0 | 0 | 0 | 0 | 0 | 0 | 0
F10_Industrial_Food Products_Existing_Space Heating_Natural Gas_Condensing RTU_A_Achievable Economic RVT Potential | F10 | Industrial | Food Products | Existing | Space Heating | Natural Gas | Condensing RTU | A | Purchases (Incremental) | Achievable Economic RVT Potential | 0 | 0 | 0 | 0 | 0 | 0 | 0 | 0 | 0 | 0 | 0 | 0 | 0 | 0 | 0 | 0 | 0 | 0 | 0 | 0 | 0 | 0 | 0
F11_Industrial_Food Products_Existing_Space Heating_Natural Gas_Condensing RTU_A_Achievable Economic RVT Potential | F11 | Industrial | Food Products | Existing | Space Heating | Natural Gas | Condensing RTU | A | Purchases (Cumulative) | Achievable Economic RVT Potential | 0 | 0 | 0 | 0 | 0 | 0 | 0 | 0 | 0 | 0 | 0 | 0 | 0 | 0 | 0 | 0 | 0 | 0 | 0 | 0 | 0 | 0 | 0
F1_Industrial_Food Products_New_Space Heating_Natural Gas_Condensing RTU_A_Achievable Economic RVT Potential | F1 | Industrial | Food Products | New | Space Heating | Natural Gas | Condensing RTU | A | Integrated Unit Energy Savings (kWh or therms) | Achievable Economic RVT Potential | 0 | 0 | 21.3942 | 21.1596 | 21.0015 | 20.8588 | 20.7782 | 20.6863 | 20.6021 | 20.5167 | 20.4586 | 20.3971 | 20.306 | 20.2234 | 20.1447 | 20.078 | 20.0153 | 19.9333 | 19.8937 | 19.8385 | 19.7942 | 19.7661 | 0
F2_Industrial_Food Products_New_Space Heating_Natural Gas_Condensing RTU_A_Achievable Economic RVT Potential | F2 | Industrial | Food Products | New | Space Heating | Natural Gas | Condensing RTU | A | Integrated Unit Summer Peak Savings (kW) | Achievable Economic RVT Potential | 0 | 0 | 0 | 0 | 0 | 0 | 0 | 0 | 0 | 0 | 0 | 0 | 0 | 0 | 0 | 0 | 0 | 0 | 0 | 0 | 0 | 0 | 0
F3_Industrial_Food Products_New_Space Heating_Natural Gas_Condensing RTU_A_Achievable Economic RVT Potential | F3 | Industrial | Food Products | New | Space Heating | Natural Gas | Condensing RTU | A | Integrated Unit Winter Peak Savings (kW) | Achievable Economic RVT Potential | 0 | 0 | 0 | 0 | 0 | 0 | 0 | 0 | 0 | 0 | 0 | 0 | 0 | 0 | 0 | 0 | 0 | 0 | 0 | 0 | 0 | 0 | 0
F4_Industrial_Food Products_New_Space Heating_Natural Gas_Condensing RTU_A_Achievable Economic RVT Potential | F4 | Industrial | Food Products | New | Space Heating | Natural Gas | Condensing RTU | A | Incremental Energy Savings (MWh or mTherms) | Achievable Economic RVT Potential | 0 | 0 | 0 | 0 | 0 | 0 | 0 | 0 | 0 | 0 | 0 | 0 | 0 | 0 | 0 | 0 | 0 | 0 | 0 | 0 | 0 | 0 | 0
F5_Industrial_Food Products_New_Space Heating_Natural Gas_Condensing RTU_A_Achievable Economic RVT Potential | F5 | Industrial | Food Products | New | Space Heating | Natural Gas | Condensing RTU | A | Incremental Summer Peak Savings (MW) | Achievable Economic RVT Potential | 0 | 0 | 0 | 0 | 0 | 0 | 0 | 0 | 0 | 0 | 0 | 0 | 0 | 0 | 0 | 0 | 0 | 0 | 0 | 0 | 0 | 0 | 0
F6_Industrial_Food Products_New_Space Heating_Natural Gas_Condensing RTU_A_Achievable Economic RVT Potential | F6 | Industrial | Food Products | New | Space Heating | Natural Gas | Condensing RTU | A | Incremental Winter Peak Savings (MW) | Achievable Economic RVT Potential | 0 | 0 | 0 | 0 | 0 | 0 | 0 | 0 | 0 | 0 | 0 | 0 | 0 | 0 | 0 | 0 | 0 | 0 | 0 | 0 | 0 | 0 | 0
F7_Industrial_Food Products_New_Space Heating_Natural Gas_Condensing RTU_A_Achievable Economic RVT Potential | F7 | Industrial | Food Products | New | Space Heating | Natural Gas | Condensing RTU | A | Cumulative Energy Savings (MWh or mTherms) | Achievable Economic RVT Potential | 0 | 0 | 0 | 0 | 0 | 0 | 0 | 0 | 0 | 0 | 0 | 0 | 0 | 0 | 0 | 0 | 0 | 0 | 0 | 0 | 0 | 0 | 0
F8_Industrial_Food Products_New_Space Heating_Natural Gas_Condensing RTU_A_Achievable Economic RVT Potential | F8 | Industrial | Food Products | New | Space Heating | Natural Gas | Condensing RTU | A | Cumulative Summer Peak Savings (MW) | Achievable Economic RVT Potential | 0 | 0 | 0 | 0 | 0 | 0 | 0 | 0 | 0 | 0 | 0 | 0 | 0 | 0 | 0 | 0 | 0 | 0 | 0 | 0 | 0 | 0 | 0
F9_Industrial_Food Products_New_Space Heating_Natural Gas_Condensing RTU_A_Achievable Economic RVT Potential | F9 | Industrial | Food Products | New | Space Heating | Natural Gas | Condensing RTU | A | Cumulative Winter Peak Savings (MW) | Achievable Economic RVT Potential | 0 | 0 | 0 | 0 | 0 | 0 | 0 | 0 | 0 | 0 | 0 | 0 | 0 | 0 | 0 | 0 | 0 | 0 | 0 | 0 | 0 | 0 | 0
F10_Industrial_Food Products_New_Space Heating_Natural Gas_Condensing RTU_A_Achievable Economic RVT Potential | F10 | Industrial | Food Products | New | Space Heating | Natural Gas | Condensing RTU | A | Purchases (Incremental) | Achievable Economic RVT Potential | 0 | 0 | 0 | 0 | 0 | 0 | 0 | 0 | 0 | 0 | 0 | 0 | 0 | 0 | 0 | 0 | 0 | 0 | 0 | 0 | 0 | 0 | 0
F11_Industrial_Food Products_New_Space Heating_Natural Gas_Condensing RTU_A_Achievable Economic RVT Potential | F11 | Industrial | Food Products | New | Space Heating | Natural Gas | Condensing RTU | A | Purchases (Cumulative) | Achievable Economic RVT Potential | 0 | 0 | 0 | 0 | 0 | 0 | 0 | 0 | 0 | 0 | 0 | 0 | 0 | 0 | 0 | 0 | 0 | 0 | 0 | 0 | 0 | 0 | 0
F1_Industrial_Agriculture_Existing_Space Heating_Natural Gas_Condensing RTU_A_Achievable Economic RVT Potential | F1 | Industrial | Agriculture | Existing | Space Heating | Natural Gas | Condensing RTU | A | Integrated Unit Energy Savings (kWh or therms) | Achievable Economic RVT Potential | 0 | 0 | 11.7037 | 11.634 | 11.5624 | 11.4889 | 11.4134 | 11.3355 | 11.2555 | 11.1731 | 11.0889 | 11.0035 | 10.917 | 10.8292 | 10.7402 | 10.6501 | 10.5594 | 10.4739 | 10.3941 | 10.32 | 10.2515 | 10.1886 | 0
F2_Industrial_Agriculture_Existing_Space Heating_Natural Gas_Condensing RTU_A_Achievable Economic RVT Potential | F2 | Industrial | Agriculture | Existing | Space Heating | Natural Gas | Condensing RTU | A | Integrated Unit Summer Peak Savings (kW) | Achievable Economic RVT Potential | 0 | 0 | 0 | 0 | 0 | 0 | 0 | 0 | 0 | 0 | 0 | 0 | 0 | 0 | 0 | 0 | 0 | 0 | 0 | 0 | 0 | 0 | 0
F3_Industrial_Agriculture_Existing_Space Heating_Natural Gas_Condensing RTU_A_Achievable Economic RVT Potential | F3 | Industrial | Agriculture | Existing | Space Heating | Natural Gas | Condensing RTU | A | Integrated Unit Winter Peak Savings (kW) | Achievable Economic RVT Potential | 0 | 0 | 0 | 0 | 0 | 0 | 0 | 0 | 0 | 0 | 0 | 0 | 0 | 0 | 0 | 0 | 0 | 0 | 0 | 0 | 0 | 0 | 0
F4_Industrial_Agriculture_Existing_Space Heating_Natural Gas_Condensing RTU_A_Achievable Economic RVT Potential | F4 | Industrial | Agriculture | Existing | Space Heating | Natural Gas | Condensing RTU | A | Incremental Energy Savings (MWh or mTherms) | Achievable Economic RVT Potential | 0 | 0 | 0 | 0 | 0 | 0 | 0 | 0 | 0 | 0 | 0 | 0 | 0 | 0 | 0 | 0 | 0 | 0 | 0 | 0 | 0 | 0 | 0
F5_Industrial_Agriculture_Existing_Space Heating_Natural Gas_Condensing RTU_A_Achievable Economic RVT Potential | F5 | Industrial | Agriculture | Existing | Space Heating | Natural Gas | Condensing RTU | A | Incremental Summer Peak Savings (MW) | Achievable Economic RVT Potential | 0 | 0 | 0 | 0 | 0 | 0 | 0 | 0 | 0 | 0 | 0 | 0 | 0 | 0 | 0 | 0 | 0 | 0 | 0 | 0 | 0 | 0 | 0
F6_Industrial_Agriculture_Existing_Space Heating_Natural Gas_Condensing RTU_A_Achievable Economic RVT Potential | F6 | Industrial | Agriculture | Existing | Space Heating | Natural Gas | Condensing RTU | A | Incremental Winter Peak Savings (MW) | Achievable Economic RVT Potential | 0 | 0 | 0 | 0 | 0 | 0 | 0 | 0 | 0 | 0 | 0 | 0 | 0 | 0 | 0 | 0 | 0 | 0 | 0 | 0 | 0 | 0 | 0
F7_Industrial_Agriculture_Existing_Space Heating_Natural Gas_Condensing RTU_A_Achievable Economic RVT Potential | F7 | Industrial | Agriculture | Existing | Space Heating | Natural Gas | Condensing RTU | A | Cumulative Energy Savings (MWh or mTherms) | Achievable Economic RVT Potential | 0 | 0 | 0 | 0 | 0 | 0 | 0 | 0 | 0 | 0 | 0 | 0 | 0 | 0 | 0 | 0 | 0 | 0 | 0 | 0 | 0 | 0 | 0
F8_Industrial_Agriculture_Existing_Space Heating_Natural Gas_Condensing RTU_A_Achievable Economic RVT Potential | F8 | Industrial | Agriculture | Existing | Space Heating | Natural Gas | Condensing RTU | A | Cumulative Summer Peak Savings (MW) | Achievable Economic RVT Potential | 0 | 0 | 0 | 0 | 0 | 0 | 0 | 0 | 0 | 0 | 0 | 0 | 0 | 0 | 0 | 0 | 0 | 0 | 0 | 0 | 0 | 0 | 0
F9_Industrial_Agriculture_Existing_Space Heating_Natural Gas_Condensing RTU_A_Achievable Economic RVT Potential | F9 | Industrial | Agriculture | Existing | Space Heating | Natural Gas | Condensing RTU | A | Cumulative Winter Peak Savings (MW) | Achievable Economic RVT Potential | 0 | 0 | 0 | 0 | 0 | 0 | 0 | 0 | 0 | 0 | 0 | 0 | 0 | 0 | 0 | 0 | 0 | 0 | 0 | 0 | 0 | 0 | 0
F10_Industrial_Agriculture_Existing_Space Heating_Natural Gas_Condensing RTU_A_Achievable Economic RVT Potential | F10 | Industrial | Agriculture | Existing | Space Heating | Natural Gas | Condensing RTU | A | Purchases (Incremental) | Achievable Economic RVT Potential | 0 | 0 | 0 | 0 | 0 | 0 | 0 | 0 | 0 | 0 | 0 | 0 | 0 | 0 | 0 | 0 | 0 | 0 | 0 | 0 | 0 | 0 | 0
F11_Industrial_Agriculture_Existing_Space Heating_Natural Gas_Condensing RTU_A_Achievable Economic RVT Potential | F11 | Industrial | Agriculture | Existing | Space Heating | Natural Gas | Condensing RTU | A | Purchases (Cumulative) | Achievable Economic RVT Potential | 0 | 0 | 0 | 0 | 0 | 0 | 0 | 0 | 0 | 0 | 0 | 0 | 0 | 0 | 0 | 0 | 0 | 0 | 0 | 0 | 0 | 0 | 0
F1_Industrial_Agriculture_New_Space Heating_Natural Gas_Condensing RTU_A_Achievable Economic RVT Potential | F1 | Industrial | Agriculture | New | Space Heating | Natural Gas | Condensing RTU | A | Integrated Unit Energy Savings (kWh or therms) | Achievable Economic RVT Potential | 0 | 0 | 10.3518 | 10.2383 | 10.1618 | 10.0928 | 10.0538 | 10.0093 | 9.9686 | 9.9273 | 9.8992 | 9.8694 | 9.8253 | 9.7854 | 9.7473 | 9.715 | 9.6847 | 9.645 | 9.6258 | 9.5991 | 9.5777 | 9.5641 | 0
F2_Industrial_Agriculture_New_Space Heating_Natural Gas_Condensing RTU_A_Achievable Economic RVT Potential | F2 | Industrial | Agriculture | New | Space Heating | Natural Gas | Condensing RTU | A | Integrated Unit Summer Peak Savings (kW) | Achievable Economic RVT Potential | 0 | 0 | 0 | 0 | 0 | 0 | 0 | 0 | 0 | 0 | 0 | 0 | 0 | 0 | 0 | 0 | 0 | 0 | 0 | 0 | 0 | 0 | 0
F3_Industrial_Agriculture_New_Space Heating_Natural Gas_Condensing RTU_A_Achievable Economic RVT Potential | F3 | Industrial | Agriculture | New | Space Heating | Natural Gas | Condensing RTU | A | Integrated Unit Winter Peak Savings (kW) | Achievable Economic RVT Potential | 0 | 0 | 0 | 0 | 0 | 0 | 0 | 0 | 0 | 0 | 0 | 0 | 0 | 0 | 0 | 0 | 0 | 0 | 0 | 0 | 0 | 0 | 0
F4_Industrial_Agriculture_New_Space Heating_Natural Gas_Condensing RTU_A_Achievable Economic RVT Potential | F4 | Industrial | Agriculture | New | Space Heating | Natural Gas | Condensing RTU | A | Incremental Energy Savings (MWh or mTherms) | Achievable Economic RVT Potential | 0 | 0 | 0 | 0 | 0 | 0 | 0 | 0 | 0 | 0 | 0 | 0 | 0 | 0 | 0 | 0 | 0 | 0 | 0 | 0 | 0 | 0 | 0
F5_Industrial_Agriculture_New_Space Heating_Natural Gas_Condensing RTU_A_Achievable Economic RVT Potential | F5 | Industrial | Agriculture | New | Space Heating | Natural Gas | Condensing RTU | A | Incremental Summer Peak Savings (MW) | Achievable Economic RVT Potential | 0 | 0 | 0 | 0 | 0 | 0 | 0 | 0 | 0 | 0 | 0 | 0 | 0 | 0 | 0 | 0 | 0 | 0 | 0 | 0 | 0 | 0 | 0
F6_Industrial_Agriculture_New_Space Heating_Natural Gas_Condensing RTU_A_Achievable Economic RVT Potential | F6 | Industrial | Agriculture | New | Space Heating | Natural Gas | Condensing RTU | A | Incremental Winter Peak Savings (MW) | Achievable Economic RVT Potential | 0 | 0 | 0 | 0 | 0 | 0 | 0 | 0 | 0 | 0 | 0 | 0 | 0 | 0 | 0 | 0 | 0 | 0 | 0 | 0 | 0 | 0 | 0
F7_Industrial_Agriculture_New_Space Heating_Natural Gas_Condensing RTU_A_Achievable Economic RVT Potential | F7 | Industrial | Agriculture | New | Space Heating | Natural Gas | Condensing RTU | A | Cumulative Energy Savings (MWh or mTherms) | Achievable Economic RVT Potential | 0 | 0 | 0 | 0 | 0 | 0 | 0 | 0 | 0 | 0 | 0 | 0 | 0 | 0 | 0 | 0 | 0 | 0 | 0 | 0 | 0 | 0 | 0
F8_Industrial_Agriculture_New_Space Heating_Natural Gas_Condensing RTU_A_Achievable Economic RVT Potential | F8 | Industrial | Agriculture | New | Space Heating | Natural Gas | Condensing RTU | A | Cumulative Summer Peak Savings (MW) | Achievable Economic RVT Potential | 0 | 0 | 0 | 0 | 0 | 0 | 0 | 0 | 0 | 0 | 0 | 0 | 0 | 0 | 0 | 0 | 0 | 0 | 0 | 0 | 0 | 0 | 0
F9_Industrial_Agriculture_New_Space Heating_Natural Gas_Condensing RTU_A_Achievable Economic RVT Potential | F9 | Industrial | Agriculture | New | Space Heating | Natural Gas | Condensing RTU | A | Cumulative Winter Peak Savings (MW) | Achievable Economic RVT Potential | 0 | 0 | 0 | 0 | 0 | 0 | 0 | 0 | 0 | 0 | 0 | 0 | 0 | 0 | 0 | 0 | 0 | 0 | 0 | 0 | 0 | 0 | 0
F10_Industrial_Agriculture_New_Space Heating_Natural Gas_Condensing RTU_A_Achievable Economic RVT Potential | F10 | Industrial | Agriculture | New | Space Heating | Natural Gas | Condensing RTU | A | Purchases (Incremental) | Achievable Economic RVT Potential | 0 | 0 | 0 | 0 | 0 | 0 | 0 | 0 | 0 | 0 | 0 | 0 | 0 | 0 | 0 | 0 | 0 | 0 | 0 | 0 | 0 | 0 | 0
F11_Industrial_Agriculture_New_Space Heating_Natural Gas_Condensing RTU_A_Achievable Economic RVT Potential | F11 | Industrial | Agriculture | New | Space Heating | Natural Gas | Condensing RTU | A | Purchases (Cumulative) | Achievable Economic RVT Potential | 0 | 0 | 0 | 0 | 0 | 0 | 0 | 0 | 0 | 0 | 0 | 0 | 0 | 0 | 0 | 0 | 0 | 0 | 0 | 0 | 0 | 0 | 0
F1_Industrial_Primary Metals_Existing_Space Heating_Natural Gas_Condensing RTU_A_Achievable Economic RVT Potential | F1 | Industrial | Primary Metals | Existing | Space Heating | Natural Gas | Condensing RTU | A | Integrated Unit Energy Savings (kWh or therms) | Achievable Economic RVT Potential | 0 | 0 | 38.363 | 38.1346 | 37.9 | 37.6592 | 37.4114 | 37.1564 | 36.8939 | 36.6238 | 36.3479 | 36.0681 | 35.7844 | 35.4966 | 35.2048 | 34.9096 | 34.6123 | 34.3321 | 34.0706 | 33.8277 | 33.6031 | 33.3969 | 0
F2_Industrial_Primary Metals_Existing_Space Heating_Natural Gas_Condensing RTU_A_Achievable Economic RVT Potential | F2 | Industrial | Primary Metals | Existing | Space Heating | Natural Gas | Condensing RTU | A | Integrated Unit Summer Peak Savings (kW) | Achievable Economic RVT Potential | 0 | 0 | 0 | 0 | 0 | 0 | 0 | 0 | 0 | 0 | 0 | 0 | 0 | 0 | 0 | 0 | 0 | 0 | 0 | 0 | 0 | 0 | 0
F3_Industrial_Primary Metals_Existing_Space Heating_Natural Gas_Condensing RTU_A_Achievable Economic RVT Potential | F3 | Industrial | Primary Metals | Existing | Space Heating | Natural Gas | Condensing RTU | A | Integrated Unit Winter Peak Savings (kW) | Achievable Economic RVT Potential | 0 | 0 | 0 | 0 | 0 | 0 | 0 | 0 | 0 | 0 | 0 | 0 | 0 | 0 | 0 | 0 | 0 | 0 | 0 | 0 | 0 | 0 | 0
F4_Industrial_Primary Metals_Existing_Space Heating_Natural Gas_Condensing RTU_A_Achievable Economic RVT Potential | F4 | Industrial | Primary Metals | Existing | Space Heating | Natural Gas | Condensing RTU | A | Incremental Energy Savings (MWh or mTherms) | Achievable Economic RVT Potential | 0 | 0 | 0 | 0 | 0 | 0 | 0 | 0 | 0 | 0 | 0 | 0 | 0 | 0 | 0 | 0 | 0 | 0 | 0 | 0 | 0 | 0 | 0
F5_Industrial_Primary Metals_Existing_Space Heating_Natural Gas_Condensing RTU_A_Achievable Economic RVT Potential | F5 | Industrial | Primary Metals | Existing | Space Heating | Natural Gas | Condensing RTU | A | Incremental Summer Peak Savings (MW) | Achievable Economic RVT Potential | 0 | 0 | 0 | 0 | 0 | 0 | 0 | 0 | 0 | 0 | 0 | 0 | 0 | 0 | 0 | 0 | 0 | 0 | 0 | 0 | 0 | 0 | 0
F6_Industrial_Primary Metals_Existing_Space Heating_Natural Gas_Condensing RTU_A_Achievable Economic RVT Potential | F6 | Industrial | Primary Metals | Existing | Space Heating | Natural Gas | Condensing RTU | A | Incremental Winter Peak Savings (MW) | Achievable Economic RVT Potential | 0 | 0 | 0 | 0 | 0 | 0 | 0 | 0 | 0 | 0 | 0 | 0 | 0 | 0 | 0 | 0 | 0 | 0 | 0 | 0 | 0 | 0 | 0
F7_Industrial_Primary Metals_Existing_Space Heating_Natural Gas_Condensing RTU_A_Achievable Economic RVT Potential | F7 | Industrial | Primary Metals | Existing | Space Heating | Natural Gas | Condensing RTU | A | Cumulative Energy Savings (MWh or mTherms) | Achievable Economic RVT Potential | 0 | 0 | 0 | 0 | 0 | 0 | 0 | 0 | 0 | 0 | 0 | 0 | 0 | 0 | 0 | 0 | 0 | 0 | 0 | 0 | 0 | 0 | 0
F8_Industrial_Primary Metals_Existing_Space Heating_Natural Gas_Condensing RTU_A_Achievable Economic RVT Potential | F8 | Industrial | Primary Metals | Existing | Space Heating | Natural Gas | Condensing RTU | A | Cumulative Summer Peak Savings (MW) | Achievable Economic RVT Potential | 0 | 0 | 0 | 0 | 0 | 0 | 0 | 0 | 0 | 0 | 0 | 0 | 0 | 0 | 0 | 0 | 0 | 0 | 0 | 0 | 0 | 0 | 0
F9_Industrial_Primary Metals_Existing_Space Heating_Natural Gas_Condensing RTU_A_Achievable Economic RVT Potential | F9 | Industrial | Primary Metals | Existing | Space Heating | Natural Gas | Condensing RTU | A | Cumulative Winter Peak Savings (MW) | Achievable Economic RVT Potential | 0 | 0 | 0 | 0 | 0 | 0 | 0 | 0 | 0 | 0 | 0 | 0 | 0 | 0 | 0 | 0 | 0 | 0 | 0 | 0 | 0 | 0 | 0
F10_Industrial_Primary Metals_Existing_Space Heating_Natural Gas_Condensing RTU_A_Achievable Economic RVT Potential | F10 | Industrial | Primary Metals | Existing | Space Heating | Natural Gas | Condensing RTU | A | Purchases (Incremental) | Achievable Economic RVT Potential | 0 | 0 | 0 | 0 | 0 | 0 | 0 | 0 | 0 | 0 | 0 | 0 | 0 | 0 | 0 | 0 | 0 | 0 | 0 | 0 | 0 | 0 | 0
F11_Industrial_Primary Metals_Existing_Space Heating_Natural Gas_Condensing RTU_A_Achievable Economic RVT Potential | F11 | Industrial | Primary Metals | Existing | Space Heating | Natural Gas | Condensing RTU | A | Purchases (Cumulative) | Achievable Economic RVT Potential | 0 | 0 | 0 | 0 | 0 | 0 | 0 | 0 | 0 | 0 | 0 | 0 | 0 | 0 | 0 | 0 | 0 | 0 | 0 | 0 | 0 | 0 | 0
F1_Industrial_Primary Metals_New_Space Heating_Natural Gas_Condensing RTU_A_Achievable Economic RVT Potential | F1 | Industrial | Primary Metals | New | Space Heating | Natural Gas | Condensing RTU | A | Integrated Unit Energy Savings (kWh or therms) | Achievable Economic RVT Potential | 0 | 0 | 33.932 | 33.5599 | 33.3091 | 33.0829 | 32.955 | 32.8093 | 32.6758 | 32.5402 | 32.4482 | 32.3506 | 32.2061 | 32.0751 | 31.9502 | 31.8444 | 31.7451 | 31.615 | 31.5521 | 31.4646 | 31.3944 | 31.3498 | 0
F2_Industrial_Primary Metals_New_Space Heating_Natural Gas_Condensing RTU_A_Achievable Economic RVT Potential | F2 | Industrial | Primary Metals | New | Space Heating | Natural Gas | Condensing RTU | A | Integrated Unit Summer Peak Savings (kW) | Achievable Economic RVT Potential | 0 | 0 | 0 | 0 | 0 | 0 | 0 | 0 | 0 | 0 | 0 | 0 | 0 | 0 | 0 | 0 | 0 | 0 | 0 | 0 | 0 | 0 | 0
F3_Industrial_Primary Metals_New_Space Heating_Natural Gas_Condensing RTU_A_Achievable Economic RVT Potential | F3 | Industrial | Primary Metals | New | Space Heating | Natural Gas | Condensing RTU | A | Integrated Unit Winter Peak Savings (kW) | Achievable Economic RVT Potential | 0 | 0 | 0 | 0 | 0 | 0 | 0 | 0 | 0 | 0 | 0 | 0 | 0 | 0 | 0 | 0 | 0 | 0 | 0 | 0 | 0 | 0 | 0
F4_Industrial_Primary Metals_New_Space Heating_Natural Gas_Condensing RTU_A_Achievable Economic RVT Potential | F4 | Industrial | Primary Metals | New | Space Heating | Natural Gas | Condensing RTU | A | Incremental Energy Savings (MWh or mTherms) | Achievable Economic RVT Potential | 0 | 0 | 0 | 0 | 0 | 0 | 0 | 0 | 0 | 0 | 0 | 0 | 0 | 0 | 0 | 0 | 0 | 0 | 0 | 0 | 0 | 0 | 0
F5_Industrial_Primary Metals_New_Space Heating_Natural Gas_Condensing RTU_A_Achievable Economic RVT Potential | F5 | Industrial | Primary Metals | New | Space Heating | Natural Gas | Condensing RTU | A | Incremental Summer Peak Savings (MW) | Achievable Economic RVT Potential | 0 | 0 | 0 | 0 | 0 | 0 | 0 | 0 | 0 | 0 | 0 | 0 | 0 | 0 | 0 | 0 | 0 | 0 | 0 | 0 | 0 | 0 | 0
F6_Industrial_Primary Metals_New_Space Heating_Natural Gas_Condensing RTU_A_Achievable Economic RVT Potential | F6 | Industrial | Primary Metals | New | Space Heating | Natural Gas | Condensing RTU | A | Incremental Winter Peak Savings (MW) | Achievable Economic RVT Potential | 0 | 0 | 0 | 0 | 0 | 0 | 0 | 0 | 0 | 0 | 0 | 0 | 0 | 0 | 0 | 0 | 0 | 0 | 0 | 0 | 0 | 0 | 0
F7_Industrial_Primary Metals_New_Space Heating_Natural Gas_Condensing RTU_A_Achievable Economic RVT Potential | F7 | Industrial | Primary Metals | New | Space Heating | Natural Gas | Condensing RTU | A | Cumulative Energy Savings (MWh or mTherms) | Achievable Economic RVT Potential | 0 | 0 | 0 | 0 | 0 | 0 | 0 | 0 | 0 | 0 | 0 | 0 | 0 | 0 | 0 | 0 | 0 | 0 | 0 | 0 | 0 | 0 | 0
F8_Industrial_Primary Metals_New_Space Heating_Natural Gas_Condensing RTU_A_Achievable Economic RVT Potential | F8 | Industrial | Primary Metals | New | Space Heating | Natural Gas | Condensing RTU | A | Cumulative Summer Peak Savings (MW) | Achievable Economic RVT Potential | 0 | 0 | 0 | 0 | 0 | 0 | 0 | 0 | 0 | 0 | 0 | 0 | 0 | 0 | 0 | 0 | 0 | 0 | 0 | 0 | 0 | 0 | 0
F9_Industrial_Primary Metals_New_Space Heating_Natural Gas_Condensing RTU_A_Achievable Economic RVT Potential | F9 | Industrial | Primary Metals | New | Space Heating | Natural Gas | Condensing RTU | A | Cumulative Winter Peak Savings (MW) | Achievable Economic RVT Potential | 0 | 0 | 0 | 0 | 0 | 0 | 0 | 0 | 0 | 0 | 0 | 0 | 0 | 0 | 0 | 0 | 0 | 0 | 0 | 0 | 0 | 0 | 0
F10_Industrial_Primary Metals_New_Space Heating_Natural Gas_Condensing RTU_A_Achievable Economic RVT Potential | F10 | Industrial | Primary Metals | New | Space Heating | Natural Gas | Condensing RTU | A | Purchases (Incremental) | Achievable Economic RVT Potential | 0 | 0 | 0 | 0 | 0 | 0 | 0 | 0 | 0 | 0 | 0 | 0 | 0 | 0 | 0 | 0 | 0 | 0 | 0 | 0 | 0 | 0 | 0
F11_Industrial_Primary Metals_New_Space Heating_Natural Gas_Condensing RTU_A_Achievable Economic RVT Potential | F11 | Industrial | Primary Metals | New | Space Heating | Natural Gas | Condensing RTU | A | Purchases (Cumulative) | Achievable Economic RVT Potential | 0 | 0 | 0 | 0 | 0 | 0 | 0 | 0 | 0 | 0 | 0 | 0 | 0 | 0 | 0 | 0 | 0 | 0 | 0 | 0 | 0 | 0 | 0
F1_Industrial_Stone, Clay, and Glass_Existing_Space Heating_Natural Gas_Condensing RTU_A_Achievable Economic RVT Potential | F1 | Industrial | Stone, Clay, and Glass | Existing | Space Heating | Natural Gas | Condensing RTU | A | Integrated Unit Energy Savings (kWh or therms) | Achievable Economic RVT Potential | 0 | 0 | 45.1159 | 44.8473 | 44.5714 | 44.2881 | 43.9968 | 43.6968 | 43.3881 | 43.0706 | 42.7461 | 42.417 | 42.0834 | 41.7449 | 41.4017 | 41.0546 | 40.705 | 40.3754 | 40.0679 | 39.7822 | 39.5181 | 39.2756 | 0
F2_Industrial_Stone, Clay, and Glass_Existing_Space Heating_Natural Gas_Condensing RTU_A_Achievable Economic RVT Potential | F2 | Industrial | Stone, Clay, and Glass | Existing | Space Heating | Natural Gas | Condensing RTU | A | Integrated Unit Summer Peak Savings (kW) | Achievable Economic RVT Potential | 0 | 0 | 0 | 0 | 0 | 0 | 0 | 0 | 0 | 0 | 0 | 0 | 0 | 0 | 0 | 0 | 0 | 0 | 0 | 0 | 0 | 0 | 0
F3_Industrial_Stone, Clay, and Glass_Existing_Space Heating_Natural Gas_Condensing RTU_A_Achievable Economic RVT Potential | F3 | Industrial | Stone, Clay, and Glass | Existing | Space Heating | Natural Gas | Condensing RTU | A | Integrated Unit Winter Peak Savings (kW) | Achievable Economic RVT Potential | 0 | 0 | 0 | 0 | 0 | 0 | 0 | 0 | 0 | 0 | 0 | 0 | 0 | 0 | 0 | 0 | 0 | 0 | 0 | 0 | 0 | 0 | 0
F4_Industrial_Stone, Clay, and Glass_Existing_Space Heating_Natural Gas_Condensing RTU_A_Achievable Economic RVT Potential | F4 | Industrial | Stone, Clay, and Glass | Existing | Space Heating | Natural Gas | Condensing RTU | A | Incremental Energy Savings (MWh or mTherms) | Achievable Economic RVT Potential | 0 | 0 | 0 | 0 | 0 | 0 | 0 | 0 | 0 | 0 | 0 | 0 | 0 | 0 | 0 | 0 | 0 | 0 | 0 | 0 | 0 | 0 | 0
F5_Industrial_Stone, Clay, and Glass_Existing_Space Heating_Natural Gas_Condensing RTU_A_Achievable Economic RVT Potential | F5 | Industrial | Stone, Clay, and Glass | Existing | Space Heating | Natural Gas | Condensing RTU | A | Incremental Summer Peak Savings (MW) | Achievable Economic RVT Potential | 0 | 0 | 0 | 0 | 0 | 0 | 0 | 0 | 0 | 0 | 0 | 0 | 0 | 0 | 0 | 0 | 0 | 0 | 0 | 0 | 0 | 0 | 0
F6_Industrial_Stone, Clay, and Glass_Existing_Space Heating_Natural Gas_Condensing RTU_A_Achievable Economic RVT Potential | F6 | Industrial | Stone, Clay, and Glass | Existing | Space Heating | Natural Gas | Condensing RTU | A | Incremental Winter Peak Savings (MW) | Achievable Economic RVT Potential | 0 | 0 | 0 | 0 | 0 | 0 | 0 | 0 | 0 | 0 | 0 | 0 | 0 | 0 | 0 | 0 | 0 | 0 | 0 | 0 | 0 | 0 | 0
F7_Industrial_Stone, Clay, and Glass_Existing_Space Heating_Natural Gas_Condensing RTU_A_Achievable Economic RVT Potential | F7 | Industrial | Stone, Clay, and Glass | Existing | Space Heating | Natural Gas | Condensing RTU | A | Cumulative Energy Savings (MWh or mTherms) | Achievable Economic RVT Potential | 0 | 0 | 0 | 0 | 0 | 0 | 0 | 0 | 0 | 0 | 0 | 0 | 0 | 0 | 0 | 0 | 0 | 0 | 0 | 0 | 0 | 0 | 0
F8_Industrial_Stone, Clay, and Glass_Existing_Space Heating_Natural Gas_Condensing RTU_A_Achievable Economic RVT Potential | F8 | Industrial | Stone, Clay, and Glass | Existing | Space Heating | Natural Gas | Condensing RTU | A | Cumulative Summer Peak Savings (MW) | Achievable Economic RVT Potential | 0 | 0 | 0 | 0 | 0 | 0 | 0 | 0 | 0 | 0 | 0 | 0 | 0 | 0 | 0 | 0 | 0 | 0 | 0 | 0 | 0 | 0 | 0
F9_Industrial_Stone, Clay, and Glass_Existing_Space Heating_Natural Gas_Condensing RTU_A_Achievable Economic RVT Potential | F9 | Industrial | Stone, Clay, and Glass | Existing | Space Heating | Natural Gas | Condensing RTU | A | Cumulative Winter Peak Savings (MW) | Achievable Economic RVT Potential | 0 | 0 | 0 | 0 | 0 | 0 | 0 | 0 | 0 | 0 | 0 | 0 | 0 | 0 | 0 | 0 | 0 | 0 | 0 | 0 | 0 | 0 | 0
F10_Industrial_Stone, Clay, and Glass_Existing_Space Heating_Natural Gas_Condensing RTU_A_Achievable Economic RVT Potential | F10 | Industrial | Stone, Clay, and Glass | Existing | Space Heating | Natural Gas | Condensing RTU | A | Purchases (Incremental) | Achievable Economic RVT Potential | 0 | 0 | 0 | 0 | 0 | 0 | 0 | 0 | 0 | 0 | 0 | 0 | 0 | 0 | 0 | 0 | 0 | 0 | 0 | 0 | 0 | 0 | 0
F11_Industrial_Stone, Clay, and Glass_Existing_Space Heating_Natural Gas_Condensing RTU_A_Achievable Economic RVT Potential | F11 | Industrial | Stone, Clay, and Glass | Existing | Space Heating | Natural Gas | Condensing RTU | A | Purchases (Cumulative) | Achievable Economic RVT Potential | 0 | 0 | 0 | 0 | 0 | 0 | 0 | 0 | 0 | 0 | 0 | 0 | 0 | 0 | 0 | 0 | 0 | 0 | 0 | 0 | 0 | 0 | 0
F1_Industrial_Stone, Clay, and Glass_New_Space Heating_Natural Gas_Condensing RTU_A_Achievable Economic RVT Potential | F1 | Industrial | Stone, Clay, and Glass | New | Space Heating | Natural Gas | Condensing RTU | A | Integrated Unit Energy Savings (kWh or therms) | Achievable Economic RVT Potential | 0 | 0 | 39.9049 | 39.4673 | 39.1724 | 38.9063 | 38.756 | 38.5845 | 38.4275 | 38.2682 | 38.1599 | 38.0451 | 37.8752 | 37.7212 | 37.5742 | 37.4499 | 37.333 | 37.18 | 37.1061 | 37.0032 | 36.9206 | 36.8681 | 0
F2_Industrial_Stone, Clay, and Glass_New_Space Heating_Natural Gas_Condensing RTU_A_Achievable Economic RVT Potential | F2 | Industrial | Stone, Clay, and Glass | New | Space Heating | Natural Gas | Condensing RTU | A | Integrated Unit Summer Peak Savings (kW) | Achievable Economic RVT Potential | 0 | 0 | 0 | 0 | 0 | 0 | 0 | 0 | 0 | 0 | 0 | 0 | 0 | 0 | 0 | 0 | 0 | 0 | 0 | 0 | 0 | 0 | 0
F3_Industrial_Stone, Clay, and Glass_New_Space Heating_Natural Gas_Condensing RTU_A_Achievable Economic RVT Potential | F3 | Industrial | Stone, Clay, and Glass | New | Space Heating | Natural Gas | Condensing RTU | A | Integrated Unit Winter Peak Savings (kW) | Achievable Economic RVT Potential | 0 | 0 | 0 | 0 | 0 | 0 | 0 | 0 | 0 | 0 | 0 | 0 | 0 | 0 | 0 | 0 | 0 | 0 | 0 | 0 | 0 | 0 | 0
F4_Industrial_Stone, Clay, and Glass_New_Space Heating_Natural Gas_Condensing RTU_A_Achievable Economic RVT Potential | F4 | Industrial | Stone, Clay, and Glass | New | Space Heating | Natural Gas | Condensing RTU | A | Incremental Energy Savings (MWh or mTherms) | Achievable Economic RVT Potential | 0 | 0 | 0 | 0 | 0 | 0 | 0 | 0 | 0 | 0 | 0 | 0 | 0 | 0 | 0 | 0 | 0 | 0 | 0 | 0 | 0 | 0 | 0
F5_Industrial_Stone, Clay, and Glass_New_Space Heating_Natural Gas_Condensing RTU_A_Achievable Economic RVT Potential | F5 | Industrial | Stone, Clay, and Glass | New | Space Heating | Natural Gas | Condensing RTU | A | Incremental Summer Peak Savings (MW) | Achievable Economic RVT Potential | 0 | 0 | 0 | 0 | 0 | 0 | 0 | 0 | 0 | 0 | 0 | 0 | 0 | 0 | 0 | 0 | 0 | 0 | 0 | 0 | 0 | 0 | 0
F6_Industrial_Stone, Clay, and Glass_New_Space Heating_Natural Gas_Condensing RTU_A_Achievable Economic RVT Potential | F6 | Industrial | Stone, Clay, and Glass | New | Space Heating | Natural Gas | Condensing RTU | A | Incremental Winter Peak Savings (MW) | Achievable Economic RVT Potential | 0 | 0 | 0 | 0 | 0 | 0 | 0 | 0 | 0 | 0 | 0 | 0 | 0 | 0 | 0 | 0 | 0 | 0 | 0 | 0 | 0 | 0 | 0
F7_Industrial_Stone, Clay, and Glass_New_Space Heating_Natural Gas_Condensing RTU_A_Achievable Economic RVT Potential | F7 | Industrial | Stone, Clay, and Glass | New | Space Heating | Natural Gas | Condensing RTU | A | Cumulative Energy Savings (MWh or mTherms) | Achievable Economic RVT Potential | 0 | 0 | 0 | 0 | 0 | 0 | 0 | 0 | 0 | 0 | 0 | 0 | 0 | 0 | 0 | 0 | 0 | 0 | 0 | 0 | 0 | 0 | 0
F8_Industrial_Stone, Clay, and Glass_New_Space Heating_Natural Gas_Condensing RTU_A_Achievable Economic RVT Potential | F8 | Industrial | Stone, Clay, and Glass | New | Space Heating | Natural Gas | Condensing RTU | A | Cumulative Summer Peak Savings (MW) | Achievable Economic RVT Potential | 0 | 0 | 0 | 0 | 0 | 0 | 0 | 0 | 0 | 0 | 0 | 0 | 0 | 0 | 0 | 0 | 0 | 0 | 0 | 0 | 0 | 0 | 0
F9_Industrial_Stone, Clay, and Glass_New_Space Heating_Natural Gas_Condensing RTU_A_Achievable Economic RVT Potential | F9 | Industrial | Stone, Clay, and Glass | New | Space Heating | Natural Gas | Condensing RTU | A | Cumulative Winter Peak Savings (MW) | Achievable Economic RVT Potential | 0 | 0 | 0 | 0 | 0 | 0 | 0 | 0 | 0 | 0 | 0 | 0 | 0 | 0 | 0 | 0 | 0 | 0 | 0 | 0 | 0 | 0 | 0
F10_Industrial_Stone, Clay, and Glass_New_Space Heating_Natural Gas_Condensing RTU_A_Achievable Economic RVT Potential | F10 | Industrial | Stone, Clay, and Glass | New | Space Heating | Natural Gas | Condensing RTU | A | Purchases (Incremental) | Achievable Economic RVT Potential | 0 | 0 | 0 | 0 | 0 | 0 | 0 | 0 | 0 | 0 | 0 | 0 | 0 | 0 | 0 | 0 | 0 | 0 | 0 | 0 | 0 | 0 | 0
F11_Industrial_Stone, Clay, and Glass_New_Space Heating_Natural Gas_Condensing RTU_A_Achievable Economic RVT Potential | F11 | Industrial | Stone, Clay, and Glass | New | Space Heating | Natural Gas | Condensing RTU | A | Purchases (Cumulative) | Achievable Economic RVT Potential | 0 | 0 | 0 | 0 | 0 | 0 | 0 | 0 | 0 | 0 | 0 | 0 | 0 | 0 | 0 | 0 | 0 | 0 | 0 | 0 | 0 | 0 | 0
F1_Industrial_Petroleum_Existing_Space Heating_Natural Gas_Condensing RTU_A_Achievable Economic RVT Potential | F1 | Industrial | Petroleum | Existing | Space Heating | Natural Gas | Condensing RTU | A | Integrated Unit Energy Savings (kWh or therms) | Achievable Economic RVT Potential | 0 | 0 | 9527.3391 | 9467.6565 | 9406.5493 | 9344.7329 | 9282.7805 | 9221.3256 | 9160.8997 | 9101.9346 | 9044.798 | 8989.8199 | 8937.1166 | 8886.5667 | 8838.0429 | 8791.4215 | 8746.5832 | 8703.4084 | 8661.8115 | 8621.515 | 8582.4163 | 8544.4192 | 0
F2_Industrial_Petroleum_Existing_Space Heating_Natural Gas_Condensing RTU_A_Achievable Economic RVT Potential | F2 | Industrial | Petroleum | Existing | Space Heating | Natural Gas | Condensing RTU | A | Integrated Unit Summer Peak Savings (kW) | Achievable Economic RVT Potential | 0 | 0 | 0 | 0 | 0 | 0 | 0 | 0 | 0 | 0 | 0 | 0 | 0 | 0 | 0 | 0 | 0 | 0 | 0 | 0 | 0 | 0 | 0
F3_Industrial_Petroleum_Existing_Space Heating_Natural Gas_Condensing RTU_A_Achievable Economic RVT Potential | F3 | Industrial | Petroleum | Existing | Space Heating | Natural Gas | Condensing RTU | A | Integrated Unit Winter Peak Savings (kW) | Achievable Economic RVT Potential | 0 | 0 | 0 | 0 | 0 | 0 | 0 | 0 | 0 | 0 | 0 | 0 | 0 | 0 | 0 | 0 | 0 | 0 | 0 | 0 | 0 | 0 | 0
F4_Industrial_Petroleum_Existing_Space Heating_Natural Gas_Condensing RTU_A_Achievable Economic RVT Potential | F4 | Industrial | Petroleum | Existing | Space Heating | Natural Gas | Condensing RTU | A | Incremental Energy Savings (MWh or mTherms) | Achievable Economic RVT Potential | 0 | 0 | 0 | 0 | 0 | 0 | 0 | 0 | 0 | 0 | 0 | 0 | 0 | 0 | 0 | 0 | 0 | 0 | 0 | 0 | 0 | 0 | 0
F5_Industrial_Petroleum_Existing_Space Heating_Natural Gas_Condensing RTU_A_Achievable Economic RVT Potential | F5 | Industrial | Petroleum | Existing | Space Heating | Natural Gas | Condensing RTU | A | Incremental Summer Peak Savings (MW) | Achievable Economic RVT Potential | 0 | 0 | 0 | 0 | 0 | 0 | 0 | 0 | 0 | 0 | 0 | 0 | 0 | 0 | 0 | 0 | 0 | 0 | 0 | 0 | 0 | 0 | 0
F6_Industrial_Petroleum_Existing_Space Heating_Natural Gas_Condensing RTU_A_Achievable Economic RVT Potential | F6 | Industrial | Petroleum | Existing | Space Heating | Natural Gas | Condensing RTU | A | Incremental Winter Peak Savings (MW) | Achievable Economic RVT Potential | 0 | 0 | 0 | 0 | 0 | 0 | 0 | 0 | 0 | 0 | 0 | 0 | 0 | 0 | 0 | 0 | 0 | 0 | 0 | 0 | 0 | 0 | 0
F7_Industrial_Petroleum_Existing_Space Heating_Natural Gas_Condensing RTU_A_Achievable Economic RVT Potential | F7 | Industrial | Petroleum | Existing | Space Heating | Natural Gas | Condensing RTU | A | Cumulative Energy Savings (MWh or mTherms) | Achievable Economic RVT Potential | 0 | 0 | 0 | 0 | 0 | 0 | 0 | 0 | 0 | 0 | 0 | 0 | 0 | 0 | 0 | 0 | 0 | 0 | 0 | 0 | 0 | 0 | 0
F8_Industrial_Petroleum_Existing_Space Heating_Natural Gas_Condensing RTU_A_Achievable Economic RVT Potential | F8 | Industrial | Petroleum | Existing | Space Heating | Natural Gas | Condensing RTU | A | Cumulative Summer Peak Savings (MW) | Achievable Economic RVT Potential | 0 | 0 | 0 | 0 | 0 | 0 | 0 | 0 | 0 | 0 | 0 | 0 | 0 | 0 | 0 | 0 | 0 | 0 | 0 | 0 | 0 | 0 | 0
F9_Industrial_Petroleum_Existing_Space Heating_Natural Gas_Condensing RTU_A_Achievable Economic RVT Potential | F9 | Industrial | Petroleum | Existing | Space Heating | Natural Gas | Condensing RTU | A | Cumulative Winter Peak Savings (MW) | Achievable Economic RVT Potential | 0 | 0 | 0 | 0 | 0 | 0 | 0 | 0 | 0 | 0 | 0 | 0 | 0 | 0 | 0 | 0 | 0 | 0 | 0 | 0 | 0 | 0 | 0
F10_Industrial_Petroleum_Existing_Space Heating_Natural Gas_Condensing RTU_A_Achievable Economic RVT Potential | F10 | Industrial | Petroleum | Existing | Space Heating | Natural Gas | Condensing RTU | A | Purchases (Incremental) | Achievable Economic RVT Potential | 0 | 0 | 0 | 0 | 0 | 0 | 0 | 0 | 0 | 0 | 0 | 0 | 0 | 0 | 0 | 0 | 0 | 0 | 0 | 0 | 0 | 0 | 0
F11_Industrial_Petroleum_Existing_Space Heating_Natural Gas_Condensing RTU_A_Achievable Economic RVT Potential | F11 | Industrial | Petroleum | Existing | Space Heating | Natural Gas | Condensing RTU | A | Purchases (Cumulative) | Achievable Economic RVT Potential | 0 | 0 | 0 | 0 | 0 | 0 | 0 | 0 | 0 | 0 | 0 | 0 | 0 | 0 | 0 | 0 | 0 | 0 | 0 | 0 | 0 | 0 | 0
F1_Industrial_Petroleum_New_Space Heating_Natural Gas_Condensing RTU_A_Achievable Economic RVT Potential | F1 | Industrial | Petroleum | New | Space Heating | Natural Gas | Condensing RTU | A | Integrated Unit Energy Savings (kWh or therms) | Achievable Economic RVT Potential | 0 | 0 | 8428.5942 | 8343.6804 | 8295.3701 | 8258.5523 | 8240.7974 | 8223.1102 | 8208.5504 | 8194.9772 | 8186.3736 | 8177.7413 | 8170.3277 | 8162.8556 | 8158.3508 | 8153.3907 | 8148.9314 | 8144.2802 | 8141.5089 | 8137.8149 | 8134.5466 | 8131.1967 | 0
F2_Industrial_Petroleum_New_Space Heating_Natural Gas_Condensing RTU_A_Achievable Economic RVT Potential | F2 | Industrial | Petroleum | New | Space Heating | Natural Gas | Condensing RTU | A | Integrated Unit Summer Peak Savings (kW) | Achievable Economic RVT Potential | 0 | 0 | 0 | 0 | 0 | 0 | 0 | 0 | 0 | 0 | 0 | 0 | 0 | 0 | 0 | 0 | 0 | 0 | 0 | 0 | 0 | 0 | 0
F3_Industrial_Petroleum_New_Space Heating_Natural Gas_Condensing RTU_A_Achievable Economic RVT Potential | F3 | Industrial | Petroleum | New | Space Heating | Natural Gas | Condensing RTU | A | Integrated Unit Winter Peak Savings (kW) | Achievable Economic RVT Potential | 0 | 0 | 0 | 0 | 0 | 0 | 0 | 0 | 0 | 0 | 0 | 0 | 0 | 0 | 0 | 0 | 0 | 0 | 0 | 0 | 0 | 0 | 0
F4_Industrial_Petroleum_New_Space Heating_Natural Gas_Condensing RTU_A_Achievable Economic RVT Potential | F4 | Industrial | Petroleum | New | Space Heating | Natural Gas | Condensing RTU | A | Incremental Energy Savings (MWh or mTherms) | Achievable Economic RVT Potential | 0 | 0 | 0 | 0 | 0 | 0 | 0 | 0 | 0 | 0 | 0 | 0 | 0 | 0 | 0 | 0 | 0 | 0 | 0 | 0 | 0 | 0 | 0
F5_Industrial_Petroleum_New_Space Heating_Natural Gas_Condensing RTU_A_Achievable Economic RVT Potential | F5 | Industrial | Petroleum | New | Space Heating | Natural Gas | Condensing RTU | A | Incremental Summer Peak Savings (MW) | Achievable Economic RVT Potential | 0 | 0 | 0 | 0 | 0 | 0 | 0 | 0 | 0 | 0 | 0 | 0 | 0 | 0 | 0 | 0 | 0 | 0 | 0 | 0 | 0 | 0 | 0
F6_Industrial_Petroleum_New_Space Heating_Natural Gas_Condensing RTU_A_Achievable Economic RVT Potential | F6 | Industrial | Petroleum | New | Space Heating | Natural Gas | Condensing RTU | A | Incremental Winter Peak Savings (MW) | Achievable Economic RVT Potential | 0 | 0 | 0 | 0 | 0 | 0 | 0 | 0 | 0 | 0 | 0 | 0 | 0 | 0 | 0 | 0 | 0 | 0 | 0 | 0 | 0 | 0 | 0
F7_Industrial_Petroleum_New_Space Heating_Natural Gas_Condensing RTU_A_Achievable Economic RVT Potential | F7 | Industrial | Petroleum | New | Space Heating | Natural Gas | Condensing RTU | A | Cumulative Energy Savings (MWh or mTherms) | Achievable Economic RVT Potential | 0 | 0 | 0 | 0 | 0 | 0 | 0 | 0 | 0 | 0 | 0 | 0 | 0 | 0 | 0 | 0 | 0 | 0 | 0 | 0 | 0 | 0 | 0
F8_Industrial_Petroleum_New_Space Heating_Natural Gas_Condensing RTU_A_Achievable Economic RVT Potential | F8 | Industrial | Petroleum | New | Space Heating | Natural Gas | Condensing RTU | A | Cumulative Summer Peak Savings (MW) | Achievable Economic RVT Potential | 0 | 0 | 0 | 0 | 0 | 0 | 0 | 0 | 0 | 0 | 0 | 0 | 0 | 0 | 0 | 0 | 0 | 0 | 0 | 0 | 0 | 0 | 0
F9_Industrial_Petroleum_New_Space Heating_Natural Gas_Condensing RTU_A_Achievable Economic RVT Potential | F9 | Industrial | Petroleum | New | Space Heating | Natural Gas | Condensing RTU | A | Cumulative Winter Peak Savings (MW) | Achievable Economic RVT Potential | 0 | 0 | 0 | 0 | 0 | 0 | 0 | 0 | 0 | 0 | 0 | 0 | 0 | 0 | 0 | 0 | 0 | 0 | 0 | 0 | 0 | 0 | 0
F10_Industrial_Petroleum_New_Space Heating_Natural Gas_Condensing RTU_A_Achievable Economic RVT Potential | F10 | Industrial | Petroleum | New | Space Heating | Natural Gas | Condensing RTU | A | Purchases (Incremental) | Achievable Economic RVT Potential | 0 | 0 | 0 | 0 | 0 | 0 | 0 | 0 | 0 | 0 | 0 | 0 | 0 | 0 | 0 | 0 | 0 | 0 | 0 | 0 | 0 | 0 | 0
F11_Industrial_Petroleum_New_Space Heating_Natural Gas_Condensing RTU_A_Achievable Economic RVT Potential | F11 | Industrial | Petroleum | New | Space Heating | Natural Gas | Condensing RTU | A | Purchases (Cumulative) | Achievable Economic RVT Potential | 0 | 0 | 0 | 0 | 0 | 0 | 0 | 0 | 0 | 0 | 0 | 0 | 0 | 0 | 0 | 0 | 0 | 0 | 0 | 0 | 0 | 0 | 0
F1_Industrial_Paper and Printing_Existing_Space Heating_Natural Gas_Condensing RTU_A_Achievable Economic RVT Potential | F1 | Industrial | Paper and Printing | Existing | Space Heating | Natural Gas | Condensing RTU | A | Integrated Unit Energy Savings (kWh or therms) | Achievable Economic RVT Potential | 0 | 0 | 135.1338 | 134.3292 | 133.5027 | 132.6544 | 131.7818 | 130.8833 | 129.9586 | 129.0075 | 128.0357 | 127.0497 | 126.0506 | 125.0368 | 124.0088 | 122.9691 | 121.9219 | 120.9347 | 120.0136 | 119.1581 | 118.367 | 117.6406 | 0
F2_Industrial_Paper and Printing_Existing_Space Heating_Natural Gas_Condensing RTU_A_Achievable Economic RVT Potential | F2 | Industrial | Paper and Printing | Existing | Space Heating | Natural Gas | Condensing RTU | A | Integrated Unit Summer Peak Savings (kW) | Achievable Economic RVT Potential | 0 | 0 | 0 | 0 | 0 | 0 | 0 | 0 | 0 | 0 | 0 | 0 | 0 | 0 | 0 | 0 | 0 | 0 | 0 | 0 | 0 | 0 | 0
F3_Industrial_Paper and Printing_Existing_Space Heating_Natural Gas_Condensing RTU_A_Achievable Economic RVT Potential | F3 | Industrial | Paper and Printing | Existing | Space Heating | Natural Gas | Condensing RTU | A | Integrated Unit Winter Peak Savings (kW) | Achievable Economic RVT Potential | 0 | 0 | 0 | 0 | 0 | 0 | 0 | 0 | 0 | 0 | 0 | 0 | 0 | 0 | 0 | 0 | 0 | 0 | 0 | 0 | 0 | 0 | 0
F4_Industrial_Paper and Printing_Existing_Space Heating_Natural Gas_Condensing RTU_A_Achievable Economic RVT Potential | F4 | Industrial | Paper and Printing | Existing | Space Heating | Natural Gas | Condensing RTU | A | Incremental Energy Savings (MWh or mTherms) | Achievable Economic RVT Potential | 0 | 0 | 0 | 0 | 0 | 0 | 0 | 0 | 0 | 0 | 0 | 0 | 0 | 0 | 0 | 0 | 0 | 0 | 0 | 0 | 0 | 0 | 0
F5_Industrial_Paper and Printing_Existing_Space Heating_Natural Gas_Condensing RTU_A_Achievable Economic RVT Potential | F5 | Industrial | Paper and Printing | Existing | Space Heating | Natural Gas | Condensing RTU | A | Incremental Summer Peak Savings (MW) | Achievable Economic RVT Potential | 0 | 0 | 0 | 0 | 0 | 0 | 0 | 0 | 0 | 0 | 0 | 0 | 0 | 0 | 0 | 0 | 0 | 0 | 0 | 0 | 0 | 0 | 0
F6_Industrial_Paper and Printing_Existing_Space Heating_Natural Gas_Condensing RTU_A_Achievable Economic RVT Potential | F6 | Industrial | Paper and Printing | Existing | Space Heating | Natural Gas | Condensing RTU | A | Incremental Winter Peak Savings (MW) | Achievable Economic RVT Potential | 0 | 0 | 0 | 0 | 0 | 0 | 0 | 0 | 0 | 0 | 0 | 0 | 0 | 0 | 0 | 0 | 0 | 0 | 0 | 0 | 0 | 0 | 0
F7_Industrial_Paper and Printing_Existing_Space Heating_Natural Gas_Condensing RTU_A_Achievable Economic RVT Potential | F7 | Industrial | Paper and Printing | Existing | Space Heating | Natural Gas | Condensing RTU | A | Cumulative Energy Savings (MWh or mTherms) | Achievable Economic RVT Potential | 0 | 0 | 0 | 0 | 0 | 0 | 0 | 0 | 0 | 0 | 0 | 0 | 0 | 0 | 0 | 0 | 0 | 0 | 0 | 0 | 0 | 0 | 0
F8_Industrial_Paper and Printing_Existing_Space Heating_Natural Gas_Condensing RTU_A_Achievable Economic RVT Potential | F8 | Industrial | Paper and Printing | Existing | Space Heating | Natural Gas | Condensing RTU | A | Cumulative Summer Peak Savings (MW) | Achievable Economic RVT Potential | 0 | 0 | 0 | 0 | 0 | 0 | 0 | 0 | 0 | 0 | 0 | 0 | 0 | 0 | 0 | 0 | 0 | 0 | 0 | 0 | 0 | 0 | 0
F9_Industrial_Paper and Printing_Existing_Space Heating_Natural Gas_Condensing RTU_A_Achievable Economic RVT Potential | F9 | Industrial | Paper and Printing | Existing | Space Heating | Natural Gas | Condensing RTU | A | Cumulative Winter Peak Savings (MW) | Achievable Economic RVT Potential | 0 | 0 | 0 | 0 | 0 | 0 | 0 | 0 | 0 | 0 | 0 | 0 | 0 | 0 | 0 | 0 | 0 | 0 | 0 | 0 | 0 | 0 | 0
F10_Industrial_Paper and Printing_Existing_Space Heating_Natural Gas_Condensing RTU_A_Achievable Economic RVT Potential | F10 | Industrial | Paper and Printing | Existing | Space Heating | Natural Gas | Condensing RTU | A | Purchases (Incremental) | Achievable Economic RVT Potential | 0 | 0 | 0 | 0 | 0 | 0 | 0 | 0 | 0 | 0 | 0 | 0 | 0 | 0 | 0 | 0 | 0 | 0 | 0 | 0 | 0 | 0 | 0
F11_Industrial_Paper and Printing_Existing_Space Heating_Natural Gas_Condensing RTU_A_Achievable Economic RVT Potential | F11 | Industrial | Paper and Printing | Existing | Space Heating | Natural Gas | Condensing RTU | A | Purchases (Cumulative) | Achievable Economic RVT Potential | 0 | 0 | 0 | 0 | 0 | 0 | 0 | 0 | 0 | 0 | 0 | 0 | 0 | 0 | 0 | 0 | 0 | 0 | 0 | 0 | 0 | 0 | 0
F1_Industrial_Paper and Printing_New_Space Heating_Natural Gas_Condensing RTU_A_Achievable Economic RVT Potential | F1 | Industrial | Paper and Printing | New | Space Heating | Natural Gas | Condensing RTU | A | Integrated Unit Energy Savings (kWh or therms) | Achievable Economic RVT Potential | 0 | 0 | 119.5253 | 118.2147 | 117.3314 | 116.5345 | 116.0842 | 115.5706 | 115.1004 | 114.623 | 114.2987 | 113.955 | 113.4461 | 112.9846 | 112.5445 | 112.172 | 111.822 | 111.3638 | 111.1422 | 110.8342 | 110.5867 | 110.4295 | 0
F2_Industrial_Paper and Printing_New_Space Heating_Natural Gas_Condensing RTU_A_Achievable Economic RVT Potential | F2 | Industrial | Paper and Printing | New | Space Heating | Natural Gas | Condensing RTU | A | Integrated Unit Summer Peak Savings (kW) | Achievable Economic RVT Potential | 0 | 0 | 0 | 0 | 0 | 0 | 0 | 0 | 0 | 0 | 0 | 0 | 0 | 0 | 0 | 0 | 0 | 0 | 0 | 0 | 0 | 0 | 0
F3_Industrial_Paper and Printing_New_Space Heating_Natural Gas_Condensing RTU_A_Achievable Economic RVT Potential | F3 | Industrial | Paper and Printing | New | Space Heating | Natural Gas | Condensing RTU | A | Integrated Unit Winter Peak Savings (kW) | Achievable Economic RVT Potential | 0 | 0 | 0 | 0 | 0 | 0 | 0 | 0 | 0 | 0 | 0 | 0 | 0 | 0 | 0 | 0 | 0 | 0 | 0 | 0 | 0 | 0 | 0
F4_Industrial_Paper and Printing_New_Space Heating_Natural Gas_Condensing RTU_A_Achievable Economic RVT Potential | F4 | Industrial | Paper and Printing | New | Space Heating | Natural Gas | Condensing RTU | A | Incremental Energy Savings (MWh or mTherms) | Achievable Economic RVT Potential | 0 | 0 | 0 | 0 | 0 | 0 | 0 | 0 | 0 | 0 | 0 | 0 | 0 | 0 | 0 | 0 | 0 | 0 | 0 | 0 | 0 | 0 | 0
F5_Industrial_Paper and Printing_New_Space Heating_Natural Gas_Condensing RTU_A_Achievable Economic RVT Potential | F5 | Industrial | Paper and Printing | New | Space Heating | Natural Gas | Condensing RTU | A | Incremental Summer Peak Savings (MW) | Achievable Economic RVT Potential | 0 | 0 | 0 | 0 | 0 | 0 | 0 | 0 | 0 | 0 | 0 | 0 | 0 | 0 | 0 | 0 | 0 | 0 | 0 | 0 | 0 | 0 | 0
F6_Industrial_Paper and Printing_New_Space Heating_Natural Gas_Condensing RTU_A_Achievable Economic RVT Potential | F6 | Industrial | Paper and Printing | New | Space Heating | Natural Gas | Condensing RTU | A | Incremental Winter Peak Savings (MW) | Achievable Economic RVT Potential | 0 | 0 | 0 | 0 | 0 | 0 | 0 | 0 | 0 | 0 | 0 | 0 | 0 | 0 | 0 | 0 | 0 | 0 | 0 | 0 | 0 | 0 | 0
F7_Industrial_Paper and Printing_New_Space Heating_Natural Gas_Condensing RTU_A_Achievable Economic RVT Potential | F7 | Industrial | Paper and Printing | New | Space Heating | Natural Gas | Condensing RTU | A | Cumulative Energy Savings (MWh or mTherms) | Achievable Economic RVT Potential | 0 | 0 | 0 | 0 | 0 | 0 | 0 | 0 | 0 | 0 | 0 | 0 | 0 | 0 | 0 | 0 | 0 | 0 | 0 | 0 | 0 | 0 | 0
F8_Industrial_Paper and Printing_New_Space Heating_Natural Gas_Condensing RTU_A_Achievable Economic RVT Potential | F8 | Industrial | Paper and Printing | New | Space Heating | Natural Gas | Condensing RTU | A | Cumulative Summer Peak Savings (MW) | Achievable Economic RVT Potential | 0 | 0 | 0 | 0 | 0 | 0 | 0 | 0 | 0 | 0 | 0 | 0 | 0 | 0 | 0 | 0 | 0 | 0 | 0 | 0 | 0 | 0 | 0
F9_Industrial_Paper and Printing_New_Space Heating_Natural Gas_Condensing RTU_A_Achievable Economic RVT Potential | F9 | Industrial | Paper and Printing | New | Space Heating | Natural Gas | Condensing RTU | A | Cumulative Winter Peak Savings (MW) | Achievable Economic RVT Potential | 0 | 0 | 0 | 0 | 0 | 0 | 0 | 0 | 0 | 0 | 0 | 0 | 0 | 0 | 0 | 0 | 0 | 0 | 0 | 0 | 0 | 0 | 0
F10_Industrial_Paper and Printing_New_Space Heating_Natural Gas_Condensing RTU_A_Achievable Economic RVT Potential | F10 | Industrial | Paper and Printing | New | Space Heating | Natural Gas | Condensing RTU | A | Purchases (Incremental) | Achievable Economic RVT Potential | 0 | 0 | 0 | 0 | 0 | 0 | 0 | 0 | 0 | 0 | 0 | 0 | 0 | 0 | 0 | 0 | 0 | 0 | 0 | 0 | 0 | 0 | 0
F11_Industrial_Paper and Printing_New_Space Heating_Natural Gas_Condensing RTU_A_Achievable Economic RVT Potential | F11 | Industrial | Paper and Printing | New | Space Heating | Natural Gas | Condensing RTU | A | Purchases (Cumulative) | Achievable Economic RVT Potential | 0 | 0 | 0 | 0 | 0 | 0 | 0 | 0 | 0 | 0 | 0 | 0 | 0 | 0 | 0 | 0 | 0 | 0 | 0 | 0 | 0 | 0 | 0
F1_Industrial_Instruments_Existing_Space Heating_Natural Gas_Condensing RTU_A_Achievable Economic RVT Potential | F1 | Industrial | Instruments | Existing | Space Heating | Natural Gas | Condensing RTU | A | Integrated Unit Energy Savings (kWh or therms) | Achievable Economic RVT Potential | 0 | 0 | 6.9472 | 6.9058 | 6.8633 | 6.8197 | 6.7749 | 6.7287 | 6.6811 | 6.6322 | 6.5823 | 6.5316 | 6.4802 | 6.4281 | 6.3753 | 6.3218 | 6.268 | 6.2172 | 6.1699 | 6.1259 | 6.0852 | 6.0479 | 0
F2_Industrial_Instruments_Existing_Space Heating_Natural Gas_Condensing RTU_A_Achievable Economic RVT Potential | F2 | Industrial | Instruments | Existing | Space Heating | Natural Gas | Condensing RTU | A | Integrated Unit Summer Peak Savings (kW) | Achievable Economic RVT Potential | 0 | 0 | 0 | 0 | 0 | 0 | 0 | 0 | 0 | 0 | 0 | 0 | 0 | 0 | 0 | 0 | 0 | 0 | 0 | 0 | 0 | 0 | 0
F3_Industrial_Instruments_Existing_Space Heating_Natural Gas_Condensing RTU_A_Achievable Economic RVT Potential | F3 | Industrial | Instruments | Existing | Space Heating | Natural Gas | Condensing RTU | A | Integrated Unit Winter Peak Savings (kW) | Achievable Economic RVT Potential | 0 | 0 | 0 | 0 | 0 | 0 | 0 | 0 | 0 | 0 | 0 | 0 | 0 | 0 | 0 | 0 | 0 | 0 | 0 | 0 | 0 | 0 | 0
F4_Industrial_Instruments_Existing_Space Heating_Natural Gas_Condensing RTU_A_Achievable Economic RVT Potential | F4 | Industrial | Instruments | Existing | Space Heating | Natural Gas | Condensing RTU | A | Incremental Energy Savings (MWh or mTherms) | Achievable Economic RVT Potential | 0 | 0 | 0 | 0 | 0 | 0 | 0 | 0 | 0 | 0 | 0 | 0 | 0 | 0 | 0 | 0 | 0 | 0 | 0 | 0 | 0 | 0 | 0
F5_Industrial_Instruments_Existing_Space Heating_Natural Gas_Condensing RTU_A_Achievable Economic RVT Potential | F5 | Industrial | Instruments | Existing | Space Heating | Natural Gas | Condensing RTU | A | Incremental Summer Peak Savings (MW) | Achievable Economic RVT Potential | 0 | 0 | 0 | 0 | 0 | 0 | 0 | 0 | 0 | 0 | 0 | 0 | 0 | 0 | 0 | 0 | 0 | 0 | 0 | 0 | 0 | 0 | 0
F6_Industrial_Instruments_Existing_Space Heating_Natural Gas_Condensing RTU_A_Achievable Economic RVT Potential | F6 | Industrial | Instruments | Existing | Space Heating | Natural Gas | Condensing RTU | A | Incremental Winter Peak Savings (MW) | Achievable Economic RVT Potential | 0 | 0 | 0 | 0 | 0 | 0 | 0 | 0 | 0 | 0 | 0 | 0 | 0 | 0 | 0 | 0 | 0 | 0 | 0 | 0 | 0 | 0 | 0
F7_Industrial_Instruments_Existing_Space Heating_Natural Gas_Condensing RTU_A_Achievable Economic RVT Potential | F7 | Industrial | Instruments | Existing | Space Heating | Natural Gas | Condensing RTU | A | Cumulative Energy Savings (MWh or mTherms) | Achievable Economic RVT Potential | 0 | 0 | 0 | 0 | 0 | 0 | 0 | 0 | 0 | 0 | 0 | 0 | 0 | 0 | 0 | 0 | 0 | 0 | 0 | 0 | 0 | 0 | 0
F8_Industrial_Instruments_Existing_Space Heating_Natural Gas_Condensing RTU_A_Achievable Economic RVT Potential | F8 | Industrial | Instruments | Existing | Space Heating | Natural Gas | Condensing RTU | A | Cumulative Summer Peak Savings (MW) | Achievable Economic RVT Potential | 0 | 0 | 0 | 0 | 0 | 0 | 0 | 0 | 0 | 0 | 0 | 0 | 0 | 0 | 0 | 0 | 0 | 0 | 0 | 0 | 0 | 0 | 0
F9_Industrial_Instruments_Existing_Space Heating_Natural Gas_Condensing RTU_A_Achievable Economic RVT Potential | F9 | Industrial | Instruments | Existing | Space Heating | Natural Gas | Condensing RTU | A | Cumulative Winter Peak Savings (MW) | Achievable Economic RVT Potential | 0 | 0 | 0 | 0 | 0 | 0 | 0 | 0 | 0 | 0 | 0 | 0 | 0 | 0 | 0 | 0 | 0 | 0 | 0 | 0 | 0 | 0 | 0
F10_Industrial_Instruments_Existing_Space Heating_Natural Gas_Condensing RTU_A_Achievable Economic RVT Potential | F10 | Industrial | Instruments | Existing | Space Heating | Natural Gas | Condensing RTU | A | Purchases (Incremental) | Achievable Economic RVT Potential | 0 | 0 | 0 | 0 | 0 | 0 | 0 | 0 | 0 | 0 | 0 | 0 | 0 | 0 | 0 | 0 | 0 | 0 | 0 | 0 | 0 | 0 | 0
F11_Industrial_Instruments_Existing_Space Heating_Natural Gas_Condensing RTU_A_Achievable Economic RVT Potential | F11 | Industrial | Instruments | Existing | Space Heating | Natural Gas | Condensing RTU | A | Purchases (Cumulative) | Achievable Economic RVT Potential | 0 | 0 | 0 | 0 | 0 | 0 | 0 | 0 | 0 | 0 | 0 | 0 | 0 | 0 | 0 | 0 | 0 | 0 | 0 | 0 | 0 | 0 | 0
F1_Industrial_Instruments_New_Space Heating_Natural Gas_Condensing RTU_A_Achievable Economic RVT Potential | F1 | Industrial | Instruments | New | Space Heating | Natural Gas | Condensing RTU | A | Integrated Unit Energy Savings (kWh or therms) | Achievable Economic RVT Potential | 0 | 0 | 6.1448 | 6.0774 | 6.032 | 5.991 | 5.9678 | 5.9414 | 5.9173 | 5.8927 | 5.8761 | 5.8584 | 5.8322 | 5.8085 | 5.7859 | 5.7667 | 5.7487 | 5.7252 | 5.7138 | 5.6979 | 5.6852 | 5.6771 | 0
F2_Industrial_Instruments_New_Space Heating_Natural Gas_Condensing RTU_A_Achievable Economic RVT Potential | F2 | Industrial | Instruments | New | Space Heating | Natural Gas | Condensing RTU | A | Integrated Unit Summer Peak Savings (kW) | Achievable Economic RVT Potential | 0 | 0 | 0 | 0 | 0 | 0 | 0 | 0 | 0 | 0 | 0 | 0 | 0 | 0 | 0 | 0 | 0 | 0 | 0 | 0 | 0 | 0 | 0
F3_Industrial_Instruments_New_Space Heating_Natural Gas_Condensing RTU_A_Achievable Economic RVT Potential | F3 | Industrial | Instruments | New | Space Heating | Natural Gas | Condensing RTU | A | Integrated Unit Winter Peak Savings (kW) | Achievable Economic RVT Potential | 0 | 0 | 0 | 0 | 0 | 0 | 0 | 0 | 0 | 0 | 0 | 0 | 0 | 0 | 0 | 0 | 0 | 0 | 0 | 0 | 0 | 0 | 0
F4_Industrial_Instruments_New_Space Heating_Natural Gas_Condensing RTU_A_Achievable Economic RVT Potential | F4 | Industrial | Instruments | New | Space Heating | Natural Gas | Condensing RTU | A | Incremental Energy Savings (MWh or mTherms) | Achievable Economic RVT Potential | 0 | 0 | 0 | 0 | 0 | 0 | 0 | 0 | 0 | 0 | 0 | 0 | 0 | 0 | 0 | 0 | 0 | 0 | 0 | 0 | 0 | 0 | 0
F5_Industrial_Instruments_New_Space Heating_Natural Gas_Condensing RTU_A_Achievable Economic RVT Potential | F5 | Industrial | Instruments | New | Space Heating | Natural Gas | Condensing RTU | A | Incremental Summer Peak Savings (MW) | Achievable Economic RVT Potential | 0 | 0 | 0 | 0 | 0 | 0 | 0 | 0 | 0 | 0 | 0 | 0 | 0 | 0 | 0 | 0 | 0 | 0 | 0 | 0 | 0 | 0 | 0
F6_Industrial_Instruments_New_Space Heating_Natural Gas_Condensing RTU_A_Achievable Economic RVT Potential | F6 | Industrial | Instruments | New | Space Heating | Natural Gas | Condensing RTU | A | Incremental Winter Peak Savings (MW) | Achievable Economic RVT Potential | 0 | 0 | 0 | 0 | 0 | 0 | 0 | 0 | 0 | 0 | 0 | 0 | 0 | 0 | 0 | 0 | 0 | 0 | 0 | 0 | 0 | 0 | 0
F7_Industrial_Instruments_New_Space Heating_Natural Gas_Condensing RTU_A_Achievable Economic RVT Potential | F7 | Industrial | Instruments | New | Space Heating | Natural Gas | Condensing RTU | A | Cumulative Energy Savings (MWh or mTherms) | Achievable Economic RVT Potential | 0 | 0 | 0 | 0 | 0 | 0 | 0 | 0 | 0 | 0 | 0 | 0 | 0 | 0 | 0 | 0 | 0 | 0 | 0 | 0 | 0 | 0 | 0
F8_Industrial_Instruments_New_Space Heating_Natural Gas_Condensing RTU_A_Achievable Economic RVT Potential | F8 | Industrial | Instruments | New | Space Heating | Natural Gas | Condensing RTU | A | Cumulative Summer Peak Savings (MW) | Achievable Economic RVT Potential | 0 | 0 | 0 | 0 | 0 | 0 | 0 | 0 | 0 | 0 | 0 | 0 | 0 | 0 | 0 | 0 | 0 | 0 | 0 | 0 | 0 | 0 | 0
F9_Industrial_Instruments_New_Space Heating_Natural Gas_Condensing RTU_A_Achievable Economic RVT Potential | F9 | Industrial | Instruments | New | Space Heating | Natural Gas | Condensing RTU | A | Cumulative Winter Peak Savings (MW) | Achievable Economic RVT Potential | 0 | 0 | 0 | 0 | 0 | 0 | 0 | 0 | 0 | 0 | 0 | 0 | 0 | 0 | 0 | 0 | 0 | 0 | 0 | 0 | 0 | 0 | 0
F10_Industrial_Instruments_New_Space Heating_Natural Gas_Condensing RTU_A_Achievable Economic RVT Potential | F10 | Industrial | Instruments | New | Space Heating | Natural Gas | Condensing RTU | A | Purchases (Incremental) | Achievable Economic RVT Potential | 0 | 0 | 0 | 0 | 0 | 0 | 0 | 0 | 0 | 0 | 0 | 0 | 0 | 0 | 0 | 0 | 0 | 0 | 0 | 0 | 0 | 0 | 0
F11_Industrial_Instruments_New_Space Heating_Natural Gas_Condensing RTU_A_Achievable Economic RVT Potential | F11 | Industrial | Instruments | New | Space Heating | Natural Gas | Condensing RTU | A | Purchases (Cumulative) | Achievable Economic RVT Potential | 0 | 0 | 0 | 0 | 0 | 0 | 0 | 0 | 0 | 0 | 0 | 0 | 0 | 0 | 0 | 0 | 0 | 0 | 0 | 0 | 0 | 0 | 0
F1_Industrial_Wood and Lumber Products_Existing_Space Heating_Natural Gas_Condensing RTU_A_Achievable Economic RVT Potential | F1 | Industrial | Wood and Lumber Products | Existing | Space Heating | Natural Gas | Condensing RTU | A | Integrated Unit Energy Savings (kWh or therms) | Achievable Economic RVT Potential | 0 | 0 | 10.7498 | 10.6858 | 10.62 | 10.5525 | 10.4831 | 10.4117 | 10.3381 | 10.2624 | 10.1851 | 10.1067 | 10.0272 | 9.9466 | 9.8648 | 9.7821 | 9.6988 | 9.6203 | 9.547 | 9.4789 | 9.416 | 9.3582 | 0
F2_Industrial_Wood and Lumber Products_Existing_Space Heating_Natural Gas_Condensing RTU_A_Achievable Economic RVT Potential | F2 | Industrial | Wood and Lumber Products | Existing | Space Heating | Natural Gas | Condensing RTU | A | Integrated Unit Summer Peak Savings (kW) | Achievable Economic RVT Potential | 0 | 0 | 0 | 0 | 0 | 0 | 0 | 0 | 0 | 0 | 0 | 0 | 0 | 0 | 0 | 0 | 0 | 0 | 0 | 0 | 0 | 0 | 0
F3_Industrial_Wood and Lumber Products_Existing_Space Heating_Natural Gas_Condensing RTU_A_Achievable Economic RVT Potential | F3 | Industrial | Wood and Lumber Products | Existing | Space Heating | Natural Gas | Condensing RTU | A | Integrated Unit Winter Peak Savings (kW) | Achievable Economic RVT Potential | 0 | 0 | 0 | 0 | 0 | 0 | 0 | 0 | 0 | 0 | 0 | 0 | 0 | 0 | 0 | 0 | 0 | 0 | 0 | 0 | 0 | 0 | 0
F4_Industrial_Wood and Lumber Products_Existing_Space Heating_Natural Gas_Condensing RTU_A_Achievable Economic RVT Potential | F4 | Industrial | Wood and Lumber Products | Existing | Space Heating | Natural Gas | Condensing RTU | A | Incremental Energy Savings (MWh or mTherms) | Achievable Economic RVT Potential | 0 | 0 | 0 | 0 | 0 | 0 | 0 | 0 | 0 | 0 | 0 | 0 | 0 | 0 | 0 | 0 | 0 | 0 | 0 | 0 | 0 | 0 | 0
F5_Industrial_Wood and Lumber Products_Existing_Space Heating_Natural Gas_Condensing RTU_A_Achievable Economic RVT Potential | F5 | Industrial | Wood and Lumber Products | Existing | Space Heating | Natural Gas | Condensing RTU | A | Incremental Summer Peak Savings (MW) | Achievable Economic RVT Potential | 0 | 0 | 0 | 0 | 0 | 0 | 0 | 0 | 0 | 0 | 0 | 0 | 0 | 0 | 0 | 0 | 0 | 0 | 0 | 0 | 0 | 0 | 0
F6_Industrial_Wood and Lumber Products_Existing_Space Heating_Natural Gas_Condensing RTU_A_Achievable Economic RVT Potential | F6 | Industrial | Wood and Lumber Products | Existing | Space Heating | Natural Gas | Condensing RTU | A | Incremental Winter Peak Savings (MW) | Achievable Economic RVT Potential | 0 | 0 | 0 | 0 | 0 | 0 | 0 | 0 | 0 | 0 | 0 | 0 | 0 | 0 | 0 | 0 | 0 | 0 | 0 | 0 | 0 | 0 | 0
F7_Industrial_Wood and Lumber Products_Existing_Space Heating_Natural Gas_Condensing RTU_A_Achievable Economic RVT Potential | F7 | Industrial | Wood and Lumber Products | Existing | Space Heating | Natural Gas | Condensing RTU | A | Cumulative Energy Savings (MWh or mTherms) | Achievable Economic RVT Potential | 0 | 0 | 0 | 0 | 0 | 0 | 0 | 0 | 0 | 0 | 0 | 0 | 0 | 0 | 0 | 0 | 0 | 0 | 0 | 0 | 0 | 0 | 0
F8_Industrial_Wood and Lumber Products_Existing_Space Heating_Natural Gas_Condensing RTU_A_Achievable Economic RVT Potential | F8 | Industrial | Wood and Lumber Products | Existing | Space Heating | Natural Gas | Condensing RTU | A | Cumulative Summer Peak Savings (MW) | Achievable Economic RVT Potential | 0 | 0 | 0 | 0 | 0 | 0 | 0 | 0 | 0 | 0 | 0 | 0 | 0 | 0 | 0 | 0 | 0 | 0 | 0 | 0 | 0 | 0 | 0
F9_Industrial_Wood and Lumber Products_Existing_Space Heating_Natural Gas_Condensing RTU_A_Achievable Economic RVT Potential | F9 | Industrial | Wood and Lumber Products | Existing | Space Heating | Natural Gas | Condensing RTU | A | Cumulative Winter Peak Savings (MW) | Achievable Economic RVT Potential | 0 | 0 | 0 | 0 | 0 | 0 | 0 | 0 | 0 | 0 | 0 | 0 | 0 | 0 | 0 | 0 | 0 | 0 | 0 | 0 | 0 | 0 | 0
F10_Industrial_Wood and Lumber Products_Existing_Space Heating_Natural Gas_Condensing RTU_A_Achievable Economic RVT Potential | F10 | Industrial | Wood and Lumber Products | Existing | Space Heating | Natural Gas | Condensing RTU | A | Purchases (Incremental) | Achievable Economic RVT Potential | 0 | 0 | 0 | 0 | 0 | 0 | 0 | 0 | 0 | 0 | 0 | 0 | 0 | 0 | 0 | 0 | 0 | 0 | 0 | 0 | 0 | 0 | 0
F11_Industrial_Wood and Lumber Products_Existing_Space Heating_Natural Gas_Condensing RTU_A_Achievable Economic RVT Potential | F11 | Industrial | Wood and Lumber Products | Existing | Space Heating | Natural Gas | Condensing RTU | A | Purchases (Cumulative) | Achievable Economic RVT Potential | 0 | 0 | 0 | 0 | 0 | 0 | 0 | 0 | 0 | 0 | 0 | 0 | 0 | 0 | 0 | 0 | 0 | 0 | 0 | 0 | 0 | 0 | 0
F1_Industrial_Wood and Lumber Products_New_Space Heating_Natural Gas_Condensing RTU_A_Achievable Economic RVT Potential | F1 | Industrial | Wood and Lumber Products | New | Space Heating | Natural Gas | Condensing RTU | A | Integrated Unit Energy Savings (kWh or therms) | Achievable Economic RVT Potential | 0 | 0 | 9.5081 | 9.4039 | 9.3336 | 9.2702 | 9.2344 | 9.1935 | 9.1561 | 9.1182 | 9.0924 | 9.065 | 9.0245 | 8.9878 | 8.9528 | 8.9232 | 8.8953 | 8.8589 | 8.8413 | 8.8168 | 8.7971 | 8.7846 | 0
F2_Industrial_Wood and Lumber Products_New_Space Heating_Natural Gas_Condensing RTU_A_Achievable Economic RVT Potential | F2 | Industrial | Wood and Lumber Products | New | Space Heating | Natural Gas | Condensing RTU | A | Integrated Unit Summer Peak Savings (kW) | Achievable Economic RVT Potential | 0 | 0 | 0 | 0 | 0 | 0 | 0 | 0 | 0 | 0 | 0 | 0 | 0 | 0 | 0 | 0 | 0 | 0 | 0 | 0 | 0 | 0 | 0
F3_Industrial_Wood and Lumber Products_New_Space Heating_Natural Gas_Condensing RTU_A_Achievable Economic RVT Potential | F3 | Industrial | Wood and Lumber Products | New | Space Heating | Natural Gas | Condensing RTU | A | Integrated Unit Winter Peak Savings (kW) | Achievable Economic RVT Potential | 0 | 0 | 0 | 0 | 0 | 0 | 0 | 0 | 0 | 0 | 0 | 0 | 0 | 0 | 0 | 0 | 0 | 0 | 0 | 0 | 0 | 0 | 0
F4_Industrial_Wood and Lumber Products_New_Space Heating_Natural Gas_Condensing RTU_A_Achievable Economic RVT Potential | F4 | Industrial | Wood and Lumber Products | New | Space Heating | Natural Gas | Condensing RTU | A | Incremental Energy Savings (MWh or mTherms) | Achievable Economic RVT Potential | 0 | 0 | 0 | 0 | 0 | 0 | 0 | 0 | 0 | 0 | 0 | 0 | 0 | 0 | 0 | 0 | 0 | 0 | 0 | 0 | 0 | 0 | 0
F5_Industrial_Wood and Lumber Products_New_Space Heating_Natural Gas_Condensing RTU_A_Achievable Economic RVT Potential | F5 | Industrial | Wood and Lumber Products | New | Space Heating | Natural Gas | Condensing RTU | A | Incremental Summer Peak Savings (MW) | Achievable Economic RVT Potential | 0 | 0 | 0 | 0 | 0 | 0 | 0 | 0 | 0 | 0 | 0 | 0 | 0 | 0 | 0 | 0 | 0 | 0 | 0 | 0 | 0 | 0 | 0
F6_Industrial_Wood and Lumber Products_New_Space Heating_Natural Gas_Condensing RTU_A_Achievable Economic RVT Potential | F6 | Industrial | Wood and Lumber Products | New | Space Heating | Natural Gas | Condensing RTU | A | Incremental Winter Peak Savings (MW) | Achievable Economic RVT Potential | 0 | 0 | 0 | 0 | 0 | 0 | 0 | 0 | 0 | 0 | 0 | 0 | 0 | 0 | 0 | 0 | 0 | 0 | 0 | 0 | 0 | 0 | 0
F7_Industrial_Wood and Lumber Products_New_Space Heating_Natural Gas_Condensing RTU_A_Achievable Economic RVT Potential | F7 | Industrial | Wood and Lumber Products | New | Space Heating | Natural Gas | Condensing RTU | A | Cumulative Energy Savings (MWh or mTherms) | Achievable Economic RVT Potential | 0 | 0 | 0 | 0 | 0 | 0 | 0 | 0 | 0 | 0 | 0 | 0 | 0 | 0 | 0 | 0 | 0 | 0 | 0 | 0 | 0 | 0 | 0
F8_Industrial_Wood and Lumber Products_New_Space Heating_Natural Gas_Condensing RTU_A_Achievable Economic RVT Potential | F8 | Industrial | Wood and Lumber Products | New | Space Heating | Natural Gas | Condensing RTU | A | Cumulative Summer Peak Savings (MW) | Achievable Economic RVT Potential | 0 | 0 | 0 | 0 | 0 | 0 | 0 | 0 | 0 | 0 | 0 | 0 | 0 | 0 | 0 | 0 | 0 | 0 | 0 | 0 | 0 | 0 | 0
F9_Industrial_Wood and Lumber Products_New_Space Heating_Natural Gas_Condensing RTU_A_Achievable Economic RVT Potential | F9 | Industrial | Wood and Lumber Products | New | Space Heating | Natural Gas | Condensing RTU | A | Cumulative Winter Peak Savings (MW) | Achievable Economic RVT Potential | 0 | 0 | 0 | 0 | 0 | 0 | 0 | 0 | 0 | 0 | 0 | 0 | 0 | 0 | 0 | 0 | 0 | 0 | 0 | 0 | 0 | 0 | 0
F10_Industrial_Wood and Lumber Products_New_Space Heating_Natural Gas_Condensing RTU_A_Achievable Economic RVT Potential | F10 | Industrial | Wood and Lumber Products | New | Space Heating | Natural Gas | Condensing RTU | A | Purchases (Incremental) | Achievable Economic RVT Potential | 0 | 0 | 0 | 0 | 0 | 0 | 0 | 0 | 0 | 0 | 0 | 0 | 0 | 0 | 0 | 0 | 0 | 0 | 0 | 0 | 0 | 0 | 0
F11_Industrial_Wood and Lumber Products_New_Space Heating_Natural Gas_Condensing RTU_A_Achievable Economic RVT Potential | F11 | Industrial | Wood and Lumber Products | New | Space Heating | Natural Gas | Condensing RTU | A | Purchases (Cumulative) | Achievable Economic RVT Potential | 0 | 0 | 0 | 0 | 0 | 0 | 0 | 0 | 0 | 0 | 0 | 0 | 0 | 0 | 0 | 0 | 0 | 0 | 0 | 0 | 0 | 0 | 0
F1_Industrial_Other Industrial_Existing_Space Heating_Natural Gas_Condensing RTU_A_Achievable Economic RVT Potential | F1 | Industrial | Other Industrial | Existing | Space Heating | Natural Gas | Condensing RTU | A | Integrated Unit Energy Savings (kWh or therms) | Achievable Economic RVT Potential | 0 | 0 | 6.1328 | 6.0963 | 6.0588 | 6.0203 | 5.9807 | 5.9399 | 5.8979 | 5.8548 | 5.8106 | 5.7659 | 5.7206 | 5.6746 | 5.6279 | 5.5807 | 5.5332 | 5.4884 | 5.4466 | 5.4078 | 5.3719 | 5.3389 | 0
F2_Industrial_Other Industrial_Existing_Space Heating_Natural Gas_Condensing RTU_A_Achievable Economic RVT Potential | F2 | Industrial | Other Industrial | Existing | Space Heating | Natural Gas | Condensing RTU | A | Integrated Unit Summer Peak Savings (kW) | Achievable Economic RVT Potential | 0 | 0 | 0 | 0 | 0 | 0 | 0 | 0 | 0 | 0 | 0 | 0 | 0 | 0 | 0 | 0 | 0 | 0 | 0 | 0 | 0 | 0 | 0
F3_Industrial_Other Industrial_Existing_Space Heating_Natural Gas_Condensing RTU_A_Achievable Economic RVT Potential | F3 | Industrial | Other Industrial | Existing | Space Heating | Natural Gas | Condensing RTU | A | Integrated Unit Winter Peak Savings (kW) | Achievable Economic RVT Potential | 0 | 0 | 0 | 0 | 0 | 0 | 0 | 0 | 0 | 0 | 0 | 0 | 0 | 0 | 0 | 0 | 0 | 0 | 0 | 0 | 0 | 0 | 0
F4_Industrial_Other Industrial_Existing_Space Heating_Natural Gas_Condensing RTU_A_Achievable Economic RVT Potential | F4 | Industrial | Other Industrial | Existing | Space Heating | Natural Gas | Condensing RTU | A | Incremental Energy Savings (MWh or mTherms) | Achievable Economic RVT Potential | 0 | 0 | 0 | 0 | 0 | 0 | 0 | 0 | 0 | 0 | 0 | 0 | 0 | 0 | 0 | 0 | 0 | 0 | 0 | 0 | 0 | 0 | 0
F5_Industrial_Other Industrial_Existing_Space Heating_Natural Gas_Condensing RTU_A_Achievable Economic RVT Potential | F5 | Industrial | Other Industrial | Existing | Space Heating | Natural Gas | Condensing RTU | A | Incremental Summer Peak Savings (MW) | Achievable Economic RVT Potential | 0 | 0 | 0 | 0 | 0 | 0 | 0 | 0 | 0 | 0 | 0 | 0 | 0 | 0 | 0 | 0 | 0 | 0 | 0 | 0 | 0 | 0 | 0
F6_Industrial_Other Industrial_Existing_Space Heating_Natural Gas_Condensing RTU_A_Achievable Economic RVT Potential | F6 | Industrial | Other Industrial | Existing | Space Heating | Natural Gas | Condensing RTU | A | Incremental Winter Peak Savings (MW) | Achievable Economic RVT Potential | 0 | 0 | 0 | 0 | 0 | 0 | 0 | 0 | 0 | 0 | 0 | 0 | 0 | 0 | 0 | 0 | 0 | 0 | 0 | 0 | 0 | 0 | 0
F7_Industrial_Other Industrial_Existing_Space Heating_Natural Gas_Condensing RTU_A_Achievable Economic RVT Potential | F7 | Industrial | Other Industrial | Existing | Space Heating | Natural Gas | Condensing RTU | A | Cumulative Energy Savings (MWh or mTherms) | Achievable Economic RVT Potential | 0 | 0 | 0 | 0 | 0 | 0 | 0 | 0 | 0 | 0 | 0 | 0 | 0 | 0 | 0 | 0 | 0 | 0 | 0 | 0 | 0 | 0 | 0
F8_Industrial_Other Industrial_Existing_Space Heating_Natural Gas_Condensing RTU_A_Achievable Economic RVT Potential | F8 | Industrial | Other Industrial | Existing | Space Heating | Natural Gas | Condensing RTU | A | Cumulative Summer Peak Savings (MW) | Achievable Economic RVT Potential | 0 | 0 | 0 | 0 | 0 | 0 | 0 | 0 | 0 | 0 | 0 | 0 | 0 | 0 | 0 | 0 | 0 | 0 | 0 | 0 | 0 | 0 | 0
F9_Industrial_Other Industrial_Existing_Space Heating_Natural Gas_Condensing RTU_A_Achievable Economic RVT Potential | F9 | Industrial | Other Industrial | Existing | Space Heating | Natural Gas | Condensing RTU | A | Cumulative Winter Peak Savings (MW) | Achievable Economic RVT Potential | 0 | 0 | 0 | 0 | 0 | 0 | 0 | 0 | 0 | 0 | 0 | 0 | 0 | 0 | 0 | 0 | 0 | 0 | 0 | 0 | 0 | 0 | 0
F10_Industrial_Other Industrial_Existing_Space Heating_Natural Gas_Condensing RTU_A_Achievable Economic RVT Potential | F10 | Industrial | Other Industrial | Existing | Space Heating | Natural Gas | Condensing RTU | A | Purchases (Incremental) | Achievable Economic RVT Potential | 0 | 0 | 0 | 0 | 0 | 0 | 0 | 0 | 0 | 0 | 0 | 0 | 0 | 0 | 0 | 0 | 0 | 0 | 0 | 0 | 0 | 0 | 0
F11_Industrial_Other Industrial_Existing_Space Heating_Natural Gas_Condensing RTU_A_Achievable Economic RVT Potential | F11 | Industrial | Other Industrial | Existing | Space Heating | Natural Gas | Condensing RTU | A | Purchases (Cumulative) | Achievable Economic RVT Potential | 0 | 0 | 0 | 0 | 0 | 0 | 0 | 0 | 0 | 0 | 0 | 0 | 0 | 0 | 0 | 0 | 0 | 0 | 0 | 0 | 0 | 0 | 0
F1_Industrial_Other Industrial_New_Space Heating_Natural Gas_Condensing RTU_A_Achievable Economic RVT Potential | F1 | Industrial | Other Industrial | New | Space Heating | Natural Gas | Condensing RTU | A | Integrated Unit Energy Savings (kWh or therms) | Achievable Economic RVT Potential | 0 | 0 | 5.4244 | 5.3649 | 5.3249 | 5.2887 | 5.2683 | 5.2449 | 5.2236 | 5.2019 | 5.1872 | 5.1716 | 5.1485 | 5.1276 | 5.1076 | 5.0907 | 5.0748 | 5.054 | 5.044 | 5.03 | 5.0188 | 5.0116 | 0
F2_Industrial_Other Industrial_New_Space Heating_Natural Gas_Condensing RTU_A_Achievable Economic RVT Potential | F2 | Industrial | Other Industrial | New | Space Heating | Natural Gas | Condensing RTU | A | Integrated Unit Summer Peak Savings (kW) | Achievable Economic RVT Potential | 0 | 0 | 0 | 0 | 0 | 0 | 0 | 0 | 0 | 0 | 0 | 0 | 0 | 0 | 0 | 0 | 0 | 0 | 0 | 0 | 0 | 0 | 0
F3_Industrial_Other Industrial_New_Space Heating_Natural Gas_Condensing RTU_A_Achievable Economic RVT Potential | F3 | Industrial | Other Industrial | New | Space Heating | Natural Gas | Condensing RTU | A | Integrated Unit Winter Peak Savings (kW) | Achievable Economic RVT Potential | 0 | 0 | 0 | 0 | 0 | 0 | 0 | 0 | 0 | 0 | 0 | 0 | 0 | 0 | 0 | 0 | 0 | 0 | 0 | 0 | 0 | 0 | 0
F4_Industrial_Other Industrial_New_Space Heating_Natural Gas_Condensing RTU_A_Achievable Economic RVT Potential | F4 | Industrial | Other Industrial | New | Space Heating | Natural Gas | Condensing RTU | A | Incremental Energy Savings (MWh or mTherms) | Achievable Economic RVT Potential | 0 | 0 | 0 | 0 | 0 | 0 | 0 | 0 | 0 | 0 | 0 | 0 | 0 | 0 | 0 | 0 | 0 | 0 | 0 | 0 | 0 | 0 | 0
F5_Industrial_Other Industrial_New_Space Heating_Natural Gas_Condensing RTU_A_Achievable Economic RVT Potential | F5 | Industrial | Other Industrial | New | Space Heating | Natural Gas | Condensing RTU | A | Incremental Summer Peak Savings (MW) | Achievable Economic RVT Potential | 0 | 0 | 0 | 0 | 0 | 0 | 0 | 0 | 0 | 0 | 0 | 0 | 0 | 0 | 0 | 0 | 0 | 0 | 0 | 0 | 0 | 0 | 0
F6_Industrial_Other Industrial_New_Space Heating_Natural Gas_Condensing RTU_A_Achievable Economic RVT Potential | F6 | Industrial | Other Industrial | New | Space Heating | Natural Gas | Condensing RTU | A | Incremental Winter Peak Savings (MW) | Achievable Economic RVT Potential | 0 | 0 | 0 | 0 | 0 | 0 | 0 | 0 | 0 | 0 | 0 | 0 | 0 | 0 | 0 | 0 | 0 | 0 | 0 | 0 | 0 | 0 | 0
F7_Industrial_Other Industrial_New_Space Heating_Natural Gas_Condensing RTU_A_Achievable Economic RVT Potential | F7 | Industrial | Other Industrial | New | Space Heating | Natural Gas | Condensing RTU | A | Cumulative Energy Savings (MWh or mTherms) | Achievable Economic RVT Potential | 0 | 0 | 0 | 0 | 0 | 0 | 0 | 0 | 0 | 0 | 0 | 0 | 0 | 0 | 0 | 0 | 0 | 0 | 0 | 0 | 0 | 0 | 0
F8_Industrial_Other Industrial_New_Space Heating_Natural Gas_Condensing RTU_A_Achievable Economic RVT Potential | F8 | Industrial | Other Industrial | New | Space Heating | Natural Gas | Condensing RTU | A | Cumulative Summer Peak Savings (MW) | Achievable Economic RVT Potential | 0 | 0 | 0 | 0 | 0 | 0 | 0 | 0 | 0 | 0 | 0 | 0 | 0 | 0 | 0 | 0 | 0 | 0 | 0 | 0 | 0 | 0 | 0
F9_Industrial_Other Industrial_New_Space Heating_Natural Gas_Condensing RTU_A_Achievable Economic RVT Potential | F9 | Industrial | Other Industrial | New | Space Heating | Natural Gas | Condensing RTU | A | Cumulative Winter Peak Savings (MW) | Achievable Economic RVT Potential | 0 | 0 | 0 | 0 | 0 | 0 | 0 | 0 | 0 | 0 | 0 | 0 | 0 | 0 | 0 | 0 | 0 | 0 | 0 | 0 | 0 | 0 | 0
F10_Industrial_Other Industrial_New_Space Heating_Natural Gas_Condensing RTU_A_Achievable Economic RVT Potential | F10 | Industrial | Other Industrial | New | Space Heating | Natural Gas | Condensing RTU | A | Purchases (Incremental) | Achievable Economic RVT Potential | 0 | 0 | 0 | 0 | 0 | 0 | 0 | 0 | 0 | 0 | 0 | 0 | 0 | 0 | 0 | 0 | 0 | 0 | 0 | 0 | 0 | 0 | 0
F11_Industrial_Other Industrial_New_Space Heating_Natural Gas_Condensing RTU_A_Achievable Economic RVT Potential | F11 | Industrial | Other Industrial | New | Space Heating | Natural Gas | Condensing RTU | A | Purchases (Cumulative) | Achievable Economic RVT Potential | 0 | 0 | 0 | 0 | 0 | 0 | 0 | 0 | 0 | 0 | 0 | 0 | 0 | 0 | 0 | 0 | 0 | 0 | 0 | 0 | 0 | 0 | 0

## Unstacked Savings
Key | Field | Sector | Segment | Vintage | End Use | Fuel | Measure | Option | Label | Case | 2019 | 2020 | 2021 | 2022 | 2023 | 2024 | 2025 | 2026 | 2027 | 2028 | 2029 | 2030 | 2031 | 2032 | 2033 | 2034 | 2035 | 2036 | 2037 | 2038 | 2039 | 2040
F1_Industrial_Food Products_Existing_Space Heating_Natural Gas_Furnace_A_Technical Potential | F1 | Industrial | Food Products | Existing | Space Heating | Natural Gas | Furnace | A | Original Unit Energy Savings (kWh or therms) | Technical Potential | 0 | 1443.5459 | 1443.5459 | 1443.5459 | 1443.5459 | 1443.5459 | 1443.5459 | 1443.5459 | 1443.5459 | 1443.5459 | 1443.5459 | 1443.5459 | 1443.5459 | 1443.5459 | 1443.5459 | 1443.5459 | 1443.5459 | 1443.5459 | 1443.5459 | 1443.5459 | 1443.5459 | 1443.5459
F2_Industrial_Food Products_Existing_Space Heating_Natural Gas_Furnace_A_Technical Potential | F2 | Industrial | Food Products | Existing | Space Heating | Natural Gas | Furnace | A | Original Unit Summer Peak Savings (kW) | Technical Potential | 0 | 0 | 0 | 0 | 0 | 0 | 0 | 0 | 0 | 0 | 0 | 0 | 0 | 0 | 0 | 0 | 0 | 0 | 0 | 0 | 0 | 0
F3_Industrial_Food Products_Existing_Space Heating_Natural Gas_Furnace_A_Technical Potential | F3 | Industrial | Food Products | Existing | Space Heating | Natural Gas | Furnace | A | Original Unit Winter Peak Savings (kW) | Technical Potential | 0 | 0 | 0 | 0 | 0 | 0 | 0 | 0 | 0 | 0 | 0 | 0 | 0 | 0 | 0 | 0 | 0 | 0 | 0 | 0 | 0 | 0
F4_Industrial_Food Products_Existing_Space Heating_Natural Gas_Furnace_A_Technical Potential | F4 | Industrial | Food Products | Existing | Space Heating | Natural Gas | Furnace | A | Standalone Impact on Baseline Energy (%) | Technical Potential | 0% | 0% | 0.04735% | 0.09852% | 0.1535% | 0.2121% | 0.2743% | 0.3401% | 0.4094% | 0.4821% | 0.5581% | 0.6374% | 0.7144% | 0.789% | 0.8615% | 0.932% | 1.001% | 1.068% | 1.133% | 1.2% | 1.27% | 1.342%
F5_Industrial_Food Products_Existing_Space Heating_Natural Gas_Furnace_A_Technical Potential | F5 | Industrial | Food Products | Existing | Space Heating | Natural Gas | Furnace | A | Standalone Impact on Baseline Summer Peak (%) | Technical Potential | bar: 2019 to 2040
F6_Industrial_Food Products_Existing_Space Heating_Natural Gas_Furnace_A_Technical Potential | F6 | Industrial | Food Products | Existing | Space Heating | Natural Gas | Furnace | A | Standalone Impact on Baseline Winter Peak (%) | Technical Potential | bar: 2019 to 2040
F7_Industrial_Food Products_Existing_Space Heating_Natural Gas_Furnace_A_Technical Potential | F7 | Industrial | Food Products | Existing | Space Heating | Natural Gas | Furnace | A | Incremental Energy Savings (MWh or mTherms) | Technical Potential | 0 | 0 | 0.19438 | 0.20219 | 0.20903 | 0.21497 | 0.2201 | 0.22447 | 0.22815 | 0.23121 | 0.23369 | 0.23563 | 0.21795 | 0.20159 | 0.18646 | 0.17247 | 0.15953 | 0.14755 | 0.13648 | 0.13667 | 0.13716 | 0.13788
F8_Industrial_Food Products_Existing_Space Heating_Natural Gas_Furnace_A_Technical Potential | F8 | Industrial | Food Products | Existing | Space Heating | Natural Gas | Furnace | A | Incremental Summer Peak Savings (MW) | Technical Potential | 0 | 0 | 0 | 0 | 0 | 0 | 0 | 0 | 0 | 0 | 0 | 0 | 0 | 0 | 0 | 0 | 0 | 0 | 0 | 0 | 0 | 0
F9_Industrial_Food Products_Existing_Space Heating_Natural Gas_Furnace_A_Technical Potential | F9 | Industrial | Food Products | Existing | Space Heating | Natural Gas | Furnace | A | Incremental Winter Peak Savings (MW) | Technical Potential | 0 | 0 | 0 | 0 | 0 | 0 | 0 | 0 | 0 | 0 | 0 | 0 | 0 | 0 | 0 | 0 | 0 | 0 | 0 | 0 | 0 | 0
F10_Industrial_Food Products_Existing_Space Heating_Natural Gas_Furnace_A_Technical Potential | F10 | Industrial | Food Products | Existing | Space Heating | Natural Gas | Furnace | A | Cumulative Energy Savings (MWh or mTherms) | Technical Potential | 0 | 0 | 0.19438 | 0.39657 | 0.6056 | 0.82057 | 1.0407 | 1.2651 | 1.4933 | 1.7245 | 1.9582 | 2.1938 | 2.4118 | 2.6134 | 2.7998 | 2.9723 | 3.1318 | 3.2794 | 3.4158 | 3.5525 | 3.6897 | 3.8276
F11_Industrial_Food Products_Existing_Space Heating_Natural Gas_Furnace_A_Technical Potential | F11 | Industrial | Food Products | Existing | Space Heating | Natural Gas | Furnace | A | Cumulative Summer Peak Savings (MW) | Technical Potential | 0 | 0 | 0 | 0 | 0 | 0 | 0 | 0 | 0 | 0 | 0 | 0 | 0 | 0 | 0 | 0 | 0 | 0 | 0 | 0 | 0 | 0
F12_Industrial_Food Products_Existing_Space Heating_Natural Gas_Furnace_A_Technical Potential | F12 | Industrial | Food Products | Existing | Space Heating | Natural Gas | Furnace | A | Cumulative Winter Peak Savings (MW) | Technical Potential | 0 | 0 | 0 | 0 | 0 | 0 | 0 | 0 | 0 | 0 | 0 | 0 | 0 | 0 | 0 | 0 | 0 | 0 | 0 | 0 | 0 | 0
F13_Industrial_Food Products_Existing_Space Heating_Natural Gas_Furnace_A_Technical Potential | F13 | Industrial | Food Products | Existing | Space Heating | Natural Gas | Furnace | A | Purchases (Incremental) | Technical Potential | 0 | 0 | 0.13466 | 0.14007 | 0.1448 | 0.14892 | 0.15247 | 0.1555 | 0.15805 | 0.16017 | 0.16188 | 0.16323 | 0.15098 | 0.13965 | 0.12917 | 0.11948 | 0.11051 | 0.10222 | 0.094544 | 0.094677 | 0.095017 | 0.095513
F14_Industrial_Food Products_Existing_Space Heating_Natural Gas_Furnace_A_Technical Potential | F14 | Industrial | Food Products | Existing | Space Heating | Natural Gas | Furnace | A | Purchases (Cumulative) | Technical Potential | 0 | 0 | 0.13466 | 0.27472 | 0.41952 | 0.56844 | 0.72091 | 0.87641 | 1.0345 | 1.1946 | 1.3565 | 1.5197 | 1.6707 | 1.8104 | 1.9395 | 2.059 | 2.1695 | 2.2717 | 2.3663 | 2.461 | 2.556 | 2.6515
F1_Industrial_Food Products_Existing_Space Heating_Natural Gas_Boiler_A_Technical Potential | F1 | Industrial | Food Products | Existing | Space Heating | Natural Gas | Boiler | A | Original Unit Energy Savings (kWh or therms) | Technical Potential | 0 | 15226.9124 | 15226.9124 | 15226.9124 | 15226.9124 | 15226.9124 | 15226.9124 | 15226.9124 | 15226.9124 | 15226.9124 | 15226.9124 | 15226.9124 | 15226.9124 | 15226.9124 | 15226.9124 | 15226.9124 | 15226.9124 | 15226.9124 | 15226.9124 | 15226.9124 | 15226.9124 | 15226.9124
F2_Industrial_Food Products_Existing_Space Heating_Natural Gas_Boiler_A_Technical Potential | F2 | Industrial | Food Products | Existing | Space Heating | Natural Gas | Boiler | A | Original Unit Summer Peak Savings (kW) | Technical Potential | 0 | 0 | 0 | 0 | 0 | 0 | 0 | 0 | 0 | 0 | 0 | 0 | 0 | 0 | 0 | 0 | 0 | 0 | 0 | 0 | 0 | 0
F3_Industrial_Food Products_Existing_Space Heating_Natural Gas_Boiler_A_Technical Potential | F3 | Industrial | Food Products | Existing | Space Heating | Natural Gas | Boiler | A | Original Unit Winter Peak Savings (kW) | Technical Potential | 0 | 0 | 0 | 0 | 0 | 0 | 0 | 0 | 0 | 0 | 0 | 0 | 0 | 0 | 0 | 0 | 0 | 0 | 0 | 0 | 0 | 0
F4_Industrial_Food Products_Existing_Space Heating_Natural Gas_Boiler_A_Technical Potential | F4 | Industrial | Food Products | Existing | Space Heating | Natural Gas | Boiler | A | Standalone Impact on Baseline Energy (%) | Technical Potential | 0% | 0% | 0.1267% | 0.2573% | 0.3918% | 0.5301% | 0.6722% | 0.8181% | 0.9678% | 1.121% | 1.279% | 1.439% | 1.604% | 1.772% | 1.944% | 2.12% | 2.299% | 2.482% | 2.668% | 2.859% | 3.053% | 3.25%
F5_Industrial_Food Products_Existing_Space Heating_Natural Gas_Boiler_A_Technical Potential | F5 | Industrial | Food Products | Existing | Space Heating | Natural Gas | Boiler | A | Standalone Impact on Baseline Summer Peak (%) | Technical Potential | bar: 2019 to 2040
F6_Industrial_Food Products_Existing_Space Heating_Natural Gas_Boiler_A_Technical Potential | F6 | Industrial | Food Products | Existing | Space Heating | Natural Gas | Boiler | A | Standalone Impact on Baseline Winter Peak (%) | Technical Potential | bar: 2019 to 2040
F7_Industrial_Food Products_Existing_Space Heating_Natural Gas_Boiler_A_Technical Potential | F7 | Industrial | Food Products | Existing | Space Heating | Natural Gas | Boiler | A | Incremental Energy Savings (MWh or mTherms) | Technical Potential | 0 | 0 | 0.52027 | 0.51549 | 0.51034 | 0.50489 | 0.49917 | 0.49323 | 0.48711 | 0.48084 | 0.47445 | 0.46797 | 0.46142 | 0.45482 | 0.44819 | 0.44155 | 0.4349 | 0.42827 | 0.42166 | 0.41508 | 0.40854 | 0.40204
F8_Industrial_Food Products_Existing_Space Heating_Natural Gas_Boiler_A_Technical Potential | F8 | Industrial | Food Products | Existing | Space Heating | Natural Gas | Boiler | A | Incremental Summer Peak Savings (MW) | Technical Potential | 0 | 0 | 0 | 0 | 0 | 0 | 0 | 0 | 0 | 0 | 0 | 0 | 0 | 0 | 0 | 0 | 0 | 0 | 0 | 0 | 0 | 0
F9_Industrial_Food Products_Existing_Space Heating_Natural Gas_Boiler_A_Technical Potential | F9 | Industrial | Food Products | Existing | Space Heating | Natural Gas | Boiler | A | Incremental Winter Peak Savings (MW) | Technical Potential | 0 | 0 | 0 | 0 | 0 | 0 | 0 | 0 | 0 | 0 | 0 | 0 | 0 | 0 | 0 | 0 | 0 | 0 | 0 | 0 | 0 | 0
F10_Industrial_Food Products_Existing_Space Heating_Natural Gas_Boiler_A_Technical Potential | F10 | Industrial | Food Products | Existing | Space Heating | Natural Gas | Boiler | A | Cumulative Energy Savings (MWh or mTherms) | Technical Potential | 0 | 0 | 0.52027 | 1.0358 | 1.5461 | 2.051 | 2.5502 | 3.0434 | 3.5305 | 4.0113 | 4.4858 | 4.9538 | 5.4152 | 5.87 | 6.3182 | 6.7597 | 7.1946 | 7.6229 | 8.0446 | 8.4596 | 8.8682 | 9.2702
F11_Industrial_Food Products_Existing_Space Heating_Natural Gas_Boiler_A_Technical Potential | F11 | Industrial | Food Products | Existing | Space Heating | Natural Gas | Boiler | A | Cumulative Summer Peak Savings (MW) | Technical Potential | 0 | 0 | 0 | 0 | 0 | 0 | 0 | 0 | 0 | 0 | 0 | 0 | 0 | 0 | 0 | 0 | 0 | 0 | 0 | 0 | 0 | 0
F12_Industrial_Food Products_Existing_Space Heating_Natural Gas_Boiler_A_Technical Potential | F12 | Industrial | Food Products | Existing | Space Heating | Natural Gas | Boiler | A | Cumulative Winter Peak Savings (MW) | Technical Potential | 0 | 0 | 0 | 0 | 0 | 0 | 0 | 0 | 0 | 0 | 0 | 0 | 0 | 0 | 0 | 0 | 0 | 0 | 0 | 0 | 0 | 0
F13_Industrial_Food Products_Existing_Space Heating_Natural Gas_Boiler_A_Technical Potential | F13 | Industrial | Food Products | Existing | Space Heating | Natural Gas | Boiler | A | Purchases (Incremental) | Technical Potential | 0 | 0 | 0.034168 | 0.033854 | 0.033516 | 0.033157 | 0.032782 | 0.032392 | 0.03199 | 0.031578 | 0.031159 | 0.030733 | 0.030303 | 0.02987 | 0.029434 | 0.028998 | 0.028561 | 0.028126 | 0.027692 | 0.027259 | 0.02683 | 0.026404
F14_Industrial_Food Products_Existing_Space Heating_Natural Gas_Boiler_A_Technical Potential | F14 | Industrial | Food Products | Existing | Space Heating | Natural Gas | Boiler | A | Purchases (Cumulative) | Technical Potential | 0 | 0 | 0.034168 | 0.068022 | 0.10154 | 0.13469 | 0.16748 | 0.19987 | 0.23186 | 0.26344 | 0.2946 | 0.32533 | 0.35563 | 0.3855 | 0.41494 | 0.44393 | 0.4725 | 0.50062 | 0.52831 | 0.55557 | 0.5824 | 0.60881
F1_Industrial_Food Products_Existing_Space Heating_Natural Gas_Unit Heater_A_Technical Potential | F1 | Industrial | Food Products | Existing | Space Heating | Natural Gas | Unit Heater | A | Original Unit Energy Savings (kWh or therms) | Technical Potential | 0 | 43660.7244 | 43660.7244 | 43660.7244 | 43660.7244 | 43660.7244 | 43660.7244 | 43660.7244 | 43660.7244 | 43660.7244 | 43660.7244 | 43660.7244 | 43660.7244 | 43660.7244 | 43660.7244 | 43660.7244 | 43660.7244 | 43660.7244 | 43660.7244 | 43660.7244 | 43660.7244 | 43660.7244
F2_Industrial_Food Products_Existing_Space Heating_Natural Gas_Unit Heater_A_Technical Potential | F2 | Industrial | Food Products | Existing | Space Heating | Natural Gas | Unit Heater | A | Original Unit Summer Peak Savings (kW) | Technical Potential | 0 | 0 | 0 | 0 | 0 | 0 | 0 | 0 | 0 | 0 | 0 | 0 | 0 | 0 | 0 | 0 | 0 | 0 | 0 | 0 | 0 | 0
F3_Industrial_Food Products_Existing_Space Heating_Natural Gas_Unit Heater_A_Technical Potential | F3 | Industrial | Food Products | Existing | Space Heating | Natural Gas | Unit Heater | A | Original Unit Winter Peak Savings (kW) | Technical Potential | 0 | 0 | 0 | 0 | 0 | 0 | 0 | 0 | 0 | 0 | 0 | 0 | 0 | 0 | 0 | 0 | 0 | 0 | 0 | 0 | 0 | 0
F4_Industrial_Food Products_Existing_Space Heating_Natural Gas_Unit Heater_A_Technical Potential | F4 | Industrial | Food Products | Existing | Space Heating | Natural Gas | Unit Heater | A | Standalone Impact on Baseline Energy (%) | Technical Potential | 0% | 0% | 0.01891% | 0.05606% | 0.1168% | 0.2062% | 0.329% | 0.4898% | 0.6927% | 0.9418% | 1.234% | 1.568% | 1.941% | 2.354% | 2.784% | 3.235% | 3.7% | 4.119% | 4.493% | 4.826% | 5.118% | 5.37%
F5_Industrial_Food Products_Existing_Space Heating_Natural Gas_Unit Heater_A_Technical Potential | F5 | Industrial | Food Products | Existing | Space Heating | Natural Gas | Unit Heater | A | Standalone Impact on Baseline Summer Peak (%) | Technical Potential | bar: 2019 to 2040
F6_Industrial_Food Products_Existing_Space Heating_Natural Gas_Unit Heater_A_Technical Potential | F6 | Industrial | Food Products | Existing | Space Heating | Natural Gas | Unit Heater | A | Standalone Impact on Baseline Winter Peak (%) | Technical Potential | bar: 2019 to 2040
F7_Industrial_Food Products_Existing_Space Heating_Natural Gas_Unit Heater_A_Technical Potential | F7 | Industrial | Food Products | Existing | Space Heating | Natural Gas | Unit Heater | A | Incremental Energy Savings (MWh or mTherms) | Technical Potential | 0 | 0 | 0.077633 | 0.14804 | 0.23535 | 0.33692 | 0.45037 | 0.57361 | 0.70481 | 0.84234 | 0.96154 | 1.0644 | 1.1573 | 1.2447 | 1.252 | 1.2663 | 1.2649 | 1.0715 | 0.89501 | 0.73382 | 0.58641 | 0.44763
F8_Industrial_Food Products_Existing_Space Heating_Natural Gas_Unit Heater_A_Technical Potential | F8 | Industrial | Food Products | Existing | Space Heating | Natural Gas | Unit Heater | A | Incremental Summer Peak Savings (MW) | Technical Potential | 0 | 0 | 0 | 0 | 0 | 0 | 0 | 0 | 0 | 0 | 0 | 0 | 0 | 0 | 0 | 0 | 0 | 0 | 0 | 0 | 0 | 0
F9_Industrial_Food Products_Existing_Space Heating_Natural Gas_Unit Heater_A_Technical Potential | F9 | Industrial | Food Products | Existing | Space Heating | Natural Gas | Unit Heater | A | Incremental Winter Peak Savings (MW) | Technical Potential | 0 | 0 | 0 | 0 | 0 | 0 | 0 | 0 | 0 | 0 | 0 | 0 | 0 | 0 | 0 | 0 | 0 | 0 | 0 | 0 | 0 | 0
F10_Industrial_Food Products_Existing_Space Heating_Natural Gas_Unit Heater_A_Technical Potential | F10 | Industrial | Food Products | Existing | Space Heating | Natural Gas | Unit Heater | A | Cumulative Energy Savings (MWh or mTherms) | Technical Potential | 0 | 0 | 0.077633 | 0.22567 | 0.46102 | 0.79794 | 1.2483 | 1.8219 | 2.5267 | 3.3691 | 4.3306 | 5.395 | 6.5523 | 7.797 | 9.049 | 10.3153 | 11.5802 | 12.6517 | 13.5467 | 14.2805 | 14.8669 | 15.3145
F11_Industrial_Food Products_Existing_Space Heating_Natural Gas_Unit Heater_A_Technical Potential | F11 | Industrial | Food Products | Existing | Space Heating | Natural Gas | Unit Heater | A | Cumulative Summer Peak Savings (MW) | Technical Potential | 0 | 0 | 0 | 0 | 0 | 0 | 0 | 0 | 0 | 0 | 0 | 0 | 0 | 0 | 0 | 0 | 0 | 0 | 0 | 0 | 0 | 0
F12_Industrial_Food Products_Existing_Space Heating_Natural Gas_Unit Heater_A_Technical Potential | F12 | Industrial | Food Products | Existing | Space Heating | Natural Gas | Unit Heater | A | Cumulative Winter Peak Savings (MW) | Technical Potential | 0 | 0 | 0 | 0 | 0 | 0 | 0 | 0 | 0 | 0 | 0 | 0 | 0 | 0 | 0 | 0 | 0 | 0 | 0 | 0 | 0 | 0
F13_Industrial_Food Products_Existing_Space Heating_Natural Gas_Unit Heater_A_Technical Potential | F13 | Industrial | Food Products | Existing | Space Heating | Natural Gas | Unit Heater | A | Purchases (Incremental) | Technical Potential | 0 | 0 | 0.0017781 | 0.0033906 | 0.0053905 | 0.0077167 | 0.010315 | 0.013138 | 0.016143 | 0.019293 | 0.022023 | 0.02438 | 0.026507 | 0.028507 | 0.030454 | 0.032394 | 0.034361 | 0.032258 | 0.030814 | 0.029945 | 0.029574 | 0.029545
F14_Industrial_Food Products_Existing_Space Heating_Natural Gas_Unit Heater_A_Technical Potential | F14 | Industrial | Food Products | Existing | Space Heating | Natural Gas | Unit Heater | A | Purchases (Cumulative) | Technical Potential | 0 | 0 | 0.0017781 | 0.0051687 | 0.010559 | 0.018276 | 0.028591 | 0.041729 | 0.057872 | 0.077165 | 0.099188 | 0.12357 | 0.15007 | 0.17858 | 0.20726 | 0.23626 | 0.26523 | 0.28977 | 0.31027 | 0.32708 | 0.34051 | 0.35076
F1_Industrial_Food Products_New_Space Heating_Natural Gas_Furnace_A_Technical Potential | F1 | Industrial | Food Products | New | Space Heating | Natural Gas | Furnace | A | Original Unit Energy Savings (kWh or therms) | Technical Potential | 0 | 1443.5073 | 1443.5073 | 1443.5073 | 1443.5073 | 1443.5073 | 1443.5073 | 1443.5073 | 1443.5073 | 1443.5073 | 1443.5073 | 1443.5073 | 1443.5073 | 1443.5073 | 1443.5073 | 1443.5073 | 1443.5073 | 1443.5073 | 1443.5073 | 1443.5073 | 1443.5073 | 1443.5073
F2_Industrial_Food Products_New_Space Heating_Natural Gas_Furnace_A_Technical Potential | F2 | Industrial | Food Products | New | Space Heating | Natural Gas | Furnace | A | Original Unit Summer Peak Savings (kW) | Technical Potential | 0 | 0 | 0 | 0 | 0 | 0 | 0 | 0 | 0 | 0 | 0 | 0 | 0 | 0 | 0 | 0 | 0 | 0 | 0 | 0 | 0 | 0
F3_Industrial_Food Products_New_Space Heating_Natural Gas_Furnace_A_Technical Potential | F3 | Industrial | Food Products | New | Space Heating | Natural Gas | Furnace | A | Original Unit Winter Peak Savings (kW) | Technical Potential | 0 | 0 | 0 | 0 | 0 | 0 | 0 | 0 | 0 | 0 | 0 | 0 | 0 | 0 | 0 | 0 | 0 | 0 | 0 | 0 | 0 | 0
F4_Industrial_Food Products_New_Space Heating_Natural Gas_Furnace_A_Technical Potential | F4 | Industrial | Food Products | New | Space Heating | Natural Gas | Furnace | A | Standalone Impact on Baseline Energy (%) | Technical Potential | 0% | 0% | 0.04176% | 0.7865% | 1.085% | 1.261% | 1.33% | 1.39% | 1.436% | 1.476% | 1.5% | 1.524% | 1.544% | 1.564% | 1.575% | 1.588% | 1.599% | 1.61% | 1.617% | 1.637% | 1.655% | 1.679%
F5_Industrial_Food Products_New_Space Heating_Natural Gas_Furnace_A_Technical Potential | F5 | Industrial | Food Products | New | Space Heating | Natural Gas | Furnace | A | Standalone Impact on Baseline Summer Peak (%) | Technical Potential | bar: 2019 to 2040
F6_Industrial_Food Products_New_Space Heating_Natural Gas_Furnace_A_Technical Potential | F6 | Industrial | Food Products | New | Space Heating | Natural Gas | Furnace | A | Standalone Impact on Baseline Winter Peak (%) | Technical Potential | bar: 2019 to 2040
F7_Industrial_Food Products_New_Space Heating_Natural Gas_Furnace_A_Technical Potential | F7 | Industrial | Food Products | New | Space Heating | Natural Gas | Furnace | A | Incremental Energy Savings (MWh or mTherms) | Technical Potential | 0 | 0 | 0.00902 | 0.28745 | 0.28675 | 0.3214 | 0.19356 | 0.2247 | 0.22186 | 0.24956 | 0.18587 | 0.21378 | 0.21094 | 0.2447 | 0.16608 | 0.20185 | 0.20169 | 0.2348 | 0.15509 | 0.22009 | 0.21335 | 0.2328
F8_Industrial_Food Products_New_Space Heating_Natural Gas_Furnace_A_Technical Potential | F8 | Industrial | Food Products | New | Space Heating | Natural Gas | Furnace | A | Incremental Summer Peak Savings (MW) | Technical Potential | 0 | 0 | 0 | 0 | 0 | 0 | 0 | 0 | 0 | 0 | 0 | 0 | 0 | 0 | 0 | 0 | 0 | 0 | 0 | 0 | 0 | 0
F9_Industrial_Food Products_New_Space Heating_Natural Gas_Furnace_A_Technical Potential | F9 | Industrial | Food Products | New | Space Heating | Natural Gas | Furnace | A | Incremental Winter Peak Savings (MW) | Technical Potential | 0 | 0 | 0 | 0 | 0 | 0 | 0 | 0 | 0 | 0 | 0 | 0 | 0 | 0 | 0 | 0 | 0 | 0 | 0 | 0 | 0 | 0
F10_Industrial_Food Products_New_Space Heating_Natural Gas_Furnace_A_Technical Potential | F10 | Industrial | Food Products | New | Space Heating | Natural Gas | Furnace | A | Cumulative Energy Savings (MWh or mTherms) | Technical Potential | 0 | 0 | 0.00902 | 0.29647 | 0.58322 | 0.90461 | 1.0982 | 1.3229 | 1.5447 | 1.7943 | 1.9802 | 2.1939 | 2.4049 | 2.6496 | 2.8157 | 3.0175 | 3.2192 | 3.454 | 3.6091 | 3.8292 | 4.0425 | 4.2753
F11_Industrial_Food Products_New_Space Heating_Natural Gas_Furnace_A_Technical Potential | F11 | Industrial | Food Products | New | Space Heating | Natural Gas | Furnace | A | Cumulative Summer Peak Savings (MW) | Technical Potential | 0 | 0 | 0 | 0 | 0 | 0 | 0 | 0 | 0 | 0 | 0 | 0 | 0 | 0 | 0 | 0 | 0 | 0 | 0 | 0 | 0 | 0
F12_Industrial_Food Products_New_Space Heating_Natural Gas_Furnace_A_Technical Potential | F12 | Industrial | Food Products | New | Space Heating | Natural Gas | Furnace | A | Cumulative Winter Peak Savings (MW) | Technical Potential | 0 | 0 | 0 | 0 | 0 | 0 | 0 | 0 | 0 | 0 | 0 | 0 | 0 | 0 | 0 | 0 | 0 | 0 | 0 | 0 | 0 | 0
F13_Industrial_Food Products_New_Space Heating_Natural Gas_Furnace_A_Technical Potential | F13 | Industrial | Food Products | New | Space Heating | Natural Gas | Furnace | A | Purchases (Incremental) | Technical Potential | 0 | 0 | 0.0062487 | 0.19913 | 0.19865 | 0.22265 | 0.13409 | 0.15566 | 0.1537 | 0.17289 | 0.12876 | 0.1481 | 0.14613 | 0.16952 | 0.11505 | 0.13983 | 0.13972 | 0.16266 | 0.10744 | 0.15247 | 0.1478 | 0.16127
F14_Industrial_Food Products_New_Space Heating_Natural Gas_Furnace_A_Technical Potential | F14 | Industrial | Food Products | New | Space Heating | Natural Gas | Furnace | A | Purchases (Cumulative) | Technical Potential | 0 | 0 | 0.0062487 | 0.20538 | 0.40403 | 0.62668 | 0.76077 | 0.91643 | 1.0701 | 1.243 | 1.3718 | 1.5199 | 1.666 | 1.8355 | 1.9506 | 2.0904 | 2.2301 | 2.3928 | 2.5002 | 2.6527 | 2.8005 | 2.9618
F1_Industrial_Food Products_New_Space Heating_Natural Gas_Boiler_A_Technical Potential | F1 | Industrial | Food Products | New | Space Heating | Natural Gas | Boiler | A | Original Unit Energy Savings (kWh or therms) | Technical Potential | 0 | 15225.431 | 15225.431 | 15225.431 | 15225.431 | 15225.431 | 15225.431 | 15225.431 | 15225.431 | 15225.431 | 15225.431 | 15225.431 | 15225.431 | 15225.431 | 15225.431 | 15225.431 | 15225.431 | 15225.431 | 15225.431 | 15225.431 | 15225.431 | 15225.431
F2_Industrial_Food Products_New_Space Heating_Natural Gas_Boiler_A_Technical Potential | F2 | Industrial | Food Products | New | Space Heating | Natural Gas | Boiler | A | Original Unit Summer Peak Savings (kW) | Technical Potential | 0 | 0 | 0 | 0 | 0 | 0 | 0 | 0 | 0 | 0 | 0 | 0 | 0 | 0 | 0 | 0 | 0 | 0 | 0 | 0 | 0 | 0
F3_Industrial_Food Products_New_Space Heating_Natural Gas_Boiler_A_Technical Potential | F3 | Industrial | Food Products | New | Space Heating | Natural Gas | Boiler | A | Original Unit Winter Peak Savings (kW) | Technical Potential | 0 | 0 | 0 | 0 | 0 | 0 | 0 | 0 | 0 | 0 | 0 | 0 | 0 | 0 | 0 | 0 | 0 | 0 | 0 | 0 | 0 | 0
F4_Industrial_Food Products_New_Space Heating_Natural Gas_Boiler_A_Technical Potential | F4 | Industrial | Food Products | New | Space Heating | Natural Gas | Boiler | A | Standalone Impact on Baseline Energy (%) | Technical Potential | 0% | 0% | 0.1019% | 1.919% | 2.647% | 3.076% | 3.244% | 3.391% | 3.503% | 3.601% | 3.66% | 3.718% | 3.767% | 3.814% | 3.843% | 3.873% | 3.9% | 3.928% | 3.945% | 3.964% | 3.981% | 3.996%
F5_Industrial_Food Products_New_Space Heating_Natural Gas_Boiler_A_Technical Potential | F5 | Industrial | Food Products | New | Space Heating | Natural Gas | Boiler | A | Standalone Impact on Baseline Summer Peak (%) | Technical Potential | bar: 2019 to 2040
F6_Industrial_Food Products_New_Space Heating_Natural Gas_Boiler_A_Technical Potential | F6 | Industrial | Food Products | New | Space Heating | Natural Gas | Boiler | A | Standalone Impact on Baseline Winter Peak (%) | Technical Potential | bar: 2019 to 2040
F7_Industrial_Food Products_New_Space Heating_Natural Gas_Boiler_A_Technical Potential | F7 | Industrial | Food Products | New | Space Heating | Natural Gas | Boiler | A | Incremental Energy Savings (MWh or mTherms) | Technical Potential | 0 | 0 | 0.022005 | 0.70127 | 0.69955 | 0.78409 | 0.47221 | 0.54817 | 0.54126 | 0.60884 | 0.45346 | 0.52154 | 0.51462 | 0.59698 | 0.40517 | 0.49243 | 0.49206 | 0.57282 | 0.37836 | 0.46623 | 0.45354 | 0.4522
F8_Industrial_Food Products_New_Space Heating_Natural Gas_Boiler_A_Technical Potential | F8 | Industrial | Food Products | New | Space Heating | Natural Gas | Boiler | A | Incremental Summer Peak Savings (MW) | Technical Potential | 0 | 0 | 0 | 0 | 0 | 0 | 0 | 0 | 0 | 0 | 0 | 0 | 0 | 0 | 0 | 0 | 0 | 0 | 0 | 0 | 0 | 0
F9_Industrial_Food Products_New_Space Heating_Natural Gas_Boiler_A_Technical Potential | F9 | Industrial | Food Products | New | Space Heating | Natural Gas | Boiler | A | Incremental Winter Peak Savings (MW) | Technical Potential | 0 | 0 | 0 | 0 | 0 | 0 | 0 | 0 | 0 | 0 | 0 | 0 | 0 | 0 | 0 | 0 | 0 | 0 | 0 | 0 | 0 | 0
F10_Industrial_Food Products_New_Space Heating_Natural Gas_Boiler_A_Technical Potential | F10 | Industrial | Food Products | New | Space Heating | Natural Gas | Boiler | A | Cumulative Energy Savings (MWh or mTherms) | Technical Potential | 0 | 0 | 0.022005 | 0.72328 | 1.4228 | 2.2069 | 2.6791 | 3.2273 | 3.7686 | 4.3774 | 4.8309 | 5.3524 | 5.867 | 6.464 | 6.8692 | 7.3616 | 7.8536 | 8.4265 | 8.8048 | 9.2711 | 9.7246 | 10.1768
F11_Industrial_Food Products_New_Space Heating_Natural Gas_Boiler_A_Technical Potential | F11 | Industrial | Food Products | New | Space Heating | Natural Gas | Boiler | A | Cumulative Summer Peak Savings (MW) | Technical Potential | 0 | 0 | 0 | 0 | 0 | 0 | 0 | 0 | 0 | 0 | 0 | 0 | 0 | 0 | 0 | 0 | 0 | 0 | 0 | 0 | 0 | 0
F12_Industrial_Food Products_New_Space Heating_Natural Gas_Boiler_A_Technical Potential | F12 | Industrial | Food Products | New | Space Heating | Natural Gas | Boiler | A | Cumulative Winter Peak Savings (MW) | Technical Potential | 0 | 0 | 0 | 0 | 0 | 0 | 0 | 0 | 0 | 0 | 0 | 0 | 0 | 0 | 0 | 0 | 0 | 0 | 0 | 0 | 0 | 0
F13_Industrial_Food Products_New_Space Heating_Natural Gas_Boiler_A_Technical Potential | F13 | Industrial | Food Products | New | Space Heating | Natural Gas | Boiler | A | Purchases (Incremental) | Technical Potential | 0 | 0 | 0.0014453 | 0.046059 | 0.045946 | 0.051498 | 0.031014 | 0.036004 | 0.03555 | 0.039988 | 0.029783 | 0.034255 | 0.0338 | 0.039209 | 0.026611 | 0.032342 | 0.032318 | 0.037622 | 0.024851 | 0.030622 | 0.029788 | 0.0297
F14_Industrial_Food Products_New_Space Heating_Natural Gas_Boiler_A_Technical Potential | F14 | Industrial | Food Products | New | Space Heating | Natural Gas | Boiler | A | Purchases (Cumulative) | Technical Potential | 0 | 0 | 0.0014453 | 0.047505 | 0.093451 | 0.14495 | 0.17596 | 0.21197 | 0.24752 | 0.28751 | 0.31729 | 0.35154 | 0.38534 | 0.42455 | 0.45116 | 0.48351 | 0.51582 | 0.55345 | 0.5783 | 0.60892 | 0.63871 | 0.66841
F1_Industrial_Food Products_New_Space Heating_Natural Gas_Unit Heater_A_Technical Potential | F1 | Industrial | Food Products | New | Space Heating | Natural Gas | Unit Heater | A | Original Unit Energy Savings (kWh or therms) | Technical Potential | 0 | 43660.7244 | 43660.7244 | 43660.7244 | 43660.7244 | 43660.7244 | 43660.7244 | 43660.7244 | 43660.7244 | 43660.7244 | 43660.7244 | 43660.7244 | 43660.7244 | 43660.7244 | 43660.7244 | 43660.7244 | 43660.7244 | 43660.7244 | 43660.7244 | 43660.7244 | 43660.7244 | 43660.7244
F2_Industrial_Food Products_New_Space Heating_Natural Gas_Unit Heater_A_Technical Potential | F2 | Industrial | Food Products | New | Space Heating | Natural Gas | Unit Heater | A | Original Unit Summer Peak Savings (kW) | Technical Potential | 0 | 0 | 0 | 0 | 0 | 0 | 0 | 0 | 0 | 0 | 0 | 0 | 0 | 0 | 0 | 0 | 0 | 0 | 0 | 0 | 0 | 0
F3_Industrial_Food Products_New_Space Heating_Natural Gas_Unit Heater_A_Technical Potential | F3 | Industrial | Food Products | New | Space Heating | Natural Gas | Unit Heater | A | Original Unit Winter Peak Savings (kW) | Technical Potential | 0 | 0 | 0 | 0 | 0 | 0 | 0 | 0 | 0 | 0 | 0 | 0 | 0 | 0 | 0 | 0 | 0 | 0 | 0 | 0 | 0 | 0
F4_Industrial_Food Products_New_Space Heating_Natural Gas_Unit Heater_A_Technical Potential | F4 | Industrial | Food Products | New | Space Heating | Natural Gas | Unit Heater | A | Standalone Impact on Baseline Energy (%) | Technical Potential | 0% | 0% | 0.1898% | 3.575% | 4.933% | 5.732% | 6.045% | 6.319% | 6.527% | 6.71% | 6.821% | 6.929% | 7.239% | 7.477% | 7.76% | 7.436% | 7.23% | 7.198% | 7% | 6.991% | 6.914% | 6.964%
F5_Industrial_Food Products_New_Space Heating_Natural Gas_Unit Heater_A_Technical Potential | F5 | Industrial | Food Products | New | Space Heating | Natural Gas | Unit Heater | A | Standalone Impact on Baseline Summer Peak (%) | Technical Potential | bar: 2019 to 2040
F6_Industrial_Food Products_New_Space Heating_Natural Gas_Unit Heater_A_Technical Potential | F6 | Industrial | Food Products | New | Space Heating | Natural Gas | Unit Heater | A | Standalone Impact on Baseline Winter Peak (%) | Technical Potential | bar: 2019 to 2040
F7_Industrial_Food Products_New_Space Heating_Natural Gas_Unit Heater_A_Technical Potential | F7 | Industrial | Food Products | New | Space Heating | Natural Gas | Unit Heater | A | Incremental Energy Savings (MWh or mTherms) | Technical Potential | 0 | 0 | 0.041007 | 1.3068 | 1.3036 | 1.4612 | 0.87997 | 1.0215 | 1.0087 | 1.1346 | 0.84503 | 0.9719 | 1.3015 | 1.3947 | 1.2012 | 0.26126 | 0.42592 | 0.88133 | 0.18437 | 0.72766 | 0.54005 | 0.84323
F8_Industrial_Food Products_New_Space Heating_Natural Gas_Unit Heater_A_Technical Potential | F8 | Industrial | Food Products | New | Space Heating | Natural Gas | Unit Heater | A | Incremental Summer Peak Savings (MW) | Technical Potential | 0 | 0 | 0 | 0 | 0 | 0 | 0 | 0 | 0 | 0 | 0 | 0 | 0 | 0 | 0 | 0 | 0 | 0 | 0 | 0 | 0 | 0
F9_Industrial_Food Products_New_Space Heating_Natural Gas_Unit Heater_A_Technical Potential | F9 | Industrial | Food Products | New | Space Heating | Natural Gas | Unit Heater | A | Incremental Winter Peak Savings (MW) | Technical Potential | 0 | 0 | 0 | 0 | 0 | 0 | 0 | 0 | 0 | 0 | 0 | 0 | 0 | 0 | 0 | 0 | 0 | 0 | 0 | 0 | 0 | 0
F10_Industrial_Food Products_New_Space Heating_Natural Gas_Unit Heater_A_Technical Potential | F10 | Industrial | Food Products | New | Space Heating | Natural Gas | Unit Heater | A | Cumulative Energy Savings (MWh or mTherms) | Technical Potential | 0 | 0 | 0.041007 | 1.3478 | 2.6515 | 4.1126 | 4.9926 | 6.0141 | 7.0228 | 8.1574 | 9.0024 | 9.9743 | 11.2758 | 12.6705 | 13.8717 | 14.133 | 14.5589 | 15.4402 | 15.6246 | 16.3523 | 16.8923 | 17.7355
F11_Industrial_Food Products_New_Space Heating_Natural Gas_Unit Heater_A_Technical Potential | F11 | Industrial | Food Products | New | Space Heating | Natural Gas | Unit Heater | A | Cumulative Summer Peak Savings (MW) | Technical Potential | 0 | 0 | 0 | 0 | 0 | 0 | 0 | 0 | 0 | 0 | 0 | 0 | 0 | 0 | 0 | 0 | 0 | 0 | 0 | 0 | 0 | 0
F12_Industrial_Food Products_New_Space Heating_Natural Gas_Unit Heater_A_Technical Potential | F12 | Industrial | Food Products | New | Space Heating | Natural Gas | Unit Heater | A | Cumulative Winter Peak Savings (MW) | Technical Potential | 0 | 0 | 0 | 0 | 0 | 0 | 0 | 0 | 0 | 0 | 0 | 0 | 0 | 0 | 0 | 0 | 0 | 0 | 0 | 0 | 0 | 0
F13_Industrial_Food Products_New_Space Heating_Natural Gas_Unit Heater_A_Technical Potential | F13 | Industrial | Food Products | New | Space Heating | Natural Gas | Unit Heater | A | Purchases (Incremental) | Technical Potential | 0 | 0 | 0.00093923 | 0.029932 | 0.029858 | 0.033466 | 0.020155 | 0.023397 | 0.023102 | 0.025986 | 0.019354 | 0.02226 | 0.02981 | 0.031944 | 0.028451 | 0.035915 | 0.039613 | 0.053652 | 0.034154 | 0.046524 | 0.045835 | 0.045299
F14_Industrial_Food Products_New_Space Heating_Natural Gas_Unit Heater_A_Technical Potential | F14 | Industrial | Food Products | New | Space Heating | Natural Gas | Unit Heater | A | Purchases (Cumulative) | Technical Potential | 0 | 0 | 0.00093923 | 0.030871 | 0.060729 | 0.094195 | 0.11435 | 0.13775 | 0.16085 | 0.18684 | 0.20619 | 0.22845 | 0.25826 | 0.2902 | 0.31772 | 0.3237 | 0.33346 | 0.35364 | 0.35786 | 0.37453 | 0.3869 | 0.40621
F1_Industrial_Agriculture_Existing_Space Heating_Natural Gas_Furnace_A_Technical Potential | F1 | Industrial | Agriculture | Existing | Space Heating | Natural Gas | Furnace | A | Original Unit Energy Savings (kWh or therms) | Technical Potential | 0 | 1443.5459 | 1443.5459 | 1443.5459 | 1443.5459 | 1443.5459 | 1443.5459 | 1443.5459 | 1443.5459 | 1443.5459 | 1443.5459 | 1443.5459 | 1443.5459 | 1443.5459 | 1443.5459 | 1443.5459 | 1443.5459 | 1443.5459 | 1443.5459 | 1443.5459 | 1443.5459 | 1443.5459
F2_Industrial_Agriculture_Existing_Space Heating_Natural Gas_Furnace_A_Technical Potential | F2 | Industrial | Agriculture | Existing | Space Heating | Natural Gas | Furnace | A | Original Unit Summer Peak Savings (kW) | Technical Potential | 0 | 0 | 0 | 0 | 0 | 0 | 0 | 0 | 0 | 0 | 0 | 0 | 0 | 0 | 0 | 0 | 0 | 0 | 0 | 0 | 0 | 0
F3_Industrial_Agriculture_Existing_Space Heating_Natural Gas_Furnace_A_Technical Potential | F3 | Industrial | Agriculture | Existing | Space Heating | Natural Gas | Furnace | A | Original Unit Winter Peak Savings (kW) | Technical Potential | 0 | 0 | 0 | 0 | 0 | 0 | 0 | 0 | 0 | 0 | 0 | 0 | 0 | 0 | 0 | 0 | 0 | 0 | 0 | 0 | 0 | 0
F4_Industrial_Agriculture_Existing_Space Heating_Natural Gas_Furnace_A_Technical Potential | F4 | Industrial | Agriculture | Existing | Space Heating | Natural Gas | Furnace | A | Standalone Impact on Baseline Energy (%) | Technical Potential | 0% | 0% | 0.04735% | 0.09852% | 0.1535% | 0.2121% | 0.2743% | 0.3401% | 0.4094% | 0.4821% | 0.5581% | 0.6374% | 0.7144% | 0.789% | 0.8615% | 0.932% | 1.001% | 1.068% | 1.133% | 1.2% | 1.27% | 1.342%
F5_Industrial_Agriculture_Existing_Space Heating_Natural Gas_Furnace_A_Technical Potential | F5 | Industrial | Agriculture | Existing | Space Heating | Natural Gas | Furnace | A | Standalone Impact on Baseline Summer Peak (%) | Technical Potential | bar: 2019 to 2040
F6_Industrial_Agriculture_Existing_Space Heating_Natural Gas_Furnace_A_Technical Potential | F6 | Industrial | Agriculture | Existing | Space Heating | Natural Gas | Furnace | A | Standalone Impact on Baseline Winter Peak (%) | Technical Potential | bar: 2019 to 2040
F7_Industrial_Agriculture_Existing_Space Heating_Natural Gas_Furnace_A_Technical Potential | F7 | Industrial | Agriculture | Existing | Space Heating | Natural Gas | Furnace | A | Incremental Energy Savings (MWh or mTherms) | Technical Potential | 0 | 0 | 0.50057 | 0.52068 | 0.53828 | 0.55359 | 0.56678 | 0.57805 | 0.58753 | 0.5954 | 0.60178 | 0.6068 | 0.56126 | 0.51914 | 0.48017 | 0.44414 | 0.4108 | 0.37997 | 0.35146 | 0.35195 | 0.35321 | 0.35506
F8_Industrial_Agriculture_Existing_Space Heating_Natural Gas_Furnace_A_Technical Potential | F8 | Industrial | Agriculture | Existing | Space Heating | Natural Gas | Furnace | A | Incremental Summer Peak Savings (MW) | Technical Potential | 0 | 0 | 0 | 0 | 0 | 0 | 0 | 0 | 0 | 0 | 0 | 0 | 0 | 0 | 0 | 0 | 0 | 0 | 0 | 0 | 0 | 0
F9_Industrial_Agriculture_Existing_Space Heating_Natural Gas_Furnace_A_Technical Potential | F9 | Industrial | Agriculture | Existing | Space Heating | Natural Gas | Furnace | A | Incremental Winter Peak Savings (MW) | Technical Potential | 0 | 0 | 0 | 0 | 0 | 0 | 0 | 0 | 0 | 0 | 0 | 0 | 0 | 0 | 0 | 0 | 0 | 0 | 0 | 0 | 0 | 0
F10_Industrial_Agriculture_Existing_Space Heating_Natural Gas_Furnace_A_Technical Potential | F10 | Industrial | Agriculture | Existing | Space Heating | Natural Gas | Furnace | A | Cumulative Energy Savings (MWh or mTherms) | Technical Potential | 0 | 0 | 0.50057 | 1.0212 | 1.5595 | 2.1131 | 2.6799 | 3.2579 | 3.8455 | 4.4409 | 5.0427 | 5.6495 | 6.2107 | 6.7299 | 7.21 | 7.6542 | 8.065 | 8.4449 | 8.7964 | 9.1484 | 9.5016 | 9.8566
F11_Industrial_Agriculture_Existing_Space Heating_Natural Gas_Furnace_A_Technical Potential | F11 | Industrial | Agriculture | Existing | Space Heating | Natural Gas | Furnace | A | Cumulative Summer Peak Savings (MW) | Technical Potential | 0 | 0 | 0 | 0 | 0 | 0 | 0 | 0 | 0 | 0 | 0 | 0 | 0 | 0 | 0 | 0 | 0 | 0 | 0 | 0 | 0 | 0
F12_Industrial_Agriculture_Existing_Space Heating_Natural Gas_Furnace_A_Technical Potential | F12 | Industrial | Agriculture | Existing | Space Heating | Natural Gas | Furnace | A | Cumulative Winter Peak Savings (MW) | Technical Potential | 0 | 0 | 0 | 0 | 0 | 0 | 0 | 0 | 0 | 0 | 0 | 0 | 0 | 0 | 0 | 0 | 0 | 0 | 0 | 0 | 0 | 0
F13_Industrial_Agriculture_Existing_Space Heating_Natural Gas_Furnace_A_Technical Potential | F13 | Industrial | Agriculture | Existing | Space Heating | Natural Gas | Furnace | A | Purchases (Incremental) | Technical Potential | 0 | 0 | 0.34676 | 0.36069 | 0.37289 | 0.38349 | 0.39263 | 0.40043 | 0.40701 | 0.41246 | 0.41688 | 0.42035 | 0.38881 | 0.35963 | 0.33264 | 0.30767 | 0.28458 | 0.26322 | 0.24347 | 0.24381 | 0.24468 | 0.24596
F14_Industrial_Agriculture_Existing_Space Heating_Natural Gas_Furnace_A_Technical Potential | F14 | Industrial | Agriculture | Existing | Space Heating | Natural Gas | Furnace | A | Purchases (Cumulative) | Technical Potential | 0 | 0 | 0.34676 | 0.70746 | 1.0803 | 1.4638 | 1.8565 | 2.2569 | 2.6639 | 3.0764 | 3.4932 | 3.9136 | 4.3024 | 4.662 | 4.9947 | 5.3023 | 5.5869 | 5.8501 | 6.0936 | 6.3374 | 6.5821 | 6.8281
F1_Industrial_Agriculture_Existing_Space Heating_Natural Gas_Boiler_A_Technical Potential | F1 | Industrial | Agriculture | Existing | Space Heating | Natural Gas | Boiler | A | Original Unit Energy Savings (kWh or therms) | Technical Potential | 0 | 15226.9124 | 15226.9124 | 15226.9124 | 15226.9124 | 15226.9124 | 15226.9124 | 15226.9124 | 15226.9124 | 15226.9124 | 15226.9124 | 15226.9124 | 15226.9124 | 15226.9124 | 15226.9124 | 15226.9124 | 15226.9124 | 15226.9124 | 15226.9124 | 15226.9124 | 15226.9124 | 15226.9124
F2_Industrial_Agriculture_Existing_Space Heating_Natural Gas_Boiler_A_Technical Potential | F2 | Industrial | Agriculture | Existing | Space Heating | Natural Gas | Boiler | A | Original Unit Summer Peak Savings (kW) | Technical Potential | 0 | 0 | 0 | 0 | 0 | 0 | 0 | 0 | 0 | 0 | 0 | 0 | 0 | 0 | 0 | 0 | 0 | 0 | 0 | 0 | 0 | 0
F3_Industrial_Agriculture_Existing_Space Heating_Natural Gas_Boiler_A_Technical Potential | F3 | Industrial | Agriculture | Existing | Space Heating | Natural Gas | Boiler | A | Original Unit Winter Peak Savings (kW) | Technical Potential | 0 | 0 | 0 | 0 | 0 | 0 | 0 | 0 | 0 | 0 | 0 | 0 | 0 | 0 | 0 | 0 | 0 | 0 | 0 | 0 | 0 | 0
F4_Industrial_Agriculture_Existing_Space Heating_Natural Gas_Boiler_A_Technical Potential | F4 | Industrial | Agriculture | Existing | Space Heating | Natural Gas | Boiler | A | Standalone Impact on Baseline Energy (%) | Technical Potential | 0% | 0% | 0.1267% | 0.2573% | 0.3918% | 0.5301% | 0.6722% | 0.8181% | 0.9678% | 1.121% | 1.279% | 1.439% | 1.604% | 1.772% | 1.944% | 2.12% | 2.299% | 2.482% | 2.668% | 2.859% | 3.053% | 3.25%
F5_Industrial_Agriculture_Existing_Space Heating_Natural Gas_Boiler_A_Technical Potential | F5 | Industrial | Agriculture | Existing | Space Heating | Natural Gas | Boiler | A | Standalone Impact on Baseline Summer Peak (%) | Technical Potential | bar: 2019 to 2040
F6_Industrial_Agriculture_Existing_Space Heating_Natural Gas_Boiler_A_Technical Potential | F6 | Industrial | Agriculture | Existing | Space Heating | Natural Gas | Boiler | A | Standalone Impact on Baseline Winter Peak (%) | Technical Potential | bar: 2019 to 2040
F7_Industrial_Agriculture_Existing_Space Heating_Natural Gas_Boiler_A_Technical Potential | F7 | Industrial | Agriculture | Existing | Space Heating | Natural Gas | Boiler | A | Incremental Energy Savings (MWh or mTherms) | Technical Potential | 0 | 0 | 1.3398 | 1.3275 | 1.3142 | 1.3002 | 1.2854 | 1.2701 | 1.2544 | 1.2382 | 1.2218 | 1.2051 | 1.1882 | 1.1712 | 1.1542 | 1.1371 | 1.12 | 1.1029 | 1.0858 | 1.0689 | 1.0521 | 1.0353
F8_Industrial_Agriculture_Existing_Space Heating_Natural Gas_Boiler_A_Technical Potential | F8 | Industrial | Agriculture | Existing | Space Heating | Natural Gas | Boiler | A | Incremental Summer Peak Savings (MW) | Technical Potential | 0 | 0 | 0 | 0 | 0 | 0 | 0 | 0 | 0 | 0 | 0 | 0 | 0 | 0 | 0 | 0 | 0 | 0 | 0 | 0 | 0 | 0
F9_Industrial_Agriculture_Existing_Space Heating_Natural Gas_Boiler_A_Technical Potential | F9 | Industrial | Agriculture | Existing | Space Heating | Natural Gas | Boiler | A | Incremental Winter Peak Savings (MW) | Technical Potential | 0 | 0 | 0 | 0 | 0 | 0 | 0 | 0 | 0 | 0 | 0 | 0 | 0 | 0 | 0 | 0 | 0 | 0 | 0 | 0 | 0 | 0
F10_Industrial_Agriculture_Existing_Space Heating_Natural Gas_Boiler_A_Technical Potential | F10 | Industrial | Agriculture | Existing | Space Heating | Natural Gas | Boiler | A | Cumulative Energy Savings (MWh or mTherms) | Technical Potential | 0 | 0 | 1.3398 | 2.6673 | 3.9815 | 5.2816 | 6.5671 | 7.8372 | 9.0916 | 10.3299 | 11.5517 | 12.7568 | 13.945 | 15.1163 | 16.2704 | 17.4075 | 18.5274 | 19.6303 | 20.7161 | 21.785 | 22.8371 | 23.8724
F11_Industrial_Agriculture_Existing_Space Heating_Natural Gas_Boiler_A_Technical Potential | F11 | Industrial | Agriculture | Existing | Space Heating | Natural Gas | Boiler | A | Cumulative Summer Peak Savings (MW) | Technical Potential | 0 | 0 | 0 | 0 | 0 | 0 | 0 | 0 | 0 | 0 | 0 | 0 | 0 | 0 | 0 | 0 | 0 | 0 | 0 | 0 | 0 | 0
F12_Industrial_Agriculture_Existing_Space Heating_Natural Gas_Boiler_A_Technical Potential | F12 | Industrial | Agriculture | Existing | Space Heating | Natural Gas | Boiler | A | Cumulative Winter Peak Savings (MW) | Technical Potential | 0 | 0 | 0 | 0 | 0 | 0 | 0 | 0 | 0 | 0 | 0 | 0 | 0 | 0 | 0 | 0 | 0 | 0 | 0 | 0 | 0 | 0
F13_Industrial_Agriculture_Existing_Space Heating_Natural Gas_Boiler_A_Technical Potential | F13 | Industrial | Agriculture | Existing | Space Heating | Natural Gas | Boiler | A | Purchases (Incremental) | Technical Potential | 0 | 0 | 0.087988 | 0.087179 | 0.086309 | 0.085386 | 0.084419 | 0.083415 | 0.08238 | 0.081319 | 0.080239 | 0.079143 | 0.078035 | 0.076919 | 0.075798 | 0.074675 | 0.073551 | 0.072429 | 0.071311 | 0.070198 | 0.069092 | 0.067994
F14_Industrial_Agriculture_Existing_Space Heating_Natural Gas_Boiler_A_Technical Potential | F14 | Industrial | Agriculture | Existing | Space Heating | Natural Gas | Boiler | A | Purchases (Cumulative) | Technical Potential | 0 | 0 | 0.087988 | 0.17517 | 0.26148 | 0.34686 | 0.43128 | 0.5147 | 0.59708 | 0.6784 | 0.75863 | 0.83778 | 0.91581 | 0.99273 | 1.0685 | 1.1432 | 1.2168 | 1.2892 | 1.3605 | 1.4307 | 1.4998 | 1.5678
F1_Industrial_Agriculture_Existing_Space Heating_Natural Gas_Unit Heater_A_Technical Potential | F1 | Industrial | Agriculture | Existing | Space Heating | Natural Gas | Unit Heater | A | Original Unit Energy Savings (kWh or therms) | Technical Potential | 0 | 43660.7244 | 43660.7244 | 43660.7244 | 43660.7244 | 43660.7244 | 43660.7244 | 43660.7244 | 43660.7244 | 43660.7244 | 43660.7244 | 43660.7244 | 43660.7244 | 43660.7244 | 43660.7244 | 43660.7244 | 43660.7244 | 43660.7244 | 43660.7244 | 43660.7244 | 43660.7244 | 43660.7244
F2_Industrial_Agriculture_Existing_Space Heating_Natural Gas_Unit Heater_A_Technical Potential | F2 | Industrial | Agriculture | Existing | Space Heating | Natural Gas | Unit Heater | A | Original Unit Summer Peak Savings (kW) | Technical Potential | 0 | 0 | 0 | 0 | 0 | 0 | 0 | 0 | 0 | 0 | 0 | 0 | 0 | 0 | 0 | 0 | 0 | 0 | 0 | 0 | 0 | 0
F3_Industrial_Agriculture_Existing_Space Heating_Natural Gas_Unit Heater_A_Technical Potential | F3 | Industrial | Agriculture | Existing | Space Heating | Natural Gas | Unit Heater | A | Original Unit Winter Peak Savings (kW) | Technical Potential | 0 | 0 | 0 | 0 | 0 | 0 | 0 | 0 | 0 | 0 | 0 | 0 | 0 | 0 | 0 | 0 | 0 | 0 | 0 | 0 | 0 | 0
F4_Industrial_Agriculture_Existing_Space Heating_Natural Gas_Unit Heater_A_Technical Potential | F4 | Industrial | Agriculture | Existing | Space Heating | Natural Gas | Unit Heater | A | Standalone Impact on Baseline Energy (%) | Technical Potential | 0% | 0% | 0.01891% | 0.05606% | 0.1168% | 0.2062% | 0.329% | 0.4898% | 0.6927% | 0.9418% | 1.234% | 1.568% | 1.941% | 2.354% | 2.784% | 3.235% | 3.7% | 4.119% | 4.493% | 4.826% | 5.118% | 5.37%
F5_Industrial_Agriculture_Existing_Space Heating_Natural Gas_Unit Heater_A_Technical Potential | F5 | Industrial | Agriculture | Existing | Space Heating | Natural Gas | Unit Heater | A | Standalone Impact on Baseline Summer Peak (%) | Technical Potential | bar: 2019 to 2040
F6_Industrial_Agriculture_Existing_Space Heating_Natural Gas_Unit Heater_A_Technical Potential | F6 | Industrial | Agriculture | Existing | Space Heating | Natural Gas | Unit Heater | A | Standalone Impact on Baseline Winter Peak (%) | Technical Potential | bar: 2019 to 2040
F7_Industrial_Agriculture_Existing_Space Heating_Natural Gas_Unit Heater_A_Technical Potential | F7 | Industrial | Agriculture | Existing | Space Heating | Natural Gas | Unit Heater | A | Incremental Energy Savings (MWh or mTherms) | Technical Potential | 0 | 0 | 0.19992 | 0.38122 | 0.60608 | 0.86762 | 1.1598 | 1.4771 | 1.815 | 2.1692 | 2.4761 | 2.7411 | 2.9803 | 3.2052 | 3.2241 | 3.261 | 3.2573 | 2.7592 | 2.3048 | 1.8897 | 1.5101 | 1.1527
F8_Industrial_Agriculture_Existing_Space Heating_Natural Gas_Unit Heater_A_Technical Potential | F8 | Industrial | Agriculture | Existing | Space Heating | Natural Gas | Unit Heater | A | Incremental Summer Peak Savings (MW) | Technical Potential | 0 | 0 | 0 | 0 | 0 | 0 | 0 | 0 | 0 | 0 | 0 | 0 | 0 | 0 | 0 | 0 | 0 | 0 | 0 | 0 | 0 | 0
F9_Industrial_Agriculture_Existing_Space Heating_Natural Gas_Unit Heater_A_Technical Potential | F9 | Industrial | Agriculture | Existing | Space Heating | Natural Gas | Unit Heater | A | Incremental Winter Peak Savings (MW) | Technical Potential | 0 | 0 | 0 | 0 | 0 | 0 | 0 | 0 | 0 | 0 | 0 | 0 | 0 | 0 | 0 | 0 | 0 | 0 | 0 | 0 | 0 | 0
F10_Industrial_Agriculture_Existing_Space Heating_Natural Gas_Unit Heater_A_Technical Potential | F10 | Industrial | Agriculture | Existing | Space Heating | Natural Gas | Unit Heater | A | Cumulative Energy Savings (MWh or mTherms) | Technical Potential | 0 | 0 | 0.19992 | 0.58114 | 1.1872 | 2.0548 | 3.2146 | 4.6918 | 6.5068 | 8.6759 | 11.152 | 13.8931 | 16.8734 | 20.0786 | 23.3027 | 26.5637 | 29.821 | 32.5802 | 34.885 | 36.7747 | 38.2848 | 39.4375
F11_Industrial_Agriculture_Existing_Space Heating_Natural Gas_Unit Heater_A_Technical Potential | F11 | Industrial | Agriculture | Existing | Space Heating | Natural Gas | Unit Heater | A | Cumulative Summer Peak Savings (MW) | Technical Potential | 0 | 0 | 0 | 0 | 0 | 0 | 0 | 0 | 0 | 0 | 0 | 0 | 0 | 0 | 0 | 0 | 0 | 0 | 0 | 0 | 0 | 0
F12_Industrial_Agriculture_Existing_Space Heating_Natural Gas_Unit Heater_A_Technical Potential | F12 | Industrial | Agriculture | Existing | Space Heating | Natural Gas | Unit Heater | A | Cumulative Winter Peak Savings (MW) | Technical Potential | 0 | 0 | 0 | 0 | 0 | 0 | 0 | 0 | 0 | 0 | 0 | 0 | 0 | 0 | 0 | 0 | 0 | 0 | 0 | 0 | 0 | 0
F13_Industrial_Agriculture_Existing_Space Heating_Natural Gas_Unit Heater_A_Technical Potential | F13 | Industrial | Agriculture | Existing | Space Heating | Natural Gas | Unit Heater | A | Purchases (Incremental) | Technical Potential | 0 | 0 | 0.0045789 | 0.0087314 | 0.013882 | 0.019872 | 0.026563 | 0.033832 | 0.041571 | 0.049682 | 0.056713 | 0.062782 | 0.068259 | 0.073411 | 0.078423 | 0.083421 | 0.088486 | 0.083069 | 0.079352 | 0.077114 | 0.076158 | 0.076084
F14_Industrial_Agriculture_Existing_Space Heating_Natural Gas_Unit Heater_A_Technical Potential | F14 | Industrial | Agriculture | Existing | Space Heating | Natural Gas | Unit Heater | A | Purchases (Cumulative) | Technical Potential | 0 | 0 | 0.0045789 | 0.01331 | 0.027192 | 0.047064 | 0.073627 | 0.10746 | 0.14903 | 0.19871 | 0.25543 | 0.31821 | 0.38647 | 0.45988 | 0.53372 | 0.60841 | 0.68302 | 0.74621 | 0.799 | 0.84228 | 0.87687 | 0.90327
F1_Industrial_Agriculture_New_Space Heating_Natural Gas_Furnace_A_Technical Potential | F1 | Industrial | Agriculture | New | Space Heating | Natural Gas | Furnace | A | Original Unit Energy Savings (kWh or therms) | Technical Potential | 0 | 1443.5073 | 1443.5073 | 1443.5073 | 1443.5073 | 1443.5073 | 1443.5073 | 1443.5073 | 1443.5073 | 1443.5073 | 1443.5073 | 1443.5073 | 1443.5073 | 1443.5073 | 1443.5073 | 1443.5073 | 1443.5073 | 1443.5073 | 1443.5073 | 1443.5073 | 1443.5073 | 1443.5073
F2_Industrial_Agriculture_New_Space Heating_Natural Gas_Furnace_A_Technical Potential | F2 | Industrial | Agriculture | New | Space Heating | Natural Gas | Furnace | A | Original Unit Summer Peak Savings (kW) | Technical Potential | 0 | 0 | 0 | 0 | 0 | 0 | 0 | 0 | 0 | 0 | 0 | 0 | 0 | 0 | 0 | 0 | 0 | 0 | 0 | 0 | 0 | 0
F3_Industrial_Agriculture_New_Space Heating_Natural Gas_Furnace_A_Technical Potential | F3 | Industrial | Agriculture | New | Space Heating | Natural Gas | Furnace | A | Original Unit Winter Peak Savings (kW) | Technical Potential | 0 | 0 | 0 | 0 | 0 | 0 | 0 | 0 | 0 | 0 | 0 | 0 | 0 | 0 | 0 | 0 | 0 | 0 | 0 | 0 | 0 | 0
F4_Industrial_Agriculture_New_Space Heating_Natural Gas_Furnace_A_Technical Potential | F4 | Industrial | Agriculture | New | Space Heating | Natural Gas | Furnace | A | Standalone Impact on Baseline Energy (%) | Technical Potential | 0% | 0% | 0.04176% | 0.7865% | 1.085% | 1.261% | 1.33% | 1.39% | 1.436% | 1.476% | 1.5% | 1.524% | 1.544% | 1.564% | 1.575% | 1.588% | 1.599% | 1.61% | 1.617% | 1.637% | 1.655% | 1.679%
F5_Industrial_Agriculture_New_Space Heating_Natural Gas_Furnace_A_Technical Potential | F5 | Industrial | Agriculture | New | Space Heating | Natural Gas | Furnace | A | Standalone Impact on Baseline Summer Peak (%) | Technical Potential | bar: 2019 to 2040
F6_Industrial_Agriculture_New_Space Heating_Natural Gas_Furnace_A_Technical Potential | F6 | Industrial | Agriculture | New | Space Heating | Natural Gas | Furnace | A | Standalone Impact on Baseline Winter Peak (%) | Technical Potential | bar: 2019 to 2040
F7_Industrial_Agriculture_New_Space Heating_Natural Gas_Furnace_A_Technical Potential | F7 | Industrial | Agriculture | New | Space Heating | Natural Gas | Furnace | A | Incremental Energy Savings (MWh or mTherms) | Technical Potential | 0 | 0 | 0.023228 | 0.74024 | 0.73842 | 0.82765 | 0.49845 | 0.57863 | 0.57134 | 0.64267 | 0.47865 | 0.55052 | 0.54322 | 0.63015 | 0.42768 | 0.51979 | 0.5194 | 0.60465 | 0.39939 | 0.56676 | 0.54941 | 0.5995
F8_Industrial_Agriculture_New_Space Heating_Natural Gas_Furnace_A_Technical Potential | F8 | Industrial | Agriculture | New | Space Heating | Natural Gas | Furnace | A | Incremental Summer Peak Savings (MW) | Technical Potential | 0 | 0 | 0 | 0 | 0 | 0 | 0 | 0 | 0 | 0 | 0 | 0 | 0 | 0 | 0 | 0 | 0 | 0 | 0 | 0 | 0 | 0
F9_Industrial_Agriculture_New_Space Heating_Natural Gas_Furnace_A_Technical Potential | F9 | Industrial | Agriculture | New | Space Heating | Natural Gas | Furnace | A | Incremental Winter Peak Savings (MW) | Technical Potential | 0 | 0 | 0 | 0 | 0 | 0 | 0 | 0 | 0 | 0 | 0 | 0 | 0 | 0 | 0 | 0 | 0 | 0 | 0 | 0 | 0 | 0
F10_Industrial_Agriculture_New_Space Heating_Natural Gas_Furnace_A_Technical Potential | F10 | Industrial | Agriculture | New | Space Heating | Natural Gas | Furnace | A | Cumulative Energy Savings (MWh or mTherms) | Technical Potential | 0 | 0 | 0.023228 | 0.76347 | 1.5019 | 2.3295 | 2.828 | 3.4066 | 3.9779 | 4.6206 | 5.0993 | 5.6498 | 6.193 | 6.8232 | 7.2508 | 7.7706 | 8.29 | 8.8947 | 9.294 | 9.8608 | 10.4102 | 11.0097
F11_Industrial_Agriculture_New_Space Heating_Natural Gas_Furnace_A_Technical Potential | F11 | Industrial | Agriculture | New | Space Heating | Natural Gas | Furnace | A | Cumulative Summer Peak Savings (MW) | Technical Potential | 0 | 0 | 0 | 0 | 0 | 0 | 0 | 0 | 0 | 0 | 0 | 0 | 0 | 0 | 0 | 0 | 0 | 0 | 0 | 0 | 0 | 0
F12_Industrial_Agriculture_New_Space Heating_Natural Gas_Furnace_A_Technical Potential | F12 | Industrial | Agriculture | New | Space Heating | Natural Gas | Furnace | A | Cumulative Winter Peak Savings (MW) | Technical Potential | 0 | 0 | 0 | 0 | 0 | 0 | 0 | 0 | 0 | 0 | 0 | 0 | 0 | 0 | 0 | 0 | 0 | 0 | 0 | 0 | 0 | 0
F13_Industrial_Agriculture_New_Space Heating_Natural Gas_Furnace_A_Technical Potential | F13 | Industrial | Agriculture | New | Space Heating | Natural Gas | Furnace | A | Purchases (Incremental) | Technical Potential | 0 | 0 | 0.016091 | 0.5128 | 0.51155 | 0.57336 | 0.3453 | 0.40085 | 0.3958 | 0.44521 | 0.33159 | 0.38138 | 0.37632 | 0.43654 | 0.29628 | 0.36009 | 0.35981 | 0.41887 | 0.27668 | 0.39263 | 0.38061 | 0.41531
F14_Industrial_Agriculture_New_Space Heating_Natural Gas_Furnace_A_Technical Potential | F14 | Industrial | Agriculture | New | Space Heating | Natural Gas | Furnace | A | Purchases (Cumulative) | Technical Potential | 0 | 0 | 0.016091 | 0.5289 | 1.0404 | 1.6138 | 1.9591 | 2.36 | 2.7558 | 3.201 | 3.5326 | 3.9139 | 4.2902 | 4.7268 | 5.0231 | 5.3832 | 5.743 | 6.1618 | 6.4385 | 6.8311 | 7.2118 | 7.6271
F1_Industrial_Agriculture_New_Space Heating_Natural Gas_Boiler_A_Technical Potential | F1 | Industrial | Agriculture | New | Space Heating | Natural Gas | Boiler | A | Original Unit Energy Savings (kWh or therms) | Technical Potential | 0 | 15225.431 | 15225.431 | 15225.431 | 15225.431 | 15225.431 | 15225.431 | 15225.431 | 15225.431 | 15225.431 | 15225.431 | 15225.431 | 15225.431 | 15225.431 | 15225.431 | 15225.431 | 15225.431 | 15225.431 | 15225.431 | 15225.431 | 15225.431 | 15225.431
F2_Industrial_Agriculture_New_Space Heating_Natural Gas_Boiler_A_Technical Potential | F2 | Industrial | Agriculture | New | Space Heating | Natural Gas | Boiler | A | Original Unit Summer Peak Savings (kW) | Technical Potential | 0 | 0 | 0 | 0 | 0 | 0 | 0 | 0 | 0 | 0 | 0 | 0 | 0 | 0 | 0 | 0 | 0 | 0 | 0 | 0 | 0 | 0
F3_Industrial_Agriculture_New_Space Heating_Natural Gas_Boiler_A_Technical Potential | F3 | Industrial | Agriculture | New | Space Heating | Natural Gas | Boiler | A | Original Unit Winter Peak Savings (kW) | Technical Potential | 0 | 0 | 0 | 0 | 0 | 0 | 0 | 0 | 0 | 0 | 0 | 0 | 0 | 0 | 0 | 0 | 0 | 0 | 0 | 0 | 0 | 0
F4_Industrial_Agriculture_New_Space Heating_Natural Gas_Boiler_A_Technical Potential | F4 | Industrial | Agriculture | New | Space Heating | Natural Gas | Boiler | A | Standalone Impact on Baseline Energy (%) | Technical Potential | 0% | 0% | 0.1019% | 1.919% | 2.647% | 3.076% | 3.244% | 3.391% | 3.503% | 3.601% | 3.66% | 3.718% | 3.767% | 3.814% | 3.843% | 3.873% | 3.9% | 3.928% | 3.945% | 3.964% | 3.981% | 3.996%
F5_Industrial_Agriculture_New_Space Heating_Natural Gas_Boiler_A_Technical Potential | F5 | Industrial | Agriculture | New | Space Heating | Natural Gas | Boiler | A | Standalone Impact on Baseline Summer Peak (%) | Technical Potential | bar: 2019 to 2040
F6_Industrial_Agriculture_New_Space Heating_Natural Gas_Boiler_A_Technical Potential | F6 | Industrial | Agriculture | New | Space Heating | Natural Gas | Boiler | A | Standalone Impact on Baseline Winter Peak (%) | Technical Potential | bar: 2019 to 2040
F7_Industrial_Agriculture_New_Space Heating_Natural Gas_Boiler_A_Technical Potential | F7 | Industrial | Agriculture | New | Space Heating | Natural Gas | Boiler | A | Incremental Energy Savings (MWh or mTherms) | Technical Potential | 0 | 0 | 0.056667 | 1.8059 | 1.8015 | 2.0192 | 1.216 | 1.4116 | 1.3938 | 1.5679 | 1.1677 | 1.3431 | 1.3252 | 1.5373 | 1.0434 | 1.2681 | 1.2671 | 1.4751 | 0.97435 | 1.2006 | 1.1679 | 1.1645
F8_Industrial_Agriculture_New_Space Heating_Natural Gas_Boiler_A_Technical Potential | F8 | Industrial | Agriculture | New | Space Heating | Natural Gas | Boiler | A | Incremental Summer Peak Savings (MW) | Technical Potential | 0 | 0 | 0 | 0 | 0 | 0 | 0 | 0 | 0 | 0 | 0 | 0 | 0 | 0 | 0 | 0 | 0 | 0 | 0 | 0 | 0 | 0
F9_Industrial_Agriculture_New_Space Heating_Natural Gas_Boiler_A_Technical Potential | F9 | Industrial | Agriculture | New | Space Heating | Natural Gas | Boiler | A | Incremental Winter Peak Savings (MW) | Technical Potential | 0 | 0 | 0 | 0 | 0 | 0 | 0 | 0 | 0 | 0 | 0 | 0 | 0 | 0 | 0 | 0 | 0 | 0 | 0 | 0 | 0 | 0
F10_Industrial_Agriculture_New_Space Heating_Natural Gas_Boiler_A_Technical Potential | F10 | Industrial | Agriculture | New | Space Heating | Natural Gas | Boiler | A | Cumulative Energy Savings (MWh or mTherms) | Technical Potential | 0 | 0 | 0.056667 | 1.8626 | 3.664 | 5.6832 | 6.8992 | 8.3108 | 9.7047 | 11.2725 | 12.4403 | 13.7833 | 15.1086 | 16.6459 | 17.6893 | 18.9574 | 20.2245 | 21.6996 | 22.6739 | 23.8746 | 25.0425 | 26.207
F11_Industrial_Agriculture_New_Space Heating_Natural Gas_Boiler_A_Technical Potential | F11 | Industrial | Agriculture | New | Space Heating | Natural Gas | Boiler | A | Cumulative Summer Peak Savings (MW) | Technical Potential | 0 | 0 | 0 | 0 | 0 | 0 | 0 | 0 | 0 | 0 | 0 | 0 | 0 | 0 | 0 | 0 | 0 | 0 | 0 | 0 | 0 | 0
F12_Industrial_Agriculture_New_Space Heating_Natural Gas_Boiler_A_Technical Potential | F12 | Industrial | Agriculture | New | Space Heating | Natural Gas | Boiler | A | Cumulative Winter Peak Savings (MW) | Technical Potential | 0 | 0 | 0 | 0 | 0 | 0 | 0 | 0 | 0 | 0 | 0 | 0 | 0 | 0 | 0 | 0 | 0 | 0 | 0 | 0 | 0 | 0
F13_Industrial_Agriculture_New_Space Heating_Natural Gas_Boiler_A_Technical Potential | F13 | Industrial | Agriculture | New | Space Heating | Natural Gas | Boiler | A | Purchases (Incremental) | Technical Potential | 0 | 0 | 0.0037219 | 0.11861 | 0.11832 | 0.13262 | 0.079868 | 0.092716 | 0.091547 | 0.10298 | 0.076696 | 0.088211 | 0.087041 | 0.10097 | 0.068529 | 0.083287 | 0.083224 | 0.096884 | 0.063995 | 0.078857 | 0.076709 | 0.076483
F14_Industrial_Agriculture_New_Space Heating_Natural Gas_Boiler_A_Technical Potential | F14 | Industrial | Agriculture | New | Space Heating | Natural Gas | Boiler | A | Purchases (Cumulative) | Technical Potential | 0 | 0 | 0.0037219 | 0.12233 | 0.24065 | 0.37327 | 0.45314 | 0.54585 | 0.6374 | 0.74038 | 0.81707 | 0.90528 | 0.99233 | 1.0933 | 1.1618 | 1.2451 | 1.3283 | 1.4252 | 1.4892 | 1.5681 | 1.6448 | 1.7213
F1_Industrial_Agriculture_New_Space Heating_Natural Gas_Unit Heater_A_Technical Potential | F1 | Industrial | Agriculture | New | Space Heating | Natural Gas | Unit Heater | A | Original Unit Energy Savings (kWh or therms) | Technical Potential | 0 | 43660.7244 | 43660.7244 | 43660.7244 | 43660.7244 | 43660.7244 | 43660.7244 | 43660.7244 | 43660.7244 | 43660.7244 | 43660.7244 | 43660.7244 | 43660.7244 | 43660.7244 | 43660.7244 | 43660.7244 | 43660.7244 | 43660.7244 | 43660.7244 | 43660.7244 | 43660.7244 | 43660.7244
F2_Industrial_Agriculture_New_Space Heating_Natural Gas_Unit Heater_A_Technical Potential | F2 | Industrial | Agriculture | New | Space Heating | Natural Gas | Unit Heater | A | Original Unit Summer Peak Savings (kW) | Technical Potential | 0 | 0 | 0 | 0 | 0 | 0 | 0 | 0 | 0 | 0 | 0 | 0 | 0 | 0 | 0 | 0 | 0 | 0 | 0 | 0 | 0 | 0
F3_Industrial_Agriculture_New_Space Heating_Natural Gas_Unit Heater_A_Technical Potential | F3 | Industrial | Agriculture | New | Space Heating | Natural Gas | Unit Heater | A | Original Unit Winter Peak Savings (kW) | Technical Potential | 0 | 0 | 0 | 0 | 0 | 0 | 0 | 0 | 0 | 0 | 0 | 0 | 0 | 0 | 0 | 0 | 0 | 0 | 0 | 0 | 0 | 0
F4_Industrial_Agriculture_New_Space Heating_Natural Gas_Unit Heater_A_Technical Potential | F4 | Industrial | Agriculture | New | Space Heating | Natural Gas | Unit Heater | A | Standalone Impact on Baseline Energy (%) | Technical Potential | 0% | 0% | 0.1898% | 3.575% | 4.933% | 5.732% | 6.045% | 6.319% | 6.527% | 6.71% | 6.821% | 6.929% | 7.239% | 7.477% | 7.76% | 7.436% | 7.23% | 7.198% | 7% | 6.991% | 6.914% | 6.964%
F5_Industrial_Agriculture_New_Space Heating_Natural Gas_Unit Heater_A_Technical Potential | F5 | Industrial | Agriculture | New | Space Heating | Natural Gas | Unit Heater | A | Standalone Impact on Baseline Summer Peak (%) | Technical Potential | bar: 2019 to 2040
F6_Industrial_Agriculture_New_Space Heating_Natural Gas_Unit Heater_A_Technical Potential | F6 | Industrial | Agriculture | New | Space Heating | Natural Gas | Unit Heater | A | Standalone Impact on Baseline Winter Peak (%) | Technical Potential | bar: 2019 to 2040
F7_Industrial_Agriculture_New_Space Heating_Natural Gas_Unit Heater_A_Technical Potential | F7 | Industrial | Agriculture | New | Space Heating | Natural Gas | Unit Heater | A | Incremental Energy Savings (MWh or mTherms) | Technical Potential | 0 | 0 | 0.1056 | 3.3653 | 3.3571 | 3.7627 | 2.2661 | 2.6306 | 2.5975 | 2.9217 | 2.1761 | 2.5028 | 3.3517 | 3.5916 | 3.0933 | 0.67279 | 1.0968 | 2.2696 | 0.47478 | 1.8738 | 1.3907 | 2.1715
F8_Industrial_Agriculture_New_Space Heating_Natural Gas_Unit Heater_A_Technical Potential | F8 | Industrial | Agriculture | New | Space Heating | Natural Gas | Unit Heater | A | Incremental Summer Peak Savings (MW) | Technical Potential | 0 | 0 | 0 | 0 | 0 | 0 | 0 | 0 | 0 | 0 | 0 | 0 | 0 | 0 | 0 | 0 | 0 | 0 | 0 | 0 | 0 | 0
F9_Industrial_Agriculture_New_Space Heating_Natural Gas_Unit Heater_A_Technical Potential | F9 | Industrial | Agriculture | New | Space Heating | Natural Gas | Unit Heater | A | Incremental Winter Peak Savings (MW) | Technical Potential | 0 | 0 | 0 | 0 | 0 | 0 | 0 | 0 | 0 | 0 | 0 | 0 | 0 | 0 | 0 | 0 | 0 | 0 | 0 | 0 | 0 | 0
F10_Industrial_Agriculture_New_Space Heating_Natural Gas_Unit Heater_A_Technical Potential | F10 | Industrial | Agriculture | New | Space Heating | Natural Gas | Unit Heater | A | Cumulative Energy Savings (MWh or mTherms) | Technical Potential | 0 | 0 | 0.1056 | 3.4709 | 6.828 | 10.5907 | 12.8568 | 15.4874 | 18.0849 | 21.0066 | 23.1827 | 25.6855 | 29.0372 | 32.6288 | 35.7221 | 36.3949 | 37.4917 | 39.7613 | 40.236 | 42.1099 | 43.5006 | 45.6721
F11_Industrial_Agriculture_New_Space Heating_Natural Gas_Unit Heater_A_Technical Potential | F11 | Industrial | Agriculture | New | Space Heating | Natural Gas | Unit Heater | A | Cumulative Summer Peak Savings (MW) | Technical Potential | 0 | 0 | 0 | 0 | 0 | 0 | 0 | 0 | 0 | 0 | 0 | 0 | 0 | 0 | 0 | 0 | 0 | 0 | 0 | 0 | 0 | 0
F12_Industrial_Agriculture_New_Space Heating_Natural Gas_Unit Heater_A_Technical Potential | F12 | Industrial | Agriculture | New | Space Heating | Natural Gas | Unit Heater | A | Cumulative Winter Peak Savings (MW) | Technical Potential | 0 | 0 | 0 | 0 | 0 | 0 | 0 | 0 | 0 | 0 | 0 | 0 | 0 | 0 | 0 | 0 | 0 | 0 | 0 | 0 | 0 | 0
F13_Industrial_Agriculture_New_Space Heating_Natural Gas_Unit Heater_A_Technical Potential | F13 | Industrial | Agriculture | New | Space Heating | Natural Gas | Unit Heater | A | Purchases (Incremental) | Technical Potential | 0 | 0 | 0.0024187 | 0.077079 | 0.07689 | 0.086181 | 0.051902 | 0.060251 | 0.059492 | 0.066919 | 0.049841 | 0.057324 | 0.076767 | 0.082262 | 0.073266 | 0.092488 | 0.10201 | 0.13816 | 0.087953 | 0.11981 | 0.11803 | 0.11665
F14_Industrial_Agriculture_New_Space Heating_Natural Gas_Unit Heater_A_Technical Potential | F14 | Industrial | Agriculture | New | Space Heating | Natural Gas | Unit Heater | A | Purchases (Cumulative) | Technical Potential | 0 | 0 | 0.0024187 | 0.079498 | 0.15639 | 0.24257 | 0.29447 | 0.35472 | 0.41421 | 0.48113 | 0.53097 | 0.5883 | 0.66506 | 0.74733 | 0.81817 | 0.83358 | 0.8587 | 0.91069 | 0.92156 | 0.96448 | 0.99633 | 1.0461
F1_Industrial_Primary Metals_Existing_Space Heating_Natural Gas_Furnace_A_Technical Potential | F1 | Industrial | Primary Metals | Existing | Space Heating | Natural Gas | Furnace | A | Original Unit Energy Savings (kWh or therms) | Technical Potential | 0 | 1443.5459 | 1443.5459 | 1443.5459 | 1443.5459 | 1443.5459 | 1443.5459 | 1443.5459 | 1443.5459 | 1443.5459 | 1443.5459 | 1443.5459 | 1443.5459 | 1443.5459 | 1443.5459 | 1443.5459 | 1443.5459 | 1443.5459 | 1443.5459 | 1443.5459 | 1443.5459 | 1443.5459
F2_Industrial_Primary Metals_Existing_Space Heating_Natural Gas_Furnace_A_Technical Potential | F2 | Industrial | Primary Metals | Existing | Space Heating | Natural Gas | Furnace | A | Original Unit Summer Peak Savings (kW) | Technical Potential | 0 | 0 | 0 | 0 | 0 | 0 | 0 | 0 | 0 | 0 | 0 | 0 | 0 | 0 | 0 | 0 | 0 | 0 | 0 | 0 | 0 | 0
F3_Industrial_Primary Metals_Existing_Space Heating_Natural Gas_Furnace_A_Technical Potential | F3 | Industrial | Primary Metals | Existing | Space Heating | Natural Gas | Furnace | A | Original Unit Winter Peak Savings (kW) | Technical Potential | 0 | 0 | 0 | 0 | 0 | 0 | 0 | 0 | 0 | 0 | 0 | 0 | 0 | 0 | 0 | 0 | 0 | 0 | 0 | 0 | 0 | 0
F4_Industrial_Primary Metals_Existing_Space Heating_Natural Gas_Furnace_A_Technical Potential | F4 | Industrial | Primary Metals | Existing | Space Heating | Natural Gas | Furnace | A | Standalone Impact on Baseline Energy (%) | Technical Potential | 0% | 0% | 0.04735% | 0.09852% | 0.1535% | 0.2121% | 0.2743% | 0.3401% | 0.4094% | 0.4821% | 0.5581% | 0.6374% | 0.7144% | 0.789% | 0.8615% | 0.932% | 1.001% | 1.068% | 1.133% | 1.2% | 1.27% | 1.342%
F5_Industrial_Primary Metals_Existing_Space Heating_Natural Gas_Furnace_A_Technical Potential | F5 | Industrial | Primary Metals | Existing | Space Heating | Natural Gas | Furnace | A | Standalone Impact on Baseline Summer Peak (%) | Technical Potential | bar: 2019 to 2040
F6_Industrial_Primary Metals_Existing_Space Heating_Natural Gas_Furnace_A_Technical Potential | F6 | Industrial | Primary Metals | Existing | Space Heating | Natural Gas | Furnace | A | Standalone Impact on Baseline Winter Peak (%) | Technical Potential | bar: 2019 to 2040
F7_Industrial_Primary Metals_Existing_Space Heating_Natural Gas_Furnace_A_Technical Potential | F7 | Industrial | Primary Metals | Existing | Space Heating | Natural Gas | Furnace | A | Incremental Energy Savings (MWh or mTherms) | Technical Potential | 0 | 0 | 0.045364 | 0.047187 | 0.048782 | 0.050169 | 0.051365 | 0.052386 | 0.053246 | 0.053958 | 0.054537 | 0.054991 | 0.050864 | 0.047047 | 0.043516 | 0.04025 | 0.037229 | 0.034435 | 0.031851 | 0.031896 | 0.03201 | 0.032177
F8_Industrial_Primary Metals_Existing_Space Heating_Natural Gas_Furnace_A_Technical Potential | F8 | Industrial | Primary Metals | Existing | Space Heating | Natural Gas | Furnace | A | Incremental Summer Peak Savings (MW) | Technical Potential | 0 | 0 | 0 | 0 | 0 | 0 | 0 | 0 | 0 | 0 | 0 | 0 | 0 | 0 | 0 | 0 | 0 | 0 | 0 | 0 | 0 | 0
F9_Industrial_Primary Metals_Existing_Space Heating_Natural Gas_Furnace_A_Technical Potential | F9 | Industrial | Primary Metals | Existing | Space Heating | Natural Gas | Furnace | A | Incremental Winter Peak Savings (MW) | Technical Potential | 0 | 0 | 0 | 0 | 0 | 0 | 0 | 0 | 0 | 0 | 0 | 0 | 0 | 0 | 0 | 0 | 0 | 0 | 0 | 0 | 0 | 0
F10_Industrial_Primary Metals_Existing_Space Heating_Natural Gas_Furnace_A_Technical Potential | F10 | Industrial | Primary Metals | Existing | Space Heating | Natural Gas | Furnace | A | Cumulative Energy Savings (MWh or mTherms) | Technical Potential | 0 | 0 | 0.045364 | 0.092551 | 0.14133 | 0.1915 | 0.24287 | 0.29525 | 0.3485 | 0.40246 | 0.45699 | 0.51198 | 0.56285 | 0.6099 | 0.65341 | 0.69366 | 0.73089 | 0.76533 | 0.79718 | 0.82907 | 0.86108 | 0.89326
F11_Industrial_Primary Metals_Existing_Space Heating_Natural Gas_Furnace_A_Technical Potential | F11 | Industrial | Primary Metals | Existing | Space Heating | Natural Gas | Furnace | A | Cumulative Summer Peak Savings (MW) | Technical Potential | 0 | 0 | 0 | 0 | 0 | 0 | 0 | 0 | 0 | 0 | 0 | 0 | 0 | 0 | 0 | 0 | 0 | 0 | 0 | 0 | 0 | 0
F12_Industrial_Primary Metals_Existing_Space Heating_Natural Gas_Furnace_A_Technical Potential | F12 | Industrial | Primary Metals | Existing | Space Heating | Natural Gas | Furnace | A | Cumulative Winter Peak Savings (MW) | Technical Potential | 0 | 0 | 0 | 0 | 0 | 0 | 0 | 0 | 0 | 0 | 0 | 0 | 0 | 0 | 0 | 0 | 0 | 0 | 0 | 0 | 0 | 0
F13_Industrial_Primary Metals_Existing_Space Heating_Natural Gas_Furnace_A_Technical Potential | F13 | Industrial | Primary Metals | Existing | Space Heating | Natural Gas | Furnace | A | Purchases (Incremental) | Technical Potential | 0 | 0 | 0.031426 | 0.032688 | 0.033793 | 0.034754 | 0.035582 | 0.03629 | 0.036885 | 0.037379 | 0.03778 | 0.038095 | 0.035236 | 0.032591 | 0.030145 | 0.027883 | 0.02579 | 0.023855 | 0.022064 | 0.022095 | 0.022175 | 0.02229
F14_Industrial_Primary Metals_Existing_Space Heating_Natural Gas_Furnace_A_Technical Potential | F14 | Industrial | Primary Metals | Existing | Space Heating | Natural Gas | Furnace | A | Purchases (Cumulative) | Technical Potential | 0 | 0 | 0.031426 | 0.064114 | 0.097907 | 0.13266 | 0.16824 | 0.20453 | 0.24142 | 0.2788 | 0.31658 | 0.35467 | 0.38991 | 0.4225 | 0.45264 | 0.48053 | 0.50632 | 0.53017 | 0.55224 | 0.57433 | 0.59651 | 0.6188
F1_Industrial_Primary Metals_Existing_Space Heating_Natural Gas_Boiler_A_Technical Potential | F1 | Industrial | Primary Metals | Existing | Space Heating | Natural Gas | Boiler | A | Original Unit Energy Savings (kWh or therms) | Technical Potential | 0 | 15226.9124 | 15226.9124 | 15226.9124 | 15226.9124 | 15226.9124 | 15226.9124 | 15226.9124 | 15226.9124 | 15226.9124 | 15226.9124 | 15226.9124 | 15226.9124 | 15226.9124 | 15226.9124 | 15226.9124 | 15226.9124 | 15226.9124 | 15226.9124 | 15226.9124 | 15226.9124 | 15226.9124
F2_Industrial_Primary Metals_Existing_Space Heating_Natural Gas_Boiler_A_Technical Potential | F2 | Industrial | Primary Metals | Existing | Space Heating | Natural Gas | Boiler | A | Original Unit Summer Peak Savings (kW) | Technical Potential | 0 | 0 | 0 | 0 | 0 | 0 | 0 | 0 | 0 | 0 | 0 | 0 | 0 | 0 | 0 | 0 | 0 | 0 | 0 | 0 | 0 | 0
F3_Industrial_Primary Metals_Existing_Space Heating_Natural Gas_Boiler_A_Technical Potential | F3 | Industrial | Primary Metals | Existing | Space Heating | Natural Gas | Boiler | A | Original Unit Winter Peak Savings (kW) | Technical Potential | 0 | 0 | 0 | 0 | 0 | 0 | 0 | 0 | 0 | 0 | 0 | 0 | 0 | 0 | 0 | 0 | 0 | 0 | 0 | 0 | 0 | 0
F4_Industrial_Primary Metals_Existing_Space Heating_Natural Gas_Boiler_A_Technical Potential | F4 | Industrial | Primary Metals | Existing | Space Heating | Natural Gas | Boiler | A | Standalone Impact on Baseline Energy (%) | Technical Potential | 0% | 0% | 0.1267% | 0.2573% | 0.3918% | 0.5301% | 0.6722% | 0.8181% | 0.9678% | 1.121% | 1.279% | 1.439% | 1.604% | 1.772% | 1.944% | 2.12% | 2.299% | 2.482% | 2.668% | 2.859% | 3.053% | 3.25%
F5_Industrial_Primary Metals_Existing_Space Heating_Natural Gas_Boiler_A_Technical Potential | F5 | Industrial | Primary Metals | Existing | Space Heating | Natural Gas | Boiler | A | Standalone Impact on Baseline Summer Peak (%) | Technical Potential | bar: 2019 to 2040
F6_Industrial_Primary Metals_Existing_Space Heating_Natural Gas_Boiler_A_Technical Potential | F6 | Industrial | Primary Metals | Existing | Space Heating | Natural Gas | Boiler | A | Standalone Impact on Baseline Winter Peak (%) | Technical Potential | bar: 2019 to 2040
F7_Industrial_Primary Metals_Existing_Space Heating_Natural Gas_Boiler_A_Technical Potential | F7 | Industrial | Primary Metals | Existing | Space Heating | Natural Gas | Boiler | A | Incremental Energy Savings (MWh or mTherms) | Technical Potential | 0 | 0 | 0.12142 | 0.1203 | 0.1191 | 0.11783 | 0.11649 | 0.11511 | 0.11368 | 0.11222 | 0.11073 | 0.10921 | 0.10768 | 0.10614 | 0.1046 | 0.10305 | 0.1015 | 0.099948 | 0.098405 | 0.096869 | 0.095343 | 0.093827
F8_Industrial_Primary Metals_Existing_Space Heating_Natural Gas_Boiler_A_Technical Potential | F8 | Industrial | Primary Metals | Existing | Space Heating | Natural Gas | Boiler | A | Incremental Summer Peak Savings (MW) | Technical Potential | 0 | 0 | 0 | 0 | 0 | 0 | 0 | 0 | 0 | 0 | 0 | 0 | 0 | 0 | 0 | 0 | 0 | 0 | 0 | 0 | 0 | 0
F9_Industrial_Primary Metals_Existing_Space Heating_Natural Gas_Boiler_A_Technical Potential | F9 | Industrial | Primary Metals | Existing | Space Heating | Natural Gas | Boiler | A | Incremental Winter Peak Savings (MW) | Technical Potential | 0 | 0 | 0 | 0 | 0 | 0 | 0 | 0 | 0 | 0 | 0 | 0 | 0 | 0 | 0 | 0 | 0 | 0 | 0 | 0 | 0 | 0
F10_Industrial_Primary Metals_Existing_Space Heating_Natural Gas_Boiler_A_Technical Potential | F10 | Industrial | Primary Metals | Existing | Space Heating | Natural Gas | Boiler | A | Cumulative Energy Savings (MWh or mTherms) | Technical Potential | 0 | 0 | 0.12142 | 0.24172 | 0.36082 | 0.47865 | 0.59514 | 0.71025 | 0.82393 | 0.93615 | 1.0469 | 1.1561 | 1.2638 | 1.3699 | 1.4745 | 1.5776 | 1.6791 | 1.779 | 1.8774 | 1.9743 | 2.0696 | 2.1634
F11_Industrial_Primary Metals_Existing_Space Heating_Natural Gas_Boiler_A_Technical Potential | F11 | Industrial | Primary Metals | Existing | Space Heating | Natural Gas | Boiler | A | Cumulative Summer Peak Savings (MW) | Technical Potential | 0 | 0 | 0 | 0 | 0 | 0 | 0 | 0 | 0 | 0 | 0 | 0 | 0 | 0 | 0 | 0 | 0 | 0 | 0 | 0 | 0 | 0
F12_Industrial_Primary Metals_Existing_Space Heating_Natural Gas_Boiler_A_Technical Potential | F12 | Industrial | Primary Metals | Existing | Space Heating | Natural Gas | Boiler | A | Cumulative Winter Peak Savings (MW) | Technical Potential | 0 | 0 | 0 | 0 | 0 | 0 | 0 | 0 | 0 | 0 | 0 | 0 | 0 | 0 | 0 | 0 | 0 | 0 | 0 | 0 | 0 | 0
F13_Industrial_Primary Metals_Existing_Space Heating_Natural Gas_Boiler_A_Technical Potential | F13 | Industrial | Primary Metals | Existing | Space Heating | Natural Gas | Boiler | A | Purchases (Incremental) | Technical Potential | 0 | 0 | 0.007974 | 0.0079007 | 0.0078218 | 0.0077381 | 0.0076505 | 0.0075595 | 0.0074657 | 0.0073696 | 0.0072717 | 0.0071724 | 0.007072 | 0.0069709 | 0.0068692 | 0.0067674 | 0.0066656 | 0.0065639 | 0.0064625 | 0.0063617 | 0.0062615 | 0.0061619
F14_Industrial_Primary Metals_Existing_Space Heating_Natural Gas_Boiler_A_Technical Potential | F14 | Industrial | Primary Metals | Existing | Space Heating | Natural Gas | Boiler | A | Purchases (Cumulative) | Technical Potential | 0 | 0 | 0.007974 | 0.015875 | 0.023696 | 0.031435 | 0.039085 | 0.046645 | 0.05411 | 0.06148 | 0.068752 | 0.075924 | 0.082996 | 0.089967 | 0.096836 | 0.1036 | 0.11027 | 0.11683 | 0.1233 | 0.12966 | 0.13592 | 0.14208
F1_Industrial_Primary Metals_Existing_Space Heating_Natural Gas_Unit Heater_A_Technical Potential | F1 | Industrial | Primary Metals | Existing | Space Heating | Natural Gas | Unit Heater | A | Original Unit Energy Savings (kWh or therms) | Technical Potential | 0 | 43660.7244 | 43660.7244 | 43660.7244 | 43660.7244 | 43660.7244 | 43660.7244 | 43660.7244 | 43660.7244 | 43660.7244 | 43660.7244 | 43660.7244 | 43660.7244 | 43660.7244 | 43660.7244 | 43660.7244 | 43660.7244 | 43660.7244 | 43660.7244 | 43660.7244 | 43660.7244 | 43660.7244
F2_Industrial_Primary Metals_Existing_Space Heating_Natural Gas_Unit Heater_A_Technical Potential | F2 | Industrial | Primary Metals | Existing | Space Heating | Natural Gas | Unit Heater | A | Original Unit Summer Peak Savings (kW) | Technical Potential | 0 | 0 | 0 | 0 | 0 | 0 | 0 | 0 | 0 | 0 | 0 | 0 | 0 | 0 | 0 | 0 | 0 | 0 | 0 | 0 | 0 | 0
F3_Industrial_Primary Metals_Existing_Space Heating_Natural Gas_Unit Heater_A_Technical Potential | F3 | Industrial | Primary Metals | Existing | Space Heating | Natural Gas | Unit Heater | A | Original Unit Winter Peak Savings (kW) | Technical Potential | 0 | 0 | 0 | 0 | 0 | 0 | 0 | 0 | 0 | 0 | 0 | 0 | 0 | 0 | 0 | 0 | 0 | 0 | 0 | 0 | 0 | 0
F4_Industrial_Primary Metals_Existing_Space Heating_Natural Gas_Unit Heater_A_Technical Potential | F4 | Industrial | Primary Metals | Existing | Space Heating | Natural Gas | Unit Heater | A | Standalone Impact on Baseline Energy (%) | Technical Potential | 0% | 0% | 0.01891% | 0.05606% | 0.1168% | 0.2062% | 0.329% | 0.4898% | 0.6927% | 0.9418% | 1.234% | 1.568% | 1.941% | 2.354% | 2.784% | 3.235% | 3.7% | 4.119% | 4.493% | 4.826% | 5.118% | 5.37%
F5_Industrial_Primary Metals_Existing_Space Heating_Natural Gas_Unit Heater_A_Technical Potential | F5 | Industrial | Primary Metals | Existing | Space Heating | Natural Gas | Unit Heater | A | Standalone Impact on Baseline Summer Peak (%) | Technical Potential | bar: 2019 to 2040
F6_Industrial_Primary Metals_Existing_Space Heating_Natural Gas_Unit Heater_A_Technical Potential | F6 | Industrial | Primary Metals | Existing | Space Heating | Natural Gas | Unit Heater | A | Standalone Impact on Baseline Winter Peak (%) | Technical Potential | bar: 2019 to 2040
F7_Industrial_Primary Metals_Existing_Space Heating_Natural Gas_Unit Heater_A_Technical Potential | F7 | Industrial | Primary Metals | Existing | Space Heating | Natural Gas | Unit Heater | A | Incremental Energy Savings (MWh or mTherms) | Technical Potential | 0 | 0 | 0.018118 | 0.034548 | 0.054926 | 0.078629 | 0.1051 | 0.13387 | 0.16449 | 0.19658 | 0.2244 | 0.24841 | 0.27009 | 0.29047 | 0.29219 | 0.29553 | 0.29519 | 0.25006 | 0.20887 | 0.17126 | 0.13685 | 0.10447
F8_Industrial_Primary Metals_Existing_Space Heating_Natural Gas_Unit Heater_A_Technical Potential | F8 | Industrial | Primary Metals | Existing | Space Heating | Natural Gas | Unit Heater | A | Incremental Summer Peak Savings (MW) | Technical Potential | 0 | 0 | 0 | 0 | 0 | 0 | 0 | 0 | 0 | 0 | 0 | 0 | 0 | 0 | 0 | 0 | 0 | 0 | 0 | 0 | 0 | 0
F9_Industrial_Primary Metals_Existing_Space Heating_Natural Gas_Unit Heater_A_Technical Potential | F9 | Industrial | Primary Metals | Existing | Space Heating | Natural Gas | Unit Heater | A | Incremental Winter Peak Savings (MW) | Technical Potential | 0 | 0 | 0 | 0 | 0 | 0 | 0 | 0 | 0 | 0 | 0 | 0 | 0 | 0 | 0 | 0 | 0 | 0 | 0 | 0 | 0 | 0
F10_Industrial_Primary Metals_Existing_Space Heating_Natural Gas_Unit Heater_A_Technical Potential | F10 | Industrial | Primary Metals | Existing | Space Heating | Natural Gas | Unit Heater | A | Cumulative Energy Savings (MWh or mTherms) | Technical Potential | 0 | 0 | 0.018118 | 0.052666 | 0.10759 | 0.18622 | 0.29133 | 0.42519 | 0.58968 | 0.78626 | 1.0107 | 1.2591 | 1.5292 | 1.8196 | 2.1118 | 2.4073 | 2.7025 | 2.9526 | 3.1615 | 3.3327 | 3.4696 | 3.574
F11_Industrial_Primary Metals_Existing_Space Heating_Natural Gas_Unit Heater_A_Technical Potential | F11 | Industrial | Primary Metals | Existing | Space Heating | Natural Gas | Unit Heater | A | Cumulative Summer Peak Savings (MW) | Technical Potential | 0 | 0 | 0 | 0 | 0 | 0 | 0 | 0 | 0 | 0 | 0 | 0 | 0 | 0 | 0 | 0 | 0 | 0 | 0 | 0 | 0 | 0
F12_Industrial_Primary Metals_Existing_Space Heating_Natural Gas_Unit Heater_A_Technical Potential | F12 | Industrial | Primary Metals | Existing | Space Heating | Natural Gas | Unit Heater | A | Cumulative Winter Peak Savings (MW) | Technical Potential | 0 | 0 | 0 | 0 | 0 | 0 | 0 | 0 | 0 | 0 | 0 | 0 | 0 | 0 | 0 | 0 | 0 | 0 | 0 | 0 | 0 | 0
F13_Industrial_Primary Metals_Existing_Space Heating_Natural Gas_Unit Heater_A_Technical Potential | F13 | Industrial | Primary Metals | Existing | Space Heating | Natural Gas | Unit Heater | A | Purchases (Incremental) | Technical Potential | 0 | 0 | 0.00041496 | 0.00079129 | 0.001258 | 0.0018009 | 0.0024073 | 0.0030661 | 0.0037674 | 0.0045025 | 0.0051396 | 0.0056896 | 0.006186 | 0.0066529 | 0.0071071 | 0.0075601 | 0.008019 | 0.0075282 | 0.0071913 | 0.0069885 | 0.0069019 | 0.0068951
F14_Industrial_Primary Metals_Existing_Space Heating_Natural Gas_Unit Heater_A_Technical Potential | F14 | Industrial | Primary Metals | Existing | Space Heating | Natural Gas | Unit Heater | A | Purchases (Cumulative) | Technical Potential | 0 | 0 | 0.00041496 | 0.0012063 | 0.0024643 | 0.0042652 | 0.0066725 | 0.0097385 | 0.013506 | 0.018008 | 0.023148 | 0.028838 | 0.035024 | 0.041677 | 0.048369 | 0.055138 | 0.061899 | 0.067626 | 0.07241 | 0.076332 | 0.079467 | 0.081859
F1_Industrial_Primary Metals_New_Space Heating_Natural Gas_Furnace_A_Technical Potential | F1 | Industrial | Primary Metals | New | Space Heating | Natural Gas | Furnace | A | Original Unit Energy Savings (kWh or therms) | Technical Potential | 0 | 1443.5073 | 1443.5073 | 1443.5073 | 1443.5073 | 1443.5073 | 1443.5073 | 1443.5073 | 1443.5073 | 1443.5073 | 1443.5073 | 1443.5073 | 1443.5073 | 1443.5073 | 1443.5073 | 1443.5073 | 1443.5073 | 1443.5073 | 1443.5073 | 1443.5073 | 1443.5073 | 1443.5073
F2_Industrial_Primary Metals_New_Space Heating_Natural Gas_Furnace_A_Technical Potential | F2 | Industrial | Primary Metals | New | Space Heating | Natural Gas | Furnace | A | Original Unit Summer Peak Savings (kW) | Technical Potential | 0 | 0 | 0 | 0 | 0 | 0 | 0 | 0 | 0 | 0 | 0 | 0 | 0 | 0 | 0 | 0 | 0 | 0 | 0 | 0 | 0 | 0
F3_Industrial_Primary Metals_New_Space Heating_Natural Gas_Furnace_A_Technical Potential | F3 | Industrial | Primary Metals | New | Space Heating | Natural Gas | Furnace | A | Original Unit Winter Peak Savings (kW) | Technical Potential | 0 | 0 | 0 | 0 | 0 | 0 | 0 | 0 | 0 | 0 | 0 | 0 | 0 | 0 | 0 | 0 | 0 | 0 | 0 | 0 | 0 | 0
F4_Industrial_Primary Metals_New_Space Heating_Natural Gas_Furnace_A_Technical Potential | F4 | Industrial | Primary Metals | New | Space Heating | Natural Gas | Furnace | A | Standalone Impact on Baseline Energy (%) | Technical Potential | 0% | 0% | 0.04176% | 0.7865% | 1.085% | 1.261% | 1.33% | 1.39% | 1.436% | 1.476% | 1.5% | 1.524% | 1.544% | 1.564% | 1.575% | 1.588% | 1.599% | 1.61% | 1.617% | 1.637% | 1.655% | 1.679%
F5_Industrial_Primary Metals_New_Space Heating_Natural Gas_Furnace_A_Technical Potential | F5 | Industrial | Primary Metals | New | Space Heating | Natural Gas | Furnace | A | Standalone Impact on Baseline Summer Peak (%) | Technical Potential | bar: 2019 to 2040
F6_Industrial_Primary Metals_New_Space Heating_Natural Gas_Furnace_A_Technical Potential | F6 | Industrial | Primary Metals | New | Space Heating | Natural Gas | Furnace | A | Standalone Impact on Baseline Winter Peak (%) | Technical Potential | bar: 2019 to 2040
F7_Industrial_Primary Metals_New_Space Heating_Natural Gas_Furnace_A_Technical Potential | F7 | Industrial | Primary Metals | New | Space Heating | Natural Gas | Furnace | A | Incremental Energy Savings (MWh or mTherms) | Technical Potential | 0 | 0 | 0.002105 | 0.067084 | 0.06692 | 0.075006 | 0.045172 | 0.052438 | 0.051778 | 0.058242 | 0.043378 | 0.049891 | 0.049229 | 0.057107 | 0.038759 | 0.047106 | 0.04707 | 0.054796 | 0.036195 | 0.051363 | 0.04979 | 0.05433
F8_Industrial_Primary Metals_New_Space Heating_Natural Gas_Furnace_A_Technical Potential | F8 | Industrial | Primary Metals | New | Space Heating | Natural Gas | Furnace | A | Incremental Summer Peak Savings (MW) | Technical Potential | 0 | 0 | 0 | 0 | 0 | 0 | 0 | 0 | 0 | 0 | 0 | 0 | 0 | 0 | 0 | 0 | 0 | 0 | 0 | 0 | 0 | 0
F9_Industrial_Primary Metals_New_Space Heating_Natural Gas_Furnace_A_Technical Potential | F9 | Industrial | Primary Metals | New | Space Heating | Natural Gas | Furnace | A | Incremental Winter Peak Savings (MW) | Technical Potential | 0 | 0 | 0 | 0 | 0 | 0 | 0 | 0 | 0 | 0 | 0 | 0 | 0 | 0 | 0 | 0 | 0 | 0 | 0 | 0 | 0 | 0
F10_Industrial_Primary Metals_New_Space Heating_Natural Gas_Furnace_A_Technical Potential | F10 | Industrial | Primary Metals | New | Space Heating | Natural Gas | Furnace | A | Cumulative Energy Savings (MWh or mTherms) | Technical Potential | 0 | 0 | 0.002105 | 0.069189 | 0.13611 | 0.21112 | 0.25629 | 0.30873 | 0.3605 | 0.41874 | 0.46212 | 0.51201 | 0.56124 | 0.61835 | 0.65711 | 0.70422 | 0.75129 | 0.80608 | 0.84228 | 0.89364 | 0.94343 | 0.99776
F11_Industrial_Primary Metals_New_Space Heating_Natural Gas_Furnace_A_Technical Potential | F11 | Industrial | Primary Metals | New | Space Heating | Natural Gas | Furnace | A | Cumulative Summer Peak Savings (MW) | Technical Potential | 0 | 0 | 0 | 0 | 0 | 0 | 0 | 0 | 0 | 0 | 0 | 0 | 0 | 0 | 0 | 0 | 0 | 0 | 0 | 0 | 0 | 0
F12_Industrial_Primary Metals_New_Space Heating_Natural Gas_Furnace_A_Technical Potential | F12 | Industrial | Primary Metals | New | Space Heating | Natural Gas | Furnace | A | Cumulative Winter Peak Savings (MW) | Technical Potential | 0 | 0 | 0 | 0 | 0 | 0 | 0 | 0 | 0 | 0 | 0 | 0 | 0 | 0 | 0 | 0 | 0 | 0 | 0 | 0 | 0 | 0
F13_Industrial_Primary Metals_New_Space Heating_Natural Gas_Furnace_A_Technical Potential | F13 | Industrial | Primary Metals | New | Space Heating | Natural Gas | Furnace | A | Purchases (Incremental) | Technical Potential | 0 | 0 | 0.0014583 | 0.046473 | 0.046359 | 0.051961 | 0.031293 | 0.036327 | 0.035869 | 0.040347 | 0.030051 | 0.034562 | 0.034104 | 0.039561 | 0.02685 | 0.032633 | 0.032608 | 0.037961 | 0.025074 | 0.035582 | 0.034492 | 0.037637
F14_Industrial_Primary Metals_New_Space Heating_Natural Gas_Furnace_A_Technical Potential | F14 | Industrial | Primary Metals | New | Space Heating | Natural Gas | Furnace | A | Purchases (Cumulative) | Technical Potential | 0 | 0 | 0.0014583 | 0.047931 | 0.09429 | 0.14625 | 0.17754 | 0.21387 | 0.24974 | 0.29009 | 0.32014 | 0.3547 | 0.38881 | 0.42837 | 0.45522 | 0.48785 | 0.52046 | 0.55842 | 0.58349 | 0.61908 | 0.65357 | 0.6912
F1_Industrial_Primary Metals_New_Space Heating_Natural Gas_Boiler_A_Technical Potential | F1 | Industrial | Primary Metals | New | Space Heating | Natural Gas | Boiler | A | Original Unit Energy Savings (kWh or therms) | Technical Potential | 0 | 15225.431 | 15225.431 | 15225.431 | 15225.431 | 15225.431 | 15225.431 | 15225.431 | 15225.431 | 15225.431 | 15225.431 | 15225.431 | 15225.431 | 15225.431 | 15225.431 | 15225.431 | 15225.431 | 15225.431 | 15225.431 | 15225.431 | 15225.431 | 15225.431
F2_Industrial_Primary Metals_New_Space Heating_Natural Gas_Boiler_A_Technical Potential | F2 | Industrial | Primary Metals | New | Space Heating | Natural Gas | Boiler | A | Original Unit Summer Peak Savings (kW) | Technical Potential | 0 | 0 | 0 | 0 | 0 | 0 | 0 | 0 | 0 | 0 | 0 | 0 | 0 | 0 | 0 | 0 | 0 | 0 | 0 | 0 | 0 | 0
F3_Industrial_Primary Metals_New_Space Heating_Natural Gas_Boiler_A_Technical Potential | F3 | Industrial | Primary Metals | New | Space Heating | Natural Gas | Boiler | A | Original Unit Winter Peak Savings (kW) | Technical Potential | 0 | 0 | 0 | 0 | 0 | 0 | 0 | 0 | 0 | 0 | 0 | 0 | 0 | 0 | 0 | 0 | 0 | 0 | 0 | 0 | 0 | 0
F4_Industrial_Primary Metals_New_Space Heating_Natural Gas_Boiler_A_Technical Potential | F4 | Industrial | Primary Metals | New | Space Heating | Natural Gas | Boiler | A | Standalone Impact on Baseline Energy (%) | Technical Potential | 0% | 0% | 0.1019% | 1.919% | 2.647% | 3.076% | 3.244% | 3.391% | 3.503% | 3.601% | 3.66% | 3.718% | 3.767% | 3.814% | 3.843% | 3.873% | 3.9% | 3.928% | 3.945% | 3.964% | 3.981% | 3.996%
F5_Industrial_Primary Metals_New_Space Heating_Natural Gas_Boiler_A_Technical Potential | F5 | Industrial | Primary Metals | New | Space Heating | Natural Gas | Boiler | A | Standalone Impact on Baseline Summer Peak (%) | Technical Potential | bar: 2019 to 2040
F6_Industrial_Primary Metals_New_Space Heating_Natural Gas_Boiler_A_Technical Potential | F6 | Industrial | Primary Metals | New | Space Heating | Natural Gas | Boiler | A | Standalone Impact on Baseline Winter Peak (%) | Technical Potential | bar: 2019 to 2040
F7_Industrial_Primary Metals_New_Space Heating_Natural Gas_Boiler_A_Technical Potential | F7 | Industrial | Primary Metals | New | Space Heating | Natural Gas | Boiler | A | Incremental Energy Savings (MWh or mTherms) | Technical Potential | 0 | 0 | 0.0051355 | 0.16366 | 0.16326 | 0.18299 | 0.1102 | 0.12793 | 0.12632 | 0.14209 | 0.10583 | 0.12171 | 0.1201 | 0.13932 | 0.094557 | 0.11492 | 0.11483 | 0.13368 | 0.088301 | 0.10881 | 0.10584 | 0.10553
F8_Industrial_Primary Metals_New_Space Heating_Natural Gas_Boiler_A_Technical Potential | F8 | Industrial | Primary Metals | New | Space Heating | Natural Gas | Boiler | A | Incremental Summer Peak Savings (MW) | Technical Potential | 0 | 0 | 0 | 0 | 0 | 0 | 0 | 0 | 0 | 0 | 0 | 0 | 0 | 0 | 0 | 0 | 0 | 0 | 0 | 0 | 0 | 0
F9_Industrial_Primary Metals_New_Space Heating_Natural Gas_Boiler_A_Technical Potential | F9 | Industrial | Primary Metals | New | Space Heating | Natural Gas | Boiler | A | Incremental Winter Peak Savings (MW) | Technical Potential | 0 | 0 | 0 | 0 | 0 | 0 | 0 | 0 | 0 | 0 | 0 | 0 | 0 | 0 | 0 | 0 | 0 | 0 | 0 | 0 | 0 | 0
F10_Industrial_Primary Metals_New_Space Heating_Natural Gas_Boiler_A_Technical Potential | F10 | Industrial | Primary Metals | New | Space Heating | Natural Gas | Boiler | A | Cumulative Energy Savings (MWh or mTherms) | Technical Potential | 0 | 0 | 0.0051355 | 0.1688 | 0.33205 | 0.51504 | 0.62524 | 0.75317 | 0.87949 | 1.0216 | 1.1274 | 1.2491 | 1.3692 | 1.5085 | 1.6031 | 1.718 | 1.8329 | 1.9665 | 2.0548 | 2.1636 | 2.2695 | 2.375
F11_Industrial_Primary Metals_New_Space Heating_Natural Gas_Boiler_A_Technical Potential | F11 | Industrial | Primary Metals | New | Space Heating | Natural Gas | Boiler | A | Cumulative Summer Peak Savings (MW) | Technical Potential | 0 | 0 | 0 | 0 | 0 | 0 | 0 | 0 | 0 | 0 | 0 | 0 | 0 | 0 | 0 | 0 | 0 | 0 | 0 | 0 | 0 | 0
F12_Industrial_Primary Metals_New_Space Heating_Natural Gas_Boiler_A_Technical Potential | F12 | Industrial | Primary Metals | New | Space Heating | Natural Gas | Boiler | A | Cumulative Winter Peak Savings (MW) | Technical Potential | 0 | 0 | 0 | 0 | 0 | 0 | 0 | 0 | 0 | 0 | 0 | 0 | 0 | 0 | 0 | 0 | 0 | 0 | 0 | 0 | 0 | 0
F13_Industrial_Primary Metals_New_Space Heating_Natural Gas_Boiler_A_Technical Potential | F13 | Industrial | Primary Metals | New | Space Heating | Natural Gas | Boiler | A | Purchases (Incremental) | Technical Potential | 0 | 0 | 0.0003373 | 0.010749 | 0.010723 | 0.012018 | 0.007238 | 0.0084024 | 0.0082965 | 0.0093323 | 0.0069506 | 0.0079942 | 0.0078881 | 0.0091505 | 0.0062105 | 0.0075479 | 0.0075422 | 0.0087802 | 0.0057996 | 0.0071464 | 0.0069518 | 0.0069313
F14_Industrial_Primary Metals_New_Space Heating_Natural Gas_Boiler_A_Technical Potential | F14 | Industrial | Primary Metals | New | Space Heating | Natural Gas | Boiler | A | Purchases (Cumulative) | Technical Potential | 0 | 0 | 0.0003373 | 0.011086 | 0.021809 | 0.033828 | 0.041066 | 0.049468 | 0.057765 | 0.067097 | 0.074047 | 0.082042 | 0.08993 | 0.09908 | 0.10529 | 0.11284 | 0.12038 | 0.12916 | 0.13496 | 0.14211 | 0.14906 | 0.15599
F1_Industrial_Primary Metals_New_Space Heating_Natural Gas_Unit Heater_A_Technical Potential | F1 | Industrial | Primary Metals | New | Space Heating | Natural Gas | Unit Heater | A | Original Unit Energy Savings (kWh or therms) | Technical Potential | 0 | 43660.7244 | 43660.7244 | 43660.7244 | 43660.7244 | 43660.7244 | 43660.7244 | 43660.7244 | 43660.7244 | 43660.7244 | 43660.7244 | 43660.7244 | 43660.7244 | 43660.7244 | 43660.7244 | 43660.7244 | 43660.7244 | 43660.7244 | 43660.7244 | 43660.7244 | 43660.7244 | 43660.7244
F2_Industrial_Primary Metals_New_Space Heating_Natural Gas_Unit Heater_A_Technical Potential | F2 | Industrial | Primary Metals | New | Space Heating | Natural Gas | Unit Heater | A | Original Unit Summer Peak Savings (kW) | Technical Potential | 0 | 0 | 0 | 0 | 0 | 0 | 0 | 0 | 0 | 0 | 0 | 0 | 0 | 0 | 0 | 0 | 0 | 0 | 0 | 0 | 0 | 0
F3_Industrial_Primary Metals_New_Space Heating_Natural Gas_Unit Heater_A_Technical Potential | F3 | Industrial | Primary Metals | New | Space Heating | Natural Gas | Unit Heater | A | Original Unit Winter Peak Savings (kW) | Technical Potential | 0 | 0 | 0 | 0 | 0 | 0 | 0 | 0 | 0 | 0 | 0 | 0 | 0 | 0 | 0 | 0 | 0 | 0 | 0 | 0 | 0 | 0
F4_Industrial_Primary Metals_New_Space Heating_Natural Gas_Unit Heater_A_Technical Potential | F4 | Industrial | Primary Metals | New | Space Heating | Natural Gas | Unit Heater | A | Standalone Impact on Baseline Energy (%) | Technical Potential | 0% | 0% | 0.1898% | 3.575% | 4.933% | 5.732% | 6.045% | 6.319% | 6.527% | 6.71% | 6.821% | 6.929% | 7.239% | 7.477% | 7.76% | 7.436% | 7.23% | 7.198% | 7% | 6.991% | 6.914% | 6.964%
F5_Industrial_Primary Metals_New_Space Heating_Natural Gas_Unit Heater_A_Technical Potential | F5 | Industrial | Primary Metals | New | Space Heating | Natural Gas | Unit Heater | A | Standalone Impact on Baseline Summer Peak (%) | Technical Potential | bar: 2019 to 2040
F6_Industrial_Primary Metals_New_Space Heating_Natural Gas_Unit Heater_A_Technical Potential | F6 | Industrial | Primary Metals | New | Space Heating | Natural Gas | Unit Heater | A | Standalone Impact on Baseline Winter Peak (%) | Technical Potential | bar: 2019 to 2040
F7_Industrial_Primary Metals_New_Space Heating_Natural Gas_Unit Heater_A_Technical Potential | F7 | Industrial | Primary Metals | New | Space Heating | Natural Gas | Unit Heater | A | Incremental Energy Savings (MWh or mTherms) | Technical Potential | 0 | 0 | 0.0095701 | 0.30498 | 0.30423 | 0.341 | 0.20536 | 0.2384 | 0.2354 | 0.26478 | 0.19721 | 0.22682 | 0.30375 | 0.32549 | 0.28033 | 0.060972 | 0.099399 | 0.20568 | 0.043027 | 0.16982 | 0.12603 | 0.19679
F8_Industrial_Primary Metals_New_Space Heating_Natural Gas_Unit Heater_A_Technical Potential | F8 | Industrial | Primary Metals | New | Space Heating | Natural Gas | Unit Heater | A | Incremental Summer Peak Savings (MW) | Technical Potential | 0 | 0 | 0 | 0 | 0 | 0 | 0 | 0 | 0 | 0 | 0 | 0 | 0 | 0 | 0 | 0 | 0 | 0 | 0 | 0 | 0 | 0
F9_Industrial_Primary Metals_New_Space Heating_Natural Gas_Unit Heater_A_Technical Potential | F9 | Industrial | Primary Metals | New | Space Heating | Natural Gas | Unit Heater | A | Incremental Winter Peak Savings (MW) | Technical Potential | 0 | 0 | 0 | 0 | 0 | 0 | 0 | 0 | 0 | 0 | 0 | 0 | 0 | 0 | 0 | 0 | 0 | 0 | 0 | 0 | 0 | 0
F10_Industrial_Primary Metals_New_Space Heating_Natural Gas_Unit Heater_A_Technical Potential | F10 | Industrial | Primary Metals | New | Space Heating | Natural Gas | Unit Heater | A | Cumulative Energy Savings (MWh or mTherms) | Technical Potential | 0 | 0 | 0.0095701 | 0.31455 | 0.61879 | 0.95979 | 1.1652 | 1.4036 | 1.6389 | 1.9037 | 2.1009 | 2.3278 | 2.6315 | 2.957 | 3.2373 | 3.2983 | 3.3977 | 3.6034 | 3.6464 | 3.8162 | 3.9423 | 4.139
F11_Industrial_Primary Metals_New_Space Heating_Natural Gas_Unit Heater_A_Technical Potential | F11 | Industrial | Primary Metals | New | Space Heating | Natural Gas | Unit Heater | A | Cumulative Summer Peak Savings (MW) | Technical Potential | 0 | 0 | 0 | 0 | 0 | 0 | 0 | 0 | 0 | 0 | 0 | 0 | 0 | 0 | 0 | 0 | 0 | 0 | 0 | 0 | 0 | 0
F12_Industrial_Primary Metals_New_Space Heating_Natural Gas_Unit Heater_A_Technical Potential | F12 | Industrial | Primary Metals | New | Space Heating | Natural Gas | Unit Heater | A | Cumulative Winter Peak Savings (MW) | Technical Potential | 0 | 0 | 0 | 0 | 0 | 0 | 0 | 0 | 0 | 0 | 0 | 0 | 0 | 0 | 0 | 0 | 0 | 0 | 0 | 0 | 0 | 0
F13_Industrial_Primary Metals_New_Space Heating_Natural Gas_Unit Heater_A_Technical Potential | F13 | Industrial | Primary Metals | New | Space Heating | Natural Gas | Unit Heater | A | Purchases (Incremental) | Technical Potential | 0 | 0 | 0.00021919 | 0.0069853 | 0.0069682 | 0.0078102 | 0.0047036 | 0.0054603 | 0.0053915 | 0.0060646 | 0.0045169 | 0.005195 | 0.006957 | 0.007455 | 0.0066398 | 0.0083818 | 0.0092448 | 0.012521 | 0.0079708 | 0.010858 | 0.010697 | 0.010572
F14_Industrial_Primary Metals_New_Space Heating_Natural Gas_Unit Heater_A_Technical Potential | F14 | Industrial | Primary Metals | New | Space Heating | Natural Gas | Unit Heater | A | Purchases (Cumulative) | Technical Potential | 0 | 0 | 0.00021919 | 0.0072045 | 0.014173 | 0.021983 | 0.026686 | 0.032147 | 0.037538 | 0.043603 | 0.04812 | 0.053315 | 0.060272 | 0.067727 | 0.074147 | 0.075544 | 0.07782 | 0.082531 | 0.083517 | 0.087406 | 0.090293 | 0.0948
F1_Industrial_Stone, Clay, and Glass_Existing_Space Heating_Natural Gas_Furnace_A_Technical Potential | F1 | Industrial | Stone, Clay, and Glass | Existing | Space Heating | Natural Gas | Furnace | A | Original Unit Energy Savings (kWh or therms) | Technical Potential | 0 | 1443.5459 | 1443.5459 | 1443.5459 | 1443.5459 | 1443.5459 | 1443.5459 | 1443.5459 | 1443.5459 | 1443.5459 | 1443.5459 | 1443.5459 | 1443.5459 | 1443.5459 | 1443.5459 | 1443.5459 | 1443.5459 | 1443.5459 | 1443.5459 | 1443.5459 | 1443.5459 | 1443.5459
F2_Industrial_Stone, Clay, and Glass_Existing_Space Heating_Natural Gas_Furnace_A_Technical Potential | F2 | Industrial | Stone, Clay, and Glass | Existing | Space Heating | Natural Gas | Furnace | A | Original Unit Summer Peak Savings (kW) | Technical Potential | 0 | 0 | 0 | 0 | 0 | 0 | 0 | 0 | 0 | 0 | 0 | 0 | 0 | 0 | 0 | 0 | 0 | 0 | 0 | 0 | 0 | 0
F3_Industrial_Stone, Clay, and Glass_Existing_Space Heating_Natural Gas_Furnace_A_Technical Potential | F3 | Industrial | Stone, Clay, and Glass | Existing | Space Heating | Natural Gas | Furnace | A | Original Unit Winter Peak Savings (kW) | Technical Potential | 0 | 0 | 0 | 0 | 0 | 0 | 0 | 0 | 0 | 0 | 0 | 0 | 0 | 0 | 0 | 0 | 0 | 0 | 0 | 0 | 0 | 0
F4_Industrial_Stone, Clay, and Glass_Existing_Space Heating_Natural Gas_Furnace_A_Technical Potential | F4 | Industrial | Stone, Clay, and Glass | Existing | Space Heating | Natural Gas | Furnace | A | Standalone Impact on Baseline Energy (%) | Technical Potential | 0% | 0% | 0.04735% | 0.09852% | 0.1535% | 0.2121% | 0.2743% | 0.3401% | 0.4094% | 0.4821% | 0.5581% | 0.6374% | 0.7144% | 0.789% | 0.8615% | 0.932% | 1.001% | 1.068% | 1.133% | 1.2% | 1.27% | 1.342%
F5_Industrial_Stone, Clay, and Glass_Existing_Space Heating_Natural Gas_Furnace_A_Technical Potential | F5 | Industrial | Stone, Clay, and Glass | Existing | Space Heating | Natural Gas | Furnace | A | Standalone Impact on Baseline Summer Peak (%) | Technical Potential | bar: 2019 to 2040
F6_Industrial_Stone, Clay, and Glass_Existing_Space Heating_Natural Gas_Furnace_A_Technical Potential | F6 | Industrial | Stone, Clay, and Glass | Existing | Space Heating | Natural Gas | Furnace | A | Standalone Impact on Baseline Winter Peak (%) | Technical Potential | bar: 2019 to 2040
F7_Industrial_Stone, Clay, and Glass_Existing_Space Heating_Natural Gas_Furnace_A_Technical Potential | F7 | Industrial | Stone, Clay, and Glass | Existing | Space Heating | Natural Gas | Furnace | A | Incremental Energy Savings (MWh or mTherms) | Technical Potential | 0 | 0 | 0.046421 | 0.048286 | 0.049918 | 0.051338 | 0.052561 | 0.053606 | 0.054486 | 0.055215 | 0.055807 | 0.056272 | 0.052049 | 0.048143 | 0.04453 | 0.041188 | 0.038096 | 0.035237 | 0.032593 | 0.032639 | 0.032756 | 0.032927
F8_Industrial_Stone, Clay, and Glass_Existing_Space Heating_Natural Gas_Furnace_A_Technical Potential | F8 | Industrial | Stone, Clay, and Glass | Existing | Space Heating | Natural Gas | Furnace | A | Incremental Summer Peak Savings (MW) | Technical Potential | 0 | 0 | 0 | 0 | 0 | 0 | 0 | 0 | 0 | 0 | 0 | 0 | 0 | 0 | 0 | 0 | 0 | 0 | 0 | 0 | 0 | 0
F9_Industrial_Stone, Clay, and Glass_Existing_Space Heating_Natural Gas_Furnace_A_Technical Potential | F9 | Industrial | Stone, Clay, and Glass | Existing | Space Heating | Natural Gas | Furnace | A | Incremental Winter Peak Savings (MW) | Technical Potential | 0 | 0 | 0 | 0 | 0 | 0 | 0 | 0 | 0 | 0 | 0 | 0 | 0 | 0 | 0 | 0 | 0 | 0 | 0 | 0 | 0 | 0
F10_Industrial_Stone, Clay, and Glass_Existing_Space Heating_Natural Gas_Furnace_A_Technical Potential | F10 | Industrial | Stone, Clay, and Glass | Existing | Space Heating | Natural Gas | Furnace | A | Cumulative Energy Savings (MWh or mTherms) | Technical Potential | 0 | 0 | 0.046421 | 0.094707 | 0.14462 | 0.19596 | 0.24852 | 0.30213 | 0.35662 | 0.41183 | 0.46764 | 0.52391 | 0.57596 | 0.6241 | 0.66863 | 0.70982 | 0.74791 | 0.78315 | 0.81574 | 0.84838 | 0.88114 | 0.91407
F11_Industrial_Stone, Clay, and Glass_Existing_Space Heating_Natural Gas_Furnace_A_Technical Potential | F11 | Industrial | Stone, Clay, and Glass | Existing | Space Heating | Natural Gas | Furnace | A | Cumulative Summer Peak Savings (MW) | Technical Potential | 0 | 0 | 0 | 0 | 0 | 0 | 0 | 0 | 0 | 0 | 0 | 0 | 0 | 0 | 0 | 0 | 0 | 0 | 0 | 0 | 0 | 0
F12_Industrial_Stone, Clay, and Glass_Existing_Space Heating_Natural Gas_Furnace_A_Technical Potential | F12 | Industrial | Stone, Clay, and Glass | Existing | Space Heating | Natural Gas | Furnace | A | Cumulative Winter Peak Savings (MW) | Technical Potential | 0 | 0 | 0 | 0 | 0 | 0 | 0 | 0 | 0 | 0 | 0 | 0 | 0 | 0 | 0 | 0 | 0 | 0 | 0 | 0 | 0 | 0
F13_Industrial_Stone, Clay, and Glass_Existing_Space Heating_Natural Gas_Furnace_A_Technical Potential | F13 | Industrial | Stone, Clay, and Glass | Existing | Space Heating | Natural Gas | Furnace | A | Purchases (Incremental) | Technical Potential | 0 | 0 | 0.032158 | 0.033449 | 0.03458 | 0.035563 | 0.036411 | 0.037135 | 0.037744 | 0.03825 | 0.03866 | 0.038982 | 0.036056 | 0.03335 | 0.030847 | 0.028532 | 0.026391 | 0.02441 | 0.022578 | 0.02261 | 0.022691 | 0.02281
F14_Industrial_Stone, Clay, and Glass_Existing_Space Heating_Natural Gas_Furnace_A_Technical Potential | F14 | Industrial | Stone, Clay, and Glass | Existing | Space Heating | Natural Gas | Furnace | A | Purchases (Cumulative) | Technical Potential | 0 | 0 | 0.032158 | 0.065607 | 0.10019 | 0.13575 | 0.17216 | 0.2093 | 0.24704 | 0.28529 | 0.32395 | 0.36293 | 0.39899 | 0.43234 | 0.46319 | 0.49172 | 0.51811 | 0.54252 | 0.5651 | 0.58771 | 0.6104 | 0.63321
F1_Industrial_Stone, Clay, and Glass_Existing_Space Heating_Natural Gas_Boiler_A_Technical Potential | F1 | Industrial | Stone, Clay, and Glass | Existing | Space Heating | Natural Gas | Boiler | A | Original Unit Energy Savings (kWh or therms) | Technical Potential | 0 | 15226.9124 | 15226.9124 | 15226.9124 | 15226.9124 | 15226.9124 | 15226.9124 | 15226.9124 | 15226.9124 | 15226.9124 | 15226.9124 | 15226.9124 | 15226.9124 | 15226.9124 | 15226.9124 | 15226.9124 | 15226.9124 | 15226.9124 | 15226.9124 | 15226.9124 | 15226.9124 | 15226.9124
F2_Industrial_Stone, Clay, and Glass_Existing_Space Heating_Natural Gas_Boiler_A_Technical Potential | F2 | Industrial | Stone, Clay, and Glass | Existing | Space Heating | Natural Gas | Boiler | A | Original Unit Summer Peak Savings (kW) | Technical Potential | 0 | 0 | 0 | 0 | 0 | 0 | 0 | 0 | 0 | 0 | 0 | 0 | 0 | 0 | 0 | 0 | 0 | 0 | 0 | 0 | 0 | 0
F3_Industrial_Stone, Clay, and Glass_Existing_Space Heating_Natural Gas_Boiler_A_Technical Potential | F3 | Industrial | Stone, Clay, and Glass | Existing | Space Heating | Natural Gas | Boiler | A | Original Unit Winter Peak Savings (kW) | Technical Potential | 0 | 0 | 0 | 0 | 0 | 0 | 0 | 0 | 0 | 0 | 0 | 0 | 0 | 0 | 0 | 0 | 0 | 0 | 0 | 0 | 0 | 0
F4_Industrial_Stone, Clay, and Glass_Existing_Space Heating_Natural Gas_Boiler_A_Technical Potential | F4 | Industrial | Stone, Clay, and Glass | Existing | Space Heating | Natural Gas | Boiler | A | Standalone Impact on Baseline Energy (%) | Technical Potential | 0% | 0% | 0.1267% | 0.2573% | 0.3918% | 0.5301% | 0.6722% | 0.8181% | 0.9678% | 1.121% | 1.279% | 1.439% | 1.604% | 1.772% | 1.944% | 2.12% | 2.299% | 2.482% | 2.668% | 2.859% | 3.053% | 3.25%
F5_Industrial_Stone, Clay, and Glass_Existing_Space Heating_Natural Gas_Boiler_A_Technical Potential | F5 | Industrial | Stone, Clay, and Glass | Existing | Space Heating | Natural Gas | Boiler | A | Standalone Impact on Baseline Summer Peak (%) | Technical Potential | bar: 2019 to 2040
F6_Industrial_Stone, Clay, and Glass_Existing_Space Heating_Natural Gas_Boiler_A_Technical Potential | F6 | Industrial | Stone, Clay, and Glass | Existing | Space Heating | Natural Gas | Boiler | A | Standalone Impact on Baseline Winter Peak (%) | Technical Potential | bar: 2019 to 2040
F7_Industrial_Stone, Clay, and Glass_Existing_Space Heating_Natural Gas_Boiler_A_Technical Potential | F7 | Industrial | Stone, Clay, and Glass | Existing | Space Heating | Natural Gas | Boiler | A | Incremental Energy Savings (MWh or mTherms) | Technical Potential | 0 | 0 | 0.12425 | 0.1231 | 0.12188 | 0.12057 | 0.11921 | 0.11779 | 0.11633 | 0.11483 | 0.1133 | 0.11176 | 0.11019 | 0.10862 | 0.10703 | 0.10545 | 0.10386 | 0.10228 | 0.1007 | 0.099125 | 0.097563 | 0.096013
F8_Industrial_Stone, Clay, and Glass_Existing_Space Heating_Natural Gas_Boiler_A_Technical Potential | F8 | Industrial | Stone, Clay, and Glass | Existing | Space Heating | Natural Gas | Boiler | A | Incremental Summer Peak Savings (MW) | Technical Potential | 0 | 0 | 0 | 0 | 0 | 0 | 0 | 0 | 0 | 0 | 0 | 0 | 0 | 0 | 0 | 0 | 0 | 0 | 0 | 0 | 0 | 0
F9_Industrial_Stone, Clay, and Glass_Existing_Space Heating_Natural Gas_Boiler_A_Technical Potential | F9 | Industrial | Stone, Clay, and Glass | Existing | Space Heating | Natural Gas | Boiler | A | Incremental Winter Peak Savings (MW) | Technical Potential | 0 | 0 | 0 | 0 | 0 | 0 | 0 | 0 | 0 | 0 | 0 | 0 | 0 | 0 | 0 | 0 | 0 | 0 | 0 | 0 | 0 | 0
F10_Industrial_Stone, Clay, and Glass_Existing_Space Heating_Natural Gas_Boiler_A_Technical Potential | F10 | Industrial | Stone, Clay, and Glass | Existing | Space Heating | Natural Gas | Boiler | A | Cumulative Energy Savings (MWh or mTherms) | Technical Potential | 0 | 0 | 0.12425 | 0.24735 | 0.36923 | 0.4898 | 0.60901 | 0.7268 | 0.84312 | 0.95795 | 1.0713 | 1.183 | 1.2932 | 1.4018 | 1.5089 | 1.6143 | 1.7182 | 1.8204 | 1.9211 | 2.0203 | 2.1178 | 2.2138
F11_Industrial_Stone, Clay, and Glass_Existing_Space Heating_Natural Gas_Boiler_A_Technical Potential | F11 | Industrial | Stone, Clay, and Glass | Existing | Space Heating | Natural Gas | Boiler | A | Cumulative Summer Peak Savings (MW) | Technical Potential | 0 | 0 | 0 | 0 | 0 | 0 | 0 | 0 | 0 | 0 | 0 | 0 | 0 | 0 | 0 | 0 | 0 | 0 | 0 | 0 | 0 | 0
F12_Industrial_Stone, Clay, and Glass_Existing_Space Heating_Natural Gas_Boiler_A_Technical Potential | F12 | Industrial | Stone, Clay, and Glass | Existing | Space Heating | Natural Gas | Boiler | A | Cumulative Winter Peak Savings (MW) | Technical Potential | 0 | 0 | 0 | 0 | 0 | 0 | 0 | 0 | 0 | 0 | 0 | 0 | 0 | 0 | 0 | 0 | 0 | 0 | 0 | 0 | 0 | 0
F13_Industrial_Stone, Clay, and Glass_Existing_Space Heating_Natural Gas_Boiler_A_Technical Potential | F13 | Industrial | Stone, Clay, and Glass | Existing | Space Heating | Natural Gas | Boiler | A | Purchases (Incremental) | Technical Potential | 0 | 0 | 0.0081597 | 0.0080847 | 0.008004 | 0.0079184 | 0.0078287 | 0.0077356 | 0.0076396 | 0.0075413 | 0.0074411 | 0.0073394 | 0.0072367 | 0.0071332 | 0.0070292 | 0.006925 | 0.0068208 | 0.0067168 | 0.0066131 | 0.0065099 | 0.0064073 | 0.0063055
F14_Industrial_Stone, Clay, and Glass_Existing_Space Heating_Natural Gas_Boiler_A_Technical Potential | F14 | Industrial | Stone, Clay, and Glass | Existing | Space Heating | Natural Gas | Boiler | A | Purchases (Cumulative) | Technical Potential | 0 | 0 | 0.0081597 | 0.016244 | 0.024248 | 0.032167 | 0.039995 | 0.047731 | 0.055371 | 0.062912 | 0.070353 | 0.077692 | 0.084929 | 0.092062 | 0.099091 | 0.10602 | 0.11284 | 0.11955 | 0.12617 | 0.13268 | 0.13908 | 0.14539
F1_Industrial_Stone, Clay, and Glass_Existing_Space Heating_Natural Gas_Unit Heater_A_Technical Potential | F1 | Industrial | Stone, Clay, and Glass | Existing | Space Heating | Natural Gas | Unit Heater | A | Original Unit Energy Savings (kWh or therms) | Technical Potential | 0 | 43660.7244 | 43660.7244 | 43660.7244 | 43660.7244 | 43660.7244 | 43660.7244 | 43660.7244 | 43660.7244 | 43660.7244 | 43660.7244 | 43660.7244 | 43660.7244 | 43660.7244 | 43660.7244 | 43660.7244 | 43660.7244 | 43660.7244 | 43660.7244 | 43660.7244 | 43660.7244 | 43660.7244
F2_Industrial_Stone, Clay, and Glass_Existing_Space Heating_Natural Gas_Unit Heater_A_Technical Potential | F2 | Industrial | Stone, Clay, and Glass | Existing | Space Heating | Natural Gas | Unit Heater | A | Original Unit Summer Peak Savings (kW) | Technical Potential | 0 | 0 | 0 | 0 | 0 | 0 | 0 | 0 | 0 | 0 | 0 | 0 | 0 | 0 | 0 | 0 | 0 | 0 | 0 | 0 | 0 | 0
F3_Industrial_Stone, Clay, and Glass_Existing_Space Heating_Natural Gas_Unit Heater_A_Technical Potential | F3 | Industrial | Stone, Clay, and Glass | Existing | Space Heating | Natural Gas | Unit Heater | A | Original Unit Winter Peak Savings (kW) | Technical Potential | 0 | 0 | 0 | 0 | 0 | 0 | 0 | 0 | 0 | 0 | 0 | 0 | 0 | 0 | 0 | 0 | 0 | 0 | 0 | 0 | 0 | 0
F4_Industrial_Stone, Clay, and Glass_Existing_Space Heating_Natural Gas_Unit Heater_A_Technical Potential | F4 | Industrial | Stone, Clay, and Glass | Existing | Space Heating | Natural Gas | Unit Heater | A | Standalone Impact on Baseline Energy (%) | Technical Potential | 0% | 0% | 0.01891% | 0.05606% | 0.1168% | 0.2062% | 0.329% | 0.4898% | 0.6927% | 0.9418% | 1.234% | 1.568% | 1.941% | 2.354% | 2.784% | 3.235% | 3.7% | 4.119% | 4.493% | 4.826% | 5.118% | 5.37%
F5_Industrial_Stone, Clay, and Glass_Existing_Space Heating_Natural Gas_Unit Heater_A_Technical Potential | F5 | Industrial | Stone, Clay, and Glass | Existing | Space Heating | Natural Gas | Unit Heater | A | Standalone Impact on Baseline Summer Peak (%) | Technical Potential | bar: 2019 to 2040
F6_Industrial_Stone, Clay, and Glass_Existing_Space Heating_Natural Gas_Unit Heater_A_Technical Potential | F6 | Industrial | Stone, Clay, and Glass | Existing | Space Heating | Natural Gas | Unit Heater | A | Standalone Impact on Baseline Winter Peak (%) | Technical Potential | bar: 2019 to 2040
F7_Industrial_Stone, Clay, and Glass_Existing_Space Heating_Natural Gas_Unit Heater_A_Technical Potential | F7 | Industrial | Stone, Clay, and Glass | Existing | Space Heating | Natural Gas | Unit Heater | A | Incremental Energy Savings (MWh or mTherms) | Technical Potential | 0 | 0 | 0.01854 | 0.035353 | 0.056205 | 0.08046 | 0.10755 | 0.13698 | 0.16832 | 0.20116 | 0.22963 | 0.2542 | 0.27638 | 0.29724 | 0.29899 | 0.30241 | 0.30207 | 0.25588 | 0.21374 | 0.17524 | 0.14004 | 0.1069
F8_Industrial_Stone, Clay, and Glass_Existing_Space Heating_Natural Gas_Unit Heater_A_Technical Potential | F8 | Industrial | Stone, Clay, and Glass | Existing | Space Heating | Natural Gas | Unit Heater | A | Incremental Summer Peak Savings (MW) | Technical Potential | 0 | 0 | 0 | 0 | 0 | 0 | 0 | 0 | 0 | 0 | 0 | 0 | 0 | 0 | 0 | 0 | 0 | 0 | 0 | 0 | 0 | 0
F9_Industrial_Stone, Clay, and Glass_Existing_Space Heating_Natural Gas_Unit Heater_A_Technical Potential | F9 | Industrial | Stone, Clay, and Glass | Existing | Space Heating | Natural Gas | Unit Heater | A | Incremental Winter Peak Savings (MW) | Technical Potential | 0 | 0 | 0 | 0 | 0 | 0 | 0 | 0 | 0 | 0 | 0 | 0 | 0 | 0 | 0 | 0 | 0 | 0 | 0 | 0 | 0 | 0
F10_Industrial_Stone, Clay, and Glass_Existing_Space Heating_Natural Gas_Unit Heater_A_Technical Potential | F10 | Industrial | Stone, Clay, and Glass | Existing | Space Heating | Natural Gas | Unit Heater | A | Cumulative Energy Savings (MWh or mTherms) | Technical Potential | 0 | 0 | 0.01854 | 0.053893 | 0.1101 | 0.19056 | 0.29811 | 0.4351 | 0.60341 | 0.80457 | 1.0342 | 1.2884 | 1.5648 | 1.862 | 2.161 | 2.4634 | 2.7655 | 3.0214 | 3.2351 | 3.4103 | 3.5504 | 3.6573
F11_Industrial_Stone, Clay, and Glass_Existing_Space Heating_Natural Gas_Unit Heater_A_Technical Potential | F11 | Industrial | Stone, Clay, and Glass | Existing | Space Heating | Natural Gas | Unit Heater | A | Cumulative Summer Peak Savings (MW) | Technical Potential | 0 | 0 | 0 | 0 | 0 | 0 | 0 | 0 | 0 | 0 | 0 | 0 | 0 | 0 | 0 | 0 | 0 | 0 | 0 | 0 | 0 | 0
F12_Industrial_Stone, Clay, and Glass_Existing_Space Heating_Natural Gas_Unit Heater_A_Technical Potential | F12 | Industrial | Stone, Clay, and Glass | Existing | Space Heating | Natural Gas | Unit Heater | A | Cumulative Winter Peak Savings (MW) | Technical Potential | 0 | 0 | 0 | 0 | 0 | 0 | 0 | 0 | 0 | 0 | 0 | 0 | 0 | 0 | 0 | 0 | 0 | 0 | 0 | 0 | 0 | 0
F13_Industrial_Stone, Clay, and Glass_Existing_Space Heating_Natural Gas_Unit Heater_A_Technical Potential | F13 | Industrial | Stone, Clay, and Glass | Existing | Space Heating | Natural Gas | Unit Heater | A | Purchases (Incremental) | Technical Potential | 0 | 0 | 0.00042463 | 0.00080972 | 0.0012873 | 0.0018428 | 0.0024634 | 0.0031375 | 0.0038551 | 0.0046073 | 0.0052593 | 0.0058221 | 0.0063301 | 0.0068079 | 0.0072727 | 0.0077362 | 0.0082058 | 0.0077035 | 0.0073588 | 0.0071513 | 0.0070626 | 0.0070557
F14_Industrial_Stone, Clay, and Glass_Existing_Space Heating_Natural Gas_Unit Heater_A_Technical Potential | F14 | Industrial | Stone, Clay, and Glass | Existing | Space Heating | Natural Gas | Unit Heater | A | Purchases (Cumulative) | Technical Potential | 0 | 0 | 0.00042463 | 0.0012343 | 0.0025217 | 0.0043645 | 0.0068279 | 0.0099654 | 0.01382 | 0.018428 | 0.023687 | 0.029509 | 0.035839 | 0.042647 | 0.049495 | 0.056422 | 0.06334 | 0.069201 | 0.074096 | 0.07811 | 0.081318 | 0.083766
F1_Industrial_Stone, Clay, and Glass_New_Space Heating_Natural Gas_Furnace_A_Technical Potential | F1 | Industrial | Stone, Clay, and Glass | New | Space Heating | Natural Gas | Furnace | A | Original Unit Energy Savings (kWh or therms) | Technical Potential | 0 | 1443.5073 | 1443.5073 | 1443.5073 | 1443.5073 | 1443.5073 | 1443.5073 | 1443.5073 | 1443.5073 | 1443.5073 | 1443.5073 | 1443.5073 | 1443.5073 | 1443.5073 | 1443.5073 | 1443.5073 | 1443.5073 | 1443.5073 | 1443.5073 | 1443.5073 | 1443.5073 | 1443.5073
F2_Industrial_Stone, Clay, and Glass_New_Space Heating_Natural Gas_Furnace_A_Technical Potential | F2 | Industrial | Stone, Clay, and Glass | New | Space Heating | Natural Gas | Furnace | A | Original Unit Summer Peak Savings (kW) | Technical Potential | 0 | 0 | 0 | 0 | 0 | 0 | 0 | 0 | 0 | 0 | 0 | 0 | 0 | 0 | 0 | 0 | 0 | 0 | 0 | 0 | 0 | 0
F3_Industrial_Stone, Clay, and Glass_New_Space Heating_Natural Gas_Furnace_A_Technical Potential | F3 | Industrial | Stone, Clay, and Glass | New | Space Heating | Natural Gas | Furnace | A | Original Unit Winter Peak Savings (kW) | Technical Potential | 0 | 0 | 0 | 0 | 0 | 0 | 0 | 0 | 0 | 0 | 0 | 0 | 0 | 0 | 0 | 0 | 0 | 0 | 0 | 0 | 0 | 0
F4_Industrial_Stone, Clay, and Glass_New_Space Heating_Natural Gas_Furnace_A_Technical Potential | F4 | Industrial | Stone, Clay, and Glass | New | Space Heating | Natural Gas | Furnace | A | Standalone Impact on Baseline Energy (%) | Technical Potential | 0% | 0% | 0.04176% | 0.7865% | 1.085% | 1.261% | 1.33% | 1.39% | 1.436% | 1.476% | 1.5% | 1.524% | 1.544% | 1.564% | 1.575% | 1.588% | 1.599% | 1.61% | 1.617% | 1.637% | 1.655% | 1.679%
F5_Industrial_Stone, Clay, and Glass_New_Space Heating_Natural Gas_Furnace_A_Technical Potential | F5 | Industrial | Stone, Clay, and Glass | New | Space Heating | Natural Gas | Furnace | A | Standalone Impact on Baseline Summer Peak (%) | Technical Potential | bar: 2019 to 2040
F6_Industrial_Stone, Clay, and Glass_New_Space Heating_Natural Gas_Furnace_A_Technical Potential | F6 | Industrial | Stone, Clay, and Glass | New | Space Heating | Natural Gas | Furnace | A | Standalone Impact on Baseline Winter Peak (%) | Technical Potential | bar: 2019 to 2040
F7_Industrial_Stone, Clay, and Glass_New_Space Heating_Natural Gas_Furnace_A_Technical Potential | F7 | Industrial | Stone, Clay, and Glass | New | Space Heating | Natural Gas | Furnace | A | Incremental Energy Savings (MWh or mTherms) | Technical Potential | 0 | 0 | 0.0021541 | 0.068647 | 0.068478 | 0.076753 | 0.046224 | 0.05366 | 0.052984 | 0.059598 | 0.044389 | 0.051053 | 0.050376 | 0.058437 | 0.039662 | 0.048203 | 0.048167 | 0.056073 | 0.037038 | 0.05256 | 0.05095 | 0.055595
F8_Industrial_Stone, Clay, and Glass_New_Space Heating_Natural Gas_Furnace_A_Technical Potential | F8 | Industrial | Stone, Clay, and Glass | New | Space Heating | Natural Gas | Furnace | A | Incremental Summer Peak Savings (MW) | Technical Potential | 0 | 0 | 0 | 0 | 0 | 0 | 0 | 0 | 0 | 0 | 0 | 0 | 0 | 0 | 0 | 0 | 0 | 0 | 0 | 0 | 0 | 0
F9_Industrial_Stone, Clay, and Glass_New_Space Heating_Natural Gas_Furnace_A_Technical Potential | F9 | Industrial | Stone, Clay, and Glass | New | Space Heating | Natural Gas | Furnace | A | Incremental Winter Peak Savings (MW) | Technical Potential | 0 | 0 | 0 | 0 | 0 | 0 | 0 | 0 | 0 | 0 | 0 | 0 | 0 | 0 | 0 | 0 | 0 | 0 | 0 | 0 | 0 | 0
F10_Industrial_Stone, Clay, and Glass_New_Space Heating_Natural Gas_Furnace_A_Technical Potential | F10 | Industrial | Stone, Clay, and Glass | New | Space Heating | Natural Gas | Furnace | A | Cumulative Energy Savings (MWh or mTherms) | Technical Potential | 0 | 0 | 0.0021541 | 0.070801 | 0.13928 | 0.21603 | 0.26226 | 0.31592 | 0.3689 | 0.4285 | 0.47289 | 0.52394 | 0.57432 | 0.63275 | 0.67241 | 0.72062 | 0.76878 | 0.82486 | 0.86189 | 0.91445 | 0.9654 | 1.021
F11_Industrial_Stone, Clay, and Glass_New_Space Heating_Natural Gas_Furnace_A_Technical Potential | F11 | Industrial | Stone, Clay, and Glass | New | Space Heating | Natural Gas | Furnace | A | Cumulative Summer Peak Savings (MW) | Technical Potential | 0 | 0 | 0 | 0 | 0 | 0 | 0 | 0 | 0 | 0 | 0 | 0 | 0 | 0 | 0 | 0 | 0 | 0 | 0 | 0 | 0 | 0
F12_Industrial_Stone, Clay, and Glass_New_Space Heating_Natural Gas_Furnace_A_Technical Potential | F12 | Industrial | Stone, Clay, and Glass | New | Space Heating | Natural Gas | Furnace | A | Cumulative Winter Peak Savings (MW) | Technical Potential | 0 | 0 | 0 | 0 | 0 | 0 | 0 | 0 | 0 | 0 | 0 | 0 | 0 | 0 | 0 | 0 | 0 | 0 | 0 | 0 | 0 | 0
F13_Industrial_Stone, Clay, and Glass_New_Space Heating_Natural Gas_Furnace_A_Technical Potential | F13 | Industrial | Stone, Clay, and Glass | New | Space Heating | Natural Gas | Furnace | A | Purchases (Incremental) | Technical Potential | 0 | 0 | 0.0014923 | 0.047556 | 0.047439 | 0.053171 | 0.032022 | 0.037173 | 0.036705 | 0.041287 | 0.03075 | 0.035367 | 0.034898 | 0.040483 | 0.027476 | 0.033393 | 0.033368 | 0.038845 | 0.025658 | 0.036411 | 0.035296 | 0.038514
F14_Industrial_Stone, Clay, and Glass_New_Space Heating_Natural Gas_Furnace_A_Technical Potential | F14 | Industrial | Stone, Clay, and Glass | New | Space Heating | Natural Gas | Furnace | A | Purchases (Cumulative) | Technical Potential | 0 | 0 | 0.0014923 | 0.049048 | 0.096487 | 0.14966 | 0.18168 | 0.21885 | 0.25556 | 0.29685 | 0.3276 | 0.36296 | 0.39786 | 0.43834 | 0.46582 | 0.49921 | 0.53258 | 0.57143 | 0.59708 | 0.63349 | 0.66879 | 0.7073
F1_Industrial_Stone, Clay, and Glass_New_Space Heating_Natural Gas_Boiler_A_Technical Potential | F1 | Industrial | Stone, Clay, and Glass | New | Space Heating | Natural Gas | Boiler | A | Original Unit Energy Savings (kWh or therms) | Technical Potential | 0 | 15225.431 | 15225.431 | 15225.431 | 15225.431 | 15225.431 | 15225.431 | 15225.431 | 15225.431 | 15225.431 | 15225.431 | 15225.431 | 15225.431 | 15225.431 | 15225.431 | 15225.431 | 15225.431 | 15225.431 | 15225.431 | 15225.431 | 15225.431 | 15225.431
F2_Industrial_Stone, Clay, and Glass_New_Space Heating_Natural Gas_Boiler_A_Technical Potential | F2 | Industrial | Stone, Clay, and Glass | New | Space Heating | Natural Gas | Boiler | A | Original Unit Summer Peak Savings (kW) | Technical Potential | 0 | 0 | 0 | 0 | 0 | 0 | 0 | 0 | 0 | 0 | 0 | 0 | 0 | 0 | 0 | 0 | 0 | 0 | 0 | 0 | 0 | 0
F3_Industrial_Stone, Clay, and Glass_New_Space Heating_Natural Gas_Boiler_A_Technical Potential | F3 | Industrial | Stone, Clay, and Glass | New | Space Heating | Natural Gas | Boiler | A | Original Unit Winter Peak Savings (kW) | Technical Potential | 0 | 0 | 0 | 0 | 0 | 0 | 0 | 0 | 0 | 0 | 0 | 0 | 0 | 0 | 0 | 0 | 0 | 0 | 0 | 0 | 0 | 0
F4_Industrial_Stone, Clay, and Glass_New_Space Heating_Natural Gas_Boiler_A_Technical Potential | F4 | Industrial | Stone, Clay, and Glass | New | Space Heating | Natural Gas | Boiler | A | Standalone Impact on Baseline Energy (%) | Technical Potential | 0% | 0% | 0.1019% | 1.919% | 2.647% | 3.076% | 3.244% | 3.391% | 3.503% | 3.601% | 3.66% | 3.718% | 3.767% | 3.814% | 3.843% | 3.873% | 3.9% | 3.928% | 3.945% | 3.964% | 3.981% | 3.996%
F5_Industrial_Stone, Clay, and Glass_New_Space Heating_Natural Gas_Boiler_A_Technical Potential | F5 | Industrial | Stone, Clay, and Glass | New | Space Heating | Natural Gas | Boiler | A | Standalone Impact on Baseline Summer Peak (%) | Technical Potential | bar: 2019 to 2040
F6_Industrial_Stone, Clay, and Glass_New_Space Heating_Natural Gas_Boiler_A_Technical Potential | F6 | Industrial | Stone, Clay, and Glass | New | Space Heating | Natural Gas | Boiler | A | Standalone Impact on Baseline Winter Peak (%) | Technical Potential | bar: 2019 to 2040
F7_Industrial_Stone, Clay, and Glass_New_Space Heating_Natural Gas_Boiler_A_Technical Potential | F7 | Industrial | Stone, Clay, and Glass | New | Space Heating | Natural Gas | Boiler | A | Incremental Energy Savings (MWh or mTherms) | Technical Potential | 0 | 0 | 0.0052551 | 0.16747 | 0.16706 | 0.18725 | 0.11277 | 0.13091 | 0.12926 | 0.1454 | 0.10829 | 0.12455 | 0.1229 | 0.14256 | 0.096759 | 0.1176 | 0.11751 | 0.1368 | 0.090358 | 0.11134 | 0.10831 | 0.10799
F8_Industrial_Stone, Clay, and Glass_New_Space Heating_Natural Gas_Boiler_A_Technical Potential | F8 | Industrial | Stone, Clay, and Glass | New | Space Heating | Natural Gas | Boiler | A | Incremental Summer Peak Savings (MW) | Technical Potential | 0 | 0 | 0 | 0 | 0 | 0 | 0 | 0 | 0 | 0 | 0 | 0 | 0 | 0 | 0 | 0 | 0 | 0 | 0 | 0 | 0 | 0
F9_Industrial_Stone, Clay, and Glass_New_Space Heating_Natural Gas_Boiler_A_Technical Potential | F9 | Industrial | Stone, Clay, and Glass | New | Space Heating | Natural Gas | Boiler | A | Incremental Winter Peak Savings (MW) | Technical Potential | 0 | 0 | 0 | 0 | 0 | 0 | 0 | 0 | 0 | 0 | 0 | 0 | 0 | 0 | 0 | 0 | 0 | 0 | 0 | 0 | 0 | 0
F10_Industrial_Stone, Clay, and Glass_New_Space Heating_Natural Gas_Boiler_A_Technical Potential | F10 | Industrial | Stone, Clay, and Glass | New | Space Heating | Natural Gas | Boiler | A | Cumulative Energy Savings (MWh or mTherms) | Technical Potential | 0 | 0 | 0.0052551 | 0.17273 | 0.33979 | 0.52704 | 0.63981 | 0.77072 | 0.89998 | 1.0454 | 1.1537 | 1.2782 | 1.4011 | 1.5437 | 1.6404 | 1.758 | 1.8755 | 2.0123 | 2.1027 | 2.214 | 2.3223 | 2.4303
F11_Industrial_Stone, Clay, and Glass_New_Space Heating_Natural Gas_Boiler_A_Technical Potential | F11 | Industrial | Stone, Clay, and Glass | New | Space Heating | Natural Gas | Boiler | A | Cumulative Summer Peak Savings (MW) | Technical Potential | 0 | 0 | 0 | 0 | 0 | 0 | 0 | 0 | 0 | 0 | 0 | 0 | 0 | 0 | 0 | 0 | 0 | 0 | 0 | 0 | 0 | 0
F12_Industrial_Stone, Clay, and Glass_New_Space Heating_Natural Gas_Boiler_A_Technical Potential | F12 | Industrial | Stone, Clay, and Glass | New | Space Heating | Natural Gas | Boiler | A | Cumulative Winter Peak Savings (MW) | Technical Potential | 0 | 0 | 0 | 0 | 0 | 0 | 0 | 0 | 0 | 0 | 0 | 0 | 0 | 0 | 0 | 0 | 0 | 0 | 0 | 0 | 0 | 0
F13_Industrial_Stone, Clay, and Glass_New_Space Heating_Natural Gas_Boiler_A_Technical Potential | F13 | Industrial | Stone, Clay, and Glass | New | Space Heating | Natural Gas | Boiler | A | Purchases (Incremental) | Technical Potential | 0 | 0 | 0.00034515 | 0.010999 | 0.010972 | 0.012298 | 0.0074066 | 0.0085981 | 0.0084897 | 0.0095496 | 0.0071125 | 0.0081804 | 0.0080719 | 0.0093636 | 0.0063551 | 0.0077238 | 0.0077179 | 0.0089847 | 0.0059347 | 0.0073129 | 0.0071137 | 0.0070927
F14_Industrial_Stone, Clay, and Glass_New_Space Heating_Natural Gas_Boiler_A_Technical Potential | F14 | Industrial | Stone, Clay, and Glass | New | Space Heating | Natural Gas | Boiler | A | Purchases (Cumulative) | Technical Potential | 0 | 0 | 0.00034515 | 0.011345 | 0.022317 | 0.034616 | 0.042022 | 0.05062 | 0.05911 | 0.06866 | 0.075772 | 0.083953 | 0.092024 | 0.10139 | 0.10774 | 0.11547 | 0.12318 | 0.13217 | 0.1381 | 0.14542 | 0.15253 | 0.15962
F1_Industrial_Stone, Clay, and Glass_New_Space Heating_Natural Gas_Unit Heater_A_Technical Potential | F1 | Industrial | Stone, Clay, and Glass | New | Space Heating | Natural Gas | Unit Heater | A | Original Unit Energy Savings (kWh or therms) | Technical Potential | 0 | 43660.7244 | 43660.7244 | 43660.7244 | 43660.7244 | 43660.7244 | 43660.7244 | 43660.7244 | 43660.7244 | 43660.7244 | 43660.7244 | 43660.7244 | 43660.7244 | 43660.7244 | 43660.7244 | 43660.7244 | 43660.7244 | 43660.7244 | 43660.7244 | 43660.7244 | 43660.7244 | 43660.7244
F2_Industrial_Stone, Clay, and Glass_New_Space Heating_Natural Gas_Unit Heater_A_Technical Potential | F2 | Industrial | Stone, Clay, and Glass | New | Space Heating | Natural Gas | Unit Heater | A | Original Unit Summer Peak Savings (kW) | Technical Potential | 0 | 0 | 0 | 0 | 0 | 0 | 0 | 0 | 0 | 0 | 0 | 0 | 0 | 0 | 0 | 0 | 0 | 0 | 0 | 0 | 0 | 0
F3_Industrial_Stone, Clay, and Glass_New_Space Heating_Natural Gas_Unit Heater_A_Technical Potential | F3 | Industrial | Stone, Clay, and Glass | New | Space Heating | Natural Gas | Unit Heater | A | Original Unit Winter Peak Savings (kW) | Technical Potential | 0 | 0 | 0 | 0 | 0 | 0 | 0 | 0 | 0 | 0 | 0 | 0 | 0 | 0 | 0 | 0 | 0 | 0 | 0 | 0 | 0 | 0
F4_Industrial_Stone, Clay, and Glass_New_Space Heating_Natural Gas_Unit Heater_A_Technical Potential | F4 | Industrial | Stone, Clay, and Glass | New | Space Heating | Natural Gas | Unit Heater | A | Standalone Impact on Baseline Energy (%) | Technical Potential | 0% | 0% | 0.1898% | 3.575% | 4.933% | 5.732% | 6.045% | 6.319% | 6.527% | 6.71% | 6.821% | 6.929% | 7.239% | 7.477% | 7.76% | 7.436% | 7.23% | 7.198% | 7% | 6.991% | 6.914% | 6.964%
F5_Industrial_Stone, Clay, and Glass_New_Space Heating_Natural Gas_Unit Heater_A_Technical Potential | F5 | Industrial | Stone, Clay, and Glass | New | Space Heating | Natural Gas | Unit Heater | A | Standalone Impact on Baseline Summer Peak (%) | Technical Potential | bar: 2019 to 2040
F6_Industrial_Stone, Clay, and Glass_New_Space Heating_Natural Gas_Unit Heater_A_Technical Potential | F6 | Industrial | Stone, Clay, and Glass | New | Space Heating | Natural Gas | Unit Heater | A | Standalone Impact on Baseline Winter Peak (%) | Technical Potential | bar: 2019 to 2040
F7_Industrial_Stone, Clay, and Glass_New_Space Heating_Natural Gas_Unit Heater_A_Technical Potential | F7 | Industrial | Stone, Clay, and Glass | New | Space Heating | Natural Gas | Unit Heater | A | Incremental Energy Savings (MWh or mTherms) | Technical Potential | 0 | 0 | 0.009793 | 0.31209 | 0.31132 | 0.34894 | 0.21015 | 0.24395 | 0.24088 | 0.27095 | 0.2018 | 0.2321 | 0.31082 | 0.33307 | 0.28686 | 0.062392 | 0.10171 | 0.21047 | 0.044029 | 0.17377 | 0.12897 | 0.20137
F8_Industrial_Stone, Clay, and Glass_New_Space Heating_Natural Gas_Unit Heater_A_Technical Potential | F8 | Industrial | Stone, Clay, and Glass | New | Space Heating | Natural Gas | Unit Heater | A | Incremental Summer Peak Savings (MW) | Technical Potential | 0 | 0 | 0 | 0 | 0 | 0 | 0 | 0 | 0 | 0 | 0 | 0 | 0 | 0 | 0 | 0 | 0 | 0 | 0 | 0 | 0 | 0
F9_Industrial_Stone, Clay, and Glass_New_Space Heating_Natural Gas_Unit Heater_A_Technical Potential | F9 | Industrial | Stone, Clay, and Glass | New | Space Heating | Natural Gas | Unit Heater | A | Incremental Winter Peak Savings (MW) | Technical Potential | 0 | 0 | 0 | 0 | 0 | 0 | 0 | 0 | 0 | 0 | 0 | 0 | 0 | 0 | 0 | 0 | 0 | 0 | 0 | 0 | 0 | 0
F10_Industrial_Stone, Clay, and Glass_New_Space Heating_Natural Gas_Unit Heater_A_Technical Potential | F10 | Industrial | Stone, Clay, and Glass | New | Space Heating | Natural Gas | Unit Heater | A | Cumulative Energy Savings (MWh or mTherms) | Technical Potential | 0 | 0 | 0.009793 | 0.32188 | 0.6332 | 0.98214 | 1.1923 | 1.4362 | 1.6771 | 1.9481 | 2.1499 | 2.382 | 2.6928 | 3.0259 | 3.3127 | 3.3751 | 3.4768 | 3.6873 | 3.7313 | 3.9051 | 4.0341 | 4.2355
F11_Industrial_Stone, Clay, and Glass_New_Space Heating_Natural Gas_Unit Heater_A_Technical Potential | F11 | Industrial | Stone, Clay, and Glass | New | Space Heating | Natural Gas | Unit Heater | A | Cumulative Summer Peak Savings (MW) | Technical Potential | 0 | 0 | 0 | 0 | 0 | 0 | 0 | 0 | 0 | 0 | 0 | 0 | 0 | 0 | 0 | 0 | 0 | 0 | 0 | 0 | 0 | 0
F12_Industrial_Stone, Clay, and Glass_New_Space Heating_Natural Gas_Unit Heater_A_Technical Potential | F12 | Industrial | Stone, Clay, and Glass | New | Space Heating | Natural Gas | Unit Heater | A | Cumulative Winter Peak Savings (MW) | Technical Potential | 0 | 0 | 0 | 0 | 0 | 0 | 0 | 0 | 0 | 0 | 0 | 0 | 0 | 0 | 0 | 0 | 0 | 0 | 0 | 0 | 0 | 0
F13_Industrial_Stone, Clay, and Glass_New_Space Heating_Natural Gas_Unit Heater_A_Technical Potential | F13 | Industrial | Stone, Clay, and Glass | New | Space Heating | Natural Gas | Unit Heater | A | Purchases (Incremental) | Technical Potential | 0 | 0 | 0.0002243 | 0.007148 | 0.0071305 | 0.0079921 | 0.0048132 | 0.0055875 | 0.005517 | 0.0062058 | 0.0046221 | 0.005316 | 0.0071191 | 0.0076287 | 0.0067944 | 0.008577 | 0.0094601 | 0.012813 | 0.0081564 | 0.011111 | 0.010946 | 0.010818
F14_Industrial_Stone, Clay, and Glass_New_Space Heating_Natural Gas_Unit Heater_A_Technical Potential | F14 | Industrial | Stone, Clay, and Glass | New | Space Heating | Natural Gas | Unit Heater | A | Purchases (Cumulative) | Technical Potential | 0 | 0 | 0.0002243 | 0.0073723 | 0.014503 | 0.022495 | 0.027308 | 0.032896 | 0.038413 | 0.044618 | 0.04924 | 0.054556 | 0.061676 | 0.069304 | 0.075874 | 0.077303 | 0.079633 | 0.084454 | 0.085462 | 0.089442 | 0.092396 | 0.097008
F1_Industrial_Petroleum_Existing_Space Heating_Natural Gas_Furnace_A_Technical Potential | F1 | Industrial | Petroleum | Existing | Space Heating | Natural Gas | Furnace | A | Original Unit Energy Savings (kWh or therms) | Technical Potential | 0 | 1443.5459 | 1443.5459 | 1443.5459 | 1443.5459 | 1443.5459 | 1443.5459 | 1443.5459 | 1443.5459 | 1443.5459 | 1443.5459 | 1443.5459 | 1443.5459 | 1443.5459 | 1443.5459 | 1443.5459 | 1443.5459 | 1443.5459 | 1443.5459 | 1443.5459 | 1443.5459 | 1443.5459
F2_Industrial_Petroleum_Existing_Space Heating_Natural Gas_Furnace_A_Technical Potential | F2 | Industrial | Petroleum | Existing | Space Heating | Natural Gas | Furnace | A | Original Unit Summer Peak Savings (kW) | Technical Potential | 0 | 0 | 0 | 0 | 0 | 0 | 0 | 0 | 0 | 0 | 0 | 0 | 0 | 0 | 0 | 0 | 0 | 0 | 0 | 0 | 0 | 0
F3_Industrial_Petroleum_Existing_Space Heating_Natural Gas_Furnace_A_Technical Potential | F3 | Industrial | Petroleum | Existing | Space Heating | Natural Gas | Furnace | A | Original Unit Winter Peak Savings (kW) | Technical Potential | 0 | 0 | 0 | 0 | 0 | 0 | 0 | 0 | 0 | 0 | 0 | 0 | 0 | 0 | 0 | 0 | 0 | 0 | 0 | 0 | 0 | 0
F4_Industrial_Petroleum_Existing_Space Heating_Natural Gas_Furnace_A_Technical Potential | F4 | Industrial | Petroleum | Existing | Space Heating | Natural Gas | Furnace | A | Standalone Impact on Baseline Energy (%) | Technical Potential | 0% | 0% | 0.09758% | 0.2036% | 0.3179% | 0.4404% | 0.5711% | 0.7098% | 0.8564% | 1.011% | 1.173% | 1.342% | 1.507% | 1.668% | 1.825% | 1.977% | 2.126% | 2.272% | 2.415% | 2.562% | 2.714% | 2.871%
F5_Industrial_Petroleum_Existing_Space Heating_Natural Gas_Furnace_A_Technical Potential | F5 | Industrial | Petroleum | Existing | Space Heating | Natural Gas | Furnace | A | Standalone Impact on Baseline Summer Peak (%) | Technical Potential | bar: 2019 to 2040
F6_Industrial_Petroleum_Existing_Space Heating_Natural Gas_Furnace_A_Technical Potential | F6 | Industrial | Petroleum | Existing | Space Heating | Natural Gas | Furnace | A | Standalone Impact on Baseline Winter Peak (%) | Technical Potential | bar: 2019 to 2040
F7_Industrial_Petroleum_Existing_Space Heating_Natural Gas_Furnace_A_Technical Potential | F7 | Industrial | Petroleum | Existing | Space Heating | Natural Gas | Furnace | A | Incremental Energy Savings (MWh or mTherms) | Technical Potential | 0 | 0 | 0.0052986 | 0.0055114 | 0.0056978 | 0.0058598 | 0.0059995 | 0.0061187 | 0.0062191 | 0.0063024 | 0.0063699 | 0.006423 | 0.005941 | 0.0054951 | 0.0050827 | 0.0047012 | 0.0043484 | 0.0040221 | 0.0037202 | 0.0037254 | 0.0037388 | 0.0037583
F8_Industrial_Petroleum_Existing_Space Heating_Natural Gas_Furnace_A_Technical Potential | F8 | Industrial | Petroleum | Existing | Space Heating | Natural Gas | Furnace | A | Incremental Summer Peak Savings (MW) | Technical Potential | 0 | 0 | 0 | 0 | 0 | 0 | 0 | 0 | 0 | 0 | 0 | 0 | 0 | 0 | 0 | 0 | 0 | 0 | 0 | 0 | 0 | 0
F9_Industrial_Petroleum_Existing_Space Heating_Natural Gas_Furnace_A_Technical Potential | F9 | Industrial | Petroleum | Existing | Space Heating | Natural Gas | Furnace | A | Incremental Winter Peak Savings (MW) | Technical Potential | 0 | 0 | 0 | 0 | 0 | 0 | 0 | 0 | 0 | 0 | 0 | 0 | 0 | 0 | 0 | 0 | 0 | 0 | 0 | 0 | 0 | 0
F10_Industrial_Petroleum_Existing_Space Heating_Natural Gas_Furnace_A_Technical Potential | F10 | Industrial | Petroleum | Existing | Space Heating | Natural Gas | Furnace | A | Cumulative Energy Savings (MWh or mTherms) | Technical Potential | 0 | 0 | 0.0052986 | 0.01081 | 0.016508 | 0.022368 | 0.028367 | 0.034486 | 0.040705 | 0.047007 | 0.053377 | 0.0598 | 0.065741 | 0.071236 | 0.076319 | 0.08102 | 0.085369 | 0.089391 | 0.093111 | 0.096836 | 0.10058 | 0.10433
F11_Industrial_Petroleum_Existing_Space Heating_Natural Gas_Furnace_A_Technical Potential | F11 | Industrial | Petroleum | Existing | Space Heating | Natural Gas | Furnace | A | Cumulative Summer Peak Savings (MW) | Technical Potential | 0 | 0 | 0 | 0 | 0 | 0 | 0 | 0 | 0 | 0 | 0 | 0 | 0 | 0 | 0 | 0 | 0 | 0 | 0 | 0 | 0 | 0
F12_Industrial_Petroleum_Existing_Space Heating_Natural Gas_Furnace_A_Technical Potential | F12 | Industrial | Petroleum | Existing | Space Heating | Natural Gas | Furnace | A | Cumulative Winter Peak Savings (MW) | Technical Potential | 0 | 0 | 0 | 0 | 0 | 0 | 0 | 0 | 0 | 0 | 0 | 0 | 0 | 0 | 0 | 0 | 0 | 0 | 0 | 0 | 0 | 0
F13_Industrial_Petroleum_Existing_Space Heating_Natural Gas_Furnace_A_Technical Potential | F13 | Industrial | Petroleum | Existing | Space Heating | Natural Gas | Furnace | A | Purchases (Incremental) | Technical Potential | 0 | 0 | 0.0036705 | 0.003818 | 0.0039471 | 0.0040593 | 0.0041561 | 0.0042386 | 0.0043082 | 0.0043659 | 0.0044127 | 0.0044495 | 0.0041156 | 0.0038067 | 0.003521 | 0.0032567 | 0.0030123 | 0.0027862 | 0.0025771 | 0.0025808 | 0.00259 | 0.0026035
F14_Industrial_Petroleum_Existing_Space Heating_Natural Gas_Furnace_A_Technical Potential | F14 | Industrial | Petroleum | Existing | Space Heating | Natural Gas | Furnace | A | Purchases (Cumulative) | Technical Potential | 0 | 0 | 0.0036705 | 0.0074885 | 0.011436 | 0.015495 | 0.019651 | 0.02389 | 0.028198 | 0.032564 | 0.036976 | 0.041426 | 0.045541 | 0.049348 | 0.052869 | 0.056126 | 0.059138 | 0.061924 | 0.064501 | 0.067082 | 0.069672 | 0.072276
F1_Industrial_Petroleum_Existing_Space Heating_Natural Gas_Boiler_A_Technical Potential | F1 | Industrial | Petroleum | Existing | Space Heating | Natural Gas | Boiler | A | Original Unit Energy Savings (kWh or therms) | Technical Potential | 0 | 15226.9124 | 15226.9124 | 15226.9124 | 15226.9124 | 15226.9124 | 15226.9124 | 15226.9124 | 15226.9124 | 15226.9124 | 15226.9124 | 15226.9124 | 15226.9124 | 15226.9124 | 15226.9124 | 15226.9124 | 15226.9124 | 15226.9124 | 15226.9124 | 15226.9124 | 15226.9124 | 15226.9124
F2_Industrial_Petroleum_Existing_Space Heating_Natural Gas_Boiler_A_Technical Potential | F2 | Industrial | Petroleum | Existing | Space Heating | Natural Gas | Boiler | A | Original Unit Summer Peak Savings (kW) | Technical Potential | 0 | 0 | 0 | 0 | 0 | 0 | 0 | 0 | 0 | 0 | 0 | 0 | 0 | 0 | 0 | 0 | 0 | 0 | 0 | 0 | 0 | 0
F3_Industrial_Petroleum_Existing_Space Heating_Natural Gas_Boiler_A_Technical Potential | F3 | Industrial | Petroleum | Existing | Space Heating | Natural Gas | Boiler | A | Original Unit Winter Peak Savings (kW) | Technical Potential | 0 | 0 | 0 | 0 | 0 | 0 | 0 | 0 | 0 | 0 | 0 | 0 | 0 | 0 | 0 | 0 | 0 | 0 | 0 | 0 | 0 | 0
F4_Industrial_Petroleum_Existing_Space Heating_Natural Gas_Boiler_A_Technical Potential | F4 | Industrial | Petroleum | Existing | Space Heating | Natural Gas | Boiler | A | Standalone Impact on Baseline Energy (%) | Technical Potential | 0% | 0% | 0.2612% | 0.5317% | 0.8115% | 1.101% | 1.399% | 1.707% | 2.025% | 2.351% | 2.687% | 3.031% | 3.385% | 3.747% | 4.117% | 4.497% | 4.885% | 5.281% | 5.686% | 6.1% | 6.522% | 6.953%
F5_Industrial_Petroleum_Existing_Space Heating_Natural Gas_Boiler_A_Technical Potential | F5 | Industrial | Petroleum | Existing | Space Heating | Natural Gas | Boiler | A | Standalone Impact on Baseline Summer Peak (%) | Technical Potential | bar: 2019 to 2040
F6_Industrial_Petroleum_Existing_Space Heating_Natural Gas_Boiler_A_Technical Potential | F6 | Industrial | Petroleum | Existing | Space Heating | Natural Gas | Boiler | A | Standalone Impact on Baseline Winter Peak (%) | Technical Potential | bar: 2019 to 2040
F7_Industrial_Petroleum_Existing_Space Heating_Natural Gas_Boiler_A_Technical Potential | F7 | Industrial | Petroleum | Existing | Space Heating | Natural Gas | Boiler | A | Incremental Energy Savings (MWh or mTherms) | Technical Potential | 0 | 0 | 0.014182 | 0.014051 | 0.013911 | 0.013762 | 0.013607 | 0.013445 | 0.013278 | 0.013107 | 0.012933 | 0.012756 | 0.012578 | 0.012398 | 0.012217 | 0.012036 | 0.011855 | 0.011674 | 0.011494 | 0.011314 | 0.011136 | 0.010959
F8_Industrial_Petroleum_Existing_Space Heating_Natural Gas_Boiler_A_Technical Potential | F8 | Industrial | Petroleum | Existing | Space Heating | Natural Gas | Boiler | A | Incremental Summer Peak Savings (MW) | Technical Potential | 0 | 0 | 0 | 0 | 0 | 0 | 0 | 0 | 0 | 0 | 0 | 0 | 0 | 0 | 0 | 0 | 0 | 0 | 0 | 0 | 0 | 0
F9_Industrial_Petroleum_Existing_Space Heating_Natural Gas_Boiler_A_Technical Potential | F9 | Industrial | Petroleum | Existing | Space Heating | Natural Gas | Boiler | A | Incremental Winter Peak Savings (MW) | Technical Potential | 0 | 0 | 0 | 0 | 0 | 0 | 0 | 0 | 0 | 0 | 0 | 0 | 0 | 0 | 0 | 0 | 0 | 0 | 0 | 0 | 0 | 0
F10_Industrial_Petroleum_Existing_Space Heating_Natural Gas_Boiler_A_Technical Potential | F10 | Industrial | Petroleum | Existing | Space Heating | Natural Gas | Boiler | A | Cumulative Energy Savings (MWh or mTherms) | Technical Potential | 0 | 0 | 0.014182 | 0.028233 | 0.042144 | 0.055907 | 0.069513 | 0.082958 | 0.096236 | 0.10934 | 0.12228 | 0.13503 | 0.14761 | 0.16001 | 0.17222 | 0.18426 | 0.19611 | 0.20779 | 0.21928 | 0.2306 | 0.24173 | 0.25269
F11_Industrial_Petroleum_Existing_Space Heating_Natural Gas_Boiler_A_Technical Potential | F11 | Industrial | Petroleum | Existing | Space Heating | Natural Gas | Boiler | A | Cumulative Summer Peak Savings (MW) | Technical Potential | 0 | 0 | 0 | 0 | 0 | 0 | 0 | 0 | 0 | 0 | 0 | 0 | 0 | 0 | 0 | 0 | 0 | 0 | 0 | 0 | 0 | 0
F12_Industrial_Petroleum_Existing_Space Heating_Natural Gas_Boiler_A_Technical Potential | F12 | Industrial | Petroleum | Existing | Space Heating | Natural Gas | Boiler | A | Cumulative Winter Peak Savings (MW) | Technical Potential | 0 | 0 | 0 | 0 | 0 | 0 | 0 | 0 | 0 | 0 | 0 | 0 | 0 | 0 | 0 | 0 | 0 | 0 | 0 | 0 | 0 | 0
F13_Industrial_Petroleum_Existing_Space Heating_Natural Gas_Boiler_A_Technical Potential | F13 | Industrial | Petroleum | Existing | Space Heating | Natural Gas | Boiler | A | Purchases (Incremental) | Technical Potential | 0 | 0 | 0.00093136 | 0.0009228 | 0.00091359 | 0.00090382 | 0.00089358 | 0.00088295 | 0.000872 | 0.00086077 | 0.00084934 | 0.00083774 | 0.00082601 | 0.0008142 | 0.00080233 | 0.00079044 | 0.00077854 | 0.00076667 | 0.00075483 | 0.00074305 | 0.00073134 | 0.00071972
F14_Industrial_Petroleum_Existing_Space Heating_Natural Gas_Boiler_A_Technical Potential | F14 | Industrial | Petroleum | Existing | Space Heating | Natural Gas | Boiler | A | Purchases (Cumulative) | Technical Potential | 0 | 0 | 0.00093136 | 0.0018542 | 0.0027678 | 0.0036716 | 0.0045652 | 0.0054481 | 0.0063201 | 0.0071809 | 0.0080302 | 0.008868 | 0.009694 | 0.010508 | 0.011311 | 0.012101 | 0.012879 | 0.013646 | 0.014401 | 0.015144 | 0.015875 | 0.016595
F1_Industrial_Petroleum_Existing_Space Heating_Natural Gas_Unit Heater_A_Technical Potential | F1 | Industrial | Petroleum | Existing | Space Heating | Natural Gas | Unit Heater | A | Original Unit Energy Savings (kWh or therms) | Technical Potential | 0 | 0 | 0 | 0 | 0 | 0 | 0 | 0 | 0 | 0 | 0 | 0 | 0 | 0 | 0 | 0 | 0 | 0 | 0 | 0 | 0 | 0
F2_Industrial_Petroleum_Existing_Space Heating_Natural Gas_Unit Heater_A_Technical Potential | F2 | Industrial | Petroleum | Existing | Space Heating | Natural Gas | Unit Heater | A | Original Unit Summer Peak Savings (kW) | Technical Potential | 0 | 0 | 0 | 0 | 0 | 0 | 0 | 0 | 0 | 0 | 0 | 0 | 0 | 0 | 0 | 0 | 0 | 0 | 0 | 0 | 0 | 0
F3_Industrial_Petroleum_Existing_Space Heating_Natural Gas_Unit Heater_A_Technical Potential | F3 | Industrial | Petroleum | Existing | Space Heating | Natural Gas | Unit Heater | A | Original Unit Winter Peak Savings (kW) | Technical Potential | 0 | 0 | 0 | 0 | 0 | 0 | 0 | 0 | 0 | 0 | 0 | 0 | 0 | 0 | 0 | 0 | 0 | 0 | 0 | 0 | 0 | 0
F4_Industrial_Petroleum_Existing_Space Heating_Natural Gas_Unit Heater_A_Technical Potential | F4 | Industrial | Petroleum | Existing | Space Heating | Natural Gas | Unit Heater | A | Standalone Impact on Baseline Energy (%) | Technical Potential | bar: 2019 to 2040
F5_Industrial_Petroleum_Existing_Space Heating_Natural Gas_Unit Heater_A_Technical Potential | F5 | Industrial | Petroleum | Existing | Space Heating | Natural Gas | Unit Heater | A | Standalone Impact on Baseline Summer Peak (%) | Technical Potential | bar: 2019 to 2040
F6_Industrial_Petroleum_Existing_Space Heating_Natural Gas_Unit Heater_A_Technical Potential | F6 | Industrial | Petroleum | Existing | Space Heating | Natural Gas | Unit Heater | A | Standalone Impact on Baseline Winter Peak (%) | Technical Potential | bar: 2019 to 2040
F7_Industrial_Petroleum_Existing_Space Heating_Natural Gas_Unit Heater_A_Technical Potential | F7 | Industrial | Petroleum | Existing | Space Heating | Natural Gas | Unit Heater | A | Incremental Energy Savings (MWh or mTherms) | Technical Potential | 0 | 0 | 0 | 0 | 0 | 0 | 0 | 0 | 0 | 0 | 0 | 0 | 0 | 0 | 0 | 0 | 0 | 0 | 0 | 0 | 0 | 0
F8_Industrial_Petroleum_Existing_Space Heating_Natural Gas_Unit Heater_A_Technical Potential | F8 | Industrial | Petroleum | Existing | Space Heating | Natural Gas | Unit Heater | A | Incremental Summer Peak Savings (MW) | Technical Potential | 0 | 0 | 0 | 0 | 0 | 0 | 0 | 0 | 0 | 0 | 0 | 0 | 0 | 0 | 0 | 0 | 0 | 0 | 0 | 0 | 0 | 0
F9_Industrial_Petroleum_Existing_Space Heating_Natural Gas_Unit Heater_A_Technical Potential | F9 | Industrial | Petroleum | Existing | Space Heating | Natural Gas | Unit Heater | A | Incremental Winter Peak Savings (MW) | Technical Potential | 0 | 0 | 0 | 0 | 0 | 0 | 0 | 0 | 0 | 0 | 0 | 0 | 0 | 0 | 0 | 0 | 0 | 0 | 0 | 0 | 0 | 0
F10_Industrial_Petroleum_Existing_Space Heating_Natural Gas_Unit Heater_A_Technical Potential | F10 | Industrial | Petroleum | Existing | Space Heating | Natural Gas | Unit Heater | A | Cumulative Energy Savings (MWh or mTherms) | Technical Potential | 0 | 0 | 0 | 0 | 0 | 0 | 0 | 0 | 0 | 0 | 0 | 0 | 0 | 0 | 0 | 0 | 0 | 0 | 0 | 0 | 0 | 0
F11_Industrial_Petroleum_Existing_Space Heating_Natural Gas_Unit Heater_A_Technical Potential | F11 | Industrial | Petroleum | Existing | Space Heating | Natural Gas | Unit Heater | A | Cumulative Summer Peak Savings (MW) | Technical Potential | 0 | 0 | 0 | 0 | 0 | 0 | 0 | 0 | 0 | 0 | 0 | 0 | 0 | 0 | 0 | 0 | 0 | 0 | 0 | 0 | 0 | 0
F12_Industrial_Petroleum_Existing_Space Heating_Natural Gas_Unit Heater_A_Technical Potential | F12 | Industrial | Petroleum | Existing | Space Heating | Natural Gas | Unit Heater | A | Cumulative Winter Peak Savings (MW) | Technical Potential | 0 | 0 | 0 | 0 | 0 | 0 | 0 | 0 | 0 | 0 | 0 | 0 | 0 | 0 | 0 | 0 | 0 | 0 | 0 | 0 | 0 | 0
F13_Industrial_Petroleum_Existing_Space Heating_Natural Gas_Unit Heater_A_Technical Potential | F13 | Industrial | Petroleum | Existing | Space Heating | Natural Gas | Unit Heater | A | Purchases (Incremental) | Technical Potential | 0 | 0 | 0 | 0 | 0 | 0 | 0 | 0 | 0 | 0 | 0 | 0 | 0 | 0 | 0 | 0 | 0 | 0 | 0 | 0 | 0 | 0
F14_Industrial_Petroleum_Existing_Space Heating_Natural Gas_Unit Heater_A_Technical Potential | F14 | Industrial | Petroleum | Existing | Space Heating | Natural Gas | Unit Heater | A | Purchases (Cumulative) | Technical Potential | 0 | 0 | 0 | 0 | 0 | 0 | 0 | 0 | 0 | 0 | 0 | 0 | 0 | 0 | 0 | 0 | 0 | 0 | 0 | 0 | 0 | 0
F1_Industrial_Petroleum_New_Space Heating_Natural Gas_Furnace_A_Technical Potential | F1 | Industrial | Petroleum | New | Space Heating | Natural Gas | Furnace | A | Original Unit Energy Savings (kWh or therms) | Technical Potential | 0 | 1443.5073 | 1443.5073 | 1443.5073 | 1443.5073 | 1443.5073 | 1443.5073 | 1443.5073 | 1443.5073 | 1443.5073 | 1443.5073 | 1443.5073 | 1443.5073 | 1443.5073 | 1443.5073 | 1443.5073 | 1443.5073 | 1443.5073 | 1443.5073 | 1443.5073 | 1443.5073 | 1443.5073
F2_Industrial_Petroleum_New_Space Heating_Natural Gas_Furnace_A_Technical Potential | F2 | Industrial | Petroleum | New | Space Heating | Natural Gas | Furnace | A | Original Unit Summer Peak Savings (kW) | Technical Potential | 0 | 0 | 0 | 0 | 0 | 0 | 0 | 0 | 0 | 0 | 0 | 0 | 0 | 0 | 0 | 0 | 0 | 0 | 0 | 0 | 0 | 0
F3_Industrial_Petroleum_New_Space Heating_Natural Gas_Furnace_A_Technical Potential | F3 | Industrial | Petroleum | New | Space Heating | Natural Gas | Furnace | A | Original Unit Winter Peak Savings (kW) | Technical Potential | 0 | 0 | 0 | 0 | 0 | 0 | 0 | 0 | 0 | 0 | 0 | 0 | 0 | 0 | 0 | 0 | 0 | 0 | 0 | 0 | 0 | 0
F4_Industrial_Petroleum_New_Space Heating_Natural Gas_Furnace_A_Technical Potential | F4 | Industrial | Petroleum | New | Space Heating | Natural Gas | Furnace | A | Standalone Impact on Baseline Energy (%) | Technical Potential | 0% | 0% | 0.09103% | 1.714% | 2.365% | 2.748% | 2.898% | 3.03% | 3.13% | 3.217% | 3.271% | 3.322% | 3.366% | 3.408% | 3.433% | 3.461% | 3.485% | 3.51% | 3.525% | 3.569% | 3.607% | 3.659%
F5_Industrial_Petroleum_New_Space Heating_Natural Gas_Furnace_A_Technical Potential | F5 | Industrial | Petroleum | New | Space Heating | Natural Gas | Furnace | A | Standalone Impact on Baseline Summer Peak (%) | Technical Potential | bar: 2019 to 2040
F6_Industrial_Petroleum_New_Space Heating_Natural Gas_Furnace_A_Technical Potential | F6 | Industrial | Petroleum | New | Space Heating | Natural Gas | Furnace | A | Standalone Impact on Baseline Winter Peak (%) | Technical Potential | bar: 2019 to 2040
F7_Industrial_Petroleum_New_Space Heating_Natural Gas_Furnace_A_Technical Potential | F7 | Industrial | Petroleum | New | Space Heating | Natural Gas | Furnace | A | Incremental Energy Savings (MWh or mTherms) | Technical Potential | 0 | 0 | 0.00024587 | 0.0078355 | 0.0078162 | 0.0087608 | 0.0052761 | 0.0061249 | 0.0060477 | 0.0068027 | 0.0050666 | 0.0058273 | 0.00575 | 0.0066702 | 0.0045271 | 0.005502 | 0.0054979 | 0.0064002 | 0.0042275 | 0.0059993 | 0.0058155 | 0.0063457
F8_Industrial_Petroleum_New_Space Heating_Natural Gas_Furnace_A_Technical Potential | F8 | Industrial | Petroleum | New | Space Heating | Natural Gas | Furnace | A | Incremental Summer Peak Savings (MW) | Technical Potential | 0 | 0 | 0 | 0 | 0 | 0 | 0 | 0 | 0 | 0 | 0 | 0 | 0 | 0 | 0 | 0 | 0 | 0 | 0 | 0 | 0 | 0
F9_Industrial_Petroleum_New_Space Heating_Natural Gas_Furnace_A_Technical Potential | F9 | Industrial | Petroleum | New | Space Heating | Natural Gas | Furnace | A | Incremental Winter Peak Savings (MW) | Technical Potential | 0 | 0 | 0 | 0 | 0 | 0 | 0 | 0 | 0 | 0 | 0 | 0 | 0 | 0 | 0 | 0 | 0 | 0 | 0 | 0 | 0 | 0
F10_Industrial_Petroleum_New_Space Heating_Natural Gas_Furnace_A_Technical Potential | F10 | Industrial | Petroleum | New | Space Heating | Natural Gas | Furnace | A | Cumulative Energy Savings (MWh or mTherms) | Technical Potential | 0 | 0 | 0.00024587 | 0.0080814 | 0.015898 | 0.024658 | 0.029934 | 0.036059 | 0.042107 | 0.04891 | 0.053976 | 0.059804 | 0.065554 | 0.072224 | 0.076751 | 0.082253 | 0.087751 | 0.094151 | 0.098378 | 0.10438 | 0.11019 | 0.11654
F11_Industrial_Petroleum_New_Space Heating_Natural Gas_Furnace_A_Technical Potential | F11 | Industrial | Petroleum | New | Space Heating | Natural Gas | Furnace | A | Cumulative Summer Peak Savings (MW) | Technical Potential | 0 | 0 | 0 | 0 | 0 | 0 | 0 | 0 | 0 | 0 | 0 | 0 | 0 | 0 | 0 | 0 | 0 | 0 | 0 | 0 | 0 | 0
F12_Industrial_Petroleum_New_Space Heating_Natural Gas_Furnace_A_Technical Potential | F12 | Industrial | Petroleum | New | Space Heating | Natural Gas | Furnace | A | Cumulative Winter Peak Savings (MW) | Technical Potential | 0 | 0 | 0 | 0 | 0 | 0 | 0 | 0 | 0 | 0 | 0 | 0 | 0 | 0 | 0 | 0 | 0 | 0 | 0 | 0 | 0 | 0
F13_Industrial_Petroleum_New_Space Heating_Natural Gas_Furnace_A_Technical Potential | F13 | Industrial | Petroleum | New | Space Heating | Natural Gas | Furnace | A | Purchases (Incremental) | Technical Potential | 0 | 0 | 0.00017033 | 0.0054281 | 0.0054148 | 0.0060691 | 0.0036551 | 0.004243 | 0.0041896 | 0.0047126 | 0.0035099 | 0.0040369 | 0.0039834 | 0.0046208 | 0.0031362 | 0.0038116 | 0.0038087 | 0.0044338 | 0.0029287 | 0.004156 | 0.0040287 | 0.0043961
F14_Industrial_Petroleum_New_Space Heating_Natural Gas_Furnace_A_Technical Potential | F14 | Industrial | Petroleum | New | Space Heating | Natural Gas | Furnace | A | Purchases (Cumulative) | Technical Potential | 0 | 0 | 0.00017033 | 0.0055984 | 0.011013 | 0.017082 | 0.020737 | 0.02498 | 0.02917 | 0.033883 | 0.037392 | 0.041429 | 0.045413 | 0.050034 | 0.05317 | 0.056981 | 0.06079 | 0.065224 | 0.068152 | 0.072308 | 0.076337 | 0.080733
F1_Industrial_Petroleum_New_Space Heating_Natural Gas_Boiler_A_Technical Potential | F1 | Industrial | Petroleum | New | Space Heating | Natural Gas | Boiler | A | Original Unit Energy Savings (kWh or therms) | Technical Potential | 0 | 15225.431 | 15225.431 | 15225.431 | 15225.431 | 15225.431 | 15225.431 | 15225.431 | 15225.431 | 15225.431 | 15225.431 | 15225.431 | 15225.431 | 15225.431 | 15225.431 | 15225.431 | 15225.431 | 15225.431 | 15225.431 | 15225.431 | 15225.431 | 15225.431
F2_Industrial_Petroleum_New_Space Heating_Natural Gas_Boiler_A_Technical Potential | F2 | Industrial | Petroleum | New | Space Heating | Natural Gas | Boiler | A | Original Unit Summer Peak Savings (kW) | Technical Potential | 0 | 0 | 0 | 0 | 0 | 0 | 0 | 0 | 0 | 0 | 0 | 0 | 0 | 0 | 0 | 0 | 0 | 0 | 0 | 0 | 0 | 0
F3_Industrial_Petroleum_New_Space Heating_Natural Gas_Boiler_A_Technical Potential | F3 | Industrial | Petroleum | New | Space Heating | Natural Gas | Boiler | A | Original Unit Winter Peak Savings (kW) | Technical Potential | 0 | 0 | 0 | 0 | 0 | 0 | 0 | 0 | 0 | 0 | 0 | 0 | 0 | 0 | 0 | 0 | 0 | 0 | 0 | 0 | 0 | 0
F4_Industrial_Petroleum_New_Space Heating_Natural Gas_Boiler_A_Technical Potential | F4 | Industrial | Petroleum | New | Space Heating | Natural Gas | Boiler | A | Standalone Impact on Baseline Energy (%) | Technical Potential | 0% | 0% | 0.2221% | 4.182% | 5.77% | 6.705% | 7.071% | 7.392% | 7.635% | 7.849% | 7.979% | 8.105% | 8.211% | 8.315% | 8.376% | 8.443% | 8.502% | 8.563% | 8.599% | 8.64% | 8.677% | 8.71%
F5_Industrial_Petroleum_New_Space Heating_Natural Gas_Boiler_A_Technical Potential | F5 | Industrial | Petroleum | New | Space Heating | Natural Gas | Boiler | A | Standalone Impact on Baseline Summer Peak (%) | Technical Potential | bar: 2019 to 2040
F6_Industrial_Petroleum_New_Space Heating_Natural Gas_Boiler_A_Technical Potential | F6 | Industrial | Petroleum | New | Space Heating | Natural Gas | Boiler | A | Standalone Impact on Baseline Winter Peak (%) | Technical Potential | bar: 2019 to 2040
F7_Industrial_Petroleum_New_Space Heating_Natural Gas_Boiler_A_Technical Potential | F7 | Industrial | Petroleum | New | Space Heating | Natural Gas | Boiler | A | Incremental Energy Savings (MWh or mTherms) | Technical Potential | 0 | 0 | 0.00059983 | 0.019116 | 0.019069 | 0.021373 | 0.012872 | 0.014942 | 0.014754 | 0.016596 | 0.012361 | 0.014216 | 0.014028 | 0.016273 | 0.011044 | 0.013423 | 0.013413 | 0.015614 | 0.010314 | 0.012709 | 0.012363 | 0.012326
F8_Industrial_Petroleum_New_Space Heating_Natural Gas_Boiler_A_Technical Potential | F8 | Industrial | Petroleum | New | Space Heating | Natural Gas | Boiler | A | Incremental Summer Peak Savings (MW) | Technical Potential | 0 | 0 | 0 | 0 | 0 | 0 | 0 | 0 | 0 | 0 | 0 | 0 | 0 | 0 | 0 | 0 | 0 | 0 | 0 | 0 | 0 | 0
F9_Industrial_Petroleum_New_Space Heating_Natural Gas_Boiler_A_Technical Potential | F9 | Industrial | Petroleum | New | Space Heating | Natural Gas | Boiler | A | Incremental Winter Peak Savings (MW) | Technical Potential | 0 | 0 | 0 | 0 | 0 | 0 | 0 | 0 | 0 | 0 | 0 | 0 | 0 | 0 | 0 | 0 | 0 | 0 | 0 | 0 | 0 | 0
F10_Industrial_Petroleum_New_Space Heating_Natural Gas_Boiler_A_Technical Potential | F10 | Industrial | Petroleum | New | Space Heating | Natural Gas | Boiler | A | Cumulative Energy Savings (MWh or mTherms) | Technical Potential | 0 | 0 | 0.00059983 | 0.019715 | 0.038784 | 0.060157 | 0.073029 | 0.087971 | 0.10273 | 0.11932 | 0.13168 | 0.1459 | 0.15993 | 0.1762 | 0.18724 | 0.20067 | 0.21408 | 0.22969 | 0.24001 | 0.25271 | 0.26508 | 0.2774
F11_Industrial_Petroleum_New_Space Heating_Natural Gas_Boiler_A_Technical Potential | F11 | Industrial | Petroleum | New | Space Heating | Natural Gas | Boiler | A | Cumulative Summer Peak Savings (MW) | Technical Potential | 0 | 0 | 0 | 0 | 0 | 0 | 0 | 0 | 0 | 0 | 0 | 0 | 0 | 0 | 0 | 0 | 0 | 0 | 0 | 0 | 0 | 0
F12_Industrial_Petroleum_New_Space Heating_Natural Gas_Boiler_A_Technical Potential | F12 | Industrial | Petroleum | New | Space Heating | Natural Gas | Boiler | A | Cumulative Winter Peak Savings (MW) | Technical Potential | 0 | 0 | 0 | 0 | 0 | 0 | 0 | 0 | 0 | 0 | 0 | 0 | 0 | 0 | 0 | 0 | 0 | 0 | 0 | 0 | 0 | 0
F13_Industrial_Petroleum_New_Space Heating_Natural Gas_Boiler_A_Technical Potential | F13 | Industrial | Petroleum | New | Space Heating | Natural Gas | Boiler | A | Purchases (Incremental) | Technical Potential | 0 | 0 | 3.9397e-05 | 0.0012555 | 0.0012524 | 0.0014038 | 0.00084541 | 0.0009814 | 0.00096904 | 0.00109 | 0.00081184 | 0.00093373 | 0.00092134 | 0.0010688 | 0.00072539 | 0.00088161 | 0.00088094 | 0.0010255 | 0.00067739 | 0.00083471 | 0.00081198 | 0.00080958
F14_Industrial_Petroleum_New_Space Heating_Natural Gas_Boiler_A_Technical Potential | F14 | Industrial | Petroleum | New | Space Heating | Natural Gas | Boiler | A | Purchases (Cumulative) | Technical Potential | 0 | 0 | 3.9397e-05 | 0.0012949 | 0.0025473 | 0.0039511 | 0.0047965 | 0.0057779 | 0.0067469 | 0.007837 | 0.0086488 | 0.0095825 | 0.010504 | 0.011573 | 0.012298 | 0.01318 | 0.014061 | 0.015086 | 0.015764 | 0.016598 | 0.01741 | 0.01822
F1_Industrial_Petroleum_New_Space Heating_Natural Gas_Unit Heater_A_Technical Potential | F1 | Industrial | Petroleum | New | Space Heating | Natural Gas | Unit Heater | A | Original Unit Energy Savings (kWh or therms) | Technical Potential | 0 | 0 | 0 | 0 | 0 | 0 | 0 | 0 | 0 | 0 | 0 | 0 | 0 | 0 | 0 | 0 | 0 | 0 | 0 | 0 | 0 | 0
F2_Industrial_Petroleum_New_Space Heating_Natural Gas_Unit Heater_A_Technical Potential | F2 | Industrial | Petroleum | New | Space Heating | Natural Gas | Unit Heater | A | Original Unit Summer Peak Savings (kW) | Technical Potential | 0 | 0 | 0 | 0 | 0 | 0 | 0 | 0 | 0 | 0 | 0 | 0 | 0 | 0 | 0 | 0 | 0 | 0 | 0 | 0 | 0 | 0
F3_Industrial_Petroleum_New_Space Heating_Natural Gas_Unit Heater_A_Technical Potential | F3 | Industrial | Petroleum | New | Space Heating | Natural Gas | Unit Heater | A | Original Unit Winter Peak Savings (kW) | Technical Potential | 0 | 0 | 0 | 0 | 0 | 0 | 0 | 0 | 0 | 0 | 0 | 0 | 0 | 0 | 0 | 0 | 0 | 0 | 0 | 0 | 0 | 0
F4_Industrial_Petroleum_New_Space Heating_Natural Gas_Unit Heater_A_Technical Potential | F4 | Industrial | Petroleum | New | Space Heating | Natural Gas | Unit Heater | A | Standalone Impact on Baseline Energy (%) | Technical Potential | bar: 2019 to 2040
F5_Industrial_Petroleum_New_Space Heating_Natural Gas_Unit Heater_A_Technical Potential | F5 | Industrial | Petroleum | New | Space Heating | Natural Gas | Unit Heater | A | Standalone Impact on Baseline Summer Peak (%) | Technical Potential | bar: 2019 to 2040
F6_Industrial_Petroleum_New_Space Heating_Natural Gas_Unit Heater_A_Technical Potential | F6 | Industrial | Petroleum | New | Space Heating | Natural Gas | Unit Heater | A | Standalone Impact on Baseline Winter Peak (%) | Technical Potential | bar: 2019 to 2040
F7_Industrial_Petroleum_New_Space Heating_Natural Gas_Unit Heater_A_Technical Potential | F7 | Industrial | Petroleum | New | Space Heating | Natural Gas | Unit Heater | A | Incremental Energy Savings (MWh or mTherms) | Technical Potential | 0 | 0 | 0 | 0 | 0 | 0 | 0 | 0 | 0 | 0 | 0 | 0 | 0 | 0 | 0 | 0 | 0 | 0 | 0 | 0 | 0 | 0
F8_Industrial_Petroleum_New_Space Heating_Natural Gas_Unit Heater_A_Technical Potential | F8 | Industrial | Petroleum | New | Space Heating | Natural Gas | Unit Heater | A | Incremental Summer Peak Savings (MW) | Technical Potential | 0 | 0 | 0 | 0 | 0 | 0 | 0 | 0 | 0 | 0 | 0 | 0 | 0 | 0 | 0 | 0 | 0 | 0 | 0 | 0 | 0 | 0
F9_Industrial_Petroleum_New_Space Heating_Natural Gas_Unit Heater_A_Technical Potential | F9 | Industrial | Petroleum | New | Space Heating | Natural Gas | Unit Heater | A | Incremental Winter Peak Savings (MW) | Technical Potential | 0 | 0 | 0 | 0 | 0 | 0 | 0 | 0 | 0 | 0 | 0 | 0 | 0 | 0 | 0 | 0 | 0 | 0 | 0 | 0 | 0 | 0
F10_Industrial_Petroleum_New_Space Heating_Natural Gas_Unit Heater_A_Technical Potential | F10 | Industrial | Petroleum | New | Space Heating | Natural Gas | Unit Heater | A | Cumulative Energy Savings (MWh or mTherms) | Technical Potential | 0 | 0 | 0 | 0 | 0 | 0 | 0 | 0 | 0 | 0 | 0 | 0 | 0 | 0 | 0 | 0 | 0 | 0 | 0 | 0 | 0 | 0
F11_Industrial_Petroleum_New_Space Heating_Natural Gas_Unit Heater_A_Technical Potential | F11 | Industrial | Petroleum | New | Space Heating | Natural Gas | Unit Heater | A | Cumulative Summer Peak Savings (MW) | Technical Potential | 0 | 0 | 0 | 0 | 0 | 0 | 0 | 0 | 0 | 0 | 0 | 0 | 0 | 0 | 0 | 0 | 0 | 0 | 0 | 0 | 0 | 0
F12_Industrial_Petroleum_New_Space Heating_Natural Gas_Unit Heater_A_Technical Potential | F12 | Industrial | Petroleum | New | Space Heating | Natural Gas | Unit Heater | A | Cumulative Winter Peak Savings (MW) | Technical Potential | 0 | 0 | 0 | 0 | 0 | 0 | 0 | 0 | 0 | 0 | 0 | 0 | 0 | 0 | 0 | 0 | 0 | 0 | 0 | 0 | 0 | 0
F13_Industrial_Petroleum_New_Space Heating_Natural Gas_Unit Heater_A_Technical Potential | F13 | Industrial | Petroleum | New | Space Heating | Natural Gas | Unit Heater | A | Purchases (Incremental) | Technical Potential | 0 | 0 | 0 | 0 | 0 | 0 | 0 | 0 | 0 | 0 | 0 | 0 | 0 | 0 | 0 | 0 | 0 | 0 | 0 | 0 | 0 | 0
F14_Industrial_Petroleum_New_Space Heating_Natural Gas_Unit Heater_A_Technical Potential | F14 | Industrial | Petroleum | New | Space Heating | Natural Gas | Unit Heater | A | Purchases (Cumulative) | Technical Potential | 0 | 0 | 0 | 0 | 0 | 0 | 0 | 0 | 0 | 0 | 0 | 0 | 0 | 0 | 0 | 0 | 0 | 0 | 0 | 0 | 0 | 0
F1_Industrial_Paper and Printing_Existing_Space Heating_Natural Gas_Furnace_A_Technical Potential | F1 | Industrial | Paper and Printing | Existing | Space Heating | Natural Gas | Furnace | A | Original Unit Energy Savings (kWh or therms) | Technical Potential | 0 | 1443.5459 | 1443.5459 | 1443.5459 | 1443.5459 | 1443.5459 | 1443.5459 | 1443.5459 | 1443.5459 | 1443.5459 | 1443.5459 | 1443.5459 | 1443.5459 | 1443.5459 | 1443.5459 | 1443.5459 | 1443.5459 | 1443.5459 | 1443.5459 | 1443.5459 | 1443.5459 | 1443.5459
F2_Industrial_Paper and Printing_Existing_Space Heating_Natural Gas_Furnace_A_Technical Potential | F2 | Industrial | Paper and Printing | Existing | Space Heating | Natural Gas | Furnace | A | Original Unit Summer Peak Savings (kW) | Technical Potential | 0 | 0 | 0 | 0 | 0 | 0 | 0 | 0 | 0 | 0 | 0 | 0 | 0 | 0 | 0 | 0 | 0 | 0 | 0 | 0 | 0 | 0
F3_Industrial_Paper and Printing_Existing_Space Heating_Natural Gas_Furnace_A_Technical Potential | F3 | Industrial | Paper and Printing | Existing | Space Heating | Natural Gas | Furnace | A | Original Unit Winter Peak Savings (kW) | Technical Potential | 0 | 0 | 0 | 0 | 0 | 0 | 0 | 0 | 0 | 0 | 0 | 0 | 0 | 0 | 0 | 0 | 0 | 0 | 0 | 0 | 0 | 0
F4_Industrial_Paper and Printing_Existing_Space Heating_Natural Gas_Furnace_A_Technical Potential | F4 | Industrial | Paper and Printing | Existing | Space Heating | Natural Gas | Furnace | A | Standalone Impact on Baseline Energy (%) | Technical Potential | 0% | 0% | 0.04735% | 0.09852% | 0.1535% | 0.2121% | 0.2743% | 0.3401% | 0.4094% | 0.4821% | 0.5581% | 0.6374% | 0.7144% | 0.789% | 0.8615% | 0.932% | 1.001% | 1.068% | 1.133% | 1.2% | 1.27% | 1.342%
F5_Industrial_Paper and Printing_Existing_Space Heating_Natural Gas_Furnace_A_Technical Potential | F5 | Industrial | Paper and Printing | Existing | Space Heating | Natural Gas | Furnace | A | Standalone Impact on Baseline Summer Peak (%) | Technical Potential | bar: 2019 to 2040
F6_Industrial_Paper and Printing_Existing_Space Heating_Natural Gas_Furnace_A_Technical Potential | F6 | Industrial | Paper and Printing | Existing | Space Heating | Natural Gas | Furnace | A | Standalone Impact on Baseline Winter Peak (%) | Technical Potential | bar: 2019 to 2040
F7_Industrial_Paper and Printing_Existing_Space Heating_Natural Gas_Furnace_A_Technical Potential | F7 | Industrial | Paper and Printing | Existing | Space Heating | Natural Gas | Furnace | A | Incremental Energy Savings (MWh or mTherms) | Technical Potential | 0 | 0 | 0.032586 | 0.033895 | 0.035041 | 0.036037 | 0.036896 | 0.037629 | 0.038247 | 0.038759 | 0.039174 | 0.039501 | 0.036537 | 0.033795 | 0.031258 | 0.028912 | 0.026742 | 0.024735 | 0.022879 | 0.022911 | 0.022993 | 0.023113
F8_Industrial_Paper and Printing_Existing_Space Heating_Natural Gas_Furnace_A_Technical Potential | F8 | Industrial | Paper and Printing | Existing | Space Heating | Natural Gas | Furnace | A | Incremental Summer Peak Savings (MW) | Technical Potential | 0 | 0 | 0 | 0 | 0 | 0 | 0 | 0 | 0 | 0 | 0 | 0 | 0 | 0 | 0 | 0 | 0 | 0 | 0 | 0 | 0 | 0
F9_Industrial_Paper and Printing_Existing_Space Heating_Natural Gas_Furnace_A_Technical Potential | F9 | Industrial | Paper and Printing | Existing | Space Heating | Natural Gas | Furnace | A | Incremental Winter Peak Savings (MW) | Technical Potential | 0 | 0 | 0 | 0 | 0 | 0 | 0 | 0 | 0 | 0 | 0 | 0 | 0 | 0 | 0 | 0 | 0 | 0 | 0 | 0 | 0 | 0
F10_Industrial_Paper and Printing_Existing_Space Heating_Natural Gas_Furnace_A_Technical Potential | F10 | Industrial | Paper and Printing | Existing | Space Heating | Natural Gas | Furnace | A | Cumulative Energy Savings (MWh or mTherms) | Technical Potential | 0 | 0 | 0.032586 | 0.066481 | 0.10152 | 0.13756 | 0.17446 | 0.21208 | 0.25033 | 0.28909 | 0.32827 | 0.36777 | 0.4043 | 0.4381 | 0.46936 | 0.49827 | 0.52501 | 0.54975 | 0.57263 | 0.59554 | 0.61853 | 0.64164
F11_Industrial_Paper and Printing_Existing_Space Heating_Natural Gas_Furnace_A_Technical Potential | F11 | Industrial | Paper and Printing | Existing | Space Heating | Natural Gas | Furnace | A | Cumulative Summer Peak Savings (MW) | Technical Potential | 0 | 0 | 0 | 0 | 0 | 0 | 0 | 0 | 0 | 0 | 0 | 0 | 0 | 0 | 0 | 0 | 0 | 0 | 0 | 0 | 0 | 0
F12_Industrial_Paper and Printing_Existing_Space Heating_Natural Gas_Furnace_A_Technical Potential | F12 | Industrial | Paper and Printing | Existing | Space Heating | Natural Gas | Furnace | A | Cumulative Winter Peak Savings (MW) | Technical Potential | 0 | 0 | 0 | 0 | 0 | 0 | 0 | 0 | 0 | 0 | 0 | 0 | 0 | 0 | 0 | 0 | 0 | 0 | 0 | 0 | 0 | 0
F13_Industrial_Paper and Printing_Existing_Space Heating_Natural Gas_Furnace_A_Technical Potential | F13 | Industrial | Paper and Printing | Existing | Space Heating | Natural Gas | Furnace | A | Purchases (Incremental) | Technical Potential | 0 | 0 | 0.022574 | 0.02348 | 0.024274 | 0.024964 | 0.025559 | 0.026067 | 0.026495 | 0.02685 | 0.027138 | 0.027364 | 0.02531 | 0.023411 | 0.021654 | 0.020029 | 0.018526 | 0.017135 | 0.015849 | 0.015871 | 0.015928 | 0.016012
F14_Industrial_Paper and Printing_Existing_Space Heating_Natural Gas_Furnace_A_Technical Potential | F14 | Industrial | Paper and Printing | Existing | Space Heating | Natural Gas | Furnace | A | Purchases (Cumulative) | Technical Potential | 0 | 0 | 0.022574 | 0.046054 | 0.070328 | 0.095292 | 0.12085 | 0.14692 | 0.17341 | 0.20026 | 0.2274 | 0.25477 | 0.28008 | 0.30349 | 0.32514 | 0.34517 | 0.3637 | 0.38083 | 0.39668 | 0.41255 | 0.42848 | 0.44449
F1_Industrial_Paper and Printing_Existing_Space Heating_Natural Gas_Boiler_A_Technical Potential | F1 | Industrial | Paper and Printing | Existing | Space Heating | Natural Gas | Boiler | A | Original Unit Energy Savings (kWh or therms) | Technical Potential | 0 | 15226.9124 | 15226.9124 | 15226.9124 | 15226.9124 | 15226.9124 | 15226.9124 | 15226.9124 | 15226.9124 | 15226.9124 | 15226.9124 | 15226.9124 | 15226.9124 | 15226.9124 | 15226.9124 | 15226.9124 | 15226.9124 | 15226.9124 | 15226.9124 | 15226.9124 | 15226.9124 | 15226.9124
F2_Industrial_Paper and Printing_Existing_Space Heating_Natural Gas_Boiler_A_Technical Potential | F2 | Industrial | Paper and Printing | Existing | Space Heating | Natural Gas | Boiler | A | Original Unit Summer Peak Savings (kW) | Technical Potential | 0 | 0 | 0 | 0 | 0 | 0 | 0 | 0 | 0 | 0 | 0 | 0 | 0 | 0 | 0 | 0 | 0 | 0 | 0 | 0 | 0 | 0
F3_Industrial_Paper and Printing_Existing_Space Heating_Natural Gas_Boiler_A_Technical Potential | F3 | Industrial | Paper and Printing | Existing | Space Heating | Natural Gas | Boiler | A | Original Unit Winter Peak Savings (kW) | Technical Potential | 0 | 0 | 0 | 0 | 0 | 0 | 0 | 0 | 0 | 0 | 0 | 0 | 0 | 0 | 0 | 0 | 0 | 0 | 0 | 0 | 0 | 0
F4_Industrial_Paper and Printing_Existing_Space Heating_Natural Gas_Boiler_A_Technical Potential | F4 | Industrial | Paper and Printing | Existing | Space Heating | Natural Gas | Boiler | A | Standalone Impact on Baseline Energy (%) | Technical Potential | 0% | 0% | 0.1267% | 0.2573% | 0.3918% | 0.5301% | 0.6722% | 0.8181% | 0.9678% | 1.121% | 1.279% | 1.439% | 1.604% | 1.772% | 1.944% | 2.12% | 2.299% | 2.482% | 2.668% | 2.859% | 3.053% | 3.25%
F5_Industrial_Paper and Printing_Existing_Space Heating_Natural Gas_Boiler_A_Technical Potential | F5 | Industrial | Paper and Printing | Existing | Space Heating | Natural Gas | Boiler | A | Standalone Impact on Baseline Summer Peak (%) | Technical Potential | bar: 2019 to 2040
F6_Industrial_Paper and Printing_Existing_Space Heating_Natural Gas_Boiler_A_Technical Potential | F6 | Industrial | Paper and Printing | Existing | Space Heating | Natural Gas | Boiler | A | Standalone Impact on Baseline Winter Peak (%) | Technical Potential | bar: 2019 to 2040
F7_Industrial_Paper and Printing_Existing_Space Heating_Natural Gas_Boiler_A_Technical Potential | F7 | Industrial | Paper and Printing | Existing | Space Heating | Natural Gas | Boiler | A | Incremental Energy Savings (MWh or mTherms) | Technical Potential | 0 | 0 | 0.087217 | 0.086415 | 0.085553 | 0.084638 | 0.083679 | 0.082684 | 0.081658 | 0.080607 | 0.079536 | 0.07845 | 0.077352 | 0.076245 | 0.075134 | 0.07402 | 0.072906 | 0.071794 | 0.070686 | 0.069583 | 0.068486 | 0.067398
F8_Industrial_Paper and Printing_Existing_Space Heating_Natural Gas_Boiler_A_Technical Potential | F8 | Industrial | Paper and Printing | Existing | Space Heating | Natural Gas | Boiler | A | Incremental Summer Peak Savings (MW) | Technical Potential | 0 | 0 | 0 | 0 | 0 | 0 | 0 | 0 | 0 | 0 | 0 | 0 | 0 | 0 | 0 | 0 | 0 | 0 | 0 | 0 | 0 | 0
F9_Industrial_Paper and Printing_Existing_Space Heating_Natural Gas_Boiler_A_Technical Potential | F9 | Industrial | Paper and Printing | Existing | Space Heating | Natural Gas | Boiler | A | Incremental Winter Peak Savings (MW) | Technical Potential | 0 | 0 | 0 | 0 | 0 | 0 | 0 | 0 | 0 | 0 | 0 | 0 | 0 | 0 | 0 | 0 | 0 | 0 | 0 | 0 | 0 | 0
F10_Industrial_Paper and Printing_Existing_Space Heating_Natural Gas_Boiler_A_Technical Potential | F10 | Industrial | Paper and Printing | Existing | Space Heating | Natural Gas | Boiler | A | Cumulative Energy Savings (MWh or mTherms) | Technical Potential | 0 | 0 | 0.087217 | 0.17363 | 0.25919 | 0.34382 | 0.4275 | 0.51019 | 0.59184 | 0.67245 | 0.75199 | 0.83044 | 0.90779 | 0.98403 | 1.0592 | 1.1332 | 1.2061 | 1.2779 | 1.3486 | 1.4182 | 1.4866 | 1.554
F11_Industrial_Paper and Printing_Existing_Space Heating_Natural Gas_Boiler_A_Technical Potential | F11 | Industrial | Paper and Printing | Existing | Space Heating | Natural Gas | Boiler | A | Cumulative Summer Peak Savings (MW) | Technical Potential | 0 | 0 | 0 | 0 | 0 | 0 | 0 | 0 | 0 | 0 | 0 | 0 | 0 | 0 | 0 | 0 | 0 | 0 | 0 | 0 | 0 | 0
F12_Industrial_Paper and Printing_Existing_Space Heating_Natural Gas_Boiler_A_Technical Potential | F12 | Industrial | Paper and Printing | Existing | Space Heating | Natural Gas | Boiler | A | Cumulative Winter Peak Savings (MW) | Technical Potential | 0 | 0 | 0 | 0 | 0 | 0 | 0 | 0 | 0 | 0 | 0 | 0 | 0 | 0 | 0 | 0 | 0 | 0 | 0 | 0 | 0 | 0
F13_Industrial_Paper and Printing_Existing_Space Heating_Natural Gas_Boiler_A_Technical Potential | F13 | Industrial | Paper and Printing | Existing | Space Heating | Natural Gas | Boiler | A | Purchases (Incremental) | Technical Potential | 0 | 0 | 0.0057278 | 0.0056752 | 0.0056185 | 0.0055584 | 0.0054955 | 0.0054301 | 0.0053627 | 0.0052937 | 0.0052234 | 0.005152 | 0.0050799 | 0.0050073 | 0.0049343 | 0.0048611 | 0.004788 | 0.0047149 | 0.0046422 | 0.0045697 | 0.0044977 | 0.0044262
F14_Industrial_Paper and Printing_Existing_Space Heating_Natural Gas_Boiler_A_Technical Potential | F14 | Industrial | Paper and Printing | Existing | Space Heating | Natural Gas | Boiler | A | Purchases (Cumulative) | Technical Potential | 0 | 0 | 0.0057278 | 0.011403 | 0.017022 | 0.02258 | 0.028075 | 0.033506 | 0.038868 | 0.044162 | 0.049385 | 0.054537 | 0.059617 | 0.064625 | 0.069559 | 0.07442 | 0.079208 | 0.083923 | 0.088565 | 0.093135 | 0.097633 | 0.10206
F1_Industrial_Paper and Printing_Existing_Space Heating_Natural Gas_Unit Heater_A_Technical Potential | F1 | Industrial | Paper and Printing | Existing | Space Heating | Natural Gas | Unit Heater | A | Original Unit Energy Savings (kWh or therms) | Technical Potential | 0 | 43660.7244 | 43660.7244 | 43660.7244 | 43660.7244 | 43660.7244 | 43660.7244 | 43660.7244 | 43660.7244 | 43660.7244 | 43660.7244 | 43660.7244 | 43660.7244 | 43660.7244 | 43660.7244 | 43660.7244 | 43660.7244 | 43660.7244 | 43660.7244 | 43660.7244 | 43660.7244 | 43660.7244
F2_Industrial_Paper and Printing_Existing_Space Heating_Natural Gas_Unit Heater_A_Technical Potential | F2 | Industrial | Paper and Printing | Existing | Space Heating | Natural Gas | Unit Heater | A | Original Unit Summer Peak Savings (kW) | Technical Potential | 0 | 0 | 0 | 0 | 0 | 0 | 0 | 0 | 0 | 0 | 0 | 0 | 0 | 0 | 0 | 0 | 0 | 0 | 0 | 0 | 0 | 0
F3_Industrial_Paper and Printing_Existing_Space Heating_Natural Gas_Unit Heater_A_Technical Potential | F3 | Industrial | Paper and Printing | Existing | Space Heating | Natural Gas | Unit Heater | A | Original Unit Winter Peak Savings (kW) | Technical Potential | 0 | 0 | 0 | 0 | 0 | 0 | 0 | 0 | 0 | 0 | 0 | 0 | 0 | 0 | 0 | 0 | 0 | 0 | 0 | 0 | 0 | 0
F4_Industrial_Paper and Printing_Existing_Space Heating_Natural Gas_Unit Heater_A_Technical Potential | F4 | Industrial | Paper and Printing | Existing | Space Heating | Natural Gas | Unit Heater | A | Standalone Impact on Baseline Energy (%) | Technical Potential | 0% | 0% | 0.01891% | 0.05606% | 0.1168% | 0.2062% | 0.329% | 0.4898% | 0.6927% | 0.9418% | 1.234% | 1.568% | 1.941% | 2.354% | 2.784% | 3.235% | 3.7% | 4.119% | 4.493% | 4.826% | 5.118% | 5.37%
F5_Industrial_Paper and Printing_Existing_Space Heating_Natural Gas_Unit Heater_A_Technical Potential | F5 | Industrial | Paper and Printing | Existing | Space Heating | Natural Gas | Unit Heater | A | Standalone Impact on Baseline Summer Peak (%) | Technical Potential | bar: 2019 to 2040
F6_Industrial_Paper and Printing_Existing_Space Heating_Natural Gas_Unit Heater_A_Technical Potential | F6 | Industrial | Paper and Printing | Existing | Space Heating | Natural Gas | Unit Heater | A | Standalone Impact on Baseline Winter Peak (%) | Technical Potential | bar: 2019 to 2040
F7_Industrial_Paper and Printing_Existing_Space Heating_Natural Gas_Unit Heater_A_Technical Potential | F7 | Industrial | Paper and Printing | Existing | Space Heating | Natural Gas | Unit Heater | A | Incremental Energy Savings (MWh or mTherms) | Technical Potential | 0 | 0 | 0.013014 | 0.024817 | 0.039454 | 0.05648 | 0.075498 | 0.096159 | 0.11815 | 0.14121 | 0.16119 | 0.17844 | 0.19401 | 0.20865 | 0.20988 | 0.21228 | 0.21204 | 0.17962 | 0.15004 | 0.12302 | 0.098305 | 0.075039
F8_Industrial_Paper and Printing_Existing_Space Heating_Natural Gas_Unit Heater_A_Technical Potential | F8 | Industrial | Paper and Printing | Existing | Space Heating | Natural Gas | Unit Heater | A | Incremental Summer Peak Savings (MW) | Technical Potential | 0 | 0 | 0 | 0 | 0 | 0 | 0 | 0 | 0 | 0 | 0 | 0 | 0 | 0 | 0 | 0 | 0 | 0 | 0 | 0 | 0 | 0
F9_Industrial_Paper and Printing_Existing_Space Heating_Natural Gas_Unit Heater_A_Technical Potential | F9 | Industrial | Paper and Printing | Existing | Space Heating | Natural Gas | Unit Heater | A | Incremental Winter Peak Savings (MW) | Technical Potential | 0 | 0 | 0 | 0 | 0 | 0 | 0 | 0 | 0 | 0 | 0 | 0 | 0 | 0 | 0 | 0 | 0 | 0 | 0 | 0 | 0 | 0
F10_Industrial_Paper and Printing_Existing_Space Heating_Natural Gas_Unit Heater_A_Technical Potential | F10 | Industrial | Paper and Printing | Existing | Space Heating | Natural Gas | Unit Heater | A | Cumulative Energy Savings (MWh or mTherms) | Technical Potential | 0 | 0 | 0.013014 | 0.037831 | 0.077285 | 0.13377 | 0.20926 | 0.30542 | 0.42358 | 0.56478 | 0.72597 | 0.90441 | 1.0984 | 1.3071 | 1.517 | 1.7292 | 1.9413 | 2.1209 | 2.2709 | 2.3939 | 2.4923 | 2.5673
F11_Industrial_Paper and Printing_Existing_Space Heating_Natural Gas_Unit Heater_A_Technical Potential | F11 | Industrial | Paper and Printing | Existing | Space Heating | Natural Gas | Unit Heater | A | Cumulative Summer Peak Savings (MW) | Technical Potential | 0 | 0 | 0 | 0 | 0 | 0 | 0 | 0 | 0 | 0 | 0 | 0 | 0 | 0 | 0 | 0 | 0 | 0 | 0 | 0 | 0 | 0
F12_Industrial_Paper and Printing_Existing_Space Heating_Natural Gas_Unit Heater_A_Technical Potential | F12 | Industrial | Paper and Printing | Existing | Space Heating | Natural Gas | Unit Heater | A | Cumulative Winter Peak Savings (MW) | Technical Potential | 0 | 0 | 0 | 0 | 0 | 0 | 0 | 0 | 0 | 0 | 0 | 0 | 0 | 0 | 0 | 0 | 0 | 0 | 0 | 0 | 0 | 0
F13_Industrial_Paper and Printing_Existing_Space Heating_Natural Gas_Unit Heater_A_Technical Potential | F13 | Industrial | Paper and Printing | Existing | Space Heating | Natural Gas | Unit Heater | A | Purchases (Incremental) | Technical Potential | 0 | 0 | 0.00029808 | 0.0005684 | 0.00090366 | 0.0012936 | 0.0017292 | 0.0022024 | 0.0027062 | 0.0032342 | 0.0036919 | 0.0040869 | 0.0044435 | 0.0047789 | 0.0051052 | 0.0054305 | 0.0057602 | 0.0054076 | 0.0051656 | 0.0050199 | 0.0049577 | 0.0049529
F14_Industrial_Paper and Printing_Existing_Space Heating_Natural Gas_Unit Heater_A_Technical Potential | F14 | Industrial | Paper and Printing | Existing | Space Heating | Natural Gas | Unit Heater | A | Purchases (Cumulative) | Technical Potential | 0 | 0 | 0.00029808 | 0.00086647 | 0.0017701 | 0.0030637 | 0.004793 | 0.0069954 | 0.0097015 | 0.012936 | 0.016628 | 0.020715 | 0.025158 | 0.029937 | 0.034744 | 0.039606 | 0.044463 | 0.048577 | 0.052013 | 0.054831 | 0.057082 | 0.058801
F1_Industrial_Paper and Printing_New_Space Heating_Natural Gas_Furnace_A_Technical Potential | F1 | Industrial | Paper and Printing | New | Space Heating | Natural Gas | Furnace | A | Original Unit Energy Savings (kWh or therms) | Technical Potential | 0 | 1443.5073 | 1443.5073 | 1443.5073 | 1443.5073 | 1443.5073 | 1443.5073 | 1443.5073 | 1443.5073 | 1443.5073 | 1443.5073 | 1443.5073 | 1443.5073 | 1443.5073 | 1443.5073 | 1443.5073 | 1443.5073 | 1443.5073 | 1443.5073 | 1443.5073 | 1443.5073 | 1443.5073
F2_Industrial_Paper and Printing_New_Space Heating_Natural Gas_Furnace_A_Technical Potential | F2 | Industrial | Paper and Printing | New | Space Heating | Natural Gas | Furnace | A | Original Unit Summer Peak Savings (kW) | Technical Potential | 0 | 0 | 0 | 0 | 0 | 0 | 0 | 0 | 0 | 0 | 0 | 0 | 0 | 0 | 0 | 0 | 0 | 0 | 0 | 0 | 0 | 0
F3_Industrial_Paper and Printing_New_Space Heating_Natural Gas_Furnace_A_Technical Potential | F3 | Industrial | Paper and Printing | New | Space Heating | Natural Gas | Furnace | A | Original Unit Winter Peak Savings (kW) | Technical Potential | 0 | 0 | 0 | 0 | 0 | 0 | 0 | 0 | 0 | 0 | 0 | 0 | 0 | 0 | 0 | 0 | 0 | 0 | 0 | 0 | 0 | 0
F4_Industrial_Paper and Printing_New_Space Heating_Natural Gas_Furnace_A_Technical Potential | F4 | Industrial | Paper and Printing | New | Space Heating | Natural Gas | Furnace | A | Standalone Impact on Baseline Energy (%) | Technical Potential | 0% | 0% | 0.04176% | 0.7865% | 1.085% | 1.261% | 1.33% | 1.39% | 1.436% | 1.476% | 1.5% | 1.524% | 1.544% | 1.564% | 1.575% | 1.588% | 1.599% | 1.61% | 1.617% | 1.637% | 1.655% | 1.679%
F5_Industrial_Paper and Printing_New_Space Heating_Natural Gas_Furnace_A_Technical Potential | F5 | Industrial | Paper and Printing | New | Space Heating | Natural Gas | Furnace | A | Standalone Impact on Baseline Summer Peak (%) | Technical Potential | bar: 2019 to 2040
F6_Industrial_Paper and Printing_New_Space Heating_Natural Gas_Furnace_A_Technical Potential | F6 | Industrial | Paper and Printing | New | Space Heating | Natural Gas | Furnace | A | Standalone Impact on Baseline Winter Peak (%) | Technical Potential | bar: 2019 to 2040
F7_Industrial_Paper and Printing_New_Space Heating_Natural Gas_Furnace_A_Technical Potential | F7 | Industrial | Paper and Printing | New | Space Heating | Natural Gas | Furnace | A | Incremental Energy Savings (MWh or mTherms) | Technical Potential | 0 | 0 | 0.0015121 | 0.048188 | 0.048069 | 0.053878 | 0.032448 | 0.037667 | 0.037193 | 0.041836 | 0.031159 | 0.035837 | 0.035362 | 0.041021 | 0.027841 | 0.033837 | 0.033811 | 0.039361 | 0.025999 | 0.036895 | 0.035765 | 0.039026
F8_Industrial_Paper and Printing_New_Space Heating_Natural Gas_Furnace_A_Technical Potential | F8 | Industrial | Paper and Printing | New | Space Heating | Natural Gas | Furnace | A | Incremental Summer Peak Savings (MW) | Technical Potential | 0 | 0 | 0 | 0 | 0 | 0 | 0 | 0 | 0 | 0 | 0 | 0 | 0 | 0 | 0 | 0 | 0 | 0 | 0 | 0 | 0 | 0
F9_Industrial_Paper and Printing_New_Space Heating_Natural Gas_Furnace_A_Technical Potential | F9 | Industrial | Paper and Printing | New | Space Heating | Natural Gas | Furnace | A | Incremental Winter Peak Savings (MW) | Technical Potential | 0 | 0 | 0 | 0 | 0 | 0 | 0 | 0 | 0 | 0 | 0 | 0 | 0 | 0 | 0 | 0 | 0 | 0 | 0 | 0 | 0 | 0
F10_Industrial_Paper and Printing_New_Space Heating_Natural Gas_Furnace_A_Technical Potential | F10 | Industrial | Paper and Printing | New | Space Heating | Natural Gas | Furnace | A | Cumulative Energy Savings (MWh or mTherms) | Technical Potential | 0 | 0 | 0.0015121 | 0.0497 | 0.097769 | 0.15165 | 0.1841 | 0.22176 | 0.25896 | 0.30079 | 0.33195 | 0.36779 | 0.40315 | 0.44417 | 0.47201 | 0.50585 | 0.53966 | 0.57902 | 0.60502 | 0.64192 | 0.67768 | 0.71671
F11_Industrial_Paper and Printing_New_Space Heating_Natural Gas_Furnace_A_Technical Potential | F11 | Industrial | Paper and Printing | New | Space Heating | Natural Gas | Furnace | A | Cumulative Summer Peak Savings (MW) | Technical Potential | 0 | 0 | 0 | 0 | 0 | 0 | 0 | 0 | 0 | 0 | 0 | 0 | 0 | 0 | 0 | 0 | 0 | 0 | 0 | 0 | 0 | 0
F12_Industrial_Paper and Printing_New_Space Heating_Natural Gas_Furnace_A_Technical Potential | F12 | Industrial | Paper and Printing | New | Space Heating | Natural Gas | Furnace | A | Cumulative Winter Peak Savings (MW) | Technical Potential | 0 | 0 | 0 | 0 | 0 | 0 | 0 | 0 | 0 | 0 | 0 | 0 | 0 | 0 | 0 | 0 | 0 | 0 | 0 | 0 | 0 | 0
F13_Industrial_Paper and Printing_New_Space Heating_Natural Gas_Furnace_A_Technical Potential | F13 | Industrial | Paper and Printing | New | Space Heating | Natural Gas | Furnace | A | Purchases (Incremental) | Technical Potential | 0 | 0 | 0.0010475 | 0.033382 | 0.0333 | 0.037325 | 0.022478 | 0.026094 | 0.025766 | 0.028982 | 0.021586 | 0.024827 | 0.024497 | 0.028418 | 0.019287 | 0.023441 | 0.023423 | 0.027268 | 0.018011 | 0.025559 | 0.024777 | 0.027035
F14_Industrial_Paper and Printing_New_Space Heating_Natural Gas_Furnace_A_Technical Potential | F14 | Industrial | Paper and Printing | New | Space Heating | Natural Gas | Furnace | A | Purchases (Cumulative) | Technical Potential | 0 | 0 | 0.0010475 | 0.03443 | 0.06773 | 0.10505 | 0.12753 | 0.15363 | 0.17939 | 0.20838 | 0.22996 | 0.25479 | 0.27929 | 0.3077 | 0.32699 | 0.35043 | 0.37385 | 0.40112 | 0.41913 | 0.44469 | 0.46947 | 0.4965
F1_Industrial_Paper and Printing_New_Space Heating_Natural Gas_Boiler_A_Technical Potential | F1 | Industrial | Paper and Printing | New | Space Heating | Natural Gas | Boiler | A | Original Unit Energy Savings (kWh or therms) | Technical Potential | 0 | 15225.431 | 15225.431 | 15225.431 | 15225.431 | 15225.431 | 15225.431 | 15225.431 | 15225.431 | 15225.431 | 15225.431 | 15225.431 | 15225.431 | 15225.431 | 15225.431 | 15225.431 | 15225.431 | 15225.431 | 15225.431 | 15225.431 | 15225.431 | 15225.431
F2_Industrial_Paper and Printing_New_Space Heating_Natural Gas_Boiler_A_Technical Potential | F2 | Industrial | Paper and Printing | New | Space Heating | Natural Gas | Boiler | A | Original Unit Summer Peak Savings (kW) | Technical Potential | 0 | 0 | 0 | 0 | 0 | 0 | 0 | 0 | 0 | 0 | 0 | 0 | 0 | 0 | 0 | 0 | 0 | 0 | 0 | 0 | 0 | 0
F3_Industrial_Paper and Printing_New_Space Heating_Natural Gas_Boiler_A_Technical Potential | F3 | Industrial | Paper and Printing | New | Space Heating | Natural Gas | Boiler | A | Original Unit Winter Peak Savings (kW) | Technical Potential | 0 | 0 | 0 | 0 | 0 | 0 | 0 | 0 | 0 | 0 | 0 | 0 | 0 | 0 | 0 | 0 | 0 | 0 | 0 | 0 | 0 | 0
F4_Industrial_Paper and Printing_New_Space Heating_Natural Gas_Boiler_A_Technical Potential | F4 | Industrial | Paper and Printing | New | Space Heating | Natural Gas | Boiler | A | Standalone Impact on Baseline Energy (%) | Technical Potential | 0% | 0% | 0.1019% | 1.919% | 2.647% | 3.076% | 3.244% | 3.391% | 3.503% | 3.601% | 3.66% | 3.718% | 3.767% | 3.814% | 3.843% | 3.873% | 3.9% | 3.928% | 3.945% | 3.964% | 3.981% | 3.996%
F5_Industrial_Paper and Printing_New_Space Heating_Natural Gas_Boiler_A_Technical Potential | F5 | Industrial | Paper and Printing | New | Space Heating | Natural Gas | Boiler | A | Standalone Impact on Baseline Summer Peak (%) | Technical Potential | bar: 2019 to 2040
F6_Industrial_Paper and Printing_New_Space Heating_Natural Gas_Boiler_A_Technical Potential | F6 | Industrial | Paper and Printing | New | Space Heating | Natural Gas | Boiler | A | Standalone Impact on Baseline Winter Peak (%) | Technical Potential | bar: 2019 to 2040
F7_Industrial_Paper and Printing_New_Space Heating_Natural Gas_Boiler_A_Technical Potential | F7 | Industrial | Paper and Printing | New | Space Heating | Natural Gas | Boiler | A | Incremental Energy Savings (MWh or mTherms) | Technical Potential | 0 | 0 | 0.0036889 | 0.11756 | 0.11727 | 0.13144 | 0.07916 | 0.091894 | 0.090736 | 0.10206 | 0.076017 | 0.08743 | 0.08627 | 0.10008 | 0.067922 | 0.08255 | 0.082487 | 0.096026 | 0.063428 | 0.078158 | 0.07603 | 0.075805
F8_Industrial_Paper and Printing_New_Space Heating_Natural Gas_Boiler_A_Technical Potential | F8 | Industrial | Paper and Printing | New | Space Heating | Natural Gas | Boiler | A | Incremental Summer Peak Savings (MW) | Technical Potential | 0 | 0 | 0 | 0 | 0 | 0 | 0 | 0 | 0 | 0 | 0 | 0 | 0 | 0 | 0 | 0 | 0 | 0 | 0 | 0 | 0 | 0
F9_Industrial_Paper and Printing_New_Space Heating_Natural Gas_Boiler_A_Technical Potential | F9 | Industrial | Paper and Printing | New | Space Heating | Natural Gas | Boiler | A | Incremental Winter Peak Savings (MW) | Technical Potential | 0 | 0 | 0 | 0 | 0 | 0 | 0 | 0 | 0 | 0 | 0 | 0 | 0 | 0 | 0 | 0 | 0 | 0 | 0 | 0 | 0 | 0
F10_Industrial_Paper and Printing_New_Space Heating_Natural Gas_Boiler_A_Technical Potential | F10 | Industrial | Paper and Printing | New | Space Heating | Natural Gas | Boiler | A | Cumulative Energy Savings (MWh or mTherms) | Technical Potential | 0 | 0 | 0.0036889 | 0.12125 | 0.23852 | 0.36996 | 0.44912 | 0.54102 | 0.63175 | 0.73382 | 0.80983 | 0.89726 | 0.98353 | 1.0836 | 1.1515 | 1.2341 | 1.3166 | 1.4126 | 1.476 | 1.5542 | 1.6302 | 1.706
F11_Industrial_Paper and Printing_New_Space Heating_Natural Gas_Boiler_A_Technical Potential | F11 | Industrial | Paper and Printing | New | Space Heating | Natural Gas | Boiler | A | Cumulative Summer Peak Savings (MW) | Technical Potential | 0 | 0 | 0 | 0 | 0 | 0 | 0 | 0 | 0 | 0 | 0 | 0 | 0 | 0 | 0 | 0 | 0 | 0 | 0 | 0 | 0 | 0
F12_Industrial_Paper and Printing_New_Space Heating_Natural Gas_Boiler_A_Technical Potential | F12 | Industrial | Paper and Printing | New | Space Heating | Natural Gas | Boiler | A | Cumulative Winter Peak Savings (MW) | Technical Potential | 0 | 0 | 0 | 0 | 0 | 0 | 0 | 0 | 0 | 0 | 0 | 0 | 0 | 0 | 0 | 0 | 0 | 0 | 0 | 0 | 0 | 0
F13_Industrial_Paper and Printing_New_Space Heating_Natural Gas_Boiler_A_Technical Potential | F13 | Industrial | Paper and Printing | New | Space Heating | Natural Gas | Boiler | A | Purchases (Incremental) | Technical Potential | 0 | 0 | 0.00024229 | 0.0077213 | 0.0077023 | 0.0086331 | 0.0051992 | 0.0060356 | 0.0059595 | 0.0067035 | 0.0049928 | 0.0057423 | 0.0056662 | 0.0065729 | 0.0044611 | 0.0054218 | 0.0054177 | 0.006307 | 0.0041659 | 0.0051334 | 0.0049936 | 0.0049788
F14_Industrial_Paper and Printing_New_Space Heating_Natural Gas_Boiler_A_Technical Potential | F14 | Industrial | Paper and Printing | New | Space Heating | Natural Gas | Boiler | A | Purchases (Cumulative) | Technical Potential | 0 | 0 | 0.00024229 | 0.0079636 | 0.015666 | 0.024299 | 0.029498 | 0.035534 | 0.041493 | 0.048197 | 0.05319 | 0.058932 | 0.064598 | 0.071171 | 0.075632 | 0.081054 | 0.086472 | 0.092779 | 0.096944 | 0.10208 | 0.10707 | 0.11205
F1_Industrial_Paper and Printing_New_Space Heating_Natural Gas_Unit Heater_A_Technical Potential | F1 | Industrial | Paper and Printing | New | Space Heating | Natural Gas | Unit Heater | A | Original Unit Energy Savings (kWh or therms) | Technical Potential | 0 | 43660.7244 | 43660.7244 | 43660.7244 | 43660.7244 | 43660.7244 | 43660.7244 | 43660.7244 | 43660.7244 | 43660.7244 | 43660.7244 | 43660.7244 | 43660.7244 | 43660.7244 | 43660.7244 | 43660.7244 | 43660.7244 | 43660.7244 | 43660.7244 | 43660.7244 | 43660.7244 | 43660.7244
F2_Industrial_Paper and Printing_New_Space Heating_Natural Gas_Unit Heater_A_Technical Potential | F2 | Industrial | Paper and Printing | New | Space Heating | Natural Gas | Unit Heater | A | Original Unit Summer Peak Savings (kW) | Technical Potential | 0 | 0 | 0 | 0 | 0 | 0 | 0 | 0 | 0 | 0 | 0 | 0 | 0 | 0 | 0 | 0 | 0 | 0 | 0 | 0 | 0 | 0
F3_Industrial_Paper and Printing_New_Space Heating_Natural Gas_Unit Heater_A_Technical Potential | F3 | Industrial | Paper and Printing | New | Space Heating | Natural Gas | Unit Heater | A | Original Unit Winter Peak Savings (kW) | Technical Potential | 0 | 0 | 0 | 0 | 0 | 0 | 0 | 0 | 0 | 0 | 0 | 0 | 0 | 0 | 0 | 0 | 0 | 0 | 0 | 0 | 0 | 0
F4_Industrial_Paper and Printing_New_Space Heating_Natural Gas_Unit Heater_A_Technical Potential | F4 | Industrial | Paper and Printing | New | Space Heating | Natural Gas | Unit Heater | A | Standalone Impact on Baseline Energy (%) | Technical Potential | 0% | 0% | 0.1898% | 3.575% | 4.933% | 5.732% | 6.045% | 6.319% | 6.527% | 6.71% | 6.821% | 6.929% | 7.239% | 7.477% | 7.76% | 7.436% | 7.23% | 7.198% | 7% | 6.991% | 6.914% | 6.964%
F5_Industrial_Paper and Printing_New_Space Heating_Natural Gas_Unit Heater_A_Technical Potential | F5 | Industrial | Paper and Printing | New | Space Heating | Natural Gas | Unit Heater | A | Standalone Impact on Baseline Summer Peak (%) | Technical Potential | bar: 2019 to 2040
F6_Industrial_Paper and Printing_New_Space Heating_Natural Gas_Unit Heater_A_Technical Potential | F6 | Industrial | Paper and Printing | New | Space Heating | Natural Gas | Unit Heater | A | Standalone Impact on Baseline Winter Peak (%) | Technical Potential | bar: 2019 to 2040
F7_Industrial_Paper and Printing_New_Space Heating_Natural Gas_Unit Heater_A_Technical Potential | F7 | Industrial | Paper and Printing | New | Space Heating | Natural Gas | Unit Heater | A | Incremental Energy Savings (MWh or mTherms) | Technical Potential | 0 | 0 | 0.0068744 | 0.21907 | 0.21854 | 0.24495 | 0.14752 | 0.17125 | 0.16909 | 0.1902 | 0.14166 | 0.16293 | 0.21819 | 0.23381 | 0.20136 | 0.043797 | 0.0714 | 0.14774 | 0.030907 | 0.12198 | 0.090532 | 0.14136
F8_Industrial_Paper and Printing_New_Space Heating_Natural Gas_Unit Heater_A_Technical Potential | F8 | Industrial | Paper and Printing | New | Space Heating | Natural Gas | Unit Heater | A | Incremental Summer Peak Savings (MW) | Technical Potential | 0 | 0 | 0 | 0 | 0 | 0 | 0 | 0 | 0 | 0 | 0 | 0 | 0 | 0 | 0 | 0 | 0 | 0 | 0 | 0 | 0 | 0
F9_Industrial_Paper and Printing_New_Space Heating_Natural Gas_Unit Heater_A_Technical Potential | F9 | Industrial | Paper and Printing | New | Space Heating | Natural Gas | Unit Heater | A | Incremental Winter Peak Savings (MW) | Technical Potential | 0 | 0 | 0 | 0 | 0 | 0 | 0 | 0 | 0 | 0 | 0 | 0 | 0 | 0 | 0 | 0 | 0 | 0 | 0 | 0 | 0 | 0
F10_Industrial_Paper and Printing_New_Space Heating_Natural Gas_Unit Heater_A_Technical Potential | F10 | Industrial | Paper and Printing | New | Space Heating | Natural Gas | Unit Heater | A | Cumulative Energy Savings (MWh or mTherms) | Technical Potential | 0 | 0 | 0.0068744 | 0.22595 | 0.44449 | 0.68943 | 0.83695 | 1.0082 | 1.1773 | 1.3675 | 1.5091 | 1.6721 | 1.8903 | 2.1241 | 2.3254 | 2.3692 | 2.4406 | 2.5884 | 2.6193 | 2.7413 | 2.8318 | 2.9731
F11_Industrial_Paper and Printing_New_Space Heating_Natural Gas_Unit Heater_A_Technical Potential | F11 | Industrial | Paper and Printing | New | Space Heating | Natural Gas | Unit Heater | A | Cumulative Summer Peak Savings (MW) | Technical Potential | 0 | 0 | 0 | 0 | 0 | 0 | 0 | 0 | 0 | 0 | 0 | 0 | 0 | 0 | 0 | 0 | 0 | 0 | 0 | 0 | 0 | 0
F12_Industrial_Paper and Printing_New_Space Heating_Natural Gas_Unit Heater_A_Technical Potential | F12 | Industrial | Paper and Printing | New | Space Heating | Natural Gas | Unit Heater | A | Cumulative Winter Peak Savings (MW) | Technical Potential | 0 | 0 | 0 | 0 | 0 | 0 | 0 | 0 | 0 | 0 | 0 | 0 | 0 | 0 | 0 | 0 | 0 | 0 | 0 | 0 | 0 | 0
F13_Industrial_Paper and Printing_New_Space Heating_Natural Gas_Unit Heater_A_Technical Potential | F13 | Industrial | Paper and Printing | New | Space Heating | Natural Gas | Unit Heater | A | Purchases (Incremental) | Technical Potential | 0 | 0 | 0.00015745 | 0.0050177 | 0.0050053 | 0.0056102 | 0.0033787 | 0.0039222 | 0.0038728 | 0.0043563 | 0.0032445 | 0.0037317 | 0.0049974 | 0.0053551 | 0.0047695 | 0.0060208 | 0.0066407 | 0.0089941 | 0.0057255 | 0.0077992 | 0.0076837 | 0.0075939
F14_Industrial_Paper and Printing_New_Space Heating_Natural Gas_Unit Heater_A_Technical Potential | F14 | Industrial | Paper and Printing | New | Space Heating | Natural Gas | Unit Heater | A | Purchases (Cumulative) | Technical Potential | 0 | 0 | 0.00015745 | 0.0051751 | 0.01018 | 0.015791 | 0.019169 | 0.023092 | 0.026964 | 0.031321 | 0.034565 | 0.038297 | 0.043294 | 0.048649 | 0.053261 | 0.054264 | 0.0559 | 0.059284 | 0.059992 | 0.062785 | 0.064859 | 0.068097
F1_Industrial_Instruments_Existing_Space Heating_Natural Gas_Furnace_A_Technical Potential | F1 | Industrial | Instruments | Existing | Space Heating | Natural Gas | Furnace | A | Original Unit Energy Savings (kWh or therms) | Technical Potential | 0 | 1443.5459 | 1443.5459 | 1443.5459 | 1443.5459 | 1443.5459 | 1443.5459 | 1443.5459 | 1443.5459 | 1443.5459 | 1443.5459 | 1443.5459 | 1443.5459 | 1443.5459 | 1443.5459 | 1443.5459 | 1443.5459 | 1443.5459 | 1443.5459 | 1443.5459 | 1443.5459 | 1443.5459
F2_Industrial_Instruments_Existing_Space Heating_Natural Gas_Furnace_A_Technical Potential | F2 | Industrial | Instruments | Existing | Space Heating | Natural Gas | Furnace | A | Original Unit Summer Peak Savings (kW) | Technical Potential | 0 | 0 | 0 | 0 | 0 | 0 | 0 | 0 | 0 | 0 | 0 | 0 | 0 | 0 | 0 | 0 | 0 | 0 | 0 | 0 | 0 | 0
F3_Industrial_Instruments_Existing_Space Heating_Natural Gas_Furnace_A_Technical Potential | F3 | Industrial | Instruments | Existing | Space Heating | Natural Gas | Furnace | A | Original Unit Winter Peak Savings (kW) | Technical Potential | 0 | 0 | 0 | 0 | 0 | 0 | 0 | 0 | 0 | 0 | 0 | 0 | 0 | 0 | 0 | 0 | 0 | 0 | 0 | 0 | 0 | 0
F4_Industrial_Instruments_Existing_Space Heating_Natural Gas_Furnace_A_Technical Potential | F4 | Industrial | Instruments | Existing | Space Heating | Natural Gas | Furnace | A | Standalone Impact on Baseline Energy (%) | Technical Potential | 0% | 0% | 0.04735% | 0.09852% | 0.1535% | 0.2121% | 0.2743% | 0.3401% | 0.4094% | 0.4821% | 0.5581% | 0.6374% | 0.7144% | 0.789% | 0.8615% | 0.932% | 1.001% | 1.068% | 1.133% | 1.2% | 1.27% | 1.342%
F5_Industrial_Instruments_Existing_Space Heating_Natural Gas_Furnace_A_Technical Potential | F5 | Industrial | Instruments | Existing | Space Heating | Natural Gas | Furnace | A | Standalone Impact on Baseline Summer Peak (%) | Technical Potential | bar: 2019 to 2040
F6_Industrial_Instruments_Existing_Space Heating_Natural Gas_Furnace_A_Technical Potential | F6 | Industrial | Instruments | Existing | Space Heating | Natural Gas | Furnace | A | Standalone Impact on Baseline Winter Peak (%) | Technical Potential | bar: 2019 to 2040
F7_Industrial_Instruments_Existing_Space Heating_Natural Gas_Furnace_A_Technical Potential | F7 | Industrial | Instruments | Existing | Space Heating | Natural Gas | Furnace | A | Incremental Energy Savings (MWh or mTherms) | Technical Potential | 0 | 0 | 0.20855 | 0.21693 | 0.22426 | 0.23064 | 0.23614 | 0.24083 | 0.24478 | 0.24806 | 0.25072 | 0.25281 | 0.23383 | 0.21628 | 0.20005 | 0.18504 | 0.17115 | 0.15831 | 0.14643 | 0.14663 | 0.14716 | 0.14793
F8_Industrial_Instruments_Existing_Space Heating_Natural Gas_Furnace_A_Technical Potential | F8 | Industrial | Instruments | Existing | Space Heating | Natural Gas | Furnace | A | Incremental Summer Peak Savings (MW) | Technical Potential | 0 | 0 | 0 | 0 | 0 | 0 | 0 | 0 | 0 | 0 | 0 | 0 | 0 | 0 | 0 | 0 | 0 | 0 | 0 | 0 | 0 | 0
F9_Industrial_Instruments_Existing_Space Heating_Natural Gas_Furnace_A_Technical Potential | F9 | Industrial | Instruments | Existing | Space Heating | Natural Gas | Furnace | A | Incremental Winter Peak Savings (MW) | Technical Potential | 0 | 0 | 0 | 0 | 0 | 0 | 0 | 0 | 0 | 0 | 0 | 0 | 0 | 0 | 0 | 0 | 0 | 0 | 0 | 0 | 0 | 0
F10_Industrial_Instruments_Existing_Space Heating_Natural Gas_Furnace_A_Technical Potential | F10 | Industrial | Instruments | Existing | Space Heating | Natural Gas | Furnace | A | Cumulative Energy Savings (MWh or mTherms) | Technical Potential | 0 | 0 | 0.20855 | 0.42548 | 0.64974 | 0.88037 | 1.1165 | 1.3573 | 1.6021 | 1.8502 | 2.1009 | 2.3537 | 2.5875 | 2.8038 | 3.0039 | 3.1889 | 3.3601 | 3.5184 | 3.6648 | 3.8114 | 3.9586 | 4.1065
F11_Industrial_Instruments_Existing_Space Heating_Natural Gas_Furnace_A_Technical Potential | F11 | Industrial | Instruments | Existing | Space Heating | Natural Gas | Furnace | A | Cumulative Summer Peak Savings (MW) | Technical Potential | 0 | 0 | 0 | 0 | 0 | 0 | 0 | 0 | 0 | 0 | 0 | 0 | 0 | 0 | 0 | 0 | 0 | 0 | 0 | 0 | 0 | 0
F12_Industrial_Instruments_Existing_Space Heating_Natural Gas_Furnace_A_Technical Potential | F12 | Industrial | Instruments | Existing | Space Heating | Natural Gas | Furnace | A | Cumulative Winter Peak Savings (MW) | Technical Potential | 0 | 0 | 0 | 0 | 0 | 0 | 0 | 0 | 0 | 0 | 0 | 0 | 0 | 0 | 0 | 0 | 0 | 0 | 0 | 0 | 0 | 0
F13_Industrial_Instruments_Existing_Space Heating_Natural Gas_Furnace_A_Technical Potential | F13 | Industrial | Instruments | Existing | Space Heating | Natural Gas | Furnace | A | Purchases (Incremental) | Technical Potential | 0 | 0 | 0.14447 | 0.15027 | 0.15535 | 0.15977 | 0.16358 | 0.16683 | 0.16957 | 0.17184 | 0.17368 | 0.17513 | 0.16199 | 0.14983 | 0.13858 | 0.12818 | 0.11856 | 0.10966 | 0.10143 | 0.10158 | 0.10194 | 0.10247
F14_Industrial_Instruments_Existing_Space Heating_Natural Gas_Furnace_A_Technical Potential | F14 | Industrial | Instruments | Existing | Space Heating | Natural Gas | Furnace | A | Purchases (Cumulative) | Technical Potential | 0 | 0 | 0.14447 | 0.29474 | 0.4501 | 0.60987 | 0.77345 | 0.94028 | 1.1099 | 1.2817 | 1.4554 | 1.6305 | 1.7925 | 1.9423 | 2.0809 | 2.2091 | 2.3276 | 2.4373 | 2.5387 | 2.6403 | 2.7423 | 2.8447
F1_Industrial_Instruments_Existing_Space Heating_Natural Gas_Boiler_A_Technical Potential | F1 | Industrial | Instruments | Existing | Space Heating | Natural Gas | Boiler | A | Original Unit Energy Savings (kWh or therms) | Technical Potential | 0 | 15226.9124 | 15226.9124 | 15226.9124 | 15226.9124 | 15226.9124 | 15226.9124 | 15226.9124 | 15226.9124 | 15226.9124 | 15226.9124 | 15226.9124 | 15226.9124 | 15226.9124 | 15226.9124 | 15226.9124 | 15226.9124 | 15226.9124 | 15226.9124 | 15226.9124 | 15226.9124 | 15226.9124
F2_Industrial_Instruments_Existing_Space Heating_Natural Gas_Boiler_A_Technical Potential | F2 | Industrial | Instruments | Existing | Space Heating | Natural Gas | Boiler | A | Original Unit Summer Peak Savings (kW) | Technical Potential | 0 | 0 | 0 | 0 | 0 | 0 | 0 | 0 | 0 | 0 | 0 | 0 | 0 | 0 | 0 | 0 | 0 | 0 | 0 | 0 | 0 | 0
F3_Industrial_Instruments_Existing_Space Heating_Natural Gas_Boiler_A_Technical Potential | F3 | Industrial | Instruments | Existing | Space Heating | Natural Gas | Boiler | A | Original Unit Winter Peak Savings (kW) | Technical Potential | 0 | 0 | 0 | 0 | 0 | 0 | 0 | 0 | 0 | 0 | 0 | 0 | 0 | 0 | 0 | 0 | 0 | 0 | 0 | 0 | 0 | 0
F4_Industrial_Instruments_Existing_Space Heating_Natural Gas_Boiler_A_Technical Potential | F4 | Industrial | Instruments | Existing | Space Heating | Natural Gas | Boiler | A | Standalone Impact on Baseline Energy (%) | Technical Potential | 0% | 0% | 0.1267% | 0.2573% | 0.3918% | 0.5301% | 0.6722% | 0.8181% | 0.9678% | 1.121% | 1.279% | 1.439% | 1.604% | 1.772% | 1.944% | 2.12% | 2.299% | 2.482% | 2.668% | 2.859% | 3.053% | 3.25%
F5_Industrial_Instruments_Existing_Space Heating_Natural Gas_Boiler_A_Technical Potential | F5 | Industrial | Instruments | Existing | Space Heating | Natural Gas | Boiler | A | Standalone Impact on Baseline Summer Peak (%) | Technical Potential | bar: 2019 to 2040
F6_Industrial_Instruments_Existing_Space Heating_Natural Gas_Boiler_A_Technical Potential | F6 | Industrial | Instruments | Existing | Space Heating | Natural Gas | Boiler | A | Standalone Impact on Baseline Winter Peak (%) | Technical Potential | bar: 2019 to 2040
F7_Industrial_Instruments_Existing_Space Heating_Natural Gas_Boiler_A_Technical Potential | F7 | Industrial | Instruments | Existing | Space Heating | Natural Gas | Boiler | A | Incremental Energy Savings (MWh or mTherms) | Technical Potential | 0 | 0 | 0.55819 | 0.55306 | 0.54754 | 0.54168 | 0.53555 | 0.52917 | 0.52261 | 0.51588 | 0.50903 | 0.50208 | 0.49505 | 0.48797 | 0.48086 | 0.47373 | 0.4666 | 0.45948 | 0.45239 | 0.44533 | 0.43831 | 0.43134
F8_Industrial_Instruments_Existing_Space Heating_Natural Gas_Boiler_A_Technical Potential | F8 | Industrial | Instruments | Existing | Space Heating | Natural Gas | Boiler | A | Incremental Summer Peak Savings (MW) | Technical Potential | 0 | 0 | 0 | 0 | 0 | 0 | 0 | 0 | 0 | 0 | 0 | 0 | 0 | 0 | 0 | 0 | 0 | 0 | 0 | 0 | 0 | 0
F9_Industrial_Instruments_Existing_Space Heating_Natural Gas_Boiler_A_Technical Potential | F9 | Industrial | Instruments | Existing | Space Heating | Natural Gas | Boiler | A | Incremental Winter Peak Savings (MW) | Technical Potential | 0 | 0 | 0 | 0 | 0 | 0 | 0 | 0 | 0 | 0 | 0 | 0 | 0 | 0 | 0 | 0 | 0 | 0 | 0 | 0 | 0 | 0
F10_Industrial_Instruments_Existing_Space Heating_Natural Gas_Boiler_A_Technical Potential | F10 | Industrial | Instruments | Existing | Space Heating | Natural Gas | Boiler | A | Cumulative Energy Savings (MWh or mTherms) | Technical Potential | 0 | 0 | 0.55819 | 1.1112 | 1.6588 | 2.2005 | 2.736 | 3.2652 | 3.7878 | 4.3037 | 4.8127 | 5.3148 | 5.8098 | 6.2978 | 6.7787 | 7.2524 | 7.719 | 8.1785 | 8.6308 | 9.0762 | 9.5145 | 9.9458
F11_Industrial_Instruments_Existing_Space Heating_Natural Gas_Boiler_A_Technical Potential | F11 | Industrial | Instruments | Existing | Space Heating | Natural Gas | Boiler | A | Cumulative Summer Peak Savings (MW) | Technical Potential | 0 | 0 | 0 | 0 | 0 | 0 | 0 | 0 | 0 | 0 | 0 | 0 | 0 | 0 | 0 | 0 | 0 | 0 | 0 | 0 | 0 | 0
F12_Industrial_Instruments_Existing_Space Heating_Natural Gas_Boiler_A_Technical Potential | F12 | Industrial | Instruments | Existing | Space Heating | Natural Gas | Boiler | A | Cumulative Winter Peak Savings (MW) | Technical Potential | 0 | 0 | 0 | 0 | 0 | 0 | 0 | 0 | 0 | 0 | 0 | 0 | 0 | 0 | 0 | 0 | 0 | 0 | 0 | 0 | 0 | 0
F13_Industrial_Instruments_Existing_Space Heating_Natural Gas_Boiler_A_Technical Potential | F13 | Industrial | Instruments | Existing | Space Heating | Natural Gas | Boiler | A | Purchases (Incremental) | Technical Potential | 0 | 0 | 0.036658 | 0.036321 | 0.035958 | 0.035574 | 0.035171 | 0.034753 | 0.034321 | 0.03388 | 0.03343 | 0.032973 | 0.032511 | 0.032047 | 0.031579 | 0.031111 | 0.030643 | 0.030176 | 0.02971 | 0.029246 | 0.028785 | 0.028328
F14_Industrial_Instruments_Existing_Space Heating_Natural Gas_Boiler_A_Technical Potential | F14 | Industrial | Instruments | Existing | Space Heating | Natural Gas | Boiler | A | Purchases (Cumulative) | Technical Potential | 0 | 0 | 0.036658 | 0.072979 | 0.10894 | 0.14451 | 0.17968 | 0.21443 | 0.24876 | 0.28264 | 0.31607 | 0.34904 | 0.38155 | 0.4136 | 0.44518 | 0.47629 | 0.50693 | 0.53711 | 0.56682 | 0.59606 | 0.62485 | 0.65317
F1_Industrial_Instruments_Existing_Space Heating_Natural Gas_Unit Heater_A_Technical Potential | F1 | Industrial | Instruments | Existing | Space Heating | Natural Gas | Unit Heater | A | Original Unit Energy Savings (kWh or therms) | Technical Potential | 0 | 43660.7244 | 43660.7244 | 43660.7244 | 43660.7244 | 43660.7244 | 43660.7244 | 43660.7244 | 43660.7244 | 43660.7244 | 43660.7244 | 43660.7244 | 43660.7244 | 43660.7244 | 43660.7244 | 43660.7244 | 43660.7244 | 43660.7244 | 43660.7244 | 43660.7244 | 43660.7244 | 43660.7244
F2_Industrial_Instruments_Existing_Space Heating_Natural Gas_Unit Heater_A_Technical Potential | F2 | Industrial | Instruments | Existing | Space Heating | Natural Gas | Unit Heater | A | Original Unit Summer Peak Savings (kW) | Technical Potential | 0 | 0 | 0 | 0 | 0 | 0 | 0 | 0 | 0 | 0 | 0 | 0 | 0 | 0 | 0 | 0 | 0 | 0 | 0 | 0 | 0 | 0
F3_Industrial_Instruments_Existing_Space Heating_Natural Gas_Unit Heater_A_Technical Potential | F3 | Industrial | Instruments | Existing | Space Heating | Natural Gas | Unit Heater | A | Original Unit Winter Peak Savings (kW) | Technical Potential | 0 | 0 | 0 | 0 | 0 | 0 | 0 | 0 | 0 | 0 | 0 | 0 | 0 | 0 | 0 | 0 | 0 | 0 | 0 | 0 | 0 | 0
F4_Industrial_Instruments_Existing_Space Heating_Natural Gas_Unit Heater_A_Technical Potential | F4 | Industrial | Instruments | Existing | Space Heating | Natural Gas | Unit Heater | A | Standalone Impact on Baseline Energy (%) | Technical Potential | 0% | 0% | 0.01891% | 0.05606% | 0.1168% | 0.2062% | 0.329% | 0.4898% | 0.6927% | 0.9418% | 1.234% | 1.568% | 1.941% | 2.354% | 2.784% | 3.235% | 3.7% | 4.119% | 4.493% | 4.826% | 5.118% | 5.37%
F5_Industrial_Instruments_Existing_Space Heating_Natural Gas_Unit Heater_A_Technical Potential | F5 | Industrial | Instruments | Existing | Space Heating | Natural Gas | Unit Heater | A | Standalone Impact on Baseline Summer Peak (%) | Technical Potential | bar: 2019 to 2040
F6_Industrial_Instruments_Existing_Space Heating_Natural Gas_Unit Heater_A_Technical Potential | F6 | Industrial | Instruments | Existing | Space Heating | Natural Gas | Unit Heater | A | Standalone Impact on Baseline Winter Peak (%) | Technical Potential | bar: 2019 to 2040
F7_Industrial_Instruments_Existing_Space Heating_Natural Gas_Unit Heater_A_Technical Potential | F7 | Industrial | Instruments | Existing | Space Heating | Natural Gas | Unit Heater | A | Incremental Energy Savings (MWh or mTherms) | Technical Potential | 0 | 0 | 0.083291 | 0.15883 | 0.25251 | 0.36147 | 0.48319 | 0.61541 | 0.75617 | 0.90372 | 1.0316 | 1.142 | 1.2416 | 1.3354 | 1.3432 | 1.3586 | 1.3571 | 1.1496 | 0.96024 | 0.7873 | 0.62915 | 0.48025
F8_Industrial_Instruments_Existing_Space Heating_Natural Gas_Unit Heater_A_Technical Potential | F8 | Industrial | Instruments | Existing | Space Heating | Natural Gas | Unit Heater | A | Incremental Summer Peak Savings (MW) | Technical Potential | 0 | 0 | 0 | 0 | 0 | 0 | 0 | 0 | 0 | 0 | 0 | 0 | 0 | 0 | 0 | 0 | 0 | 0 | 0 | 0 | 0 | 0
F9_Industrial_Instruments_Existing_Space Heating_Natural Gas_Unit Heater_A_Technical Potential | F9 | Industrial | Instruments | Existing | Space Heating | Natural Gas | Unit Heater | A | Incremental Winter Peak Savings (MW) | Technical Potential | 0 | 0 | 0 | 0 | 0 | 0 | 0 | 0 | 0 | 0 | 0 | 0 | 0 | 0 | 0 | 0 | 0 | 0 | 0 | 0 | 0 | 0
F10_Industrial_Instruments_Existing_Space Heating_Natural Gas_Unit Heater_A_Technical Potential | F10 | Industrial | Instruments | Existing | Space Heating | Natural Gas | Unit Heater | A | Cumulative Energy Savings (MWh or mTherms) | Technical Potential | 0 | 0 | 0.083291 | 0.24212 | 0.49462 | 0.8561 | 1.3393 | 1.9547 | 2.7109 | 3.6146 | 4.6462 | 5.7882 | 7.0299 | 8.3652 | 9.7085 | 11.0671 | 12.4241 | 13.5737 | 14.5339 | 15.3212 | 15.9504 | 16.4306
F11_Industrial_Instruments_Existing_Space Heating_Natural Gas_Unit Heater_A_Technical Potential | F11 | Industrial | Instruments | Existing | Space Heating | Natural Gas | Unit Heater | A | Cumulative Summer Peak Savings (MW) | Technical Potential | 0 | 0 | 0 | 0 | 0 | 0 | 0 | 0 | 0 | 0 | 0 | 0 | 0 | 0 | 0 | 0 | 0 | 0 | 0 | 0 | 0 | 0
F12_Industrial_Instruments_Existing_Space Heating_Natural Gas_Unit Heater_A_Technical Potential | F12 | Industrial | Instruments | Existing | Space Heating | Natural Gas | Unit Heater | A | Cumulative Winter Peak Savings (MW) | Technical Potential | 0 | 0 | 0 | 0 | 0 | 0 | 0 | 0 | 0 | 0 | 0 | 0 | 0 | 0 | 0 | 0 | 0 | 0 | 0 | 0 | 0 | 0
F13_Industrial_Instruments_Existing_Space Heating_Natural Gas_Unit Heater_A_Technical Potential | F13 | Industrial | Instruments | Existing | Space Heating | Natural Gas | Unit Heater | A | Purchases (Incremental) | Technical Potential | 0 | 0 | 0.0019077 | 0.0036377 | 0.0057834 | 0.0082791 | 0.011067 | 0.014095 | 0.017319 | 0.020699 | 0.023628 | 0.026156 | 0.028438 | 0.030585 | 0.032673 | 0.034755 | 0.036865 | 0.034609 | 0.03306 | 0.032128 | 0.031729 | 0.031698
F14_Industrial_Instruments_Existing_Space Heating_Natural Gas_Unit Heater_A_Technical Potential | F14 | Industrial | Instruments | Existing | Space Heating | Natural Gas | Unit Heater | A | Purchases (Cumulative) | Technical Potential | 0 | 0 | 0.0019077 | 0.0055454 | 0.011329 | 0.019608 | 0.030675 | 0.04477 | 0.06209 | 0.082788 | 0.10642 | 0.13257 | 0.16101 | 0.1916 | 0.22236 | 0.25348 | 0.28456 | 0.31089 | 0.33288 | 0.35092 | 0.36533 | 0.37633
F1_Industrial_Instruments_New_Space Heating_Natural Gas_Furnace_A_Technical Potential | F1 | Industrial | Instruments | New | Space Heating | Natural Gas | Furnace | A | Original Unit Energy Savings (kWh or therms) | Technical Potential | 0 | 1443.5073 | 1443.5073 | 1443.5073 | 1443.5073 | 1443.5073 | 1443.5073 | 1443.5073 | 1443.5073 | 1443.5073 | 1443.5073 | 1443.5073 | 1443.5073 | 1443.5073 | 1443.5073 | 1443.5073 | 1443.5073 | 1443.5073 | 1443.5073 | 1443.5073 | 1443.5073 | 1443.5073
F2_Industrial_Instruments_New_Space Heating_Natural Gas_Furnace_A_Technical Potential | F2 | Industrial | Instruments | New | Space Heating | Natural Gas | Furnace | A | Original Unit Summer Peak Savings (kW) | Technical Potential | 0 | 0 | 0 | 0 | 0 | 0 | 0 | 0 | 0 | 0 | 0 | 0 | 0 | 0 | 0 | 0 | 0 | 0 | 0 | 0 | 0 | 0
F3_Industrial_Instruments_New_Space Heating_Natural Gas_Furnace_A_Technical Potential | F3 | Industrial | Instruments | New | Space Heating | Natural Gas | Furnace | A | Original Unit Winter Peak Savings (kW) | Technical Potential | 0 | 0 | 0 | 0 | 0 | 0 | 0 | 0 | 0 | 0 | 0 | 0 | 0 | 0 | 0 | 0 | 0 | 0 | 0 | 0 | 0 | 0
F4_Industrial_Instruments_New_Space Heating_Natural Gas_Furnace_A_Technical Potential | F4 | Industrial | Instruments | New | Space Heating | Natural Gas | Furnace | A | Standalone Impact on Baseline Energy (%) | Technical Potential | 0% | 0% | 0.04176% | 0.7865% | 1.085% | 1.261% | 1.33% | 1.39% | 1.436% | 1.476% | 1.5% | 1.524% | 1.544% | 1.564% | 1.575% | 1.588% | 1.599% | 1.61% | 1.617% | 1.637% | 1.655% | 1.679%
F5_Industrial_Instruments_New_Space Heating_Natural Gas_Furnace_A_Technical Potential | F5 | Industrial | Instruments | New | Space Heating | Natural Gas | Furnace | A | Standalone Impact on Baseline Summer Peak (%) | Technical Potential | bar: 2019 to 2040
F6_Industrial_Instruments_New_Space Heating_Natural Gas_Furnace_A_Technical Potential | F6 | Industrial | Instruments | New | Space Heating | Natural Gas | Furnace | A | Standalone Impact on Baseline Winter Peak (%) | Technical Potential | bar: 2019 to 2040
F7_Industrial_Instruments_New_Space Heating_Natural Gas_Furnace_A_Technical Potential | F7 | Industrial | Instruments | New | Space Heating | Natural Gas | Furnace | A | Incremental Energy Savings (MWh or mTherms) | Technical Potential | 0 | 0 | 0.0096773 | 0.3084 | 0.30764 | 0.34482 | 0.20766 | 0.24107 | 0.23803 | 0.26775 | 0.19942 | 0.22936 | 0.22632 | 0.26253 | 0.17818 | 0.21656 | 0.21639 | 0.25191 | 0.16639 | 0.23613 | 0.2289 | 0.24977
F8_Industrial_Instruments_New_Space Heating_Natural Gas_Furnace_A_Technical Potential | F8 | Industrial | Instruments | New | Space Heating | Natural Gas | Furnace | A | Incremental Summer Peak Savings (MW) | Technical Potential | 0 | 0 | 0 | 0 | 0 | 0 | 0 | 0 | 0 | 0 | 0 | 0 | 0 | 0 | 0 | 0 | 0 | 0 | 0 | 0 | 0 | 0
F9_Industrial_Instruments_New_Space Heating_Natural Gas_Furnace_A_Technical Potential | F9 | Industrial | Instruments | New | Space Heating | Natural Gas | Furnace | A | Incremental Winter Peak Savings (MW) | Technical Potential | 0 | 0 | 0 | 0 | 0 | 0 | 0 | 0 | 0 | 0 | 0 | 0 | 0 | 0 | 0 | 0 | 0 | 0 | 0 | 0 | 0 | 0
F10_Industrial_Instruments_New_Space Heating_Natural Gas_Furnace_A_Technical Potential | F10 | Industrial | Instruments | New | Space Heating | Natural Gas | Furnace | A | Cumulative Energy Savings (MWh or mTherms) | Technical Potential | 0 | 0 | 0.0096773 | 0.31808 | 0.62572 | 0.97054 | 1.1782 | 1.4193 | 1.6573 | 1.9251 | 2.1245 | 2.3538 | 2.5802 | 2.8427 | 3.0209 | 3.2374 | 3.4538 | 3.7057 | 3.8721 | 4.1083 | 4.3371 | 4.5869
F11_Industrial_Instruments_New_Space Heating_Natural Gas_Furnace_A_Technical Potential | F11 | Industrial | Instruments | New | Space Heating | Natural Gas | Furnace | A | Cumulative Summer Peak Savings (MW) | Technical Potential | 0 | 0 | 0 | 0 | 0 | 0 | 0 | 0 | 0 | 0 | 0 | 0 | 0 | 0 | 0 | 0 | 0 | 0 | 0 | 0 | 0 | 0
F12_Industrial_Instruments_New_Space Heating_Natural Gas_Furnace_A_Technical Potential | F12 | Industrial | Instruments | New | Space Heating | Natural Gas | Furnace | A | Cumulative Winter Peak Savings (MW) | Technical Potential | 0 | 0 | 0 | 0 | 0 | 0 | 0 | 0 | 0 | 0 | 0 | 0 | 0 | 0 | 0 | 0 | 0 | 0 | 0 | 0 | 0 | 0
F13_Industrial_Instruments_New_Space Heating_Natural Gas_Furnace_A_Technical Potential | F13 | Industrial | Instruments | New | Space Heating | Natural Gas | Furnace | A | Purchases (Incremental) | Technical Potential | 0 | 0 | 0.0067041 | 0.21365 | 0.21312 | 0.23888 | 0.14386 | 0.167 | 0.1649 | 0.18549 | 0.13815 | 0.15889 | 0.15678 | 0.18187 | 0.12344 | 0.15002 | 0.14991 | 0.17451 | 0.11527 | 0.16358 | 0.15857 | 0.17303
F14_Industrial_Instruments_New_Space Heating_Natural Gas_Furnace_A_Technical Potential | F14 | Industrial | Instruments | New | Space Heating | Natural Gas | Furnace | A | Purchases (Cumulative) | Technical Potential | 0 | 0 | 0.0067041 | 0.22035 | 0.43347 | 0.67235 | 0.81621 | 0.98321 | 1.1481 | 1.3336 | 1.4717 | 1.6306 | 1.7874 | 1.9693 | 2.0927 | 2.2428 | 2.3927 | 2.5672 | 2.6824 | 2.846 | 3.0046 | 3.1776
F1_Industrial_Instruments_New_Space Heating_Natural Gas_Boiler_A_Technical Potential | F1 | Industrial | Instruments | New | Space Heating | Natural Gas | Boiler | A | Original Unit Energy Savings (kWh or therms) | Technical Potential | 0 | 15225.431 | 15225.431 | 15225.431 | 15225.431 | 15225.431 | 15225.431 | 15225.431 | 15225.431 | 15225.431 | 15225.431 | 15225.431 | 15225.431 | 15225.431 | 15225.431 | 15225.431 | 15225.431 | 15225.431 | 15225.431 | 15225.431 | 15225.431 | 15225.431
F2_Industrial_Instruments_New_Space Heating_Natural Gas_Boiler_A_Technical Potential | F2 | Industrial | Instruments | New | Space Heating | Natural Gas | Boiler | A | Original Unit Summer Peak Savings (kW) | Technical Potential | 0 | 0 | 0 | 0 | 0 | 0 | 0 | 0 | 0 | 0 | 0 | 0 | 0 | 0 | 0 | 0 | 0 | 0 | 0 | 0 | 0 | 0
F3_Industrial_Instruments_New_Space Heating_Natural Gas_Boiler_A_Technical Potential | F3 | Industrial | Instruments | New | Space Heating | Natural Gas | Boiler | A | Original Unit Winter Peak Savings (kW) | Technical Potential | 0 | 0 | 0 | 0 | 0 | 0 | 0 | 0 | 0 | 0 | 0 | 0 | 0 | 0 | 0 | 0 | 0 | 0 | 0 | 0 | 0 | 0
F4_Industrial_Instruments_New_Space Heating_Natural Gas_Boiler_A_Technical Potential | F4 | Industrial | Instruments | New | Space Heating | Natural Gas | Boiler | A | Standalone Impact on Baseline Energy (%) | Technical Potential | 0% | 0% | 0.1019% | 1.919% | 2.647% | 3.076% | 3.244% | 3.391% | 3.503% | 3.601% | 3.66% | 3.718% | 3.767% | 3.814% | 3.843% | 3.873% | 3.9% | 3.928% | 3.945% | 3.964% | 3.981% | 3.996%
F5_Industrial_Instruments_New_Space Heating_Natural Gas_Boiler_A_Technical Potential | F5 | Industrial | Instruments | New | Space Heating | Natural Gas | Boiler | A | Standalone Impact on Baseline Summer Peak (%) | Technical Potential | bar: 2019 to 2040
F6_Industrial_Instruments_New_Space Heating_Natural Gas_Boiler_A_Technical Potential | F6 | Industrial | Instruments | New | Space Heating | Natural Gas | Boiler | A | Standalone Impact on Baseline Winter Peak (%) | Technical Potential | bar: 2019 to 2040
F7_Industrial_Instruments_New_Space Heating_Natural Gas_Boiler_A_Technical Potential | F7 | Industrial | Instruments | New | Space Heating | Natural Gas | Boiler | A | Incremental Energy Savings (MWh or mTherms) | Technical Potential | 0 | 0 | 0.023609 | 0.75238 | 0.75053 | 0.84123 | 0.50662 | 0.58812 | 0.58071 | 0.65321 | 0.48651 | 0.55955 | 0.55213 | 0.64048 | 0.4347 | 0.52832 | 0.52792 | 0.61457 | 0.40594 | 0.50021 | 0.48659 | 0.48515
F8_Industrial_Instruments_New_Space Heating_Natural Gas_Boiler_A_Technical Potential | F8 | Industrial | Instruments | New | Space Heating | Natural Gas | Boiler | A | Incremental Summer Peak Savings (MW) | Technical Potential | 0 | 0 | 0 | 0 | 0 | 0 | 0 | 0 | 0 | 0 | 0 | 0 | 0 | 0 | 0 | 0 | 0 | 0 | 0 | 0 | 0 | 0
F9_Industrial_Instruments_New_Space Heating_Natural Gas_Boiler_A_Technical Potential | F9 | Industrial | Instruments | New | Space Heating | Natural Gas | Boiler | A | Incremental Winter Peak Savings (MW) | Technical Potential | 0 | 0 | 0 | 0 | 0 | 0 | 0 | 0 | 0 | 0 | 0 | 0 | 0 | 0 | 0 | 0 | 0 | 0 | 0 | 0 | 0 | 0
F10_Industrial_Instruments_New_Space Heating_Natural Gas_Boiler_A_Technical Potential | F10 | Industrial | Instruments | New | Space Heating | Natural Gas | Boiler | A | Cumulative Energy Savings (MWh or mTherms) | Technical Potential | 0 | 0 | 0.023609 | 0.77599 | 1.5265 | 2.3678 | 2.8744 | 3.4625 | 4.0432 | 4.6964 | 5.1829 | 5.7425 | 6.2946 | 6.9351 | 7.3698 | 7.8981 | 8.426 | 9.0406 | 9.4465 | 9.9467 | 10.4333 | 10.9185
F11_Industrial_Instruments_New_Space Heating_Natural Gas_Boiler_A_Technical Potential | F11 | Industrial | Instruments | New | Space Heating | Natural Gas | Boiler | A | Cumulative Summer Peak Savings (MW) | Technical Potential | 0 | 0 | 0 | 0 | 0 | 0 | 0 | 0 | 0 | 0 | 0 | 0 | 0 | 0 | 0 | 0 | 0 | 0 | 0 | 0 | 0 | 0
F12_Industrial_Instruments_New_Space Heating_Natural Gas_Boiler_A_Technical Potential | F12 | Industrial | Instruments | New | Space Heating | Natural Gas | Boiler | A | Cumulative Winter Peak Savings (MW) | Technical Potential | 0 | 0 | 0 | 0 | 0 | 0 | 0 | 0 | 0 | 0 | 0 | 0 | 0 | 0 | 0 | 0 | 0 | 0 | 0 | 0 | 0 | 0
F13_Industrial_Instruments_New_Space Heating_Natural Gas_Boiler_A_Technical Potential | F13 | Industrial | Instruments | New | Space Heating | Natural Gas | Boiler | A | Purchases (Incremental) | Technical Potential | 0 | 0 | 0.0015506 | 0.049416 | 0.049295 | 0.055252 | 0.033275 | 0.038628 | 0.038141 | 0.042902 | 0.031954 | 0.036751 | 0.036264 | 0.042067 | 0.028551 | 0.0347 | 0.034673 | 0.040364 | 0.026662 | 0.032854 | 0.031959 | 0.031865
F14_Industrial_Instruments_New_Space Heating_Natural Gas_Boiler_A_Technical Potential | F14 | Industrial | Instruments | New | Space Heating | Natural Gas | Boiler | A | Purchases (Cumulative) | Technical Potential | 0 | 0 | 0.0015506 | 0.050967 | 0.10026 | 0.15551 | 0.18879 | 0.22742 | 0.26556 | 0.30846 | 0.34041 | 0.37716 | 0.41343 | 0.45549 | 0.48404 | 0.51874 | 0.55342 | 0.59378 | 0.62044 | 0.6533 | 0.68526 | 0.71712
F1_Industrial_Instruments_New_Space Heating_Natural Gas_Unit Heater_A_Technical Potential | F1 | Industrial | Instruments | New | Space Heating | Natural Gas | Unit Heater | A | Original Unit Energy Savings (kWh or therms) | Technical Potential | 0 | 43660.7244 | 43660.7244 | 43660.7244 | 43660.7244 | 43660.7244 | 43660.7244 | 43660.7244 | 43660.7244 | 43660.7244 | 43660.7244 | 43660.7244 | 43660.7244 | 43660.7244 | 43660.7244 | 43660.7244 | 43660.7244 | 43660.7244 | 43660.7244 | 43660.7244 | 43660.7244 | 43660.7244
F2_Industrial_Instruments_New_Space Heating_Natural Gas_Unit Heater_A_Technical Potential | F2 | Industrial | Instruments | New | Space Heating | Natural Gas | Unit Heater | A | Original Unit Summer Peak Savings (kW) | Technical Potential | 0 | 0 | 0 | 0 | 0 | 0 | 0 | 0 | 0 | 0 | 0 | 0 | 0 | 0 | 0 | 0 | 0 | 0 | 0 | 0 | 0 | 0
F3_Industrial_Instruments_New_Space Heating_Natural Gas_Unit Heater_A_Technical Potential | F3 | Industrial | Instruments | New | Space Heating | Natural Gas | Unit Heater | A | Original Unit Winter Peak Savings (kW) | Technical Potential | 0 | 0 | 0 | 0 | 0 | 0 | 0 | 0 | 0 | 0 | 0 | 0 | 0 | 0 | 0 | 0 | 0 | 0 | 0 | 0 | 0 | 0
F4_Industrial_Instruments_New_Space Heating_Natural Gas_Unit Heater_A_Technical Potential | F4 | Industrial | Instruments | New | Space Heating | Natural Gas | Unit Heater | A | Standalone Impact on Baseline Energy (%) | Technical Potential | 0% | 0% | 0.1898% | 3.575% | 4.933% | 5.732% | 6.045% | 6.319% | 6.527% | 6.71% | 6.821% | 6.929% | 7.239% | 7.477% | 7.76% | 7.436% | 7.23% | 7.198% | 7% | 6.991% | 6.914% | 6.964%
F5_Industrial_Instruments_New_Space Heating_Natural Gas_Unit Heater_A_Technical Potential | F5 | Industrial | Instruments | New | Space Heating | Natural Gas | Unit Heater | A | Standalone Impact on Baseline Summer Peak (%) | Technical Potential | bar: 2019 to 2040
F6_Industrial_Instruments_New_Space Heating_Natural Gas_Unit Heater_A_Technical Potential | F6 | Industrial | Instruments | New | Space Heating | Natural Gas | Unit Heater | A | Standalone Impact on Baseline Winter Peak (%) | Technical Potential | bar: 2019 to 2040
F7_Industrial_Instruments_New_Space Heating_Natural Gas_Unit Heater_A_Technical Potential | F7 | Industrial | Instruments | New | Space Heating | Natural Gas | Unit Heater | A | Incremental Energy Savings (MWh or mTherms) | Technical Potential | 0 | 0 | 0.043996 | 1.4021 | 1.3986 | 1.5676 | 0.9441 | 1.096 | 1.0822 | 1.2173 | 0.90661 | 1.0427 | 1.3964 | 1.4964 | 1.2887 | 0.2803 | 0.45696 | 0.94557 | 0.1978 | 0.78069 | 0.57941 | 0.90468
F8_Industrial_Instruments_New_Space Heating_Natural Gas_Unit Heater_A_Technical Potential | F8 | Industrial | Instruments | New | Space Heating | Natural Gas | Unit Heater | A | Incremental Summer Peak Savings (MW) | Technical Potential | 0 | 0 | 0 | 0 | 0 | 0 | 0 | 0 | 0 | 0 | 0 | 0 | 0 | 0 | 0 | 0 | 0 | 0 | 0 | 0 | 0 | 0
F9_Industrial_Instruments_New_Space Heating_Natural Gas_Unit Heater_A_Technical Potential | F9 | Industrial | Instruments | New | Space Heating | Natural Gas | Unit Heater | A | Incremental Winter Peak Savings (MW) | Technical Potential | 0 | 0 | 0 | 0 | 0 | 0 | 0 | 0 | 0 | 0 | 0 | 0 | 0 | 0 | 0 | 0 | 0 | 0 | 0 | 0 | 0 | 0
F10_Industrial_Instruments_New_Space Heating_Natural Gas_Unit Heater_A_Technical Potential | F10 | Industrial | Instruments | New | Space Heating | Natural Gas | Unit Heater | A | Cumulative Energy Savings (MWh or mTherms) | Technical Potential | 0 | 0 | 0.043996 | 1.4461 | 2.8447 | 4.4123 | 5.3564 | 6.4524 | 7.5346 | 8.7519 | 9.6585 | 10.7012 | 12.0976 | 13.5939 | 14.8827 | 15.163 | 15.6199 | 16.5655 | 16.7633 | 17.544 | 18.1234 | 19.0281
F11_Industrial_Instruments_New_Space Heating_Natural Gas_Unit Heater_A_Technical Potential | F11 | Industrial | Instruments | New | Space Heating | Natural Gas | Unit Heater | A | Cumulative Summer Peak Savings (MW) | Technical Potential | 0 | 0 | 0 | 0 | 0 | 0 | 0 | 0 | 0 | 0 | 0 | 0 | 0 | 0 | 0 | 0 | 0 | 0 | 0 | 0 | 0 | 0
F12_Industrial_Instruments_New_Space Heating_Natural Gas_Unit Heater_A_Technical Potential | F12 | Industrial | Instruments | New | Space Heating | Natural Gas | Unit Heater | A | Cumulative Winter Peak Savings (MW) | Technical Potential | 0 | 0 | 0 | 0 | 0 | 0 | 0 | 0 | 0 | 0 | 0 | 0 | 0 | 0 | 0 | 0 | 0 | 0 | 0 | 0 | 0 | 0
F13_Industrial_Instruments_New_Space Heating_Natural Gas_Unit Heater_A_Technical Potential | F13 | Industrial | Instruments | New | Space Heating | Natural Gas | Unit Heater | A | Purchases (Incremental) | Technical Potential | 0 | 0 | 0.0010077 | 0.032113 | 0.032034 | 0.035905 | 0.021624 | 0.025102 | 0.024786 | 0.02788 | 0.020765 | 0.023883 | 0.031983 | 0.034272 | 0.030525 | 0.038533 | 0.0425 | 0.057562 | 0.036643 | 0.049915 | 0.049176 | 0.048601
F14_Industrial_Instruments_New_Space Heating_Natural Gas_Unit Heater_A_Technical Potential | F14 | Industrial | Instruments | New | Space Heating | Natural Gas | Unit Heater | A | Purchases (Cumulative) | Technical Potential | 0 | 0 | 0.0010077 | 0.033121 | 0.065155 | 0.10106 | 0.12268 | 0.14779 | 0.17257 | 0.20045 | 0.22122 | 0.2451 | 0.27708 | 0.31135 | 0.34087 | 0.34729 | 0.35776 | 0.37941 | 0.38394 | 0.40183 | 0.4151 | 0.43582
F1_Industrial_Wood and Lumber Products_Existing_Space Heating_Natural Gas_Furnace_A_Technical Potential | F1 | Industrial | Wood and Lumber Products | Existing | Space Heating | Natural Gas | Furnace | A | Original Unit Energy Savings (kWh or therms) | Technical Potential | 0 | 1443.5459 | 1443.5459 | 1443.5459 | 1443.5459 | 1443.5459 | 1443.5459 | 1443.5459 | 1443.5459 | 1443.5459 | 1443.5459 | 1443.5459 | 1443.5459 | 1443.5459 | 1443.5459 | 1443.5459 | 1443.5459 | 1443.5459 | 1443.5459 | 1443.5459 | 1443.5459 | 1443.5459
F2_Industrial_Wood and Lumber Products_Existing_Space Heating_Natural Gas_Furnace_A_Technical Potential | F2 | Industrial | Wood and Lumber Products | Existing | Space Heating | Natural Gas | Furnace | A | Original Unit Summer Peak Savings (kW) | Technical Potential | 0 | 0 | 0 | 0 | 0 | 0 | 0 | 0 | 0 | 0 | 0 | 0 | 0 | 0 | 0 | 0 | 0 | 0 | 0 | 0 | 0 | 0
F3_Industrial_Wood and Lumber Products_Existing_Space Heating_Natural Gas_Furnace_A_Technical Potential | F3 | Industrial | Wood and Lumber Products | Existing | Space Heating | Natural Gas | Furnace | A | Original Unit Winter Peak Savings (kW) | Technical Potential | 0 | 0 | 0 | 0 | 0 | 0 | 0 | 0 | 0 | 0 | 0 | 0 | 0 | 0 | 0 | 0 | 0 | 0 | 0 | 0 | 0 | 0
F4_Industrial_Wood and Lumber Products_Existing_Space Heating_Natural Gas_Furnace_A_Technical Potential | F4 | Industrial | Wood and Lumber Products | Existing | Space Heating | Natural Gas | Furnace | A | Standalone Impact on Baseline Energy (%) | Technical Potential | 0% | 0% | 0.04735% | 0.09852% | 0.1535% | 0.2121% | 0.2743% | 0.3401% | 0.4094% | 0.4821% | 0.5581% | 0.6374% | 0.7144% | 0.789% | 0.8615% | 0.932% | 1.001% | 1.068% | 1.133% | 1.2% | 1.27% | 1.342%
F5_Industrial_Wood and Lumber Products_Existing_Space Heating_Natural Gas_Furnace_A_Technical Potential | F5 | Industrial | Wood and Lumber Products | Existing | Space Heating | Natural Gas | Furnace | A | Standalone Impact on Baseline Summer Peak (%) | Technical Potential | bar: 2019 to 2040
F6_Industrial_Wood and Lumber Products_Existing_Space Heating_Natural Gas_Furnace_A_Technical Potential | F6 | Industrial | Wood and Lumber Products | Existing | Space Heating | Natural Gas | Furnace | A | Standalone Impact on Baseline Winter Peak (%) | Technical Potential | bar: 2019 to 2040
F7_Industrial_Wood and Lumber Products_Existing_Space Heating_Natural Gas_Furnace_A_Technical Potential | F7 | Industrial | Wood and Lumber Products | Existing | Space Heating | Natural Gas | Furnace | A | Incremental Energy Savings (MWh or mTherms) | Technical Potential | 0 | 0 | 0.044355 | 0.046136 | 0.047696 | 0.049052 | 0.050222 | 0.05122 | 0.05206 | 0.052757 | 0.053323 | 0.053768 | 0.049732 | 0.046 | 0.042547 | 0.039354 | 0.036401 | 0.033669 | 0.031142 | 0.031186 | 0.031298 | 0.031461
F8_Industrial_Wood and Lumber Products_Existing_Space Heating_Natural Gas_Furnace_A_Technical Potential | F8 | Industrial | Wood and Lumber Products | Existing | Space Heating | Natural Gas | Furnace | A | Incremental Summer Peak Savings (MW) | Technical Potential | 0 | 0 | 0 | 0 | 0 | 0 | 0 | 0 | 0 | 0 | 0 | 0 | 0 | 0 | 0 | 0 | 0 | 0 | 0 | 0 | 0 | 0
F9_Industrial_Wood and Lumber Products_Existing_Space Heating_Natural Gas_Furnace_A_Technical Potential | F9 | Industrial | Wood and Lumber Products | Existing | Space Heating | Natural Gas | Furnace | A | Incremental Winter Peak Savings (MW) | Technical Potential | 0 | 0 | 0 | 0 | 0 | 0 | 0 | 0 | 0 | 0 | 0 | 0 | 0 | 0 | 0 | 0 | 0 | 0 | 0 | 0 | 0 | 0
F10_Industrial_Wood and Lumber Products_Existing_Space Heating_Natural Gas_Furnace_A_Technical Potential | F10 | Industrial | Wood and Lumber Products | Existing | Space Heating | Natural Gas | Furnace | A | Cumulative Energy Savings (MWh or mTherms) | Technical Potential | 0 | 0 | 0.044355 | 0.090491 | 0.13819 | 0.18724 | 0.23746 | 0.28868 | 0.34074 | 0.3935 | 0.44682 | 0.50059 | 0.55032 | 0.59632 | 0.63887 | 0.67822 | 0.71462 | 0.74829 | 0.77943 | 0.81062 | 0.84192 | 0.87338
F11_Industrial_Wood and Lumber Products_Existing_Space Heating_Natural Gas_Furnace_A_Technical Potential | F11 | Industrial | Wood and Lumber Products | Existing | Space Heating | Natural Gas | Furnace | A | Cumulative Summer Peak Savings (MW) | Technical Potential | 0 | 0 | 0 | 0 | 0 | 0 | 0 | 0 | 0 | 0 | 0 | 0 | 0 | 0 | 0 | 0 | 0 | 0 | 0 | 0 | 0 | 0
F12_Industrial_Wood and Lumber Products_Existing_Space Heating_Natural Gas_Furnace_A_Technical Potential | F12 | Industrial | Wood and Lumber Products | Existing | Space Heating | Natural Gas | Furnace | A | Cumulative Winter Peak Savings (MW) | Technical Potential | 0 | 0 | 0 | 0 | 0 | 0 | 0 | 0 | 0 | 0 | 0 | 0 | 0 | 0 | 0 | 0 | 0 | 0 | 0 | 0 | 0 | 0
F13_Industrial_Wood and Lumber Products_Existing_Space Heating_Natural Gas_Furnace_A_Technical Potential | F13 | Industrial | Wood and Lumber Products | Existing | Space Heating | Natural Gas | Furnace | A | Purchases (Incremental) | Technical Potential | 0 | 0 | 0.030726 | 0.03196 | 0.033041 | 0.03398 | 0.034791 | 0.035482 | 0.036064 | 0.036547 | 0.036939 | 0.037247 | 0.034451 | 0.031866 | 0.029474 | 0.027262 | 0.025216 | 0.023324 | 0.021573 | 0.021604 | 0.021681 | 0.021794
F14_Industrial_Wood and Lumber Products_Existing_Space Heating_Natural Gas_Furnace_A_Technical Potential | F14 | Industrial | Wood and Lumber Products | Existing | Space Heating | Natural Gas | Furnace | A | Purchases (Cumulative) | Technical Potential | 0 | 0 | 0.030726 | 0.062687 | 0.095728 | 0.12971 | 0.1645 | 0.19998 | 0.23604 | 0.27259 | 0.30953 | 0.34678 | 0.38123 | 0.41309 | 0.44257 | 0.46983 | 0.49505 | 0.51837 | 0.53994 | 0.56155 | 0.58323 | 0.60502
F1_Industrial_Wood and Lumber Products_Existing_Space Heating_Natural Gas_Boiler_A_Technical Potential | F1 | Industrial | Wood and Lumber Products | Existing | Space Heating | Natural Gas | Boiler | A | Original Unit Energy Savings (kWh or therms) | Technical Potential | 0 | 15226.9124 | 15226.9124 | 15226.9124 | 15226.9124 | 15226.9124 | 15226.9124 | 15226.9124 | 15226.9124 | 15226.9124 | 15226.9124 | 15226.9124 | 15226.9124 | 15226.9124 | 15226.9124 | 15226.9124 | 15226.9124 | 15226.9124 | 15226.9124 | 15226.9124 | 15226.9124 | 15226.9124
F2_Industrial_Wood and Lumber Products_Existing_Space Heating_Natural Gas_Boiler_A_Technical Potential | F2 | Industrial | Wood and Lumber Products | Existing | Space Heating | Natural Gas | Boiler | A | Original Unit Summer Peak Savings (kW) | Technical Potential | 0 | 0 | 0 | 0 | 0 | 0 | 0 | 0 | 0 | 0 | 0 | 0 | 0 | 0 | 0 | 0 | 0 | 0 | 0 | 0 | 0 | 0
F3_Industrial_Wood and Lumber Products_Existing_Space Heating_Natural Gas_Boiler_A_Technical Potential | F3 | Industrial | Wood and Lumber Products | Existing | Space Heating | Natural Gas | Boiler | A | Original Unit Winter Peak Savings (kW) | Technical Potential | 0 | 0 | 0 | 0 | 0 | 0 | 0 | 0 | 0 | 0 | 0 | 0 | 0 | 0 | 0 | 0 | 0 | 0 | 0 | 0 | 0 | 0
F4_Industrial_Wood and Lumber Products_Existing_Space Heating_Natural Gas_Boiler_A_Technical Potential | F4 | Industrial | Wood and Lumber Products | Existing | Space Heating | Natural Gas | Boiler | A | Standalone Impact on Baseline Energy (%) | Technical Potential | 0% | 0% | 0.1267% | 0.2573% | 0.3918% | 0.5301% | 0.6722% | 0.8181% | 0.9678% | 1.121% | 1.279% | 1.439% | 1.604% | 1.772% | 1.944% | 2.12% | 2.299% | 2.482% | 2.668% | 2.859% | 3.053% | 3.25%
F5_Industrial_Wood and Lumber Products_Existing_Space Heating_Natural Gas_Boiler_A_Technical Potential | F5 | Industrial | Wood and Lumber Products | Existing | Space Heating | Natural Gas | Boiler | A | Standalone Impact on Baseline Summer Peak (%) | Technical Potential | bar: 2019 to 2040
F6_Industrial_Wood and Lumber Products_Existing_Space Heating_Natural Gas_Boiler_A_Technical Potential | F6 | Industrial | Wood and Lumber Products | Existing | Space Heating | Natural Gas | Boiler | A | Standalone Impact on Baseline Winter Peak (%) | Technical Potential | bar: 2019 to 2040
F7_Industrial_Wood and Lumber Products_Existing_Space Heating_Natural Gas_Boiler_A_Technical Potential | F7 | Industrial | Wood and Lumber Products | Existing | Space Heating | Natural Gas | Boiler | A | Incremental Energy Savings (MWh or mTherms) | Technical Potential | 0 | 0 | 0.11872 | 0.11763 | 0.11645 | 0.11521 | 0.1139 | 0.11255 | 0.11115 | 0.10972 | 0.10826 | 0.10678 | 0.10529 | 0.10378 | 0.10227 | 0.10075 | 0.099237 | 0.097723 | 0.096214 | 0.094713 | 0.093221 | 0.091739
F8_Industrial_Wood and Lumber Products_Existing_Space Heating_Natural Gas_Boiler_A_Technical Potential | F8 | Industrial | Wood and Lumber Products | Existing | Space Heating | Natural Gas | Boiler | A | Incremental Summer Peak Savings (MW) | Technical Potential | 0 | 0 | 0 | 0 | 0 | 0 | 0 | 0 | 0 | 0 | 0 | 0 | 0 | 0 | 0 | 0 | 0 | 0 | 0 | 0 | 0 | 0
F9_Industrial_Wood and Lumber Products_Existing_Space Heating_Natural Gas_Boiler_A_Technical Potential | F9 | Industrial | Wood and Lumber Products | Existing | Space Heating | Natural Gas | Boiler | A | Incremental Winter Peak Savings (MW) | Technical Potential | 0 | 0 | 0 | 0 | 0 | 0 | 0 | 0 | 0 | 0 | 0 | 0 | 0 | 0 | 0 | 0 | 0 | 0 | 0 | 0 | 0 | 0
F10_Industrial_Wood and Lumber Products_Existing_Space Heating_Natural Gas_Boiler_A_Technical Potential | F10 | Industrial | Wood and Lumber Products | Existing | Space Heating | Natural Gas | Boiler | A | Cumulative Energy Savings (MWh or mTherms) | Technical Potential | 0 | 0 | 0.11872 | 0.23634 | 0.35279 | 0.468 | 0.5819 | 0.69444 | 0.80559 | 0.91531 | 1.0236 | 1.1304 | 1.2356 | 1.3394 | 1.4417 | 1.5424 | 1.6417 | 1.7394 | 1.8356 | 1.9303 | 2.0236 | 2.1153
F11_Industrial_Wood and Lumber Products_Existing_Space Heating_Natural Gas_Boiler_A_Technical Potential | F11 | Industrial | Wood and Lumber Products | Existing | Space Heating | Natural Gas | Boiler | A | Cumulative Summer Peak Savings (MW) | Technical Potential | 0 | 0 | 0 | 0 | 0 | 0 | 0 | 0 | 0 | 0 | 0 | 0 | 0 | 0 | 0 | 0 | 0 | 0 | 0 | 0 | 0 | 0
F12_Industrial_Wood and Lumber Products_Existing_Space Heating_Natural Gas_Boiler_A_Technical Potential | F12 | Industrial | Wood and Lumber Products | Existing | Space Heating | Natural Gas | Boiler | A | Cumulative Winter Peak Savings (MW) | Technical Potential | 0 | 0 | 0 | 0 | 0 | 0 | 0 | 0 | 0 | 0 | 0 | 0 | 0 | 0 | 0 | 0 | 0 | 0 | 0 | 0 | 0 | 0
F13_Industrial_Wood and Lumber Products_Existing_Space Heating_Natural Gas_Boiler_A_Technical Potential | F13 | Industrial | Wood and Lumber Products | Existing | Space Heating | Natural Gas | Boiler | A | Purchases (Incremental) | Technical Potential | 0 | 0 | 0.0077965 | 0.0077248 | 0.0076477 | 0.0075659 | 0.0074802 | 0.0073912 | 0.0072995 | 0.0072056 | 0.0071099 | 0.0070127 | 0.0069146 | 0.0068157 | 0.0067164 | 0.0066168 | 0.0065172 | 0.0064178 | 0.0063187 | 0.0062201 | 0.0061221 | 0.0060248
F14_Industrial_Wood and Lumber Products_Existing_Space Heating_Natural Gas_Boiler_A_Technical Potential | F14 | Industrial | Wood and Lumber Products | Existing | Space Heating | Natural Gas | Boiler | A | Purchases (Cumulative) | Technical Potential | 0 | 0 | 0.0077965 | 0.015521 | 0.023169 | 0.030735 | 0.038215 | 0.045606 | 0.052906 | 0.060111 | 0.067221 | 0.074234 | 0.081149 | 0.087964 | 0.094681 | 0.1013 | 0.10781 | 0.11423 | 0.12055 | 0.12677 | 0.13289 | 0.13892
F1_Industrial_Wood and Lumber Products_Existing_Space Heating_Natural Gas_Unit Heater_A_Technical Potential | F1 | Industrial | Wood and Lumber Products | Existing | Space Heating | Natural Gas | Unit Heater | A | Original Unit Energy Savings (kWh or therms) | Technical Potential | 0 | 43660.7244 | 43660.7244 | 43660.7244 | 43660.7244 | 43660.7244 | 43660.7244 | 43660.7244 | 43660.7244 | 43660.7244 | 43660.7244 | 43660.7244 | 43660.7244 | 43660.7244 | 43660.7244 | 43660.7244 | 43660.7244 | 43660.7244 | 43660.7244 | 43660.7244 | 43660.7244 | 43660.7244
F2_Industrial_Wood and Lumber Products_Existing_Space Heating_Natural Gas_Unit Heater_A_Technical Potential | F2 | Industrial | Wood and Lumber Products | Existing | Space Heating | Natural Gas | Unit Heater | A | Original Unit Summer Peak Savings (kW) | Technical Potential | 0 | 0 | 0 | 0 | 0 | 0 | 0 | 0 | 0 | 0 | 0 | 0 | 0 | 0 | 0 | 0 | 0 | 0 | 0 | 0 | 0 | 0
F3_Industrial_Wood and Lumber Products_Existing_Space Heating_Natural Gas_Unit Heater_A_Technical Potential | F3 | Industrial | Wood and Lumber Products | Existing | Space Heating | Natural Gas | Unit Heater | A | Original Unit Winter Peak Savings (kW) | Technical Potential | 0 | 0 | 0 | 0 | 0 | 0 | 0 | 0 | 0 | 0 | 0 | 0 | 0 | 0 | 0 | 0 | 0 | 0 | 0 | 0 | 0 | 0
F4_Industrial_Wood and Lumber Products_Existing_Space Heating_Natural Gas_Unit Heater_A_Technical Potential | F4 | Industrial | Wood and Lumber Products | Existing | Space Heating | Natural Gas | Unit Heater | A | Standalone Impact on Baseline Energy (%) | Technical Potential | 0% | 0% | 0.01891% | 0.05606% | 0.1168% | 0.2062% | 0.329% | 0.4898% | 0.6927% | 0.9418% | 1.234% | 1.568% | 1.941% | 2.354% | 2.784% | 3.235% | 3.7% | 4.119% | 4.493% | 4.826% | 5.118% | 5.37%
F5_Industrial_Wood and Lumber Products_Existing_Space Heating_Natural Gas_Unit Heater_A_Technical Potential | F5 | Industrial | Wood and Lumber Products | Existing | Space Heating | Natural Gas | Unit Heater | A | Standalone Impact on Baseline Summer Peak (%) | Technical Potential | bar: 2019 to 2040
F6_Industrial_Wood and Lumber Products_Existing_Space Heating_Natural Gas_Unit Heater_A_Technical Potential | F6 | Industrial | Wood and Lumber Products | Existing | Space Heating | Natural Gas | Unit Heater | A | Standalone Impact on Baseline Winter Peak (%) | Technical Potential | bar: 2019 to 2040
F7_Industrial_Wood and Lumber Products_Existing_Space Heating_Natural Gas_Unit Heater_A_Technical Potential | F7 | Industrial | Wood and Lumber Products | Existing | Space Heating | Natural Gas | Unit Heater | A | Incremental Energy Savings (MWh or mTherms) | Technical Potential | 0 | 0 | 0.017714 | 0.033779 | 0.053704 | 0.076879 | 0.10277 | 0.13089 | 0.16082 | 0.19221 | 0.21941 | 0.24288 | 0.26408 | 0.28401 | 0.28568 | 0.28895 | 0.28862 | 0.24449 | 0.20422 | 0.16744 | 0.13381 | 0.10214
F8_Industrial_Wood and Lumber Products_Existing_Space Heating_Natural Gas_Unit Heater_A_Technical Potential | F8 | Industrial | Wood and Lumber Products | Existing | Space Heating | Natural Gas | Unit Heater | A | Incremental Summer Peak Savings (MW) | Technical Potential | 0 | 0 | 0 | 0 | 0 | 0 | 0 | 0 | 0 | 0 | 0 | 0 | 0 | 0 | 0 | 0 | 0 | 0 | 0 | 0 | 0 | 0
F9_Industrial_Wood and Lumber Products_Existing_Space Heating_Natural Gas_Unit Heater_A_Technical Potential | F9 | Industrial | Wood and Lumber Products | Existing | Space Heating | Natural Gas | Unit Heater | A | Incremental Winter Peak Savings (MW) | Technical Potential | 0 | 0 | 0 | 0 | 0 | 0 | 0 | 0 | 0 | 0 | 0 | 0 | 0 | 0 | 0 | 0 | 0 | 0 | 0 | 0 | 0 | 0
F10_Industrial_Wood and Lumber Products_Existing_Space Heating_Natural Gas_Unit Heater_A_Technical Potential | F10 | Industrial | Wood and Lumber Products | Existing | Space Heating | Natural Gas | Unit Heater | A | Cumulative Energy Savings (MWh or mTherms) | Technical Potential | 0 | 0 | 0.017714 | 0.051494 | 0.1052 | 0.18208 | 0.28484 | 0.41573 | 0.57655 | 0.76876 | 0.98816 | 1.231 | 1.4951 | 1.7791 | 2.0648 | 2.3538 | 2.6424 | 2.8869 | 3.0911 | 3.2585 | 3.3924 | 3.4945
F11_Industrial_Wood and Lumber Products_Existing_Space Heating_Natural Gas_Unit Heater_A_Technical Potential | F11 | Industrial | Wood and Lumber Products | Existing | Space Heating | Natural Gas | Unit Heater | A | Cumulative Summer Peak Savings (MW) | Technical Potential | 0 | 0 | 0 | 0 | 0 | 0 | 0 | 0 | 0 | 0 | 0 | 0 | 0 | 0 | 0 | 0 | 0 | 0 | 0 | 0 | 0 | 0
F12_Industrial_Wood and Lumber Products_Existing_Space Heating_Natural Gas_Unit Heater_A_Technical Potential | F12 | Industrial | Wood and Lumber Products | Existing | Space Heating | Natural Gas | Unit Heater | A | Cumulative Winter Peak Savings (MW) | Technical Potential | 0 | 0 | 0 | 0 | 0 | 0 | 0 | 0 | 0 | 0 | 0 | 0 | 0 | 0 | 0 | 0 | 0 | 0 | 0 | 0 | 0 | 0
F13_Industrial_Wood and Lumber Products_Existing_Space Heating_Natural Gas_Unit Heater_A_Technical Potential | F13 | Industrial | Wood and Lumber Products | Existing | Space Heating | Natural Gas | Unit Heater | A | Purchases (Incremental) | Technical Potential | 0 | 0 | 0.00040573 | 0.00077368 | 0.00123 | 0.0017608 | 0.0023537 | 0.0029978 | 0.0036835 | 0.0044022 | 0.0050252 | 0.005563 | 0.0060483 | 0.0065049 | 0.006949 | 0.0073918 | 0.0078406 | 0.0073606 | 0.0070313 | 0.0068329 | 0.0067482 | 0.0067417
F14_Industrial_Wood and Lumber Products_Existing_Space Heating_Natural Gas_Unit Heater_A_Technical Potential | F14 | Industrial | Wood and Lumber Products | Existing | Space Heating | Natural Gas | Unit Heater | A | Purchases (Cumulative) | Technical Potential | 0 | 0 | 0.00040573 | 0.0011794 | 0.0024094 | 0.0041702 | 0.006524 | 0.0095218 | 0.013205 | 0.017608 | 0.022633 | 0.028196 | 0.034244 | 0.040749 | 0.047292 | 0.05391 | 0.060521 | 0.066121 | 0.070798 | 0.074633 | 0.077698 | 0.080037
F1_Industrial_Wood and Lumber Products_New_Space Heating_Natural Gas_Furnace_A_Technical Potential | F1 | Industrial | Wood and Lumber Products | New | Space Heating | Natural Gas | Furnace | A | Original Unit Energy Savings (kWh or therms) | Technical Potential | 0 | 1443.5073 | 1443.5073 | 1443.5073 | 1443.5073 | 1443.5073 | 1443.5073 | 1443.5073 | 1443.5073 | 1443.5073 | 1443.5073 | 1443.5073 | 1443.5073 | 1443.5073 | 1443.5073 | 1443.5073 | 1443.5073 | 1443.5073 | 1443.5073 | 1443.5073 | 1443.5073 | 1443.5073
F2_Industrial_Wood and Lumber Products_New_Space Heating_Natural Gas_Furnace_A_Technical Potential | F2 | Industrial | Wood and Lumber Products | New | Space Heating | Natural Gas | Furnace | A | Original Unit Summer Peak Savings (kW) | Technical Potential | 0 | 0 | 0 | 0 | 0 | 0 | 0 | 0 | 0 | 0 | 0 | 0 | 0 | 0 | 0 | 0 | 0 | 0 | 0 | 0 | 0 | 0
F3_Industrial_Wood and Lumber Products_New_Space Heating_Natural Gas_Furnace_A_Technical Potential | F3 | Industrial | Wood and Lumber Products | New | Space Heating | Natural Gas | Furnace | A | Original Unit Winter Peak Savings (kW) | Technical Potential | 0 | 0 | 0 | 0 | 0 | 0 | 0 | 0 | 0 | 0 | 0 | 0 | 0 | 0 | 0 | 0 | 0 | 0 | 0 | 0 | 0 | 0
F4_Industrial_Wood and Lumber Products_New_Space Heating_Natural Gas_Furnace_A_Technical Potential | F4 | Industrial | Wood and Lumber Products | New | Space Heating | Natural Gas | Furnace | A | Standalone Impact on Baseline Energy (%) | Technical Potential | 0% | 0% | 0.04176% | 0.7865% | 1.085% | 1.261% | 1.33% | 1.39% | 1.436% | 1.476% | 1.5% | 1.524% | 1.544% | 1.564% | 1.575% | 1.588% | 1.599% | 1.61% | 1.617% | 1.637% | 1.655% | 1.679%
F5_Industrial_Wood and Lumber Products_New_Space Heating_Natural Gas_Furnace_A_Technical Potential | F5 | Industrial | Wood and Lumber Products | New | Space Heating | Natural Gas | Furnace | A | Standalone Impact on Baseline Summer Peak (%) | Technical Potential | bar: 2019 to 2040
F6_Industrial_Wood and Lumber Products_New_Space Heating_Natural Gas_Furnace_A_Technical Potential | F6 | Industrial | Wood and Lumber Products | New | Space Heating | Natural Gas | Furnace | A | Standalone Impact on Baseline Winter Peak (%) | Technical Potential | bar: 2019 to 2040
F7_Industrial_Wood and Lumber Products_New_Space Heating_Natural Gas_Furnace_A_Technical Potential | F7 | Industrial | Wood and Lumber Products | New | Space Heating | Natural Gas | Furnace | A | Incremental Energy Savings (MWh or mTherms) | Technical Potential | 0 | 0 | 0.0020582 | 0.065591 | 0.06543 | 0.073337 | 0.044166 | 0.051271 | 0.050625 | 0.056946 | 0.042413 | 0.04878 | 0.048133 | 0.055836 | 0.037896 | 0.046058 | 0.046023 | 0.053577 | 0.035389 | 0.05022 | 0.048682 | 0.05312
F8_Industrial_Wood and Lumber Products_New_Space Heating_Natural Gas_Furnace_A_Technical Potential | F8 | Industrial | Wood and Lumber Products | New | Space Heating | Natural Gas | Furnace | A | Incremental Summer Peak Savings (MW) | Technical Potential | 0 | 0 | 0 | 0 | 0 | 0 | 0 | 0 | 0 | 0 | 0 | 0 | 0 | 0 | 0 | 0 | 0 | 0 | 0 | 0 | 0 | 0
F9_Industrial_Wood and Lumber Products_New_Space Heating_Natural Gas_Furnace_A_Technical Potential | F9 | Industrial | Wood and Lumber Products | New | Space Heating | Natural Gas | Furnace | A | Incremental Winter Peak Savings (MW) | Technical Potential | 0 | 0 | 0 | 0 | 0 | 0 | 0 | 0 | 0 | 0 | 0 | 0 | 0 | 0 | 0 | 0 | 0 | 0 | 0 | 0 | 0 | 0
F10_Industrial_Wood and Lumber Products_New_Space Heating_Natural Gas_Furnace_A_Technical Potential | F10 | Industrial | Wood and Lumber Products | New | Space Heating | Natural Gas | Furnace | A | Cumulative Energy Savings (MWh or mTherms) | Technical Potential | 0 | 0 | 0.0020582 | 0.067649 | 0.13308 | 0.20642 | 0.25058 | 0.30185 | 0.35248 | 0.40942 | 0.45184 | 0.50062 | 0.54875 | 0.60459 | 0.64248 | 0.68854 | 0.73456 | 0.78814 | 0.82353 | 0.87375 | 0.92243 | 0.97555
F11_Industrial_Wood and Lumber Products_New_Space Heating_Natural Gas_Furnace_A_Technical Potential | F11 | Industrial | Wood and Lumber Products | New | Space Heating | Natural Gas | Furnace | A | Cumulative Summer Peak Savings (MW) | Technical Potential | 0 | 0 | 0 | 0 | 0 | 0 | 0 | 0 | 0 | 0 | 0 | 0 | 0 | 0 | 0 | 0 | 0 | 0 | 0 | 0 | 0 | 0
F12_Industrial_Wood and Lumber Products_New_Space Heating_Natural Gas_Furnace_A_Technical Potential | F12 | Industrial | Wood and Lumber Products | New | Space Heating | Natural Gas | Furnace | A | Cumulative Winter Peak Savings (MW) | Technical Potential | 0 | 0 | 0 | 0 | 0 | 0 | 0 | 0 | 0 | 0 | 0 | 0 | 0 | 0 | 0 | 0 | 0 | 0 | 0 | 0 | 0 | 0
F13_Industrial_Wood and Lumber Products_New_Space Heating_Natural Gas_Furnace_A_Technical Potential | F13 | Industrial | Wood and Lumber Products | New | Space Heating | Natural Gas | Furnace | A | Purchases (Incremental) | Technical Potential | 0 | 0 | 0.0014258 | 0.045439 | 0.045327 | 0.050805 | 0.030597 | 0.035519 | 0.035071 | 0.039449 | 0.029382 | 0.033793 | 0.033345 | 0.038681 | 0.026253 | 0.031907 | 0.031883 | 0.037116 | 0.024516 | 0.03479 | 0.033725 | 0.0368
F14_Industrial_Wood and Lumber Products_New_Space Heating_Natural Gas_Furnace_A_Technical Potential | F14 | Industrial | Wood and Lumber Products | New | Space Heating | Natural Gas | Furnace | A | Purchases (Cumulative) | Technical Potential | 0 | 0 | 0.0014258 | 0.046865 | 0.092192 | 0.143 | 0.17359 | 0.20911 | 0.24418 | 0.28363 | 0.31301 | 0.34681 | 0.38015 | 0.41883 | 0.44509 | 0.47699 | 0.50887 | 0.54599 | 0.57051 | 0.6053 | 0.63902 | 0.67582
F1_Industrial_Wood and Lumber Products_New_Space Heating_Natural Gas_Boiler_A_Technical Potential | F1 | Industrial | Wood and Lumber Products | New | Space Heating | Natural Gas | Boiler | A | Original Unit Energy Savings (kWh or therms) | Technical Potential | 0 | 15225.431 | 15225.431 | 15225.431 | 15225.431 | 15225.431 | 15225.431 | 15225.431 | 15225.431 | 15225.431 | 15225.431 | 15225.431 | 15225.431 | 15225.431 | 15225.431 | 15225.431 | 15225.431 | 15225.431 | 15225.431 | 15225.431 | 15225.431 | 15225.431
F2_Industrial_Wood and Lumber Products_New_Space Heating_Natural Gas_Boiler_A_Technical Potential | F2 | Industrial | Wood and Lumber Products | New | Space Heating | Natural Gas | Boiler | A | Original Unit Summer Peak Savings (kW) | Technical Potential | 0 | 0 | 0 | 0 | 0 | 0 | 0 | 0 | 0 | 0 | 0 | 0 | 0 | 0 | 0 | 0 | 0 | 0 | 0 | 0 | 0 | 0
F3_Industrial_Wood and Lumber Products_New_Space Heating_Natural Gas_Boiler_A_Technical Potential | F3 | Industrial | Wood and Lumber Products | New | Space Heating | Natural Gas | Boiler | A | Original Unit Winter Peak Savings (kW) | Technical Potential | 0 | 0 | 0 | 0 | 0 | 0 | 0 | 0 | 0 | 0 | 0 | 0 | 0 | 0 | 0 | 0 | 0 | 0 | 0 | 0 | 0 | 0
F4_Industrial_Wood and Lumber Products_New_Space Heating_Natural Gas_Boiler_A_Technical Potential | F4 | Industrial | Wood and Lumber Products | New | Space Heating | Natural Gas | Boiler | A | Standalone Impact on Baseline Energy (%) | Technical Potential | 0% | 0% | 0.1019% | 1.919% | 2.647% | 3.076% | 3.244% | 3.391% | 3.503% | 3.601% | 3.66% | 3.718% | 3.767% | 3.814% | 3.843% | 3.873% | 3.9% | 3.928% | 3.945% | 3.964% | 3.981% | 3.996%
F5_Industrial_Wood and Lumber Products_New_Space Heating_Natural Gas_Boiler_A_Technical Potential | F5 | Industrial | Wood and Lumber Products | New | Space Heating | Natural Gas | Boiler | A | Standalone Impact on Baseline Summer Peak (%) | Technical Potential | bar: 2019 to 2040
F6_Industrial_Wood and Lumber Products_New_Space Heating_Natural Gas_Boiler_A_Technical Potential | F6 | Industrial | Wood and Lumber Products | New | Space Heating | Natural Gas | Boiler | A | Standalone Impact on Baseline Winter Peak (%) | Technical Potential | bar: 2019 to 2040
F7_Industrial_Wood and Lumber Products_New_Space Heating_Natural Gas_Boiler_A_Technical Potential | F7 | Industrial | Wood and Lumber Products | New | Space Heating | Natural Gas | Boiler | A | Incremental Energy Savings (MWh or mTherms) | Technical Potential | 0 | 0 | 0.0050212 | 0.16002 | 0.15962 | 0.17891 | 0.10775 | 0.12508 | 0.12351 | 0.13893 | 0.10347 | 0.11901 | 0.11743 | 0.13622 | 0.092452 | 0.11236 | 0.11228 | 0.13071 | 0.086336 | 0.10639 | 0.10349 | 0.10318
F8_Industrial_Wood and Lumber Products_New_Space Heating_Natural Gas_Boiler_A_Technical Potential | F8 | Industrial | Wood and Lumber Products | New | Space Heating | Natural Gas | Boiler | A | Incremental Summer Peak Savings (MW) | Technical Potential | 0 | 0 | 0 | 0 | 0 | 0 | 0 | 0 | 0 | 0 | 0 | 0 | 0 | 0 | 0 | 0 | 0 | 0 | 0 | 0 | 0 | 0
F9_Industrial_Wood and Lumber Products_New_Space Heating_Natural Gas_Boiler_A_Technical Potential | F9 | Industrial | Wood and Lumber Products | New | Space Heating | Natural Gas | Boiler | A | Incremental Winter Peak Savings (MW) | Technical Potential | 0 | 0 | 0 | 0 | 0 | 0 | 0 | 0 | 0 | 0 | 0 | 0 | 0 | 0 | 0 | 0 | 0 | 0 | 0 | 0 | 0 | 0
F10_Industrial_Wood and Lumber Products_New_Space Heating_Natural Gas_Boiler_A_Technical Potential | F10 | Industrial | Wood and Lumber Products | New | Space Heating | Natural Gas | Boiler | A | Cumulative Energy Savings (MWh or mTherms) | Technical Potential | 0 | 0 | 0.0050212 | 0.16504 | 0.32466 | 0.50358 | 0.61133 | 0.73641 | 0.85992 | 0.99884 | 1.1023 | 1.2213 | 1.3387 | 1.475 | 1.5674 | 1.6798 | 1.7921 | 1.9228 | 2.0091 | 2.1155 | 2.219 | 2.3222
F11_Industrial_Wood and Lumber Products_New_Space Heating_Natural Gas_Boiler_A_Technical Potential | F11 | Industrial | Wood and Lumber Products | New | Space Heating | Natural Gas | Boiler | A | Cumulative Summer Peak Savings (MW) | Technical Potential | 0 | 0 | 0 | 0 | 0 | 0 | 0 | 0 | 0 | 0 | 0 | 0 | 0 | 0 | 0 | 0 | 0 | 0 | 0 | 0 | 0 | 0
F12_Industrial_Wood and Lumber Products_New_Space Heating_Natural Gas_Boiler_A_Technical Potential | F12 | Industrial | Wood and Lumber Products | New | Space Heating | Natural Gas | Boiler | A | Cumulative Winter Peak Savings (MW) | Technical Potential | 0 | 0 | 0 | 0 | 0 | 0 | 0 | 0 | 0 | 0 | 0 | 0 | 0 | 0 | 0 | 0 | 0 | 0 | 0 | 0 | 0 | 0
F13_Industrial_Wood and Lumber Products_New_Space Heating_Natural Gas_Boiler_A_Technical Potential | F13 | Industrial | Wood and Lumber Products | New | Space Heating | Natural Gas | Boiler | A | Purchases (Incremental) | Technical Potential | 0 | 0 | 0.00032979 | 0.01051 | 0.010484 | 0.011751 | 0.0070769 | 0.0082154 | 0.0081118 | 0.0091246 | 0.0067959 | 0.0078162 | 0.0077126 | 0.0089468 | 0.0060722 | 0.00738 | 0.0073744 | 0.0085848 | 0.0056705 | 0.0069874 | 0.0067971 | 0.006777
F14_Industrial_Wood and Lumber Products_New_Space Heating_Natural Gas_Boiler_A_Technical Potential | F14 | Industrial | Wood and Lumber Products | New | Space Heating | Natural Gas | Boiler | A | Purchases (Cumulative) | Technical Potential | 0 | 0 | 0.00032979 | 0.01084 | 0.021324 | 0.033075 | 0.040152 | 0.048367 | 0.056479 | 0.065603 | 0.072399 | 0.080216 | 0.087928 | 0.096875 | 0.10295 | 0.11033 | 0.1177 | 0.12629 | 0.13196 | 0.13894 | 0.14574 | 0.15252
F1_Industrial_Wood and Lumber Products_New_Space Heating_Natural Gas_Unit Heater_A_Technical Potential | F1 | Industrial | Wood and Lumber Products | New | Space Heating | Natural Gas | Unit Heater | A | Original Unit Energy Savings (kWh or therms) | Technical Potential | 0 | 43660.7244 | 43660.7244 | 43660.7244 | 43660.7244 | 43660.7244 | 43660.7244 | 43660.7244 | 43660.7244 | 43660.7244 | 43660.7244 | 43660.7244 | 43660.7244 | 43660.7244 | 43660.7244 | 43660.7244 | 43660.7244 | 43660.7244 | 43660.7244 | 43660.7244 | 43660.7244 | 43660.7244
F2_Industrial_Wood and Lumber Products_New_Space Heating_Natural Gas_Unit Heater_A_Technical Potential | F2 | Industrial | Wood and Lumber Products | New | Space Heating | Natural Gas | Unit Heater | A | Original Unit Summer Peak Savings (kW) | Technical Potential | 0 | 0 | 0 | 0 | 0 | 0 | 0 | 0 | 0 | 0 | 0 | 0 | 0 | 0 | 0 | 0 | 0 | 0 | 0 | 0 | 0 | 0
F3_Industrial_Wood and Lumber Products_New_Space Heating_Natural Gas_Unit Heater_A_Technical Potential | F3 | Industrial | Wood and Lumber Products | New | Space Heating | Natural Gas | Unit Heater | A | Original Unit Winter Peak Savings (kW) | Technical Potential | 0 | 0 | 0 | 0 | 0 | 0 | 0 | 0 | 0 | 0 | 0 | 0 | 0 | 0 | 0 | 0 | 0 | 0 | 0 | 0 | 0 | 0
F4_Industrial_Wood and Lumber Products_New_Space Heating_Natural Gas_Unit Heater_A_Technical Potential | F4 | Industrial | Wood and Lumber Products | New | Space Heating | Natural Gas | Unit Heater | A | Standalone Impact on Baseline Energy (%) | Technical Potential | 0% | 0% | 0.1898% | 3.575% | 4.933% | 5.732% | 6.045% | 6.319% | 6.527% | 6.71% | 6.821% | 6.929% | 7.239% | 7.477% | 7.76% | 7.436% | 7.23% | 7.198% | 7% | 6.991% | 6.914% | 6.964%
F5_Industrial_Wood and Lumber Products_New_Space Heating_Natural Gas_Unit Heater_A_Technical Potential | F5 | Industrial | Wood and Lumber Products | New | Space Heating | Natural Gas | Unit Heater | A | Standalone Impact on Baseline Summer Peak (%) | Technical Potential | bar: 2019 to 2040
F6_Industrial_Wood and Lumber Products_New_Space Heating_Natural Gas_Unit Heater_A_Technical Potential | F6 | Industrial | Wood and Lumber Products | New | Space Heating | Natural Gas | Unit Heater | A | Standalone Impact on Baseline Winter Peak (%) | Technical Potential | bar: 2019 to 2040
F7_Industrial_Wood and Lumber Products_New_Space Heating_Natural Gas_Unit Heater_A_Technical Potential | F7 | Industrial | Wood and Lumber Products | New | Space Heating | Natural Gas | Unit Heater | A | Incremental Energy Savings (MWh or mTherms) | Technical Potential | 0 | 0 | 0.0093571 | 0.2982 | 0.29746 | 0.33341 | 0.20079 | 0.23309 | 0.23016 | 0.25889 | 0.19282 | 0.22177 | 0.29699 | 0.31825 | 0.27409 | 0.059615 | 0.097187 | 0.2011 | 0.042069 | 0.16604 | 0.12323 | 0.19241
F8_Industrial_Wood and Lumber Products_New_Space Heating_Natural Gas_Unit Heater_A_Technical Potential | F8 | Industrial | Wood and Lumber Products | New | Space Heating | Natural Gas | Unit Heater | A | Incremental Summer Peak Savings (MW) | Technical Potential | 0 | 0 | 0 | 0 | 0 | 0 | 0 | 0 | 0 | 0 | 0 | 0 | 0 | 0 | 0 | 0 | 0 | 0 | 0 | 0 | 0 | 0
F9_Industrial_Wood and Lumber Products_New_Space Heating_Natural Gas_Unit Heater_A_Technical Potential | F9 | Industrial | Wood and Lumber Products | New | Space Heating | Natural Gas | Unit Heater | A | Incremental Winter Peak Savings (MW) | Technical Potential | 0 | 0 | 0 | 0 | 0 | 0 | 0 | 0 | 0 | 0 | 0 | 0 | 0 | 0 | 0 | 0 | 0 | 0 | 0 | 0 | 0 | 0
F10_Industrial_Wood and Lumber Products_New_Space Heating_Natural Gas_Unit Heater_A_Technical Potential | F10 | Industrial | Wood and Lumber Products | New | Space Heating | Natural Gas | Unit Heater | A | Cumulative Energy Savings (MWh or mTherms) | Technical Potential | 0 | 0 | 0.0093571 | 0.30755 | 0.60502 | 0.93843 | 1.1392 | 1.3723 | 1.6025 | 1.8614 | 2.0542 | 2.2759 | 2.5729 | 2.8912 | 3.1653 | 3.2249 | 3.3221 | 3.5232 | 3.5652 | 3.7313 | 3.8545 | 4.0469
F11_Industrial_Wood and Lumber Products_New_Space Heating_Natural Gas_Unit Heater_A_Technical Potential | F11 | Industrial | Wood and Lumber Products | New | Space Heating | Natural Gas | Unit Heater | A | Cumulative Summer Peak Savings (MW) | Technical Potential | 0 | 0 | 0 | 0 | 0 | 0 | 0 | 0 | 0 | 0 | 0 | 0 | 0 | 0 | 0 | 0 | 0 | 0 | 0 | 0 | 0 | 0
F12_Industrial_Wood and Lumber Products_New_Space Heating_Natural Gas_Unit Heater_A_Technical Potential | F12 | Industrial | Wood and Lumber Products | New | Space Heating | Natural Gas | Unit Heater | A | Cumulative Winter Peak Savings (MW) | Technical Potential | 0 | 0 | 0 | 0 | 0 | 0 | 0 | 0 | 0 | 0 | 0 | 0 | 0 | 0 | 0 | 0 | 0 | 0 | 0 | 0 | 0 | 0
F13_Industrial_Wood and Lumber Products_New_Space Heating_Natural Gas_Unit Heater_A_Technical Potential | F13 | Industrial | Wood and Lumber Products | New | Space Heating | Natural Gas | Unit Heater | A | Purchases (Incremental) | Technical Potential | 0 | 0 | 0.00021431 | 0.0068298 | 0.0068131 | 0.0076364 | 0.0045989 | 0.0053387 | 0.0052715 | 0.0059296 | 0.0044163 | 0.0050794 | 0.0068022 | 0.0072891 | 0.006492 | 0.0081952 | 0.009039 | 0.012242 | 0.0077934 | 0.010616 | 0.010459 | 0.010336
F14_Industrial_Wood and Lumber Products_New_Space Heating_Natural Gas_Unit Heater_A_Technical Potential | F14 | Industrial | Wood and Lumber Products | New | Space Heating | Natural Gas | Unit Heater | A | Purchases (Cumulative) | Technical Potential | 0 | 0 | 0.00021431 | 0.0070441 | 0.013857 | 0.021494 | 0.026093 | 0.031431 | 0.036703 | 0.042632 | 0.047049 | 0.052128 | 0.05893 | 0.066219 | 0.072497 | 0.073862 | 0.076088 | 0.080694 | 0.081658 | 0.085461 | 0.088283 | 0.09269
F1_Industrial_Other Industrial_Existing_Space Heating_Natural Gas_Furnace_A_Technical Potential | F1 | Industrial | Other Industrial | Existing | Space Heating | Natural Gas | Furnace | A | Original Unit Energy Savings (kWh or therms) | Technical Potential | 0 | 1443.5459 | 1443.5459 | 1443.5459 | 1443.5459 | 1443.5459 | 1443.5459 | 1443.5459 | 1443.5459 | 1443.5459 | 1443.5459 | 1443.5459 | 1443.5459 | 1443.5459 | 1443.5459 | 1443.5459 | 1443.5459 | 1443.5459 | 1443.5459 | 1443.5459 | 1443.5459 | 1443.5459
F2_Industrial_Other Industrial_Existing_Space Heating_Natural Gas_Furnace_A_Technical Potential | F2 | Industrial | Other Industrial | Existing | Space Heating | Natural Gas | Furnace | A | Original Unit Summer Peak Savings (kW) | Technical Potential | 0 | 0 | 0 | 0 | 0 | 0 | 0 | 0 | 0 | 0 | 0 | 0 | 0 | 0 | 0 | 0 | 0 | 0 | 0 | 0 | 0 | 0
F3_Industrial_Other Industrial_Existing_Space Heating_Natural Gas_Furnace_A_Technical Potential | F3 | Industrial | Other Industrial | Existing | Space Heating | Natural Gas | Furnace | A | Original Unit Winter Peak Savings (kW) | Technical Potential | 0 | 0 | 0 | 0 | 0 | 0 | 0 | 0 | 0 | 0 | 0 | 0 | 0 | 0 | 0 | 0 | 0 | 0 | 0 | 0 | 0 | 0
F4_Industrial_Other Industrial_Existing_Space Heating_Natural Gas_Furnace_A_Technical Potential | F4 | Industrial | Other Industrial | Existing | Space Heating | Natural Gas | Furnace | A | Standalone Impact on Baseline Energy (%) | Technical Potential | 0% | 0% | 0.04735% | 0.09852% | 0.1535% | 0.2121% | 0.2743% | 0.3401% | 0.4094% | 0.4821% | 0.5581% | 0.6374% | 0.7144% | 0.789% | 0.8615% | 0.932% | 1.001% | 1.068% | 1.133% | 1.2% | 1.27% | 1.342%
F5_Industrial_Other Industrial_Existing_Space Heating_Natural Gas_Furnace_A_Technical Potential | F5 | Industrial | Other Industrial | Existing | Space Heating | Natural Gas | Furnace | A | Standalone Impact on Baseline Summer Peak (%) | Technical Potential | bar: 2019 to 2040
F6_Industrial_Other Industrial_Existing_Space Heating_Natural Gas_Furnace_A_Technical Potential | F6 | Industrial | Other Industrial | Existing | Space Heating | Natural Gas | Furnace | A | Standalone Impact on Baseline Winter Peak (%) | Technical Potential | bar: 2019 to 2040
F7_Industrial_Other Industrial_Existing_Space Heating_Natural Gas_Furnace_A_Technical Potential | F7 | Industrial | Other Industrial | Existing | Space Heating | Natural Gas | Furnace | A | Incremental Energy Savings (MWh or mTherms) | Technical Potential | 0 | 0 | 0.44098 | 0.45869 | 0.4742 | 0.48768 | 0.49931 | 0.50923 | 0.51759 | 0.52452 | 0.53014 | 0.53456 | 0.49444 | 0.45733 | 0.42301 | 0.39126 | 0.3619 | 0.33474 | 0.30961 | 0.31005 | 0.31116 | 0.31279
F8_Industrial_Other Industrial_Existing_Space Heating_Natural Gas_Furnace_A_Technical Potential | F8 | Industrial | Other Industrial | Existing | Space Heating | Natural Gas | Furnace | A | Incremental Summer Peak Savings (MW) | Technical Potential | 0 | 0 | 0 | 0 | 0 | 0 | 0 | 0 | 0 | 0 | 0 | 0 | 0 | 0 | 0 | 0 | 0 | 0 | 0 | 0 | 0 | 0
F9_Industrial_Other Industrial_Existing_Space Heating_Natural Gas_Furnace_A_Technical Potential | F9 | Industrial | Other Industrial | Existing | Space Heating | Natural Gas | Furnace | A | Incremental Winter Peak Savings (MW) | Technical Potential | 0 | 0 | 0 | 0 | 0 | 0 | 0 | 0 | 0 | 0 | 0 | 0 | 0 | 0 | 0 | 0 | 0 | 0 | 0 | 0 | 0 | 0
F10_Industrial_Other Industrial_Existing_Space Heating_Natural Gas_Furnace_A_Technical Potential | F10 | Industrial | Other Industrial | Existing | Space Heating | Natural Gas | Furnace | A | Cumulative Energy Savings (MWh or mTherms) | Technical Potential | 0 | 0 | 0.44098 | 0.89966 | 1.3739 | 1.8615 | 2.3608 | 2.8701 | 3.3877 | 3.9122 | 4.4423 | 4.9769 | 5.4713 | 5.9286 | 6.3517 | 6.7429 | 7.1048 | 7.4395 | 7.7492 | 8.0592 | 8.3704 | 8.6832
F11_Industrial_Other Industrial_Existing_Space Heating_Natural Gas_Furnace_A_Technical Potential | F11 | Industrial | Other Industrial | Existing | Space Heating | Natural Gas | Furnace | A | Cumulative Summer Peak Savings (MW) | Technical Potential | 0 | 0 | 0 | 0 | 0 | 0 | 0 | 0 | 0 | 0 | 0 | 0 | 0 | 0 | 0 | 0 | 0 | 0 | 0 | 0 | 0 | 0
F12_Industrial_Other Industrial_Existing_Space Heating_Natural Gas_Furnace_A_Technical Potential | F12 | Industrial | Other Industrial | Existing | Space Heating | Natural Gas | Furnace | A | Cumulative Winter Peak Savings (MW) | Technical Potential | 0 | 0 | 0 | 0 | 0 | 0 | 0 | 0 | 0 | 0 | 0 | 0 | 0 | 0 | 0 | 0 | 0 | 0 | 0 | 0 | 0 | 0
F13_Industrial_Other Industrial_Existing_Space Heating_Natural Gas_Furnace_A_Technical Potential | F13 | Industrial | Other Industrial | Existing | Space Heating | Natural Gas | Furnace | A | Purchases (Incremental) | Technical Potential | 0 | 0 | 0.30548 | 0.31775 | 0.32849 | 0.33784 | 0.34589 | 0.35276 | 0.35855 | 0.36335 | 0.36725 | 0.37031 | 0.34252 | 0.31681 | 0.29303 | 0.27104 | 0.2507 | 0.23188 | 0.21448 | 0.21478 | 0.21555 | 0.21668
F14_Industrial_Other Industrial_Existing_Space Heating_Natural Gas_Furnace_A_Technical Potential | F14 | Industrial | Other Industrial | Existing | Space Heating | Natural Gas | Furnace | A | Purchases (Cumulative) | Technical Potential | 0 | 0 | 0.30548 | 0.62323 | 0.95173 | 1.2896 | 1.6355 | 1.9882 | 2.3468 | 2.7101 | 3.0774 | 3.4477 | 3.7902 | 4.107 | 4.4 | 4.6711 | 4.9218 | 5.1537 | 5.3681 | 5.5829 | 5.7985 | 6.0152
F1_Industrial_Other Industrial_Existing_Space Heating_Natural Gas_Boiler_A_Technical Potential | F1 | Industrial | Other Industrial | Existing | Space Heating | Natural Gas | Boiler | A | Original Unit Energy Savings (kWh or therms) | Technical Potential | 0 | 15226.9124 | 15226.9124 | 15226.9124 | 15226.9124 | 15226.9124 | 15226.9124 | 15226.9124 | 15226.9124 | 15226.9124 | 15226.9124 | 15226.9124 | 15226.9124 | 15226.9124 | 15226.9124 | 15226.9124 | 15226.9124 | 15226.9124 | 15226.9124 | 15226.9124 | 15226.9124 | 15226.9124
F2_Industrial_Other Industrial_Existing_Space Heating_Natural Gas_Boiler_A_Technical Potential | F2 | Industrial | Other Industrial | Existing | Space Heating | Natural Gas | Boiler | A | Original Unit Summer Peak Savings (kW) | Technical Potential | 0 | 0 | 0 | 0 | 0 | 0 | 0 | 0 | 0 | 0 | 0 | 0 | 0 | 0 | 0 | 0 | 0 | 0 | 0 | 0 | 0 | 0
F3_Industrial_Other Industrial_Existing_Space Heating_Natural Gas_Boiler_A_Technical Potential | F3 | Industrial | Other Industrial | Existing | Space Heating | Natural Gas | Boiler | A | Original Unit Winter Peak Savings (kW) | Technical Potential | 0 | 0 | 0 | 0 | 0 | 0 | 0 | 0 | 0 | 0 | 0 | 0 | 0 | 0 | 0 | 0 | 0 | 0 | 0 | 0 | 0 | 0
F4_Industrial_Other Industrial_Existing_Space Heating_Natural Gas_Boiler_A_Technical Potential | F4 | Industrial | Other Industrial | Existing | Space Heating | Natural Gas | Boiler | A | Standalone Impact on Baseline Energy (%) | Technical Potential | 0% | 0% | 0.1267% | 0.2573% | 0.3918% | 0.5301% | 0.6722% | 0.8181% | 0.9678% | 1.121% | 1.279% | 1.439% | 1.604% | 1.772% | 1.944% | 2.12% | 2.299% | 2.482% | 2.668% | 2.859% | 3.053% | 3.25%
F5_Industrial_Other Industrial_Existing_Space Heating_Natural Gas_Boiler_A_Technical Potential | F5 | Industrial | Other Industrial | Existing | Space Heating | Natural Gas | Boiler | A | Standalone Impact on Baseline Summer Peak (%) | Technical Potential | bar: 2019 to 2040
F6_Industrial_Other Industrial_Existing_Space Heating_Natural Gas_Boiler_A_Technical Potential | F6 | Industrial | Other Industrial | Existing | Space Heating | Natural Gas | Boiler | A | Standalone Impact on Baseline Winter Peak (%) | Technical Potential | bar: 2019 to 2040
F7_Industrial_Other Industrial_Existing_Space Heating_Natural Gas_Boiler_A_Technical Potential | F7 | Industrial | Other Industrial | Existing | Space Heating | Natural Gas | Boiler | A | Incremental Energy Savings (MWh or mTherms) | Technical Potential | 0 | 0 | 1.1803 | 1.1694 | 1.1578 | 1.1454 | 1.1324 | 1.1189 | 1.105 | 1.0908 | 1.0763 | 1.0616 | 1.0468 | 1.0318 | 1.0168 | 1.0017 | 0.98662 | 0.97157 | 0.95657 | 0.94164 | 0.9268 | 0.91207
F8_Industrial_Other Industrial_Existing_Space Heating_Natural Gas_Boiler_A_Technical Potential | F8 | Industrial | Other Industrial | Existing | Space Heating | Natural Gas | Boiler | A | Incremental Summer Peak Savings (MW) | Technical Potential | 0 | 0 | 0 | 0 | 0 | 0 | 0 | 0 | 0 | 0 | 0 | 0 | 0 | 0 | 0 | 0 | 0 | 0 | 0 | 0 | 0 | 0
F9_Industrial_Other Industrial_Existing_Space Heating_Natural Gas_Boiler_A_Technical Potential | F9 | Industrial | Other Industrial | Existing | Space Heating | Natural Gas | Boiler | A | Incremental Winter Peak Savings (MW) | Technical Potential | 0 | 0 | 0 | 0 | 0 | 0 | 0 | 0 | 0 | 0 | 0 | 0 | 0 | 0 | 0 | 0 | 0 | 0 | 0 | 0 | 0 | 0
F10_Industrial_Other Industrial_Existing_Space Heating_Natural Gas_Boiler_A_Technical Potential | F10 | Industrial | Other Industrial | Existing | Space Heating | Natural Gas | Boiler | A | Cumulative Energy Savings (MWh or mTherms) | Technical Potential | 0 | 0 | 1.1803 | 2.3497 | 3.5075 | 4.6528 | 5.7853 | 6.9042 | 8.0092 | 9.1001 | 10.1764 | 11.238 | 12.2848 | 13.3166 | 14.3334 | 15.3351 | 16.3217 | 17.2933 | 18.2498 | 19.1915 | 20.1183 | 21.0303
F11_Industrial_Other Industrial_Existing_Space Heating_Natural Gas_Boiler_A_Technical Potential | F11 | Industrial | Other Industrial | Existing | Space Heating | Natural Gas | Boiler | A | Cumulative Summer Peak Savings (MW) | Technical Potential | 0 | 0 | 0 | 0 | 0 | 0 | 0 | 0 | 0 | 0 | 0 | 0 | 0 | 0 | 0 | 0 | 0 | 0 | 0 | 0 | 0 | 0
F12_Industrial_Other Industrial_Existing_Space Heating_Natural Gas_Boiler_A_Technical Potential | F12 | Industrial | Other Industrial | Existing | Space Heating | Natural Gas | Boiler | A | Cumulative Winter Peak Savings (MW) | Technical Potential | 0 | 0 | 0 | 0 | 0 | 0 | 0 | 0 | 0 | 0 | 0 | 0 | 0 | 0 | 0 | 0 | 0 | 0 | 0 | 0 | 0 | 0
F13_Industrial_Other Industrial_Existing_Space Heating_Natural Gas_Boiler_A_Technical Potential | F13 | Industrial | Other Industrial | Existing | Space Heating | Natural Gas | Boiler | A | Purchases (Incremental) | Technical Potential | 0 | 0 | 0.077513 | 0.0768 | 0.076034 | 0.075221 | 0.074369 | 0.073484 | 0.072572 | 0.071638 | 0.070686 | 0.069721 | 0.068745 | 0.067762 | 0.066774 | 0.065784 | 0.064794 | 0.063806 | 0.062821 | 0.061841 | 0.060866 | 0.059899
F14_Industrial_Other Industrial_Existing_Space Heating_Natural Gas_Boiler_A_Technical Potential | F14 | Industrial | Other Industrial | Existing | Space Heating | Natural Gas | Boiler | A | Purchases (Cumulative) | Technical Potential | 0 | 0 | 0.077513 | 0.15431 | 0.23035 | 0.30557 | 0.37994 | 0.45342 | 0.52599 | 0.59763 | 0.66832 | 0.73804 | 0.80678 | 0.87454 | 0.94132 | 1.0071 | 1.0719 | 1.1357 | 1.1985 | 1.2604 | 1.3212 | 1.3811
F1_Industrial_Other Industrial_Existing_Space Heating_Natural Gas_Unit Heater_A_Technical Potential | F1 | Industrial | Other Industrial | Existing | Space Heating | Natural Gas | Unit Heater | A | Original Unit Energy Savings (kWh or therms) | Technical Potential | 0 | 43660.7244 | 43660.7244 | 43660.7244 | 43660.7244 | 43660.7244 | 43660.7244 | 43660.7244 | 43660.7244 | 43660.7244 | 43660.7244 | 43660.7244 | 43660.7244 | 43660.7244 | 43660.7244 | 43660.7244 | 43660.7244 | 43660.7244 | 43660.7244 | 43660.7244 | 43660.7244 | 43660.7244
F2_Industrial_Other Industrial_Existing_Space Heating_Natural Gas_Unit Heater_A_Technical Potential | F2 | Industrial | Other Industrial | Existing | Space Heating | Natural Gas | Unit Heater | A | Original Unit Summer Peak Savings (kW) | Technical Potential | 0 | 0 | 0 | 0 | 0 | 0 | 0 | 0 | 0 | 0 | 0 | 0 | 0 | 0 | 0 | 0 | 0 | 0 | 0 | 0 | 0 | 0
F3_Industrial_Other Industrial_Existing_Space Heating_Natural Gas_Unit Heater_A_Technical Potential | F3 | Industrial | Other Industrial | Existing | Space Heating | Natural Gas | Unit Heater | A | Original Unit Winter Peak Savings (kW) | Technical Potential | 0 | 0 | 0 | 0 | 0 | 0 | 0 | 0 | 0 | 0 | 0 | 0 | 0 | 0 | 0 | 0 | 0 | 0 | 0 | 0 | 0 | 0
F4_Industrial_Other Industrial_Existing_Space Heating_Natural Gas_Unit Heater_A_Technical Potential | F4 | Industrial | Other Industrial | Existing | Space Heating | Natural Gas | Unit Heater | A | Standalone Impact on Baseline Energy (%) | Technical Potential | 0% | 0% | 0.01891% | 0.05606% | 0.1168% | 0.2062% | 0.329% | 0.4898% | 0.6927% | 0.9418% | 1.234% | 1.568% | 1.941% | 2.354% | 2.784% | 3.235% | 3.7% | 4.119% | 4.493% | 4.826% | 5.118% | 5.37%
F5_Industrial_Other Industrial_Existing_Space Heating_Natural Gas_Unit Heater_A_Technical Potential | F5 | Industrial | Other Industrial | Existing | Space Heating | Natural Gas | Unit Heater | A | Standalone Impact on Baseline Summer Peak (%) | Technical Potential | bar: 2019 to 2040
F6_Industrial_Other Industrial_Existing_Space Heating_Natural Gas_Unit Heater_A_Technical Potential | F6 | Industrial | Other Industrial | Existing | Space Heating | Natural Gas | Unit Heater | A | Standalone Impact on Baseline Winter Peak (%) | Technical Potential | bar: 2019 to 2040
F7_Industrial_Other Industrial_Existing_Space Heating_Natural Gas_Unit Heater_A_Technical Potential | F7 | Industrial | Other Industrial | Existing | Space Heating | Natural Gas | Unit Heater | A | Incremental Energy Savings (MWh or mTherms) | Technical Potential | 0 | 0 | 0.17612 | 0.33584 | 0.53392 | 0.76433 | 1.0217 | 1.3013 | 1.5989 | 1.9109 | 2.1813 | 2.4148 | 2.6254 | 2.8236 | 2.8403 | 2.8728 | 2.8695 | 2.4307 | 2.0304 | 1.6647 | 1.3303 | 1.0155
F8_Industrial_Other Industrial_Existing_Space Heating_Natural Gas_Unit Heater_A_Technical Potential | F8 | Industrial | Other Industrial | Existing | Space Heating | Natural Gas | Unit Heater | A | Incremental Summer Peak Savings (MW) | Technical Potential | 0 | 0 | 0 | 0 | 0 | 0 | 0 | 0 | 0 | 0 | 0 | 0 | 0 | 0 | 0 | 0 | 0 | 0 | 0 | 0 | 0 | 0
F9_Industrial_Other Industrial_Existing_Space Heating_Natural Gas_Unit Heater_A_Technical Potential | F9 | Industrial | Other Industrial | Existing | Space Heating | Natural Gas | Unit Heater | A | Incremental Winter Peak Savings (MW) | Technical Potential | 0 | 0 | 0 | 0 | 0 | 0 | 0 | 0 | 0 | 0 | 0 | 0 | 0 | 0 | 0 | 0 | 0 | 0 | 0 | 0 | 0 | 0
F10_Industrial_Other Industrial_Existing_Space Heating_Natural Gas_Unit Heater_A_Technical Potential | F10 | Industrial | Other Industrial | Existing | Space Heating | Natural Gas | Unit Heater | A | Cumulative Energy Savings (MWh or mTherms) | Technical Potential | 0 | 0 | 0.17612 | 0.51195 | 1.0459 | 1.8102 | 2.8319 | 4.1332 | 5.7321 | 7.643 | 9.8244 | 12.2391 | 14.8646 | 17.6882 | 20.5284 | 23.4012 | 26.2707 | 28.7014 | 30.7318 | 32.3966 | 33.7269 | 34.7424
F11_Industrial_Other Industrial_Existing_Space Heating_Natural Gas_Unit Heater_A_Technical Potential | F11 | Industrial | Other Industrial | Existing | Space Heating | Natural Gas | Unit Heater | A | Cumulative Summer Peak Savings (MW) | Technical Potential | 0 | 0 | 0 | 0 | 0 | 0 | 0 | 0 | 0 | 0 | 0 | 0 | 0 | 0 | 0 | 0 | 0 | 0 | 0 | 0 | 0 | 0
F12_Industrial_Other Industrial_Existing_Space Heating_Natural Gas_Unit Heater_A_Technical Potential | F12 | Industrial | Other Industrial | Existing | Space Heating | Natural Gas | Unit Heater | A | Cumulative Winter Peak Savings (MW) | Technical Potential | 0 | 0 | 0 | 0 | 0 | 0 | 0 | 0 | 0 | 0 | 0 | 0 | 0 | 0 | 0 | 0 | 0 | 0 | 0 | 0 | 0 | 0
F13_Industrial_Other Industrial_Existing_Space Heating_Natural Gas_Unit Heater_A_Technical Potential | F13 | Industrial | Other Industrial | Existing | Space Heating | Natural Gas | Unit Heater | A | Purchases (Incremental) | Technical Potential | 0 | 0 | 0.0040338 | 0.0076919 | 0.012229 | 0.017506 | 0.023401 | 0.029805 | 0.036622 | 0.043767 | 0.049961 | 0.055307 | 0.060133 | 0.064672 | 0.069087 | 0.07349 | 0.077951 | 0.073179 | 0.069905 | 0.067933 | 0.067091 | 0.067026
F14_Industrial_Other Industrial_Existing_Space Heating_Natural Gas_Unit Heater_A_Technical Potential | F14 | Industrial | Other Industrial | Existing | Space Heating | Natural Gas | Unit Heater | A | Purchases (Cumulative) | Technical Potential | 0 | 0 | 0.0040338 | 0.011726 | 0.023955 | 0.041461 | 0.064862 | 0.094666 | 0.13129 | 0.17505 | 0.22502 | 0.28032 | 0.34046 | 0.40513 | 0.47018 | 0.53598 | 0.6017 | 0.65737 | 0.70388 | 0.74201 | 0.77248 | 0.79574
F1_Industrial_Other Industrial_New_Space Heating_Natural Gas_Furnace_A_Technical Potential | F1 | Industrial | Other Industrial | New | Space Heating | Natural Gas | Furnace | A | Original Unit Energy Savings (kWh or therms) | Technical Potential | 0 | 1443.5073 | 1443.5073 | 1443.5073 | 1443.5073 | 1443.5073 | 1443.5073 | 1443.5073 | 1443.5073 | 1443.5073 | 1443.5073 | 1443.5073 | 1443.5073 | 1443.5073 | 1443.5073 | 1443.5073 | 1443.5073 | 1443.5073 | 1443.5073 | 1443.5073 | 1443.5073 | 1443.5073
F2_Industrial_Other Industrial_New_Space Heating_Natural Gas_Furnace_A_Technical Potential | F2 | Industrial | Other Industrial | New | Space Heating | Natural Gas | Furnace | A | Original Unit Summer Peak Savings (kW) | Technical Potential | 0 | 0 | 0 | 0 | 0 | 0 | 0 | 0 | 0 | 0 | 0 | 0 | 0 | 0 | 0 | 0 | 0 | 0 | 0 | 0 | 0 | 0
F3_Industrial_Other Industrial_New_Space Heating_Natural Gas_Furnace_A_Technical Potential | F3 | Industrial | Other Industrial | New | Space Heating | Natural Gas | Furnace | A | Original Unit Winter Peak Savings (kW) | Technical Potential | 0 | 0 | 0 | 0 | 0 | 0 | 0 | 0 | 0 | 0 | 0 | 0 | 0 | 0 | 0 | 0 | 0 | 0 | 0 | 0 | 0 | 0
F4_Industrial_Other Industrial_New_Space Heating_Natural Gas_Furnace_A_Technical Potential | F4 | Industrial | Other Industrial | New | Space Heating | Natural Gas | Furnace | A | Standalone Impact on Baseline Energy (%) | Technical Potential | 0% | 0% | 0.04176% | 0.7865% | 1.085% | 1.261% | 1.33% | 1.39% | 1.436% | 1.476% | 1.5% | 1.524% | 1.544% | 1.564% | 1.575% | 1.588% | 1.599% | 1.61% | 1.617% | 1.637% | 1.655% | 1.679%
F5_Industrial_Other Industrial_New_Space Heating_Natural Gas_Furnace_A_Technical Potential | F5 | Industrial | Other Industrial | New | Space Heating | Natural Gas | Furnace | A | Standalone Impact on Baseline Summer Peak (%) | Technical Potential | bar: 2019 to 2040
F6_Industrial_Other Industrial_New_Space Heating_Natural Gas_Furnace_A_Technical Potential | F6 | Industrial | Other Industrial | New | Space Heating | Natural Gas | Furnace | A | Standalone Impact on Baseline Winter Peak (%) | Technical Potential | bar: 2019 to 2040
F7_Industrial_Other Industrial_New_Space Heating_Natural Gas_Furnace_A_Technical Potential | F7 | Industrial | Other Industrial | New | Space Heating | Natural Gas | Furnace | A | Incremental Energy Savings (MWh or mTherms) | Technical Potential | 0 | 0 | 0.020463 | 0.65211 | 0.65051 | 0.72912 | 0.4391 | 0.50974 | 0.50332 | 0.56615 | 0.42167 | 0.48498 | 0.47854 | 0.55513 | 0.37677 | 0.45791 | 0.45756 | 0.53266 | 0.35184 | 0.49929 | 0.484 | 0.52813
F8_Industrial_Other Industrial_New_Space Heating_Natural Gas_Furnace_A_Technical Potential | F8 | Industrial | Other Industrial | New | Space Heating | Natural Gas | Furnace | A | Incremental Summer Peak Savings (MW) | Technical Potential | 0 | 0 | 0 | 0 | 0 | 0 | 0 | 0 | 0 | 0 | 0 | 0 | 0 | 0 | 0 | 0 | 0 | 0 | 0 | 0 | 0 | 0
F9_Industrial_Other Industrial_New_Space Heating_Natural Gas_Furnace_A_Technical Potential | F9 | Industrial | Other Industrial | New | Space Heating | Natural Gas | Furnace | A | Incremental Winter Peak Savings (MW) | Technical Potential | 0 | 0 | 0 | 0 | 0 | 0 | 0 | 0 | 0 | 0 | 0 | 0 | 0 | 0 | 0 | 0 | 0 | 0 | 0 | 0 | 0 | 0
F10_Industrial_Other Industrial_New_Space Heating_Natural Gas_Furnace_A_Technical Potential | F10 | Industrial | Other Industrial | New | Space Heating | Natural Gas | Furnace | A | Cumulative Energy Savings (MWh or mTherms) | Technical Potential | 0 | 0 | 0.020463 | 0.67257 | 1.3231 | 2.0522 | 2.4913 | 3.001 | 3.5044 | 4.0705 | 4.4922 | 4.9772 | 5.4557 | 6.0108 | 6.3876 | 6.8455 | 7.3031 | 7.8357 | 8.1876 | 8.6869 | 9.1708 | 9.699
F11_Industrial_Other Industrial_New_Space Heating_Natural Gas_Furnace_A_Technical Potential | F11 | Industrial | Other Industrial | New | Space Heating | Natural Gas | Furnace | A | Cumulative Summer Peak Savings (MW) | Technical Potential | 0 | 0 | 0 | 0 | 0 | 0 | 0 | 0 | 0 | 0 | 0 | 0 | 0 | 0 | 0 | 0 | 0 | 0 | 0 | 0 | 0 | 0
F12_Industrial_Other Industrial_New_Space Heating_Natural Gas_Furnace_A_Technical Potential | F12 | Industrial | Other Industrial | New | Space Heating | Natural Gas | Furnace | A | Cumulative Winter Peak Savings (MW) | Technical Potential | 0 | 0 | 0 | 0 | 0 | 0 | 0 | 0 | 0 | 0 | 0 | 0 | 0 | 0 | 0 | 0 | 0 | 0 | 0 | 0 | 0 | 0
F13_Industrial_Other Industrial_New_Space Heating_Natural Gas_Furnace_A_Technical Potential | F13 | Industrial | Other Industrial | New | Space Heating | Natural Gas | Furnace | A | Purchases (Incremental) | Technical Potential | 0 | 0 | 0.014176 | 0.45175 | 0.45064 | 0.5051 | 0.30419 | 0.35313 | 0.34868 | 0.39221 | 0.29211 | 0.33597 | 0.33152 | 0.38457 | 0.26101 | 0.31722 | 0.31698 | 0.369 | 0.24374 | 0.34589 | 0.33529 | 0.36586
F14_Industrial_Other Industrial_New_Space Heating_Natural Gas_Furnace_A_Technical Potential | F14 | Industrial | Other Industrial | New | Space Heating | Natural Gas | Furnace | A | Purchases (Cumulative) | Technical Potential | 0 | 0 | 0.014176 | 0.46593 | 0.91657 | 1.4217 | 1.7259 | 2.079 | 2.4277 | 2.8199 | 3.112 | 3.448 | 3.7795 | 4.164 | 4.4251 | 4.7423 | 5.0592 | 5.4283 | 5.672 | 6.0179 | 6.3532 | 6.719
F1_Industrial_Other Industrial_New_Space Heating_Natural Gas_Boiler_A_Technical Potential | F1 | Industrial | Other Industrial | New | Space Heating | Natural Gas | Boiler | A | Original Unit Energy Savings (kWh or therms) | Technical Potential | 0 | 15225.431 | 15225.431 | 15225.431 | 15225.431 | 15225.431 | 15225.431 | 15225.431 | 15225.431 | 15225.431 | 15225.431 | 15225.431 | 15225.431 | 15225.431 | 15225.431 | 15225.431 | 15225.431 | 15225.431 | 15225.431 | 15225.431 | 15225.431 | 15225.431
F2_Industrial_Other Industrial_New_Space Heating_Natural Gas_Boiler_A_Technical Potential | F2 | Industrial | Other Industrial | New | Space Heating | Natural Gas | Boiler | A | Original Unit Summer Peak Savings (kW) | Technical Potential | 0 | 0 | 0 | 0 | 0 | 0 | 0 | 0 | 0 | 0 | 0 | 0 | 0 | 0 | 0 | 0 | 0 | 0 | 0 | 0 | 0 | 0
F3_Industrial_Other Industrial_New_Space Heating_Natural Gas_Boiler_A_Technical Potential | F3 | Industrial | Other Industrial | New | Space Heating | Natural Gas | Boiler | A | Original Unit Winter Peak Savings (kW) | Technical Potential | 0 | 0 | 0 | 0 | 0 | 0 | 0 | 0 | 0 | 0 | 0 | 0 | 0 | 0 | 0 | 0 | 0 | 0 | 0 | 0 | 0 | 0
F4_Industrial_Other Industrial_New_Space Heating_Natural Gas_Boiler_A_Technical Potential | F4 | Industrial | Other Industrial | New | Space Heating | Natural Gas | Boiler | A | Standalone Impact on Baseline Energy (%) | Technical Potential | 0% | 0% | 0.1019% | 1.919% | 2.647% | 3.076% | 3.244% | 3.391% | 3.503% | 3.601% | 3.66% | 3.718% | 3.767% | 3.814% | 3.843% | 3.873% | 3.9% | 3.928% | 3.945% | 3.964% | 3.981% | 3.996%
F5_Industrial_Other Industrial_New_Space Heating_Natural Gas_Boiler_A_Technical Potential | F5 | Industrial | Other Industrial | New | Space Heating | Natural Gas | Boiler | A | Standalone Impact on Baseline Summer Peak (%) | Technical Potential | bar: 2019 to 2040
F6_Industrial_Other Industrial_New_Space Heating_Natural Gas_Boiler_A_Technical Potential | F6 | Industrial | Other Industrial | New | Space Heating | Natural Gas | Boiler | A | Standalone Impact on Baseline Winter Peak (%) | Technical Potential | bar: 2019 to 2040
F7_Industrial_Other Industrial_New_Space Heating_Natural Gas_Boiler_A_Technical Potential | F7 | Industrial | Other Industrial | New | Space Heating | Natural Gas | Boiler | A | Incremental Energy Savings (MWh or mTherms) | Technical Potential | 0 | 0 | 0.049921 | 1.5909 | 1.587 | 1.7788 | 1.0712 | 1.2436 | 1.2279 | 1.3812 | 1.0287 | 1.1832 | 1.1675 | 1.3543 | 0.91916 | 1.1171 | 1.1163 | 1.2995 | 0.85835 | 1.0577 | 1.0289 | 1.0258
F8_Industrial_Other Industrial_New_Space Heating_Natural Gas_Boiler_A_Technical Potential | F8 | Industrial | Other Industrial | New | Space Heating | Natural Gas | Boiler | A | Incremental Summer Peak Savings (MW) | Technical Potential | 0 | 0 | 0 | 0 | 0 | 0 | 0 | 0 | 0 | 0 | 0 | 0 | 0 | 0 | 0 | 0 | 0 | 0 | 0 | 0 | 0 | 0
F9_Industrial_Other Industrial_New_Space Heating_Natural Gas_Boiler_A_Technical Potential | F9 | Industrial | Other Industrial | New | Space Heating | Natural Gas | Boiler | A | Incremental Winter Peak Savings (MW) | Technical Potential | 0 | 0 | 0 | 0 | 0 | 0 | 0 | 0 | 0 | 0 | 0 | 0 | 0 | 0 | 0 | 0 | 0 | 0 | 0 | 0 | 0 | 0
F10_Industrial_Other Industrial_New_Space Heating_Natural Gas_Boiler_A_Technical Potential | F10 | Industrial | Other Industrial | New | Space Heating | Natural Gas | Boiler | A | Cumulative Energy Savings (MWh or mTherms) | Technical Potential | 0 | 0 | 0.049921 | 1.6408 | 3.2278 | 5.0066 | 6.0778 | 7.3214 | 8.5493 | 9.9305 | 10.9592 | 12.1424 | 13.3099 | 14.6641 | 15.5833 | 16.7004 | 17.8167 | 19.1162 | 19.9745 | 21.0322 | 22.0611 | 23.087
F11_Industrial_Other Industrial_New_Space Heating_Natural Gas_Boiler_A_Technical Potential | F11 | Industrial | Other Industrial | New | Space Heating | Natural Gas | Boiler | A | Cumulative Summer Peak Savings (MW) | Technical Potential | 0 | 0 | 0 | 0 | 0 | 0 | 0 | 0 | 0 | 0 | 0 | 0 | 0 | 0 | 0 | 0 | 0 | 0 | 0 | 0 | 0 | 0
F12_Industrial_Other Industrial_New_Space Heating_Natural Gas_Boiler_A_Technical Potential | F12 | Industrial | Other Industrial | New | Space Heating | Natural Gas | Boiler | A | Cumulative Winter Peak Savings (MW) | Technical Potential | 0 | 0 | 0 | 0 | 0 | 0 | 0 | 0 | 0 | 0 | 0 | 0 | 0 | 0 | 0 | 0 | 0 | 0 | 0 | 0 | 0 | 0
F13_Industrial_Other Industrial_New_Space Heating_Natural Gas_Boiler_A_Technical Potential | F13 | Industrial | Other Industrial | New | Space Heating | Natural Gas | Boiler | A | Purchases (Incremental) | Technical Potential | 0 | 0 | 0.0032788 | 0.10449 | 0.10423 | 0.11683 | 0.070359 | 0.081678 | 0.080648 | 0.090717 | 0.067565 | 0.077709 | 0.076679 | 0.08895 | 0.06037 | 0.073372 | 0.073316 | 0.08535 | 0.056376 | 0.069469 | 0.067577 | 0.067377
F14_Industrial_Other Industrial_New_Space Heating_Natural Gas_Boiler_A_Technical Potential | F14 | Industrial | Other Industrial | New | Space Heating | Natural Gas | Boiler | A | Purchases (Cumulative) | Technical Potential | 0 | 0 | 0.0032788 | 0.10777 | 0.212 | 0.32883 | 0.39919 | 0.48087 | 0.56152 | 0.65223 | 0.7198 | 0.79751 | 0.87419 | 0.96314 | 1.0235 | 1.0969 | 1.1702 | 1.2555 | 1.3119 | 1.3814 | 1.449 | 1.5163
F1_Industrial_Other Industrial_New_Space Heating_Natural Gas_Unit Heater_A_Technical Potential | F1 | Industrial | Other Industrial | New | Space Heating | Natural Gas | Unit Heater | A | Original Unit Energy Savings (kWh or therms) | Technical Potential | 0 | 43660.7244 | 43660.7244 | 43660.7244 | 43660.7244 | 43660.7244 | 43660.7244 | 43660.7244 | 43660.7244 | 43660.7244 | 43660.7244 | 43660.7244 | 43660.7244 | 43660.7244 | 43660.7244 | 43660.7244 | 43660.7244 | 43660.7244 | 43660.7244 | 43660.7244 | 43660.7244 | 43660.7244
F2_Industrial_Other Industrial_New_Space Heating_Natural Gas_Unit Heater_A_Technical Potential | F2 | Industrial | Other Industrial | New | Space Heating | Natural Gas | Unit Heater | A | Original Unit Summer Peak Savings (kW) | Technical Potential | 0 | 0 | 0 | 0 | 0 | 0 | 0 | 0 | 0 | 0 | 0 | 0 | 0 | 0 | 0 | 0 | 0 | 0 | 0 | 0 | 0 | 0
F3_Industrial_Other Industrial_New_Space Heating_Natural Gas_Unit Heater_A_Technical Potential | F3 | Industrial | Other Industrial | New | Space Heating | Natural Gas | Unit Heater | A | Original Unit Winter Peak Savings (kW) | Technical Potential | 0 | 0 | 0 | 0 | 0 | 0 | 0 | 0 | 0 | 0 | 0 | 0 | 0 | 0 | 0 | 0 | 0 | 0 | 0 | 0 | 0 | 0
F4_Industrial_Other Industrial_New_Space Heating_Natural Gas_Unit Heater_A_Technical Potential | F4 | Industrial | Other Industrial | New | Space Heating | Natural Gas | Unit Heater | A | Standalone Impact on Baseline Energy (%) | Technical Potential | 0% | 0% | 0.1898% | 3.575% | 4.933% | 5.732% | 6.045% | 6.319% | 6.527% | 6.71% | 6.821% | 6.929% | 7.239% | 7.477% | 7.76% | 7.436% | 7.23% | 7.198% | 7% | 6.991% | 6.914% | 6.964%
F5_Industrial_Other Industrial_New_Space Heating_Natural Gas_Unit Heater_A_Technical Potential | F5 | Industrial | Other Industrial | New | Space Heating | Natural Gas | Unit Heater | A | Standalone Impact on Baseline Summer Peak (%) | Technical Potential | bar: 2019 to 2040
F6_Industrial_Other Industrial_New_Space Heating_Natural Gas_Unit Heater_A_Technical Potential | F6 | Industrial | Other Industrial | New | Space Heating | Natural Gas | Unit Heater | A | Standalone Impact on Baseline Winter Peak (%) | Technical Potential | bar: 2019 to 2040
F7_Industrial_Other Industrial_New_Space Heating_Natural Gas_Unit Heater_A_Technical Potential | F7 | Industrial | Other Industrial | New | Space Heating | Natural Gas | Unit Heater | A | Incremental Energy Savings (MWh or mTherms) | Technical Potential | 0 | 0 | 0.093029 | 2.9647 | 2.9574 | 3.3148 | 1.9963 | 2.3174 | 2.2882 | 2.5739 | 1.917 | 2.2048 | 2.9527 | 3.164 | 2.725 | 0.59269 | 0.96623 | 1.9994 | 0.41825 | 1.6508 | 1.2251 | 1.9129
F8_Industrial_Other Industrial_New_Space Heating_Natural Gas_Unit Heater_A_Technical Potential | F8 | Industrial | Other Industrial | New | Space Heating | Natural Gas | Unit Heater | A | Incremental Summer Peak Savings (MW) | Technical Potential | 0 | 0 | 0 | 0 | 0 | 0 | 0 | 0 | 0 | 0 | 0 | 0 | 0 | 0 | 0 | 0 | 0 | 0 | 0 | 0 | 0 | 0
F9_Industrial_Other Industrial_New_Space Heating_Natural Gas_Unit Heater_A_Technical Potential | F9 | Industrial | Other Industrial | New | Space Heating | Natural Gas | Unit Heater | A | Incremental Winter Peak Savings (MW) | Technical Potential | 0 | 0 | 0 | 0 | 0 | 0 | 0 | 0 | 0 | 0 | 0 | 0 | 0 | 0 | 0 | 0 | 0 | 0 | 0 | 0 | 0 | 0
F10_Industrial_Other Industrial_New_Space Heating_Natural Gas_Unit Heater_A_Technical Potential | F10 | Industrial | Other Industrial | New | Space Heating | Natural Gas | Unit Heater | A | Cumulative Energy Savings (MWh or mTherms) | Technical Potential | 0 | 0 | 0.093029 | 3.0577 | 6.0151 | 9.3299 | 11.3261 | 13.6436 | 15.9318 | 18.5057 | 20.4227 | 22.6276 | 25.5802 | 28.7442 | 31.4692 | 32.0619 | 33.0282 | 35.0276 | 35.4458 | 37.0966 | 38.3217 | 40.2346
F11_Industrial_Other Industrial_New_Space Heating_Natural Gas_Unit Heater_A_Technical Potential | F11 | Industrial | Other Industrial | New | Space Heating | Natural Gas | Unit Heater | A | Cumulative Summer Peak Savings (MW) | Technical Potential | 0 | 0 | 0 | 0 | 0 | 0 | 0 | 0 | 0 | 0 | 0 | 0 | 0 | 0 | 0 | 0 | 0 | 0 | 0 | 0 | 0 | 0
F12_Industrial_Other Industrial_New_Space Heating_Natural Gas_Unit Heater_A_Technical Potential | F12 | Industrial | Other Industrial | New | Space Heating | Natural Gas | Unit Heater | A | Cumulative Winter Peak Savings (MW) | Technical Potential | 0 | 0 | 0 | 0 | 0 | 0 | 0 | 0 | 0 | 0 | 0 | 0 | 0 | 0 | 0 | 0 | 0 | 0 | 0 | 0 | 0 | 0
F13_Industrial_Other Industrial_New_Space Heating_Natural Gas_Unit Heater_A_Technical Potential | F13 | Industrial | Other Industrial | New | Space Heating | Natural Gas | Unit Heater | A | Purchases (Incremental) | Technical Potential | 0 | 0 | 0.0021307 | 0.067902 | 0.067736 | 0.075921 | 0.045723 | 0.053078 | 0.052409 | 0.058952 | 0.043907 | 0.050499 | 0.067628 | 0.072468 | 0.064544 | 0.081477 | 0.089866 | 0.12171 | 0.077482 | 0.10554 | 0.10398 | 0.10277
F14_Industrial_Other Industrial_New_Space Heating_Natural Gas_Unit Heater_A_Technical Potential | F14 | Industrial | Other Industrial | New | Space Heating | Natural Gas | Unit Heater | A | Purchases (Cumulative) | Technical Potential | 0 | 0 | 0.0021307 | 0.070033 | 0.13777 | 0.21369 | 0.25941 | 0.31249 | 0.3649 | 0.42385 | 0.46776 | 0.51826 | 0.58589 | 0.65835 | 0.72077 | 0.73434 | 0.75647 | 0.80227 | 0.81185 | 0.84966 | 0.87772 | 0.92153
F1_Industrial_Food Products_Existing_Space Heating_Natural Gas_Insulation - Roof/Ceiling_A_Technical Potential | F1 | Industrial | Food Products | Existing | Space Heating | Natural Gas | Insulation - Roof/Ceiling | A | Original Unit Energy Savings (kWh or therms) | Technical Potential | 0 | 0 | 0.083035 | 0.082838 | 0.082641 | 0.082447 | 0.082256 | 0.08207 | 0.08189 | 0.081718 | 0.081553 | 0.081398 | 0.081252 | 0.081115 | 0.080985 | 0.080863 | 0.080748 | 0.08064 | 0.080538 | 0.080442 | 0.080353 | 0.080269
F2_Industrial_Food Products_Existing_Space Heating_Natural Gas_Insulation - Roof/Ceiling_A_Technical Potential | F2 | Industrial | Food Products | Existing | Space Heating | Natural Gas | Insulation - Roof/Ceiling | A | Original Unit Summer Peak Savings (kW) | Technical Potential | 0 | 0 | 0 | 0 | 0 | 0 | 0 | 0 | 0 | 0 | 0 | 0 | 0 | 0 | 0 | 0 | 0 | 0 | 0 | 0 | 0 | 0
F3_Industrial_Food Products_Existing_Space Heating_Natural Gas_Insulation - Roof/Ceiling_A_Technical Potential | F3 | Industrial | Food Products | Existing | Space Heating | Natural Gas | Insulation - Roof/Ceiling | A | Original Unit Winter Peak Savings (kW) | Technical Potential | 0 | 0 | 0 | 0 | 0 | 0 | 0 | 0 | 0 | 0 | 0 | 0 | 0 | 0 | 0 | 0 | 0 | 0 | 0 | 0 | 0 | 0
F4_Industrial_Food Products_Existing_Space Heating_Natural Gas_Insulation - Roof/Ceiling_A_Technical Potential | F4 | Industrial | Food Products | Existing | Space Heating | Natural Gas | Insulation - Roof/Ceiling | A | Standalone Impact on Baseline Energy (%) | Technical Potential | 0% | 0% | 0.3697% | 1.023% | 2.048% | 3.493% | 5.347% | 7.533% | 9.918% | 12.35% | 14.67% | 16.76% | 18.57% | 20.08% | 21.3% | 22.28% | 23.07% | 23.74% | 24.31% | 24.84% | 25.28% | 25.72%
F5_Industrial_Food Products_Existing_Space Heating_Natural Gas_Insulation - Roof/Ceiling_A_Technical Potential | F5 | Industrial | Food Products | Existing | Space Heating | Natural Gas | Insulation - Roof/Ceiling | A | Standalone Impact on Baseline Summer Peak (%) | Technical Potential | bar: 2019 to 2040
F6_Industrial_Food Products_Existing_Space Heating_Natural Gas_Insulation - Roof/Ceiling_A_Technical Potential | F6 | Industrial | Food Products | Existing | Space Heating | Natural Gas | Insulation - Roof/Ceiling | A | Standalone Impact on Baseline Winter Peak (%) | Technical Potential | bar: 2019 to 2040
F7_Industrial_Food Products_Existing_Space Heating_Natural Gas_Insulation - Roof/Ceiling_A_Technical Potential | F7 | Industrial | Food Products | Existing | Space Heating | Natural Gas | Insulation - Roof/Ceiling | A | Incremental Energy Savings (MWh or mTherms) | Technical Potential | 0 | 0 | 1.5179 | 2.6043 | 3.9719 | 5.4519 | 6.8034 | 7.7828 | 8.2189 | 8.0602 | 7.3783 | 6.3326 | 5.116 | 3.9039 | 2.8224 | 1.9387 | 1.2684 | 0.79217 | 0.47328 | 0.31455 | 0 | 0
F8_Industrial_Food Products_Existing_Space Heating_Natural Gas_Insulation - Roof/Ceiling_A_Technical Potential | F8 | Industrial | Food Products | Existing | Space Heating | Natural Gas | Insulation - Roof/Ceiling | A | Incremental Summer Peak Savings (MW) | Technical Potential | 0 | 0 | 0 | 0 | 0 | 0 | 0 | 0 | 0 | 0 | 0 | 0 | 0 | 0 | 0 | 0 | 0 | 0 | 0 | 0 | 0 | 0
F9_Industrial_Food Products_Existing_Space Heating_Natural Gas_Insulation - Roof/Ceiling_A_Technical Potential | F9 | Industrial | Food Products | Existing | Space Heating | Natural Gas | Insulation - Roof/Ceiling | A | Incremental Winter Peak Savings (MW) | Technical Potential | 0 | 0 | 0 | 0 | 0 | 0 | 0 | 0 | 0 | 0 | 0 | 0 | 0 | 0 | 0 | 0 | 0 | 0 | 0 | 0 | 0 | 0
F10_Industrial_Food Products_Existing_Space Heating_Natural Gas_Insulation - Roof/Ceiling_A_Technical Potential | F10 | Industrial | Food Products | Existing | Space Heating | Natural Gas | Insulation - Roof/Ceiling | A | Cumulative Energy Savings (MWh or mTherms) | Technical Potential | 0 | 0 | 1.5179 | 4.1186 | 8.0808 | 13.5137 | 20.2858 | 28.0227 | 36.1802 | 44.1641 | 51.4536 | 57.6885 | 62.7009 | 66.4986 | 69.2146 | 71.049 | 72.2163 | 72.9118 | 73.2931 | 73.5208 | 73.4388 | 73.362
F11_Industrial_Food Products_Existing_Space Heating_Natural Gas_Insulation - Roof/Ceiling_A_Technical Potential | F11 | Industrial | Food Products | Existing | Space Heating | Natural Gas | Insulation - Roof/Ceiling | A | Cumulative Summer Peak Savings (MW) | Technical Potential | 0 | 0 | 0 | 0 | 0 | 0 | 0 | 0 | 0 | 0 | 0 | 0 | 0 | 0 | 0 | 0 | 0 | 0 | 0 | 0 | 0 | 0
F12_Industrial_Food Products_Existing_Space Heating_Natural Gas_Insulation - Roof/Ceiling_A_Technical Potential | F12 | Industrial | Food Products | Existing | Space Heating | Natural Gas | Insulation - Roof/Ceiling | A | Cumulative Winter Peak Savings (MW) | Technical Potential | 0 | 0 | 0 | 0 | 0 | 0 | 0 | 0 | 0 | 0 | 0 | 0 | 0 | 0 | 0 | 0 | 0 | 0 | 0 | 0 | 0 | 0
F13_Industrial_Food Products_Existing_Space Heating_Natural Gas_Insulation - Roof/Ceiling_A_Technical Potential | F13 | Industrial | Food Products | Existing | Space Heating | Natural Gas | Insulation - Roof/Ceiling | A | Purchases (Incremental) | Technical Potential | 0 | 0 | 18280.3034 | 31438.9701 | 48061.8738 | 66126.5091 | 82709.9597 | 94831.2469 | 100365.1658 | 98634.7319 | 90471.8576 | 77797.9982 | 62964.3028 | 48127.8866 | 34851.2283 | 23975.2415 | 15707.9168 | 9823.6032 | 5876.4883 | 3910.2731 | 0 | 0
F14_Industrial_Food Products_Existing_Space Heating_Natural Gas_Insulation - Roof/Ceiling_A_Technical Potential | F14 | Industrial | Food Products | Existing | Space Heating | Natural Gas | Insulation - Roof/Ceiling | A | Purchases (Cumulative) | Technical Potential | 0 | 0 | 18280.3034 | 49719.2735 | 97781.1473 | 163907.6565 | 246617.6162 | 341448.8631 | 441814.0289 | 540448.7609 | 630920.6184 | 708718.6167 | 771682.9195 | 819810.8061 | 854662.0344 | 878637.2759 | 894345.1927 | 904168.7959 | 910045.2841 | 913955.5573 | 913955.5573 | 913955.5573
F1_Industrial_Food Products_Existing_Space Heating_Natural Gas_Insulation - Wall Cavity_A_Technical Potential | F1 | Industrial | Food Products | Existing | Space Heating | Natural Gas | Insulation - Wall Cavity | A | Original Unit Energy Savings (kWh or therms) | Technical Potential | 0 | 0 | 0.018165 | 0.018122 | 0.018079 | 0.018037 | 0.017995 | 0.017954 | 0.017915 | 0.017877 | 0.017841 | 0.017807 | 0.017775 | 0.017745 | 0.017717 | 0.01769 | 0.017665 | 0.017641 | 0.017619 | 0.017598 | 0.017579 | 0.01756
F2_Industrial_Food Products_Existing_Space Heating_Natural Gas_Insulation - Wall Cavity_A_Technical Potential | F2 | Industrial | Food Products | Existing | Space Heating | Natural Gas | Insulation - Wall Cavity | A | Original Unit Summer Peak Savings (kW) | Technical Potential | 0 | 0 | 0 | 0 | 0 | 0 | 0 | 0 | 0 | 0 | 0 | 0 | 0 | 0 | 0 | 0 | 0 | 0 | 0 | 0 | 0 | 0
F3_Industrial_Food Products_Existing_Space Heating_Natural Gas_Insulation - Wall Cavity_A_Technical Potential | F3 | Industrial | Food Products | Existing | Space Heating | Natural Gas | Insulation - Wall Cavity | A | Original Unit Winter Peak Savings (kW) | Technical Potential | 0 | 0 | 0 | 0 | 0 | 0 | 0 | 0 | 0 | 0 | 0 | 0 | 0 | 0 | 0 | 0 | 0 | 0 | 0 | 0 | 0 | 0
F4_Industrial_Food Products_Existing_Space Heating_Natural Gas_Insulation - Wall Cavity_A_Technical Potential | F4 | Industrial | Food Products | Existing | Space Heating | Natural Gas | Insulation - Wall Cavity | A | Standalone Impact on Baseline Energy (%) | Technical Potential | 0% | 0% | 0.08088% | 0.2238% | 0.4479% | 0.7641% | 1.17% | 1.648% | 2.17% | 2.701% | 3.208% | 3.667% | 4.063% | 4.392% | 4.659% | 4.874% | 5.048% | 5.193% | 5.318% | 5.435% | 5.53% | 5.627%
F5_Industrial_Food Products_Existing_Space Heating_Natural Gas_Insulation - Wall Cavity_A_Technical Potential | F5 | Industrial | Food Products | Existing | Space Heating | Natural Gas | Insulation - Wall Cavity | A | Standalone Impact on Baseline Summer Peak (%) | Technical Potential | bar: 2019 to 2040
F6_Industrial_Food Products_Existing_Space Heating_Natural Gas_Insulation - Wall Cavity_A_Technical Potential | F6 | Industrial | Food Products | Existing | Space Heating | Natural Gas | Insulation - Wall Cavity | A | Standalone Impact on Baseline Winter Peak (%) | Technical Potential | bar: 2019 to 2040
F7_Industrial_Food Products_Existing_Space Heating_Natural Gas_Insulation - Wall Cavity_A_Technical Potential | F7 | Industrial | Food Products | Existing | Space Heating | Natural Gas | Insulation - Wall Cavity | A | Incremental Energy Savings (MWh or mTherms) | Technical Potential | 0 | 0 | 0.33207 | 0.56974 | 0.86892 | 1.1927 | 1.4884 | 1.7026 | 1.798 | 1.7633 | 1.6141 | 1.3854 | 1.1192 | 0.85404 | 0.61745 | 0.42412 | 0.27748 | 0.1733 | 0.10354 | 0.068813 | 0 | 0
F8_Industrial_Food Products_Existing_Space Heating_Natural Gas_Insulation - Wall Cavity_A_Technical Potential | F8 | Industrial | Food Products | Existing | Space Heating | Natural Gas | Insulation - Wall Cavity | A | Incremental Summer Peak Savings (MW) | Technical Potential | 0 | 0 | 0 | 0 | 0 | 0 | 0 | 0 | 0 | 0 | 0 | 0 | 0 | 0 | 0 | 0 | 0 | 0 | 0 | 0 | 0 | 0
F9_Industrial_Food Products_Existing_Space Heating_Natural Gas_Insulation - Wall Cavity_A_Technical Potential | F9 | Industrial | Food Products | Existing | Space Heating | Natural Gas | Insulation - Wall Cavity | A | Incremental Winter Peak Savings (MW) | Technical Potential | 0 | 0 | 0 | 0 | 0 | 0 | 0 | 0 | 0 | 0 | 0 | 0 | 0 | 0 | 0 | 0 | 0 | 0 | 0 | 0 | 0 | 0
F10_Industrial_Food Products_Existing_Space Heating_Natural Gas_Insulation - Wall Cavity_A_Technical Potential | F10 | Industrial | Food Products | Existing | Space Heating | Natural Gas | Insulation - Wall Cavity | A | Cumulative Energy Savings (MWh or mTherms) | Technical Potential | 0 | 0 | 0.33207 | 0.90102 | 1.7678 | 2.9563 | 4.4379 | 6.1304 | 7.915 | 9.6616 | 11.2563 | 12.6203 | 13.7169 | 14.5477 | 15.1419 | 15.5431 | 15.7985 | 15.9507 | 16.0341 | 16.0839 | 16.066 | 16.0492
F11_Industrial_Food Products_Existing_Space Heating_Natural Gas_Insulation - Wall Cavity_A_Technical Potential | F11 | Industrial | Food Products | Existing | Space Heating | Natural Gas | Insulation - Wall Cavity | A | Cumulative Summer Peak Savings (MW) | Technical Potential | 0 | 0 | 0 | 0 | 0 | 0 | 0 | 0 | 0 | 0 | 0 | 0 | 0 | 0 | 0 | 0 | 0 | 0 | 0 | 0 | 0 | 0
F12_Industrial_Food Products_Existing_Space Heating_Natural Gas_Insulation - Wall Cavity_A_Technical Potential | F12 | Industrial | Food Products | Existing | Space Heating | Natural Gas | Insulation - Wall Cavity | A | Cumulative Winter Peak Savings (MW) | Technical Potential | 0 | 0 | 0 | 0 | 0 | 0 | 0 | 0 | 0 | 0 | 0 | 0 | 0 | 0 | 0 | 0 | 0 | 0 | 0 | 0 | 0 | 0
F13_Industrial_Food Products_Existing_Space Heating_Natural Gas_Insulation - Wall Cavity_A_Technical Potential | F13 | Industrial | Food Products | Existing | Space Heating | Natural Gas | Insulation - Wall Cavity | A | Purchases (Incremental) | Technical Potential | 0 | 0 | 18280.3034 | 31438.9701 | 48061.8738 | 66126.5091 | 82709.9597 | 94831.2469 | 100365.1658 | 98634.7319 | 90471.8576 | 77797.9982 | 62964.3028 | 48127.8866 | 34851.2283 | 23975.2415 | 15707.9168 | 9823.6032 | 5876.4883 | 3910.2731 | 0 | 0
F14_Industrial_Food Products_Existing_Space Heating_Natural Gas_Insulation - Wall Cavity_A_Technical Potential | F14 | Industrial | Food Products | Existing | Space Heating | Natural Gas | Insulation - Wall Cavity | A | Purchases (Cumulative) | Technical Potential | 0 | 0 | 18280.3034 | 49719.2735 | 97781.1473 | 163907.6565 | 246617.6162 | 341448.8631 | 441814.0289 | 540448.7609 | 630920.6184 | 708718.6167 | 771682.9195 | 819810.8061 | 854662.0344 | 878637.2759 | 894345.1927 | 904168.7959 | 910045.2841 | 913955.5573 | 913955.5573 | 913955.5573
F1_Industrial_Food Products_Existing_Space Heating_Natural Gas_Insulation - Ducting_A_Technical Potential | F1 | Industrial | Food Products | Existing | Space Heating | Natural Gas | Insulation - Ducting | A | Original Unit Energy Savings (kWh or therms) | Technical Potential | 0 | 0 | 0.0014398 | 0.0014319 | 0.0014239 | 0.0014161 | 0.0014083 | 0.0014008 | 0.0013935 | 0.0013865 | 0.0013799 | 0.0013736 | 0.0013677 | 0.0013622 | 0.001357 | 0.0013521 | 0.0013475 | 0.0013431 | 0.001339 | 0.0013352 | 0.0013316 | 0.0013281
F2_Industrial_Food Products_Existing_Space Heating_Natural Gas_Insulation - Ducting_A_Technical Potential | F2 | Industrial | Food Products | Existing | Space Heating | Natural Gas | Insulation - Ducting | A | Original Unit Summer Peak Savings (kW) | Technical Potential | 0 | 0 | 0 | 0 | 0 | 0 | 0 | 0 | 0 | 0 | 0 | 0 | 0 | 0 | 0 | 0 | 0 | 0 | 0 | 0 | 0 | 0
F3_Industrial_Food Products_Existing_Space Heating_Natural Gas_Insulation - Ducting_A_Technical Potential | F3 | Industrial | Food Products | Existing | Space Heating | Natural Gas | Insulation - Ducting | A | Original Unit Winter Peak Savings (kW) | Technical Potential | 0 | 0 | 0 | 0 | 0 | 0 | 0 | 0 | 0 | 0 | 0 | 0 | 0 | 0 | 0 | 0 | 0 | 0 | 0 | 0 | 0 | 0
F4_Industrial_Food Products_Existing_Space Heating_Natural Gas_Insulation - Ducting_A_Technical Potential | F4 | Industrial | Food Products | Existing | Space Heating | Natural Gas | Insulation - Ducting | A | Standalone Impact on Baseline Energy (%) | Technical Potential | 0% | 0% | 0.0008095% | 0.001812% | 0.003046% | 0.004488% | 0.006143% | 0.008084% | 0.01023% | 0.01244% | 0.01456% | 0.01644% | 0.01798% | 0.0191% | 0.01988% | 0.02042% | 0.02084% | 0.0212% | 0.02154% | 0.02189% | 0.02223% | 0.02259%
F5_Industrial_Food Products_Existing_Space Heating_Natural Gas_Insulation - Ducting_A_Technical Potential | F5 | Industrial | Food Products | Existing | Space Heating | Natural Gas | Insulation - Ducting | A | Standalone Impact on Baseline Summer Peak (%) | Technical Potential | bar: 2019 to 2040
F6_Industrial_Food Products_Existing_Space Heating_Natural Gas_Insulation - Ducting_A_Technical Potential | F6 | Industrial | Food Products | Existing | Space Heating | Natural Gas | Insulation - Ducting | A | Standalone Impact on Baseline Winter Peak (%) | Technical Potential | bar: 2019 to 2040
F7_Industrial_Food Products_Existing_Space Heating_Natural Gas_Insulation - Ducting_A_Technical Potential | F7 | Industrial | Food Products | Existing | Space Heating | Natural Gas | Insulation - Ducting | A | Incremental Energy Savings (MWh or mTherms) | Technical Potential | 0 | 0 | 0.0033233 | 0.003988 | 0.0047693 | 0.0054109 | 0.0060323 | 0.0068938 | 0.0073936 | 0.0073856 | 0.0068073 | 0.0057245 | 0.0043348 | 0.002808 | 0.0015962 | 0.00075256 | 0.00031183 | 0.00011108 | 3.3994e-05 | 7.2605e-06 | 1.1697e-06 | 1.3763e-07
F8_Industrial_Food Products_Existing_Space Heating_Natural Gas_Insulation - Ducting_A_Technical Potential | F8 | Industrial | Food Products | Existing | Space Heating | Natural Gas | Insulation - Ducting | A | Incremental Summer Peak Savings (MW) | Technical Potential | 0 | 0 | 0 | 0 | 0 | 0 | 0 | 0 | 0 | 0 | 0 | 0 | 0 | 0 | 0 | 0 | 0 | 0 | 0 | 0 | 0 | 0
F9_Industrial_Food Products_Existing_Space Heating_Natural Gas_Insulation - Ducting_A_Technical Potential | F9 | Industrial | Food Products | Existing | Space Heating | Natural Gas | Insulation - Ducting | A | Incremental Winter Peak Savings (MW) | Technical Potential | 0 | 0 | 0 | 0 | 0 | 0 | 0 | 0 | 0 | 0 | 0 | 0 | 0 | 0 | 0 | 0 | 0 | 0 | 0 | 0 | 0 | 0
F10_Industrial_Food Products_Existing_Space Heating_Natural Gas_Insulation - Ducting_A_Technical Potential | F10 | Industrial | Food Products | Existing | Space Heating | Natural Gas | Insulation - Ducting | A | Cumulative Energy Savings (MWh or mTherms) | Technical Potential | 0 | 0 | 0.0033233 | 0.0072929 | 0.012022 | 0.017366 | 0.023304 | 0.030073 | 0.03731 | 0.044508 | 0.051102 | 0.056595 | 0.060688 | 0.06325 | 0.064604 | 0.065123 | 0.065213 | 0.065113 | 0.064949 | 0.06477 | 0.064595 | 0.06443
F11_Industrial_Food Products_Existing_Space Heating_Natural Gas_Insulation - Ducting_A_Technical Potential | F11 | Industrial | Food Products | Existing | Space Heating | Natural Gas | Insulation - Ducting | A | Cumulative Summer Peak Savings (MW) | Technical Potential | 0 | 0 | 0 | 0 | 0 | 0 | 0 | 0 | 0 | 0 | 0 | 0 | 0 | 0 | 0 | 0 | 0 | 0 | 0 | 0 | 0 | 0
F12_Industrial_Food Products_Existing_Space Heating_Natural Gas_Insulation - Ducting_A_Technical Potential | F12 | Industrial | Food Products | Existing | Space Heating | Natural Gas | Insulation - Ducting | A | Cumulative Winter Peak Savings (MW) | Technical Potential | 0 | 0 | 0 | 0 | 0 | 0 | 0 | 0 | 0 | 0 | 0 | 0 | 0 | 0 | 0 | 0 | 0 | 0 | 0 | 0 | 0 | 0
F13_Industrial_Food Products_Existing_Space Heating_Natural Gas_Insulation - Ducting_A_Technical Potential | F13 | Industrial | Food Products | Existing | Space Heating | Natural Gas | Insulation - Ducting | A | Purchases (Incremental) | Technical Potential | 0 | 0 | 2308.1073 | 2785.1259 | 3349.4173 | 3821.1087 | 4283.3126 | 4921.3675 | 5305.7335 | 5326.7301 | 4933.2555 | 4167.4381 | 3169.3371 | 2061.3702 | 1176.288 | 556.596 | 231.4229 | 82.7028 | 25.3873 | 5.4379 | 0.87842 | 0.10362
F14_Industrial_Food Products_Existing_Space Heating_Natural Gas_Insulation - Ducting_A_Technical Potential | F14 | Industrial | Food Products | Existing | Space Heating | Natural Gas | Insulation - Ducting | A | Purchases (Cumulative) | Technical Potential | 0 | 0 | 2308.1073 | 5093.2332 | 8442.6505 | 12263.7592 | 16547.0718 | 21468.4393 | 26774.1728 | 32100.9029 | 37034.1584 | 41201.5965 | 44370.9336 | 46432.3038 | 47608.5917 | 48165.1878 | 48396.6107 | 48479.3135 | 48504.7008 | 48510.1386 | 48511.0171 | 48511.1207
F1_Industrial_Food Products_Existing_Space Heating_Natural Gas_HVAC - Duct Repair and Sealing_A_Technical Potential | F1 | Industrial | Food Products | Existing | Space Heating | Natural Gas | HVAC - Duct Repair and Sealing | A | Original Unit Energy Savings (kWh or therms) | Technical Potential | 0 | 0 | 0.0040723 | 0.0040498 | 0.0040273 | 0.004005 | 0.0039832 | 0.0039618 | 0.0039412 | 0.0039215 | 0.0039027 | 0.003885 | 0.0038683 | 0.0038527 | 0.0038379 | 0.0038241 | 0.003811 | 0.0037987 | 0.0037871 | 0.0037763 | 0.003766 | 0.0037564
F2_Industrial_Food Products_Existing_Space Heating_Natural Gas_HVAC - Duct Repair and Sealing_A_Technical Potential | F2 | Industrial | Food Products | Existing | Space Heating | Natural Gas | HVAC - Duct Repair and Sealing | A | Original Unit Summer Peak Savings (kW) | Technical Potential | 0 | 0 | 0 | 0 | 0 | 0 | 0 | 0 | 0 | 0 | 0 | 0 | 0 | 0 | 0 | 0 | 0 | 0 | 0 | 0 | 0 | 0
F3_Industrial_Food Products_Existing_Space Heating_Natural Gas_HVAC - Duct Repair and Sealing_A_Technical Potential | F3 | Industrial | Food Products | Existing | Space Heating | Natural Gas | HVAC - Duct Repair and Sealing | A | Original Unit Winter Peak Savings (kW) | Technical Potential | 0 | 0 | 0 | 0 | 0 | 0 | 0 | 0 | 0 | 0 | 0 | 0 | 0 | 0 | 0 | 0 | 0 | 0 | 0 | 0 | 0 | 0
F4_Industrial_Food Products_Existing_Space Heating_Natural Gas_HVAC - Duct Repair and Sealing_A_Technical Potential | F4 | Industrial | Food Products | Existing | Space Heating | Natural Gas | HVAC - Duct Repair and Sealing | A | Standalone Impact on Baseline Energy (%) | Technical Potential | 0% | 0% | 0.004659% | 0.009369% | 0.01413% | 0.01895% | 0.02382% | 0.02875% | 0.03374% | 0.03879% | 0.0439% | 0.04909% | 0.05435% | 0.05968% | 0.0651% | 0.07059% | 0.07617% | 0.08183% | 0.08759% | 0.09343% | 0.09937% | 0.1054%
F5_Industrial_Food Products_Existing_Space Heating_Natural Gas_HVAC - Duct Repair and Sealing_A_Technical Potential | F5 | Industrial | Food Products | Existing | Space Heating | Natural Gas | HVAC - Duct Repair and Sealing | A | Standalone Impact on Baseline Summer Peak (%) | Technical Potential | bar: 2019 to 2040
F6_Industrial_Food Products_Existing_Space Heating_Natural Gas_HVAC - Duct Repair and Sealing_A_Technical Potential | F6 | Industrial | Food Products | Existing | Space Heating | Natural Gas | HVAC - Duct Repair and Sealing | A | Standalone Impact on Baseline Winter Peak (%) | Technical Potential | bar: 2019 to 2040
F7_Industrial_Food Products_Existing_Space Heating_Natural Gas_HVAC - Duct Repair and Sealing_A_Technical Potential | F7 | Industrial | Food Products | Existing | Space Heating | Natural Gas | HVAC - Duct Repair and Sealing | A | Incremental Energy Savings (MWh or mTherms) | Technical Potential | 0 | 0 | 0.019126 | 0.018693 | 0.018268 | 0.017854 | 0.017451 | 0.017058 | 0.016677 | 0.016307 | 0.015949 | 0.015603 | 0.015268 | 0.014944 | 0.01463 | 0.014326 | 0.014031 | 0.013745 | 0.013467 | 0.013196 | 0.012934 | 0.012678
F8_Industrial_Food Products_Existing_Space Heating_Natural Gas_HVAC - Duct Repair and Sealing_A_Technical Potential | F8 | Industrial | Food Products | Existing | Space Heating | Natural Gas | HVAC - Duct Repair and Sealing | A | Incremental Summer Peak Savings (MW) | Technical Potential | 0 | 0 | 0 | 0 | 0 | 0 | 0 | 0 | 0 | 0 | 0 | 0 | 0 | 0 | 0 | 0 | 0 | 0 | 0 | 0 | 0 | 0
F9_Industrial_Food Products_Existing_Space Heating_Natural Gas_HVAC - Duct Repair and Sealing_A_Technical Potential | F9 | Industrial | Food Products | Existing | Space Heating | Natural Gas | HVAC - Duct Repair and Sealing | A | Incremental Winter Peak Savings (MW) | Technical Potential | 0 | 0 | 0 | 0 | 0 | 0 | 0 | 0 | 0 | 0 | 0 | 0 | 0 | 0 | 0 | 0 | 0 | 0 | 0 | 0 | 0 | 0
F10_Industrial_Food Products_Existing_Space Heating_Natural Gas_HVAC - Duct Repair and Sealing_A_Technical Potential | F10 | Industrial | Food Products | Existing | Space Heating | Natural Gas | HVAC - Duct Repair and Sealing | A | Cumulative Energy Savings (MWh or mTherms) | Technical Potential | 0 | 0 | 0.019126 | 0.037713 | 0.055773 | 0.073318 | 0.090369 | 0.10694 | 0.12306 | 0.13875 | 0.15404 | 0.16894 | 0.18349 | 0.19769 | 0.21156 | 0.22512 | 0.23839 | 0.25136 | 0.26406 | 0.2765 | 0.28868 | 0.30062
F11_Industrial_Food Products_Existing_Space Heating_Natural Gas_HVAC - Duct Repair and Sealing_A_Technical Potential | F11 | Industrial | Food Products | Existing | Space Heating | Natural Gas | HVAC - Duct Repair and Sealing | A | Cumulative Summer Peak Savings (MW) | Technical Potential | 0 | 0 | 0 | 0 | 0 | 0 | 0 | 0 | 0 | 0 | 0 | 0 | 0 | 0 | 0 | 0 | 0 | 0 | 0 | 0 | 0 | 0
F12_Industrial_Food Products_Existing_Space Heating_Natural Gas_HVAC - Duct Repair and Sealing_A_Technical Potential | F12 | Industrial | Food Products | Existing | Space Heating | Natural Gas | HVAC - Duct Repair and Sealing | A | Cumulative Winter Peak Savings (MW) | Technical Potential | 0 | 0 | 0 | 0 | 0 | 0 | 0 | 0 | 0 | 0 | 0 | 0 | 0 | 0 | 0 | 0 | 0 | 0 | 0 | 0 | 0 | 0
F13_Industrial_Food Products_Existing_Space Heating_Natural Gas_HVAC - Duct Repair and Sealing_A_Technical Potential | F13 | Industrial | Food Products | Existing | Space Heating | Natural Gas | HVAC - Duct Repair and Sealing | A | Purchases (Incremental) | Technical Potential | 0 | 0 | 4696.7301 | 4615.752 | 4536.17 | 4457.9602 | 4381.0988 | 4305.5626 | 4231.3288 | 4158.3748 | 4086.6787 | 4016.2187 | 3946.9736 | 3878.9223 | 3812.0444 | 3746.3195 | 3681.7277 | 3618.2497 | 3555.8661 | 3494.558 | 3434.307 | 3375.0948
F14_Industrial_Food Products_Existing_Space Heating_Natural Gas_HVAC - Duct Repair and Sealing_A_Technical Potential | F14 | Industrial | Food Products | Existing | Space Heating | Natural Gas | HVAC - Duct Repair and Sealing | A | Purchases (Cumulative) | Technical Potential | 0 | 0 | 4696.7301 | 9312.482 | 13848.652 | 18306.6122 | 22687.711 | 26993.2737 | 31224.6024 | 35382.9773 | 39469.656 | 43485.8748 | 47432.8484 | 51311.7707 | 55123.815 | 58870.1345 | 62551.8622 | 66170.1119 | 69725.978 | 73220.536 | 76654.843 | 80029.9378
F1_Industrial_Food Products_Existing_Space Heating_Natural Gas_Windows - High Efficiency_A_Technical Potential | F1 | Industrial | Food Products | Existing | Space Heating | Natural Gas | Windows - High Efficiency | A | Original Unit Energy Savings (kWh or therms) | Technical Potential | 0 | 0 | 0.0077675 | 0.0077491 | 0.0077307 | 0.0077125 | 0.0076946 | 0.0076772 | 0.0076604 | 0.0076442 | 0.0076289 | 0.0076144 | 0.0076007 | 0.0075878 | 0.0075757 | 0.0075643 | 0.0075535 | 0.0075434 | 0.0075339 | 0.007525 | 0.0075166 | 0.0075087
F2_Industrial_Food Products_Existing_Space Heating_Natural Gas_Windows - High Efficiency_A_Technical Potential | F2 | Industrial | Food Products | Existing | Space Heating | Natural Gas | Windows - High Efficiency | A | Original Unit Summer Peak Savings (kW) | Technical Potential | 0 | 0 | 0 | 0 | 0 | 0 | 0 | 0 | 0 | 0 | 0 | 0 | 0 | 0 | 0 | 0 | 0 | 0 | 0 | 0 | 0 | 0
F3_Industrial_Food Products_Existing_Space Heating_Natural Gas_Windows - High Efficiency_A_Technical Potential | F3 | Industrial | Food Products | Existing | Space Heating | Natural Gas | Windows - High Efficiency | A | Original Unit Winter Peak Savings (kW) | Technical Potential | 0 | 0 | 0 | 0 | 0 | 0 | 0 | 0 | 0 | 0 | 0 | 0 | 0 | 0 | 0 | 0 | 0 | 0 | 0 | 0 | 0 | 0
F4_Industrial_Food Products_Existing_Space Heating_Natural Gas_Windows - High Efficiency_A_Technical Potential | F4 | Industrial | Food Products | Existing | Space Heating | Natural Gas | Windows - High Efficiency | A | Standalone Impact on Baseline Energy (%) | Technical Potential | 0% | 0% | 0.007012% | 0.02115% | 0.04641% | 0.0877% | 0.1507% | 0.2413% | 0.3653% | 0.5269% | 0.728% | 0.9672% | 1.238% | 1.53% | 1.828% | 2.116% | 2.378% | 2.605% | 2.793% | 2.941% | 3.055% | 3.15%
F5_Industrial_Food Products_Existing_Space Heating_Natural Gas_Windows - High Efficiency_A_Technical Potential | F5 | Industrial | Food Products | Existing | Space Heating | Natural Gas | Windows - High Efficiency | A | Standalone Impact on Baseline Summer Peak (%) | Technical Potential | bar: 2019 to 2040
F6_Industrial_Food Products_Existing_Space Heating_Natural Gas_Windows - High Efficiency_A_Technical Potential | F6 | Industrial | Food Products | Existing | Space Heating | Natural Gas | Windows - High Efficiency | A | Standalone Impact on Baseline Winter Peak (%) | Technical Potential | bar: 2019 to 2040
F7_Industrial_Food Products_Existing_Space Heating_Natural Gas_Windows - High Efficiency_A_Technical Potential | F7 | Industrial | Food Products | Existing | Space Heating | Natural Gas | Windows - High Efficiency | A | Incremental Energy Savings (MWh or mTherms) | Technical Potential | 0 | 0 | 0.028788 | 0.056419 | 0.098213 | 0.15663 | 0.23311 | 0.32736 | 0.43666 | 0.55514 | 0.67342 | 0.77895 | 0.85732 | 0.89478 | 0.88162 | 0.81551 | 0.70365 | 0.57111 | 0.42866 | 0.2913 | 0.1827 | 0.11697
F8_Industrial_Food Products_Existing_Space Heating_Natural Gas_Windows - High Efficiency_A_Technical Potential | F8 | Industrial | Food Products | Existing | Space Heating | Natural Gas | Windows - High Efficiency | A | Incremental Summer Peak Savings (MW) | Technical Potential | 0 | 0 | 0 | 0 | 0 | 0 | 0 | 0 | 0 | 0 | 0 | 0 | 0 | 0 | 0 | 0 | 0 | 0 | 0 | 0 | 0 | 0
F9_Industrial_Food Products_Existing_Space Heating_Natural Gas_Windows - High Efficiency_A_Technical Potential | F9 | Industrial | Food Products | Existing | Space Heating | Natural Gas | Windows - High Efficiency | A | Incremental Winter Peak Savings (MW) | Technical Potential | 0 | 0 | 0 | 0 | 0 | 0 | 0 | 0 | 0 | 0 | 0 | 0 | 0 | 0 | 0 | 0 | 0 | 0 | 0 | 0 | 0 | 0
F10_Industrial_Food Products_Existing_Space Heating_Natural Gas_Windows - High Efficiency_A_Technical Potential | F10 | Industrial | Food Products | Existing | Space Heating | Natural Gas | Windows - High Efficiency | A | Cumulative Energy Savings (MWh or mTherms) | Technical Potential | 0 | 0 | 0.028788 | 0.085138 | 0.18315 | 0.33935 | 0.57167 | 0.89774 | 1.3324 | 1.8848 | 2.5544 | 3.3285 | 4.1798 | 5.0675 | 5.9411 | 6.7476 | 7.4417 | 8.0028 | 8.4214 | 8.7027 | 8.8757 | 8.9834
F11_Industrial_Food Products_Existing_Space Heating_Natural Gas_Windows - High Efficiency_A_Technical Potential | F11 | Industrial | Food Products | Existing | Space Heating | Natural Gas | Windows - High Efficiency | A | Cumulative Summer Peak Savings (MW) | Technical Potential | 0 | 0 | 0 | 0 | 0 | 0 | 0 | 0 | 0 | 0 | 0 | 0 | 0 | 0 | 0 | 0 | 0 | 0 | 0 | 0 | 0 | 0
F12_Industrial_Food Products_Existing_Space Heating_Natural Gas_Windows - High Efficiency_A_Technical Potential | F12 | Industrial | Food Products | Existing | Space Heating | Natural Gas | Windows - High Efficiency | A | Cumulative Winter Peak Savings (MW) | Technical Potential | 0 | 0 | 0 | 0 | 0 | 0 | 0 | 0 | 0 | 0 | 0 | 0 | 0 | 0 | 0 | 0 | 0 | 0 | 0 | 0 | 0 | 0
F13_Industrial_Food Products_Existing_Space Heating_Natural Gas_Windows - High Efficiency_A_Technical Potential | F13 | Industrial | Food Products | Existing | Space Heating | Natural Gas | Windows - High Efficiency | A | Purchases (Incremental) | Technical Potential | 0 | 0 | 3706.1962 | 7280.7113 | 12704.3493 | 20309.066 | 30294.8372 | 42640.5995 | 57002.8749 | 72622.2395 | 88272.5526 | 102299.5794 | 112794.6267 | 117923.4143 | 116374.0784 | 107810.7779 | 93155.4797 | 75710.3015 | 56897.9041 | 38711.704 | 24306.0555 | 15578.4689
F14_Industrial_Food Products_Existing_Space Heating_Natural Gas_Windows - High Efficiency_A_Technical Potential | F14 | Industrial | Food Products | Existing | Space Heating | Natural Gas | Windows - High Efficiency | A | Purchases (Cumulative) | Technical Potential | 0 | 0 | 3706.1962 | 10986.9075 | 23691.2568 | 44000.3228 | 74295.1599 | 116935.7594 | 173938.6343 | 246560.8738 | 334833.4264 | 437133.0058 | 549927.6326 | 667851.0468 | 784225.1253 | 892035.9031 | 985191.3828 | 1060901.6843 | 1117799.5884 | 1156511.2923 | 1180817.3478 | 1196395.8167
F1_Industrial_Food Products_Existing_Space Heating_Natural Gas_Gas Boiler - Maintenance_A_Technical Potential | F1 | Industrial | Food Products | Existing | Space Heating | Natural Gas | Gas Boiler - Maintenance | A | Original Unit Energy Savings (kWh or therms) | Technical Potential | 0 | 0 | 0.9524 | 0.95001 | 0.94767 | 0.94538 | 0.94315 | 0.94099 | 0.93889 | 0.93687 | 0.93492 | 0.93305 | 0.93126 | 0.92956 | 0.92794 | 0.92641 | 0.92497 | 0.92362 | 0.92236 | 0.9212 | 0.92013 | 0.91916
F2_Industrial_Food Products_Existing_Space Heating_Natural Gas_Gas Boiler - Maintenance_A_Technical Potential | F2 | Industrial | Food Products | Existing | Space Heating | Natural Gas | Gas Boiler - Maintenance | A | Original Unit Summer Peak Savings (kW) | Technical Potential | 0 | 0 | 0 | 0 | 0 | 0 | 0 | 0 | 0 | 0 | 0 | 0 | 0 | 0 | 0 | 0 | 0 | 0 | 0 | 0 | 0 | 0
F3_Industrial_Food Products_Existing_Space Heating_Natural Gas_Gas Boiler - Maintenance_A_Technical Potential | F3 | Industrial | Food Products | Existing | Space Heating | Natural Gas | Gas Boiler - Maintenance | A | Original Unit Winter Peak Savings (kW) | Technical Potential | 0 | 0 | 0 | 0 | 0 | 0 | 0 | 0 | 0 | 0 | 0 | 0 | 0 | 0 | 0 | 0 | 0 | 0 | 0 | 0 | 0 | 0
F4_Industrial_Food Products_Existing_Space Heating_Natural Gas_Gas Boiler - Maintenance_A_Technical Potential | F4 | Industrial | Food Products | Existing | Space Heating | Natural Gas | Gas Boiler - Maintenance | A | Standalone Impact on Baseline Energy (%) | Technical Potential | 0% | 0% | 0.004928% | 0.008467% | 0.01101% | 0.01306% | 0.01492% | 0.01659% | 0.01809% | 0.01943% | 0.02064% | 0.02173% | 0.02271% | 0.02358% | 0.02436% | 0.02507% | 0.02573% | 0.02638% | 0.027% | 0.02761% | 0.02821% | 0.0288%
F5_Industrial_Food Products_Existing_Space Heating_Natural Gas_Gas Boiler - Maintenance_A_Technical Potential | F5 | Industrial | Food Products | Existing | Space Heating | Natural Gas | Gas Boiler - Maintenance | A | Standalone Impact on Baseline Summer Peak (%) | Technical Potential | bar: 2019 to 2040
F6_Industrial_Food Products_Existing_Space Heating_Natural Gas_Gas Boiler - Maintenance_A_Technical Potential | F6 | Industrial | Food Products | Existing | Space Heating | Natural Gas | Gas Boiler - Maintenance | A | Standalone Impact on Baseline Winter Peak (%) | Technical Potential | bar: 2019 to 2040
F7_Industrial_Food Products_Existing_Space Heating_Natural Gas_Gas Boiler - Maintenance_A_Technical Potential | F7 | Industrial | Food Products | Existing | Space Heating | Natural Gas | Gas Boiler - Maintenance | A | Incremental Energy Savings (MWh or mTherms) | Technical Potential | 0 | 0 | 0.020232 | 0.013901 | 0.0094341 | 0.0072032 | 0.0061877 | 0.00525 | 0.0044102 | 0.0036744 | 0.0030403 | 0.0025009 | 0.002047 | 0.0015638 | 0.0011948 | 0.00091297 | 0.00069768 | 0.00062865 | 0.00048285 | 0.0004081 | 0.00033599 | 0.00026641
F8_Industrial_Food Products_Existing_Space Heating_Natural Gas_Gas Boiler - Maintenance_A_Technical Potential | F8 | Industrial | Food Products | Existing | Space Heating | Natural Gas | Gas Boiler - Maintenance | A | Incremental Summer Peak Savings (MW) | Technical Potential | 0 | 0 | 0 | 0 | 0 | 0 | 0 | 0 | 0 | 0 | 0 | 0 | 0 | 0 | 0 | 0 | 0 | 0 | 0 | 0 | 0 | 0
F9_Industrial_Food Products_Existing_Space Heating_Natural Gas_Gas Boiler - Maintenance_A_Technical Potential | F9 | Industrial | Food Products | Existing | Space Heating | Natural Gas | Gas Boiler - Maintenance | A | Incremental Winter Peak Savings (MW) | Technical Potential | 0 | 0 | 0 | 0 | 0 | 0 | 0 | 0 | 0 | 0 | 0 | 0 | 0 | 0 | 0 | 0 | 0 | 0 | 0 | 0 | 0 | 0
F10_Industrial_Food Products_Existing_Space Heating_Natural Gas_Gas Boiler - Maintenance_A_Technical Potential | F10 | Industrial | Food Products | Existing | Space Heating | Natural Gas | Gas Boiler - Maintenance | A | Cumulative Energy Savings (MWh or mTherms) | Technical Potential | 0 | 0 | 0.020232 | 0.034082 | 0.043432 | 0.050531 | 0.056599 | 0.061719 | 0.065992 | 0.069524 | 0.07242 | 0.074776 | 0.07668 | 0.078103 | 0.079162 | 0.079944 | 0.080518 | 0.081029 | 0.081401 | 0.081707 | 0.081948 | 0.082128
F11_Industrial_Food Products_Existing_Space Heating_Natural Gas_Gas Boiler - Maintenance_A_Technical Potential | F11 | Industrial | Food Products | Existing | Space Heating | Natural Gas | Gas Boiler - Maintenance | A | Cumulative Summer Peak Savings (MW) | Technical Potential | 0 | 0 | 0 | 0 | 0 | 0 | 0 | 0 | 0 | 0 | 0 | 0 | 0 | 0 | 0 | 0 | 0 | 0 | 0 | 0 | 0 | 0
F12_Industrial_Food Products_Existing_Space Heating_Natural Gas_Gas Boiler - Maintenance_A_Technical Potential | F12 | Industrial | Food Products | Existing | Space Heating | Natural Gas | Gas Boiler - Maintenance | A | Cumulative Winter Peak Savings (MW) | Technical Potential | 0 | 0 | 0 | 0 | 0 | 0 | 0 | 0 | 0 | 0 | 0 | 0 | 0 | 0 | 0 | 0 | 0 | 0 | 0 | 0 | 0 | 0
F13_Industrial_Food Products_Existing_Space Heating_Natural Gas_Gas Boiler - Maintenance_A_Technical Potential | F13 | Industrial | Food Products | Existing | Space Heating | Natural Gas | Gas Boiler - Maintenance | A | Purchases (Incremental) | Technical Potential | 0 | 0 | 21.2427 | 14.6328 | 9.9551 | 7.6194 | 6.5606 | 5.5793 | 4.6972 | 3.922 | 3.2519 | 2.6804 | 2.198 | 1.6823 | 1.2876 | 0.98549 | 0.75427 | 0.68064 | 0.52349 | 0.44301 | 0.36515 | 0.28985
F14_Industrial_Food Products_Existing_Space Heating_Natural Gas_Gas Boiler - Maintenance_A_Technical Potential | F14 | Industrial | Food Products | Existing | Space Heating | Natural Gas | Gas Boiler - Maintenance | A | Purchases (Cumulative) | Technical Potential | 0 | 0 | 21.2427 | 35.8755 | 45.8306 | 53.45 | 60.0107 | 65.5899 | 70.2872 | 74.2091 | 77.4611 | 80.1414 | 82.3395 | 84.0218 | 85.3094 | 86.2949 | 87.0492 | 87.7298 | 88.2533 | 88.6963 | 89.0615 | 89.3513
F1_Industrial_Food Products_Existing_Process_Natural Gas_Gas Boiler - Maintenance_A_Technical Potential | F1 | Industrial | Food Products | Existing | Process | Natural Gas | Gas Boiler - Maintenance | A | Original Unit Energy Savings (kWh or therms) | Technical Potential | 0 | 0 | 34.75 | 34.75 | 34.75 | 34.75 | 34.75 | 34.75 | 34.75 | 34.75 | 34.75 | 34.75 | 34.75 | 34.75 | 34.75 | 34.75 | 34.75 | 34.75 | 34.75 | 34.75 | 34.75 | 34.75
F2_Industrial_Food Products_Existing_Process_Natural Gas_Gas Boiler - Maintenance_A_Technical Potential | F2 | Industrial | Food Products | Existing | Process | Natural Gas | Gas Boiler - Maintenance | A | Original Unit Summer Peak Savings (kW) | Technical Potential | 0 | 0 | 0 | 0 | 0 | 0 | 0 | 0 | 0 | 0 | 0 | 0 | 0 | 0 | 0 | 0 | 0 | 0 | 0 | 0 | 0 | 0
F3_Industrial_Food Products_Existing_Process_Natural Gas_Gas Boiler - Maintenance_A_Technical Potential | F3 | Industrial | Food Products | Existing | Process | Natural Gas | Gas Boiler - Maintenance | A | Original Unit Winter Peak Savings (kW) | Technical Potential | 0 | 0 | 0 | 0 | 0 | 0 | 0 | 0 | 0 | 0 | 0 | 0 | 0 | 0 | 0 | 0 | 0 | 0 | 0 | 0 | 0 | 0
F4_Industrial_Food Products_Existing_Process_Natural Gas_Gas Boiler - Maintenance_A_Technical Potential | F4 | Industrial | Food Products | Existing | Process | Natural Gas | Gas Boiler - Maintenance | A | Standalone Impact on Baseline Energy (%) | Technical Potential | 0% | 0% | 0.02735% | 0.04701% | 0.06111% | 0.07251% | 0.08284% | 0.09213% | 0.1005% | 0.1079% | 0.1146% | 0.1207% | 0.1262% | 0.131% | 0.1353% | 0.1393% | 0.143% | 0.1466% | 0.1501% | 0.1535% | 0.1568% | 0.1601%
F5_Industrial_Food Products_Existing_Process_Natural Gas_Gas Boiler - Maintenance_A_Technical Potential | F5 | Industrial | Food Products | Existing | Process | Natural Gas | Gas Boiler - Maintenance | A | Standalone Impact on Baseline Summer Peak (%) | Technical Potential | bar: 2019 to 2040
F6_Industrial_Food Products_Existing_Process_Natural Gas_Gas Boiler - Maintenance_A_Technical Potential | F6 | Industrial | Food Products | Existing | Process | Natural Gas | Gas Boiler - Maintenance | A | Standalone Impact on Baseline Winter Peak (%) | Technical Potential | bar: 2019 to 2040
F7_Industrial_Food Products_Existing_Process_Natural Gas_Gas Boiler - Maintenance_A_Technical Potential | F7 | Industrial | Food Products | Existing | Process | Natural Gas | Gas Boiler - Maintenance | A | Incremental Energy Savings (MWh or mTherms) | Technical Potential | 0 | 0 | 1.7602 | 1.2125 | 0.82488 | 0.63134 | 0.54361 | 0.46229 | 0.38921 | 0.32497 | 0.26945 | 0.2221 | 0.18213 | 0.1394 | 0.10669 | 0.081657 | 0.062498 | 0.056397 | 0.043376 | 0.036708 | 0.030256 | 0.024016
F8_Industrial_Food Products_Existing_Process_Natural Gas_Gas Boiler - Maintenance_A_Technical Potential | F8 | Industrial | Food Products | Existing | Process | Natural Gas | Gas Boiler - Maintenance | A | Incremental Summer Peak Savings (MW) | Technical Potential | 0 | 0 | 0 | 0 | 0 | 0 | 0 | 0 | 0 | 0 | 0 | 0 | 0 | 0 | 0 | 0 | 0 | 0 | 0 | 0 | 0 | 0
F9_Industrial_Food Products_Existing_Process_Natural Gas_Gas Boiler - Maintenance_A_Technical Potential | F9 | Industrial | Food Products | Existing | Process | Natural Gas | Gas Boiler - Maintenance | A | Incremental Winter Peak Savings (MW) | Technical Potential | 0 | 0 | 0 | 0 | 0 | 0 | 0 | 0 | 0 | 0 | 0 | 0 | 0 | 0 | 0 | 0 | 0 | 0 | 0 | 0 | 0 | 0
F10_Industrial_Food Products_Existing_Process_Natural Gas_Gas Boiler - Maintenance_A_Technical Potential | F10 | Industrial | Food Products | Existing | Process | Natural Gas | Gas Boiler - Maintenance | A | Cumulative Energy Savings (MWh or mTherms) | Technical Potential | 0 | 0 | 1.7602 | 2.9726 | 3.7975 | 4.4288 | 4.9724 | 5.4347 | 5.824 | 6.1489 | 6.4184 | 6.6405 | 6.8226 | 6.962 | 7.0687 | 7.1503 | 7.2128 | 7.2692 | 7.3126 | 7.3493 | 7.3796 | 7.4036
F11_Industrial_Food Products_Existing_Process_Natural Gas_Gas Boiler - Maintenance_A_Technical Potential | F11 | Industrial | Food Products | Existing | Process | Natural Gas | Gas Boiler - Maintenance | A | Cumulative Summer Peak Savings (MW) | Technical Potential | 0 | 0 | 0 | 0 | 0 | 0 | 0 | 0 | 0 | 0 | 0 | 0 | 0 | 0 | 0 | 0 | 0 | 0 | 0 | 0 | 0 | 0
F12_Industrial_Food Products_Existing_Process_Natural Gas_Gas Boiler - Maintenance_A_Technical Potential | F12 | Industrial | Food Products | Existing | Process | Natural Gas | Gas Boiler - Maintenance | A | Cumulative Winter Peak Savings (MW) | Technical Potential | 0 | 0 | 0 | 0 | 0 | 0 | 0 | 0 | 0 | 0 | 0 | 0 | 0 | 0 | 0 | 0 | 0 | 0 | 0 | 0 | 0 | 0
F13_Industrial_Food Products_Existing_Process_Natural Gas_Gas Boiler - Maintenance_A_Technical Potential | F13 | Industrial | Food Products | Existing | Process | Natural Gas | Gas Boiler - Maintenance | A | Purchases (Incremental) | Technical Potential | 0 | 0 | 50.6522 | 34.891 | 23.7375 | 18.168 | 15.6435 | 13.3035 | 11.2003 | 9.3517 | 7.754 | 6.3912 | 5.2411 | 4.0114 | 3.0702 | 2.3499 | 1.7985 | 1.623 | 1.2482 | 1.0563 | 0.87069 | 0.69112
F14_Industrial_Food Products_Existing_Process_Natural Gas_Gas Boiler - Maintenance_A_Technical Potential | F14 | Industrial | Food Products | Existing | Process | Natural Gas | Gas Boiler - Maintenance | A | Purchases (Cumulative) | Technical Potential | 0 | 0 | 50.6522 | 85.5432 | 109.2807 | 127.4487 | 143.0922 | 156.3957 | 167.596 | 176.9477 | 184.7018 | 191.093 | 196.3341 | 200.3455 | 203.4157 | 205.7656 | 207.5641 | 209.187 | 210.4353 | 211.4916 | 212.3623 | 213.0534
F1_Industrial_Food Products_Existing_Space Heating_Natural Gas_Gas Furnace - Maintenance_A_Technical Potential | F1 | Industrial | Food Products | Existing | Space Heating | Natural Gas | Gas Furnace - Maintenance | A | Original Unit Energy Savings (kWh or therms) | Technical Potential | 0 | 0 | 0.0093975 | 0.0093456 | 0.0092937 | 0.0092423 | 0.0091918 | 0.0091426 | 0.0090951 | 0.0090495 | 0.0090061 | 0.0089653 | 0.0089269 | 0.0088907 | 0.0088567 | 0.0088247 | 0.0087946 | 0.0087662 | 0.0087395 | 0.0087144 | 0.0086907 | 0.0086685
F2_Industrial_Food Products_Existing_Space Heating_Natural Gas_Gas Furnace - Maintenance_A_Technical Potential | F2 | Industrial | Food Products | Existing | Space Heating | Natural Gas | Gas Furnace - Maintenance | A | Original Unit Summer Peak Savings (kW) | Technical Potential | 0 | 0 | 0 | 0 | 0 | 0 | 0 | 0 | 0 | 0 | 0 | 0 | 0 | 0 | 0 | 0 | 0 | 0 | 0 | 0 | 0 | 0
F3_Industrial_Food Products_Existing_Space Heating_Natural Gas_Gas Furnace - Maintenance_A_Technical Potential | F3 | Industrial | Food Products | Existing | Space Heating | Natural Gas | Gas Furnace - Maintenance | A | Original Unit Winter Peak Savings (kW) | Technical Potential | 0 | 0 | 0 | 0 | 0 | 0 | 0 | 0 | 0 | 0 | 0 | 0 | 0 | 0 | 0 | 0 | 0 | 0 | 0 | 0 | 0 | 0
F4_Industrial_Food Products_Existing_Space Heating_Natural Gas_Gas Furnace - Maintenance_A_Technical Potential | F4 | Industrial | Food Products | Existing | Space Heating | Natural Gas | Gas Furnace - Maintenance | A | Standalone Impact on Baseline Energy (%) | Technical Potential | 0% | 0% | 3.879e-05% | 6.646e-05% | 8.611e-05% | 0.0001019% | 0.000116% | 0.0001286% | 0.0001398% | 0.0001498% | 0.0001586% | 0.0001666% | 0.0001737% | 0.0001799% | 0.0001855% | 0.0001905% | 0.0001952% | 0.0001998% | 0.0002041% | 0.0002084% | 0.0002126% | 0.0002167%
F5_Industrial_Food Products_Existing_Space Heating_Natural Gas_Gas Furnace - Maintenance_A_Technical Potential | F5 | Industrial | Food Products | Existing | Space Heating | Natural Gas | Gas Furnace - Maintenance | A | Standalone Impact on Baseline Summer Peak (%) | Technical Potential | bar: 2019 to 2040
F6_Industrial_Food Products_Existing_Space Heating_Natural Gas_Gas Furnace - Maintenance_A_Technical Potential | F6 | Industrial | Food Products | Existing | Space Heating | Natural Gas | Gas Furnace - Maintenance | A | Standalone Impact on Baseline Winter Peak (%) | Technical Potential | bar: 2019 to 2040
F7_Industrial_Food Products_Existing_Space Heating_Natural Gas_Gas Furnace - Maintenance_A_Technical Potential | F7 | Industrial | Food Products | Existing | Space Heating | Natural Gas | Gas Furnace - Maintenance | A | Incremental Energy Savings (MWh or mTherms) | Technical Potential | 0 | 0 | 0.00015927 | 0.00010911 | 7.3817e-05 | 5.6185e-05 | 4.8114e-05 | 4.0698e-05 | 3.4086e-05 | 2.8317e-05 | 2.3367e-05 | 1.9173e-05 | 1.5655e-05 | 1.1934e-05 | 9.0986e-06 | 6.9387e-06 | 5.2925e-06 | 4.7605e-06 | 3.6502e-06 | 3.0802e-06 | 2.5319e-06 | 2.0046e-06
F8_Industrial_Food Products_Existing_Space Heating_Natural Gas_Gas Furnace - Maintenance_A_Technical Potential | F8 | Industrial | Food Products | Existing | Space Heating | Natural Gas | Gas Furnace - Maintenance | A | Incremental Summer Peak Savings (MW) | Technical Potential | 0 | 0 | 0 | 0 | 0 | 0 | 0 | 0 | 0 | 0 | 0 | 0 | 0 | 0 | 0 | 0 | 0 | 0 | 0 | 0 | 0 | 0
F9_Industrial_Food Products_Existing_Space Heating_Natural Gas_Gas Furnace - Maintenance_A_Technical Potential | F9 | Industrial | Food Products | Existing | Space Heating | Natural Gas | Gas Furnace - Maintenance | A | Incremental Winter Peak Savings (MW) | Technical Potential | 0 | 0 | 0 | 0 | 0 | 0 | 0 | 0 | 0 | 0 | 0 | 0 | 0 | 0 | 0 | 0 | 0 | 0 | 0 | 0 | 0 | 0
F10_Industrial_Food Products_Existing_Space Heating_Natural Gas_Gas Furnace - Maintenance_A_Technical Potential | F10 | Industrial | Food Products | Existing | Space Heating | Natural Gas | Gas Furnace - Maintenance | A | Cumulative Energy Savings (MWh or mTherms) | Technical Potential | 0 | 0 | 0.00015927 | 0.0002675 | 0.00033983 | 0.00039414 | 0.0004401 | 0.00047844 | 0.00051004 | 0.0005358 | 0.0005566 | 0.00057325 | 0.00058645 | 0.00059601 | 0.00060283 | 0.00060759 | 0.0006108 | 0.00061359 | 0.00061538 | 0.00061669 | 0.00061754 | 0.00061797
F11_Industrial_Food Products_Existing_Space Heating_Natural Gas_Gas Furnace - Maintenance_A_Technical Potential | F11 | Industrial | Food Products | Existing | Space Heating | Natural Gas | Gas Furnace - Maintenance | A | Cumulative Summer Peak Savings (MW) | Technical Potential | 0 | 0 | 0 | 0 | 0 | 0 | 0 | 0 | 0 | 0 | 0 | 0 | 0 | 0 | 0 | 0 | 0 | 0 | 0 | 0 | 0 | 0
F12_Industrial_Food Products_Existing_Space Heating_Natural Gas_Gas Furnace - Maintenance_A_Technical Potential | F12 | Industrial | Food Products | Existing | Space Heating | Natural Gas | Gas Furnace - Maintenance | A | Cumulative Winter Peak Savings (MW) | Technical Potential | 0 | 0 | 0 | 0 | 0 | 0 | 0 | 0 | 0 | 0 | 0 | 0 | 0 | 0 | 0 | 0 | 0 | 0 | 0 | 0 | 0 | 0
F13_Industrial_Food Products_Existing_Space Heating_Natural Gas_Gas Furnace - Maintenance_A_Technical Potential | F13 | Industrial | Food Products | Existing | Space Heating | Natural Gas | Gas Furnace - Maintenance | A | Purchases (Incremental) | Technical Potential | 0 | 0 | 16.9486 | 11.6748 | 7.9427 | 6.0791 | 5.2344 | 4.4514 | 3.7477 | 3.1292 | 2.5946 | 2.1386 | 1.7537 | 1.3422 | 1.0273 | 0.78628 | 0.6018 | 0.54305 | 0.41767 | 0.35346 | 0.29134 | 0.23125
F14_Industrial_Food Products_Existing_Space Heating_Natural Gas_Gas Furnace - Maintenance_A_Technical Potential | F14 | Industrial | Food Products | Existing | Space Heating | Natural Gas | Gas Furnace - Maintenance | A | Purchases (Cumulative) | Technical Potential | 0 | 0 | 16.9486 | 28.6234 | 36.5661 | 42.6452 | 47.8797 | 52.3311 | 56.0788 | 59.2079 | 61.8025 | 63.941 | 65.6947 | 67.037 | 68.0643 | 68.8506 | 69.4524 | 69.9954 | 70.4131 | 70.7666 | 71.0579 | 71.2891
F1_Industrial_Food Products_Existing_Space Heating_Natural Gas_Gas Boiler - Hot Water Reset_A_Technical Potential | F1 | Industrial | Food Products | Existing | Space Heating | Natural Gas | Gas Boiler - Hot Water Reset | A | Original Unit Energy Savings (kWh or therms) | Technical Potential | 0 | 0 | 3.4633 | 3.4546 | 3.4461 | 3.4377 | 3.4296 | 3.4218 | 3.4142 | 3.4068 | 3.3997 | 3.3929 | 3.3864 | 3.3802 | 3.3743 | 3.3688 | 3.3635 | 3.3586 | 3.354 | 3.3498 | 3.3459 | 3.3424
F2_Industrial_Food Products_Existing_Space Heating_Natural Gas_Gas Boiler - Hot Water Reset_A_Technical Potential | F2 | Industrial | Food Products | Existing | Space Heating | Natural Gas | Gas Boiler - Hot Water Reset | A | Original Unit Summer Peak Savings (kW) | Technical Potential | 0 | 0 | 0 | 0 | 0 | 0 | 0 | 0 | 0 | 0 | 0 | 0 | 0 | 0 | 0 | 0 | 0 | 0 | 0 | 0 | 0 | 0
F3_Industrial_Food Products_Existing_Space Heating_Natural Gas_Gas Boiler - Hot Water Reset_A_Technical Potential | F3 | Industrial | Food Products | Existing | Space Heating | Natural Gas | Gas Boiler - Hot Water Reset | A | Original Unit Winter Peak Savings (kW) | Technical Potential | 0 | 0 | 0 | 0 | 0 | 0 | 0 | 0 | 0 | 0 | 0 | 0 | 0 | 0 | 0 | 0 | 0 | 0 | 0 | 0 | 0 | 0
F4_Industrial_Food Products_Existing_Space Heating_Natural Gas_Gas Boiler - Hot Water Reset_A_Technical Potential | F4 | Industrial | Food Products | Existing | Space Heating | Natural Gas | Gas Boiler - Hot Water Reset | A | Standalone Impact on Baseline Energy (%) | Technical Potential | 0% | 0% | 0.008708% | 0.01955% | 0.03297% | 0.04874% | 0.06691% | 0.08833% | 0.1121% | 0.1367% | 0.1605% | 0.1817% | 0.1991% | 0.2119% | 0.2211% | 0.2276% | 0.2326% | 0.2371% | 0.2414% | 0.2456% | 0.2499% | 0.2543%
F5_Industrial_Food Products_Existing_Space Heating_Natural Gas_Gas Boiler - Hot Water Reset_A_Technical Potential | F5 | Industrial | Food Products | Existing | Space Heating | Natural Gas | Gas Boiler - Hot Water Reset | A | Standalone Impact on Baseline Summer Peak (%) | Technical Potential | bar: 2019 to 2040
F6_Industrial_Food Products_Existing_Space Heating_Natural Gas_Gas Boiler - Hot Water Reset_A_Technical Potential | F6 | Industrial | Food Products | Existing | Space Heating | Natural Gas | Gas Boiler - Hot Water Reset | A | Standalone Impact on Baseline Winter Peak (%) | Technical Potential | bar: 2019 to 2040
F7_Industrial_Food Products_Existing_Space Heating_Natural Gas_Gas Boiler - Hot Water Reset_A_Technical Potential | F7 | Industrial | Food Products | Existing | Space Heating | Natural Gas | Gas Boiler - Hot Water Reset | A | Incremental Energy Savings (MWh or mTherms) | Technical Potential | 0 | 0 | 0.035754 | 0.043035 | 0.051626 | 0.058755 | 0.065706 | 0.075321 | 0.081023 | 0.081168 | 0.075016 | 0.063244 | 0.048005 | 0.031166 | 0.017753 | 0.0083867 | 0.0034816 | 0.0012424 | 0.00038086 | 8.1476e-05 | 1.3146e-05 | 1.5492e-06
F8_Industrial_Food Products_Existing_Space Heating_Natural Gas_Gas Boiler - Hot Water Reset_A_Technical Potential | F8 | Industrial | Food Products | Existing | Space Heating | Natural Gas | Gas Boiler - Hot Water Reset | A | Incremental Summer Peak Savings (MW) | Technical Potential | 0 | 0 | 0 | 0 | 0 | 0 | 0 | 0 | 0 | 0 | 0 | 0 | 0 | 0 | 0 | 0 | 0 | 0 | 0 | 0 | 0 | 0
F9_Industrial_Food Products_Existing_Space Heating_Natural Gas_Gas Boiler - Hot Water Reset_A_Technical Potential | F9 | Industrial | Food Products | Existing | Space Heating | Natural Gas | Gas Boiler - Hot Water Reset | A | Incremental Winter Peak Savings (MW) | Technical Potential | 0 | 0 | 0 | 0 | 0 | 0 | 0 | 0 | 0 | 0 | 0 | 0 | 0 | 0 | 0 | 0 | 0 | 0 | 0 | 0 | 0 | 0
F10_Industrial_Food Products_Existing_Space Heating_Natural Gas_Gas Boiler - Hot Water Reset_A_Technical Potential | F10 | Industrial | Food Products | Existing | Space Heating | Natural Gas | Gas Boiler - Hot Water Reset | A | Cumulative Energy Savings (MWh or mTherms) | Technical Potential | 0 | 0 | 0.035754 | 0.078699 | 0.13013 | 0.18857 | 0.25383 | 0.32857 | 0.40886 | 0.48915 | 0.56315 | 0.62527 | 0.67208 | 0.70201 | 0.71854 | 0.72574 | 0.7281 | 0.72827 | 0.72766 | 0.72683 | 0.726 | 0.72524
F11_Industrial_Food Products_Existing_Space Heating_Natural Gas_Gas Boiler - Hot Water Reset_A_Technical Potential | F11 | Industrial | Food Products | Existing | Space Heating | Natural Gas | Gas Boiler - Hot Water Reset | A | Cumulative Summer Peak Savings (MW) | Technical Potential | 0 | 0 | 0 | 0 | 0 | 0 | 0 | 0 | 0 | 0 | 0 | 0 | 0 | 0 | 0 | 0 | 0 | 0 | 0 | 0 | 0 | 0
F12_Industrial_Food Products_Existing_Space Heating_Natural Gas_Gas Boiler - Hot Water Reset_A_Technical Potential | F12 | Industrial | Food Products | Existing | Space Heating | Natural Gas | Gas Boiler - Hot Water Reset | A | Cumulative Winter Peak Savings (MW) | Technical Potential | 0 | 0 | 0 | 0 | 0 | 0 | 0 | 0 | 0 | 0 | 0 | 0 | 0 | 0 | 0 | 0 | 0 | 0 | 0 | 0 | 0 | 0
F13_Industrial_Food Products_Existing_Space Heating_Natural Gas_Gas Boiler - Hot Water Reset_A_Technical Potential | F13 | Industrial | Food Products | Existing | Space Heating | Natural Gas | Gas Boiler - Hot Water Reset | A | Purchases (Incremental) | Technical Potential | 0 | 0 | 10.3237 | 12.4573 | 14.9813 | 17.0911 | 19.1584 | 22.0123 | 23.7315 | 23.8254 | 22.0655 | 18.6401 | 14.1758 | 9.2201 | 5.2613 | 2.4895 | 1.0351 | 0.36991 | 0.11355 | 0.024322 | 0.003929 | 0.00046348
F14_Industrial_Food Products_Existing_Space Heating_Natural Gas_Gas Boiler - Hot Water Reset_A_Technical Potential | F14 | Industrial | Food Products | Existing | Space Heating | Natural Gas | Gas Boiler - Hot Water Reset | A | Purchases (Cumulative) | Technical Potential | 0 | 0 | 10.3237 | 22.781 | 37.7623 | 54.8533 | 74.0117 | 96.024 | 119.7555 | 143.5809 | 165.6464 | 184.2865 | 198.4623 | 207.6824 | 212.9437 | 215.4332 | 216.4683 | 216.8383 | 216.9518 | 216.9761 | 216.9801 | 216.9805
F1_Industrial_Food Products_Existing_Process_Natural Gas_Gas Boiler - Hot Water Reset_A_Technical Potential | F1 | Industrial | Food Products | Existing | Process | Natural Gas | Gas Boiler - Hot Water Reset | A | Original Unit Energy Savings (kWh or therms) | Technical Potential | 0 | 0 | 63.1817 | 63.1817 | 63.1817 | 63.1817 | 63.1817 | 63.1817 | 63.1817 | 63.1817 | 63.1817 | 63.1817 | 63.1817 | 63.1817 | 63.1817 | 63.1817 | 63.1817 | 63.1817 | 63.1817 | 63.1817 | 63.1817 | 63.1817
F2_Industrial_Food Products_Existing_Process_Natural Gas_Gas Boiler - Hot Water Reset_A_Technical Potential | F2 | Industrial | Food Products | Existing | Process | Natural Gas | Gas Boiler - Hot Water Reset | A | Original Unit Summer Peak Savings (kW) | Technical Potential | 0 | 0 | 0 | 0 | 0 | 0 | 0 | 0 | 0 | 0 | 0 | 0 | 0 | 0 | 0 | 0 | 0 | 0 | 0 | 0 | 0 | 0
F3_Industrial_Food Products_Existing_Process_Natural Gas_Gas Boiler - Hot Water Reset_A_Technical Potential | F3 | Industrial | Food Products | Existing | Process | Natural Gas | Gas Boiler - Hot Water Reset | A | Original Unit Winter Peak Savings (kW) | Technical Potential | 0 | 0 | 0 | 0 | 0 | 0 | 0 | 0 | 0 | 0 | 0 | 0 | 0 | 0 | 0 | 0 | 0 | 0 | 0 | 0 | 0 | 0
F4_Industrial_Food Products_Existing_Process_Natural Gas_Gas Boiler - Hot Water Reset_A_Technical Potential | F4 | Industrial | Food Products | Existing | Process | Natural Gas | Gas Boiler - Hot Water Reset | A | Standalone Impact on Baseline Energy (%) | Technical Potential | 0% | 0% | 0.02417% | 0.05427% | 0.09154% | 0.1353% | 0.1858% | 0.2452% | 0.3112% | 0.3797% | 0.4457% | 0.5046% | 0.5529% | 0.5888% | 0.6143% | 0.6324% | 0.6465% | 0.659% | 0.6709% | 0.6828% | 0.6948% | 0.7069%
F5_Industrial_Food Products_Existing_Process_Natural Gas_Gas Boiler - Hot Water Reset_A_Technical Potential | F5 | Industrial | Food Products | Existing | Process | Natural Gas | Gas Boiler - Hot Water Reset | A | Standalone Impact on Baseline Summer Peak (%) | Technical Potential | bar: 2019 to 2040
F6_Industrial_Food Products_Existing_Process_Natural Gas_Gas Boiler - Hot Water Reset_A_Technical Potential | F6 | Industrial | Food Products | Existing | Process | Natural Gas | Gas Boiler - Hot Water Reset | A | Standalone Impact on Baseline Winter Peak (%) | Technical Potential | bar: 2019 to 2040
F7_Industrial_Food Products_Existing_Process_Natural Gas_Gas Boiler - Hot Water Reset_A_Technical Potential | F7 | Industrial | Food Products | Existing | Process | Natural Gas | Gas Boiler - Hot Water Reset | A | Incremental Energy Savings (MWh or mTherms) | Technical Potential | 0 | 0 | 1.5553 | 1.8767 | 2.257 | 2.5748 | 2.8863 | 3.3162 | 3.5752 | 3.5894 | 3.3242 | 2.8082 | 2.1356 | 1.389 | 0.79263 | 0.37506 | 0.15594 | 0.055729 | 0.017107 | 0.0036643 | 0.00059192 | 6.9825e-05
F8_Industrial_Food Products_Existing_Process_Natural Gas_Gas Boiler - Hot Water Reset_A_Technical Potential | F8 | Industrial | Food Products | Existing | Process | Natural Gas | Gas Boiler - Hot Water Reset | A | Incremental Summer Peak Savings (MW) | Technical Potential | 0 | 0 | 0 | 0 | 0 | 0 | 0 | 0 | 0 | 0 | 0 | 0 | 0 | 0 | 0 | 0 | 0 | 0 | 0 | 0 | 0 | 0
F9_Industrial_Food Products_Existing_Process_Natural Gas_Gas Boiler - Hot Water Reset_A_Technical Potential | F9 | Industrial | Food Products | Existing | Process | Natural Gas | Gas Boiler - Hot Water Reset | A | Incremental Winter Peak Savings (MW) | Technical Potential | 0 | 0 | 0 | 0 | 0 | 0 | 0 | 0 | 0 | 0 | 0 | 0 | 0 | 0 | 0 | 0 | 0 | 0 | 0 | 0 | 0 | 0
F10_Industrial_Food Products_Existing_Process_Natural Gas_Gas Boiler - Hot Water Reset_A_Technical Potential | F10 | Industrial | Food Products | Existing | Process | Natural Gas | Gas Boiler - Hot Water Reset | A | Cumulative Energy Savings (MWh or mTherms) | Technical Potential | 0 | 0 | 1.5553 | 3.432 | 5.689 | 8.2638 | 11.1501 | 14.4664 | 18.0416 | 21.631 | 24.9552 | 27.7634 | 29.899 | 31.2881 | 32.0807 | 32.4558 | 32.6117 | 32.6674 | 32.6845 | 32.6882 | 32.6888 | 32.6889
F11_Industrial_Food Products_Existing_Process_Natural Gas_Gas Boiler - Hot Water Reset_A_Technical Potential | F11 | Industrial | Food Products | Existing | Process | Natural Gas | Gas Boiler - Hot Water Reset | A | Cumulative Summer Peak Savings (MW) | Technical Potential | 0 | 0 | 0 | 0 | 0 | 0 | 0 | 0 | 0 | 0 | 0 | 0 | 0 | 0 | 0 | 0 | 0 | 0 | 0 | 0 | 0 | 0
F12_Industrial_Food Products_Existing_Process_Natural Gas_Gas Boiler - Hot Water Reset_A_Technical Potential | F12 | Industrial | Food Products | Existing | Process | Natural Gas | Gas Boiler - Hot Water Reset | A | Cumulative Winter Peak Savings (MW) | Technical Potential | 0 | 0 | 0 | 0 | 0 | 0 | 0 | 0 | 0 | 0 | 0 | 0 | 0 | 0 | 0 | 0 | 0 | 0 | 0 | 0 | 0 | 0
F13_Industrial_Food Products_Existing_Process_Natural Gas_Gas Boiler - Hot Water Reset_A_Technical Potential | F13 | Industrial | Food Products | Existing | Process | Natural Gas | Gas Boiler - Hot Water Reset | A | Purchases (Incremental) | Technical Potential | 0 | 0 | 24.6163 | 29.7038 | 35.722 | 40.7527 | 45.6822 | 52.4871 | 56.5865 | 56.8104 | 52.6139 | 44.4464 | 33.8015 | 21.9848 | 12.5453 | 5.9362 | 2.4682 | 0.88204 | 0.27076 | 0.057996 | 0.0093685 | 0.0011052
F14_Industrial_Food Products_Existing_Process_Natural Gas_Gas Boiler - Hot Water Reset_A_Technical Potential | F14 | Industrial | Food Products | Existing | Process | Natural Gas | Gas Boiler - Hot Water Reset | A | Purchases (Cumulative) | Technical Potential | 0 | 0 | 24.6163 | 54.3201 | 90.0422 | 130.7949 | 176.477 | 228.9642 | 285.5506 | 342.361 | 394.9749 | 439.4213 | 473.2228 | 495.2076 | 507.7529 | 513.6891 | 516.1572 | 517.0393 | 517.31 | 517.368 | 517.3774 | 517.3785
F1_Industrial_Food Products_Existing_Space Heating_Natural Gas_Steam Trap Maintenance_A_Technical Potential | F1 | Industrial | Food Products | Existing | Space Heating | Natural Gas | Steam Trap Maintenance | A | Original Unit Energy Savings (kWh or therms) | Technical Potential | 0 | 0 | 1.2235 | 1.2204 | 1.2174 | 1.2145 | 1.2116 | 1.2088 | 1.2062 | 1.2036 | 1.201 | 1.1986 | 1.1964 | 1.1942 | 1.1921 | 1.1901 | 1.1883 | 1.1865 | 1.1849 | 1.1834 | 1.182 | 1.1808
F2_Industrial_Food Products_Existing_Space Heating_Natural Gas_Steam Trap Maintenance_A_Technical Potential | F2 | Industrial | Food Products | Existing | Space Heating | Natural Gas | Steam Trap Maintenance | A | Original Unit Summer Peak Savings (kW) | Technical Potential | 0 | 0 | 0 | 0 | 0 | 0 | 0 | 0 | 0 | 0 | 0 | 0 | 0 | 0 | 0 | 0 | 0 | 0 | 0 | 0 | 0 | 0
F3_Industrial_Food Products_Existing_Space Heating_Natural Gas_Steam Trap Maintenance_A_Technical Potential | F3 | Industrial | Food Products | Existing | Space Heating | Natural Gas | Steam Trap Maintenance | A | Original Unit Winter Peak Savings (kW) | Technical Potential | 0 | 0 | 0 | 0 | 0 | 0 | 0 | 0 | 0 | 0 | 0 | 0 | 0 | 0 | 0 | 0 | 0 | 0 | 0 | 0 | 0 | 0
F4_Industrial_Food Products_Existing_Space Heating_Natural Gas_Steam Trap Maintenance_A_Technical Potential | F4 | Industrial | Food Products | Existing | Space Heating | Natural Gas | Steam Trap Maintenance | A | Standalone Impact on Baseline Energy (%) | Technical Potential | 0% | 0% | 0.001717% | 0.003464% | 0.005241% | 0.007049% | 0.008889% | 0.01076% | 0.01267% | 0.0146% | 0.01658% | 0.01858% | 0.02062% | 0.0227% | 0.02481% | 0.02695% | 0.02914% | 0.03136% | 0.03362% | 0.03592% | 0.03826% | 0.04065%
F5_Industrial_Food Products_Existing_Space Heating_Natural Gas_Steam Trap Maintenance_A_Technical Potential | F5 | Industrial | Food Products | Existing | Space Heating | Natural Gas | Steam Trap Maintenance | A | Standalone Impact on Baseline Summer Peak (%) | Technical Potential | bar: 2019 to 2040
F6_Industrial_Food Products_Existing_Space Heating_Natural Gas_Steam Trap Maintenance_A_Technical Potential | F6 | Industrial | Food Products | Existing | Space Heating | Natural Gas | Steam Trap Maintenance | A | Standalone Impact on Baseline Winter Peak (%) | Technical Potential | bar: 2019 to 2040
F7_Industrial_Food Products_Existing_Space Heating_Natural Gas_Steam Trap Maintenance_A_Technical Potential | F7 | Industrial | Food Products | Existing | Space Heating | Natural Gas | Steam Trap Maintenance | A | Incremental Energy Savings (MWh or mTherms) | Technical Potential | 0 | 0 | 0.0070499 | 0.0069109 | 0.006775 | 0.0066422 | 0.0065123 | 0.0063853 | 0.0062612 | 0.00614 | 0.0060216 | 0.005906 | 0.005793 | 0.0056827 | 0.005575 | 0.0054698 | 0.0053672 | 0.0052669 | 0.0051691 | 0.0050736 | 0.0049803 | 0.0048893
F8_Industrial_Food Products_Existing_Space Heating_Natural Gas_Steam Trap Maintenance_A_Technical Potential | F8 | Industrial | Food Products | Existing | Space Heating | Natural Gas | Steam Trap Maintenance | A | Incremental Summer Peak Savings (MW) | Technical Potential | 0 | 0 | 0 | 0 | 0 | 0 | 0 | 0 | 0 | 0 | 0 | 0 | 0 | 0 | 0 | 0 | 0 | 0 | 0 | 0 | 0 | 0
F9_Industrial_Food Products_Existing_Space Heating_Natural Gas_Steam Trap Maintenance_A_Technical Potential | F9 | Industrial | Food Products | Existing | Space Heating | Natural Gas | Steam Trap Maintenance | A | Incremental Winter Peak Savings (MW) | Technical Potential | 0 | 0 | 0 | 0 | 0 | 0 | 0 | 0 | 0 | 0 | 0 | 0 | 0 | 0 | 0 | 0 | 0 | 0 | 0 | 0 | 0 | 0
F10_Industrial_Food Products_Existing_Space Heating_Natural Gas_Steam Trap Maintenance_A_Technical Potential | F10 | Industrial | Food Products | Existing | Space Heating | Natural Gas | Steam Trap Maintenance | A | Cumulative Energy Savings (MWh or mTherms) | Technical Potential | 0 | 0 | 0.0070499 | 0.013943 | 0.020684 | 0.027276 | 0.033724 | 0.040032 | 0.046204 | 0.052245 | 0.058158 | 0.063947 | 0.069618 | 0.075173 | 0.080617 | 0.085954 | 0.091187 | 0.096321 | 0.10136 | 0.10631 | 0.11116 | 0.11593
F11_Industrial_Food Products_Existing_Space Heating_Natural Gas_Steam Trap Maintenance_A_Technical Potential | F11 | Industrial | Food Products | Existing | Space Heating | Natural Gas | Steam Trap Maintenance | A | Cumulative Summer Peak Savings (MW) | Technical Potential | 0 | 0 | 0 | 0 | 0 | 0 | 0 | 0 | 0 | 0 | 0 | 0 | 0 | 0 | 0 | 0 | 0 | 0 | 0 | 0 | 0 | 0
F12_Industrial_Food Products_Existing_Space Heating_Natural Gas_Steam Trap Maintenance_A_Technical Potential | F12 | Industrial | Food Products | Existing | Space Heating | Natural Gas | Steam Trap Maintenance | A | Cumulative Winter Peak Savings (MW) | Technical Potential | 0 | 0 | 0 | 0 | 0 | 0 | 0 | 0 | 0 | 0 | 0 | 0 | 0 | 0 | 0 | 0 | 0 | 0 | 0 | 0 | 0 | 0
F13_Industrial_Food Products_Existing_Space Heating_Natural Gas_Steam Trap Maintenance_A_Technical Potential | F13 | Industrial | Food Products | Existing | Space Heating | Natural Gas | Steam Trap Maintenance | A | Purchases (Incremental) | Technical Potential | 0 | 0 | 5.7621 | 5.6627 | 5.5651 | 5.4691 | 5.3748 | 5.2822 | 5.1911 | 5.1016 | 5.0136 | 4.9272 | 4.8422 | 4.7588 | 4.6767 | 4.5961 | 4.5168 | 4.439 | 4.3624 | 4.2872 | 4.2133 | 4.1407
F14_Industrial_Food Products_Existing_Space Heating_Natural Gas_Steam Trap Maintenance_A_Technical Potential | F14 | Industrial | Food Products | Existing | Space Heating | Natural Gas | Steam Trap Maintenance | A | Purchases (Cumulative) | Technical Potential | 0 | 0 | 5.7621 | 11.4248 | 16.9899 | 22.459 | 27.8339 | 33.116 | 38.3071 | 43.4087 | 48.4224 | 53.3496 | 58.1918 | 62.9506 | 67.6273 | 72.2234 | 76.7402 | 81.1791 | 85.5416 | 89.8288 | 94.0421 | 98.1827
F1_Industrial_Food Products_Existing_Process_Natural Gas_Steam Trap Maintenance_A_Technical Potential | F1 | Industrial | Food Products | Existing | Process | Natural Gas | Steam Trap Maintenance | A | Original Unit Energy Savings (kWh or therms) | Technical Potential | 0 | 0 | 44.6416 | 44.6416 | 44.6416 | 44.6416 | 44.6416 | 44.6416 | 44.6416 | 44.6416 | 44.6416 | 44.6416 | 44.6416 | 44.6416 | 44.6416 | 44.6416 | 44.6416 | 44.6416 | 44.6416 | 44.6416 | 44.6416 | 44.6416
F2_Industrial_Food Products_Existing_Process_Natural Gas_Steam Trap Maintenance_A_Technical Potential | F2 | Industrial | Food Products | Existing | Process | Natural Gas | Steam Trap Maintenance | A | Original Unit Summer Peak Savings (kW) | Technical Potential | 0 | 0 | 0 | 0 | 0 | 0 | 0 | 0 | 0 | 0 | 0 | 0 | 0 | 0 | 0 | 0 | 0 | 0 | 0 | 0 | 0 | 0
F3_Industrial_Food Products_Existing_Process_Natural Gas_Steam Trap Maintenance_A_Technical Potential | F3 | Industrial | Food Products | Existing | Process | Natural Gas | Steam Trap Maintenance | A | Original Unit Winter Peak Savings (kW) | Technical Potential | 0 | 0 | 0 | 0 | 0 | 0 | 0 | 0 | 0 | 0 | 0 | 0 | 0 | 0 | 0 | 0 | 0 | 0 | 0 | 0 | 0 | 0
F4_Industrial_Food Products_Existing_Process_Natural Gas_Steam Trap Maintenance_A_Technical Potential | F4 | Industrial | Food Products | Existing | Process | Natural Gas | Steam Trap Maintenance | A | Standalone Impact on Baseline Energy (%) | Technical Potential | 0% | 0% | 0.009532% | 0.01923% | 0.0291% | 0.03914% | 0.04936% | 0.05976% | 0.07034% | 0.08111% | 0.09206% | 0.1032% | 0.1146% | 0.1261% | 0.1378% | 0.1498% | 0.1619% | 0.1743% | 0.1869% | 0.1997% | 0.2128% | 0.226%
F5_Industrial_Food Products_Existing_Process_Natural Gas_Steam Trap Maintenance_A_Technical Potential | F5 | Industrial | Food Products | Existing | Process | Natural Gas | Steam Trap Maintenance | A | Standalone Impact on Baseline Summer Peak (%) | Technical Potential | bar: 2019 to 2040
F6_Industrial_Food Products_Existing_Process_Natural Gas_Steam Trap Maintenance_A_Technical Potential | F6 | Industrial | Food Products | Existing | Process | Natural Gas | Steam Trap Maintenance | A | Standalone Impact on Baseline Winter Peak (%) | Technical Potential | bar: 2019 to 2040
F7_Industrial_Food Products_Existing_Process_Natural Gas_Steam Trap Maintenance_A_Technical Potential | F7 | Industrial | Food Products | Existing | Process | Natural Gas | Steam Trap Maintenance | A | Incremental Energy Savings (MWh or mTherms) | Technical Potential | 0 | 0 | 0.61335 | 0.60277 | 0.59238 | 0.58216 | 0.57213 | 0.56226 | 0.55257 | 0.54304 | 0.53368 | 0.52448 | 0.51543 | 0.50655 | 0.49781 | 0.48923 | 0.4808 | 0.47251 | 0.46436 | 0.45635 | 0.44849 | 0.44075
F8_Industrial_Food Products_Existing_Process_Natural Gas_Steam Trap Maintenance_A_Technical Potential | F8 | Industrial | Food Products | Existing | Process | Natural Gas | Steam Trap Maintenance | A | Incremental Summer Peak Savings (MW) | Technical Potential | 0 | 0 | 0 | 0 | 0 | 0 | 0 | 0 | 0 | 0 | 0 | 0 | 0 | 0 | 0 | 0 | 0 | 0 | 0 | 0 | 0 | 0
F9_Industrial_Food Products_Existing_Process_Natural Gas_Steam Trap Maintenance_A_Technical Potential | F9 | Industrial | Food Products | Existing | Process | Natural Gas | Steam Trap Maintenance | A | Incremental Winter Peak Savings (MW) | Technical Potential | 0 | 0 | 0 | 0 | 0 | 0 | 0 | 0 | 0 | 0 | 0 | 0 | 0 | 0 | 0 | 0 | 0 | 0 | 0 | 0 | 0 | 0
F10_Industrial_Food Products_Existing_Process_Natural Gas_Steam Trap Maintenance_A_Technical Potential | F10 | Industrial | Food Products | Existing | Process | Natural Gas | Steam Trap Maintenance | A | Cumulative Energy Savings (MWh or mTherms) | Technical Potential | 0 | 0 | 0.61335 | 1.2161 | 1.8085 | 2.3907 | 2.9628 | 3.525 | 4.0776 | 4.6207 | 5.1543 | 5.6788 | 6.1943 | 6.7008 | 7.1986 | 7.6878 | 8.1686 | 8.6412 | 9.1055 | 9.5619 | 10.0104 | 10.4511
F11_Industrial_Food Products_Existing_Process_Natural Gas_Steam Trap Maintenance_A_Technical Potential | F11 | Industrial | Food Products | Existing | Process | Natural Gas | Steam Trap Maintenance | A | Cumulative Summer Peak Savings (MW) | Technical Potential | 0 | 0 | 0 | 0 | 0 | 0 | 0 | 0 | 0 | 0 | 0 | 0 | 0 | 0 | 0 | 0 | 0 | 0 | 0 | 0 | 0 | 0
F12_Industrial_Food Products_Existing_Process_Natural Gas_Steam Trap Maintenance_A_Technical Potential | F12 | Industrial | Food Products | Existing | Process | Natural Gas | Steam Trap Maintenance | A | Cumulative Winter Peak Savings (MW) | Technical Potential | 0 | 0 | 0 | 0 | 0 | 0 | 0 | 0 | 0 | 0 | 0 | 0 | 0 | 0 | 0 | 0 | 0 | 0 | 0 | 0 | 0 | 0
F13_Industrial_Food Products_Existing_Process_Natural Gas_Steam Trap Maintenance_A_Technical Potential | F13 | Industrial | Food Products | Existing | Process | Natural Gas | Steam Trap Maintenance | A | Purchases (Incremental) | Technical Potential | 0 | 0 | 13.7393 | 13.5025 | 13.2697 | 13.0409 | 12.816 | 12.5951 | 12.3779 | 12.1645 | 11.9548 | 11.7486 | 11.5461 | 11.347 | 11.1514 | 10.9591 | 10.7702 | 10.5845 | 10.402 | 10.2226 | 10.0464 | 9.8732
F14_Industrial_Food Products_Existing_Process_Natural Gas_Steam Trap Maintenance_A_Technical Potential | F14 | Industrial | Food Products | Existing | Process | Natural Gas | Steam Trap Maintenance | A | Purchases (Cumulative) | Technical Potential | 0 | 0 | 13.7393 | 27.2418 | 40.5114 | 53.5523 | 66.3683 | 78.9634 | 91.3413 | 103.5058 | 115.4605 | 127.2092 | 138.7553 | 150.1023 | 161.2536 | 172.2127 | 182.9829 | 193.5674 | 203.9693 | 214.192 | 224.2383 | 234.1115
F1_Industrial_Food Products_Existing_Space Heating_Natural Gas_Gas Boiler - High Turndown_A_Technical Potential | F1 | Industrial | Food Products | Existing | Space Heating | Natural Gas | Gas Boiler - High Turndown | A | Original Unit Energy Savings (kWh or therms) | Technical Potential | 0 | 0 | 1.2987 | 1.2955 | 1.2923 | 1.2892 | 1.2861 | 1.2832 | 1.2803 | 1.2776 | 1.2749 | 1.2723 | 1.2699 | 1.2676 | 1.2654 | 1.2633 | 1.2613 | 1.2595 | 1.2578 | 1.2562 | 1.2547 | 1.2534
F2_Industrial_Food Products_Existing_Space Heating_Natural Gas_Gas Boiler - High Turndown_A_Technical Potential | F2 | Industrial | Food Products | Existing | Space Heating | Natural Gas | Gas Boiler - High Turndown | A | Original Unit Summer Peak Savings (kW) | Technical Potential | 0 | 0 | 0 | 0 | 0 | 0 | 0 | 0 | 0 | 0 | 0 | 0 | 0 | 0 | 0 | 0 | 0 | 0 | 0 | 0 | 0 | 0
F3_Industrial_Food Products_Existing_Space Heating_Natural Gas_Gas Boiler - High Turndown_A_Technical Potential | F3 | Industrial | Food Products | Existing | Space Heating | Natural Gas | Gas Boiler - High Turndown | A | Original Unit Winter Peak Savings (kW) | Technical Potential | 0 | 0 | 0 | 0 | 0 | 0 | 0 | 0 | 0 | 0 | 0 | 0 | 0 | 0 | 0 | 0 | 0 | 0 | 0 | 0 | 0 | 0
F4_Industrial_Food Products_Existing_Space Heating_Natural Gas_Gas Boiler - High Turndown_A_Technical Potential | F4 | Industrial | Food Products | Existing | Space Heating | Natural Gas | Gas Boiler - High Turndown | A | Standalone Impact on Baseline Energy (%) | Technical Potential | 0% | 0% | 0.004984% | 0.01005% | 0.01521% | 0.02046% | 0.0258% | 0.03074% | 0.03486% | 0.03834% | 0.04131% | 0.04386% | 0.0461% | 0.04807% | 0.04985% | 0.05147% | 0.05297% | 0.05437% | 0.05532% | 0.05629% | 0.05727% | 0.05828%
F5_Industrial_Food Products_Existing_Space Heating_Natural Gas_Gas Boiler - High Turndown_A_Technical Potential | F5 | Industrial | Food Products | Existing | Space Heating | Natural Gas | Gas Boiler - High Turndown | A | Standalone Impact on Baseline Summer Peak (%) | Technical Potential | bar: 2019 to 2040
F6_Industrial_Food Products_Existing_Space Heating_Natural Gas_Gas Boiler - High Turndown_A_Technical Potential | F6 | Industrial | Food Products | Existing | Space Heating | Natural Gas | Gas Boiler - High Turndown | A | Standalone Impact on Baseline Winter Peak (%) | Technical Potential | bar: 2019 to 2040
F7_Industrial_Food Products_Existing_Space Heating_Natural Gas_Gas Boiler - High Turndown_A_Technical Potential | F7 | Industrial | Food Products | Existing | Space Heating | Natural Gas | Gas Boiler - High Turndown | A | Incremental Energy Savings (MWh or mTherms) | Technical Potential | 0 | 0 | 0.020462 | 0.020059 | 0.019664 | 0.019279 | 0.018902 | 0.01668 | 0.013085 | 0.010265 | 0.0080537 | 0.0063192 | 0.0049587 | 0.0038914 | 0.0030541 | 0.0023972 | 0.0018818 | 0.0014773 | 9.8892e-06 | 3.4666e-06 | 1.1601e-06 | 3.7137e-07
F8_Industrial_Food Products_Existing_Space Heating_Natural Gas_Gas Boiler - High Turndown_A_Technical Potential | F8 | Industrial | Food Products | Existing | Space Heating | Natural Gas | Gas Boiler - High Turndown | A | Incremental Summer Peak Savings (MW) | Technical Potential | 0 | 0 | 0 | 0 | 0 | 0 | 0 | 0 | 0 | 0 | 0 | 0 | 0 | 0 | 0 | 0 | 0 | 0 | 0 | 0 | 0 | 0
F9_Industrial_Food Products_Existing_Space Heating_Natural Gas_Gas Boiler - High Turndown_A_Technical Potential | F9 | Industrial | Food Products | Existing | Space Heating | Natural Gas | Gas Boiler - High Turndown | A | Incremental Winter Peak Savings (MW) | Technical Potential | 0 | 0 | 0 | 0 | 0 | 0 | 0 | 0 | 0 | 0 | 0 | 0 | 0 | 0 | 0 | 0 | 0 | 0 | 0 | 0 | 0 | 0
F10_Industrial_Food Products_Existing_Space Heating_Natural Gas_Gas Boiler - High Turndown_A_Technical Potential | F10 | Industrial | Food Products | Existing | Space Heating | Natural Gas | Gas Boiler - High Turndown | A | Cumulative Energy Savings (MWh or mTherms) | Technical Potential | 0 | 0 | 0.020462 | 0.04047 | 0.060034 | 0.079168 | 0.097884 | 0.11434 | 0.12717 | 0.13716 | 0.14493 | 0.15096 | 0.15563 | 0.15923 | 0.16201 | 0.16414 | 0.16577 | 0.167 | 0.16679 | 0.16658 | 0.16639 | 0.16621
F11_Industrial_Food Products_Existing_Space Heating_Natural Gas_Gas Boiler - High Turndown_A_Technical Potential | F11 | Industrial | Food Products | Existing | Space Heating | Natural Gas | Gas Boiler - High Turndown | A | Cumulative Summer Peak Savings (MW) | Technical Potential | 0 | 0 | 0 | 0 | 0 | 0 | 0 | 0 | 0 | 0 | 0 | 0 | 0 | 0 | 0 | 0 | 0 | 0 | 0 | 0 | 0 | 0
F12_Industrial_Food Products_Existing_Space Heating_Natural Gas_Gas Boiler - High Turndown_A_Technical Potential | F12 | Industrial | Food Products | Existing | Space Heating | Natural Gas | Gas Boiler - High Turndown | A | Cumulative Winter Peak Savings (MW) | Technical Potential | 0 | 0 | 0 | 0 | 0 | 0 | 0 | 0 | 0 | 0 | 0 | 0 | 0 | 0 | 0 | 0 | 0 | 0 | 0 | 0 | 0 | 0
F13_Industrial_Food Products_Existing_Space Heating_Natural Gas_Gas Boiler - High Turndown_A_Technical Potential | F13 | Industrial | Food Products | Existing | Space Heating | Natural Gas | Gas Boiler - High Turndown | A | Purchases (Incremental) | Technical Potential | 0 | 0 | 15.7556 | 15.4839 | 15.217 | 14.9546 | 14.6968 | 12.999 | 10.2199 | 8.035 | 6.3172 | 4.9666 | 3.9048 | 3.07 | 2.4136 | 1.8976 | 1.4919 | 1.173 | 0.0078625 | 0.0027596 | 0.00092456 | 0.00029629
F14_Industrial_Food Products_Existing_Space Heating_Natural Gas_Gas Boiler - High Turndown_A_Technical Potential | F14 | Industrial | Food Products | Existing | Space Heating | Natural Gas | Gas Boiler - High Turndown | A | Purchases (Cumulative) | Technical Potential | 0 | 0 | 15.7556 | 31.2395 | 46.4565 | 61.4111 | 76.1079 | 89.107 | 99.3269 | 107.3619 | 113.679 | 118.6456 | 122.5504 | 125.6204 | 128.034 | 129.9316 | 131.4235 | 132.5965 | 132.6043 | 132.6071 | 132.608 | 132.6083
F1_Industrial_Food Products_Existing_Process_Natural Gas_Gas Boiler - High Turndown_A_Technical Potential | F1 | Industrial | Food Products | Existing | Process | Natural Gas | Gas Boiler - High Turndown | A | Original Unit Energy Savings (kWh or therms) | Technical Potential | 0 | 0 | 47.3863 | 47.3863 | 47.3863 | 47.3863 | 47.3863 | 47.3863 | 47.3863 | 47.3863 | 47.3863 | 47.3863 | 47.3863 | 47.3863 | 47.3863 | 47.3863 | 47.3863 | 47.3863 | 47.3863 | 47.3863 | 47.3863 | 47.3863
F2_Industrial_Food Products_Existing_Process_Natural Gas_Gas Boiler - High Turndown_A_Technical Potential | F2 | Industrial | Food Products | Existing | Process | Natural Gas | Gas Boiler - High Turndown | A | Original Unit Summer Peak Savings (kW) | Technical Potential | 0 | 0 | 0 | 0 | 0 | 0 | 0 | 0 | 0 | 0 | 0 | 0 | 0 | 0 | 0 | 0 | 0 | 0 | 0 | 0 | 0 | 0
F3_Industrial_Food Products_Existing_Process_Natural Gas_Gas Boiler - High Turndown_A_Technical Potential | F3 | Industrial | Food Products | Existing | Process | Natural Gas | Gas Boiler - High Turndown | A | Original Unit Winter Peak Savings (kW) | Technical Potential | 0 | 0 | 0 | 0 | 0 | 0 | 0 | 0 | 0 | 0 | 0 | 0 | 0 | 0 | 0 | 0 | 0 | 0 | 0 | 0 | 0 | 0
F4_Industrial_Food Products_Existing_Process_Natural Gas_Gas Boiler - High Turndown_A_Technical Potential | F4 | Industrial | Food Products | Existing | Process | Natural Gas | Gas Boiler - High Turndown | A | Standalone Impact on Baseline Energy (%) | Technical Potential | 0% | 0% | 0.02767% | 0.05582% | 0.08446% | 0.1136% | 0.1433% | 0.1707% | 0.1936% | 0.2129% | 0.2294% | 0.2436% | 0.2561% | 0.2671% | 0.277% | 0.286% | 0.2944% | 0.3022% | 0.3076% | 0.313% | 0.3185% | 0.324%
F5_Industrial_Food Products_Existing_Process_Natural Gas_Gas Boiler - High Turndown_A_Technical Potential | F5 | Industrial | Food Products | Existing | Process | Natural Gas | Gas Boiler - High Turndown | A | Standalone Impact on Baseline Summer Peak (%) | Technical Potential | bar: 2019 to 2040
F6_Industrial_Food Products_Existing_Process_Natural Gas_Gas Boiler - High Turndown_A_Technical Potential | F6 | Industrial | Food Products | Existing | Process | Natural Gas | Gas Boiler - High Turndown | A | Standalone Impact on Baseline Winter Peak (%) | Technical Potential | bar: 2019 to 2040
F7_Industrial_Food Products_Existing_Process_Natural Gas_Gas Boiler - High Turndown_A_Technical Potential | F7 | Industrial | Food Products | Existing | Process | Natural Gas | Gas Boiler - High Turndown | A | Incremental Energy Savings (MWh or mTherms) | Technical Potential | 0 | 0 | 1.7802 | 1.7495 | 1.7194 | 1.6897 | 1.6606 | 1.4688 | 1.1548 | 0.90787 | 0.71378 | 0.56118 | 0.4412 | 0.34688 | 0.27272 | 0.21441 | 0.16857 | 0.13253 | 0.00088838 | 0.00031181 | 0.00010447 | 3.3478e-05
F8_Industrial_Food Products_Existing_Process_Natural Gas_Gas Boiler - High Turndown_A_Technical Potential | F8 | Industrial | Food Products | Existing | Process | Natural Gas | Gas Boiler - High Turndown | A | Incremental Summer Peak Savings (MW) | Technical Potential | 0 | 0 | 0 | 0 | 0 | 0 | 0 | 0 | 0 | 0 | 0 | 0 | 0 | 0 | 0 | 0 | 0 | 0 | 0 | 0 | 0 | 0
F9_Industrial_Food Products_Existing_Process_Natural Gas_Gas Boiler - High Turndown_A_Technical Potential | F9 | Industrial | Food Products | Existing | Process | Natural Gas | Gas Boiler - High Turndown | A | Incremental Winter Peak Savings (MW) | Technical Potential | 0 | 0 | 0 | 0 | 0 | 0 | 0 | 0 | 0 | 0 | 0 | 0 | 0 | 0 | 0 | 0 | 0 | 0 | 0 | 0 | 0 | 0
F10_Industrial_Food Products_Existing_Process_Natural Gas_Gas Boiler - High Turndown_A_Technical Potential | F10 | Industrial | Food Products | Existing | Process | Natural Gas | Gas Boiler - High Turndown | A | Cumulative Energy Savings (MWh or mTherms) | Technical Potential | 0 | 0 | 1.7802 | 3.5298 | 5.2491 | 6.9389 | 8.5994 | 10.0682 | 11.223 | 12.1308 | 12.8446 | 13.4058 | 13.847 | 14.1939 | 14.4666 | 14.681 | 14.8496 | 14.9821 | 14.983 | 14.9833 | 14.9834 | 14.9834
F11_Industrial_Food Products_Existing_Process_Natural Gas_Gas Boiler - High Turndown_A_Technical Potential | F11 | Industrial | Food Products | Existing | Process | Natural Gas | Gas Boiler - High Turndown | A | Cumulative Summer Peak Savings (MW) | Technical Potential | 0 | 0 | 0 | 0 | 0 | 0 | 0 | 0 | 0 | 0 | 0 | 0 | 0 | 0 | 0 | 0 | 0 | 0 | 0 | 0 | 0 | 0
F12_Industrial_Food Products_Existing_Process_Natural Gas_Gas Boiler - High Turndown_A_Technical Potential | F12 | Industrial | Food Products | Existing | Process | Natural Gas | Gas Boiler - High Turndown | A | Cumulative Winter Peak Savings (MW) | Technical Potential | 0 | 0 | 0 | 0 | 0 | 0 | 0 | 0 | 0 | 0 | 0 | 0 | 0 | 0 | 0 | 0 | 0 | 0 | 0 | 0 | 0 | 0
F13_Industrial_Food Products_Existing_Process_Natural Gas_Gas Boiler - High Turndown_A_Technical Potential | F13 | Industrial | Food Products | Existing | Process | Natural Gas | Gas Boiler - High Turndown | A | Purchases (Incremental) | Technical Potential | 0 | 0 | 37.5684 | 36.9206 | 36.2841 | 35.6585 | 35.0437 | 30.9955 | 24.3689 | 19.159 | 15.0629 | 11.8426 | 9.3107 | 7.3202 | 5.7552 | 4.5247 | 3.5574 | 2.7968 | 0.018748 | 0.0065802 | 0.0022046 | 0.00070648
F14_Industrial_Food Products_Existing_Process_Natural Gas_Gas Boiler - High Turndown_A_Technical Potential | F14 | Industrial | Food Products | Existing | Process | Natural Gas | Gas Boiler - High Turndown | A | Purchases (Cumulative) | Technical Potential | 0 | 0 | 37.5684 | 74.489 | 110.7731 | 146.4316 | 181.4752 | 212.4708 | 236.8397 | 255.9987 | 271.0616 | 282.9042 | 292.2149 | 299.5351 | 305.2902 | 309.815 | 313.3724 | 316.1692 | 316.188 | 316.1945 | 316.1967 | 316.1974
F1_Industrial_Food Products_Existing_Space Heating_Natural Gas_Gas Boiler - Burner Control Optimization_A_Technical Potential | F1 | Industrial | Food Products | Existing | Space Heating | Natural Gas | Gas Boiler - Burner Control Optimization | A | Original Unit Energy Savings (kWh or therms) | Technical Potential | 0 | 0 | 0.37663 | 0.37568 | 0.37476 | 0.37385 | 0.37297 | 0.37212 | 0.37129 | 0.37049 | 0.36972 | 0.36898 | 0.36827 | 0.3676 | 0.36696 | 0.36635 | 0.36578 | 0.36525 | 0.36475 | 0.36429 | 0.36387 | 0.36349
F2_Industrial_Food Products_Existing_Space Heating_Natural Gas_Gas Boiler - Burner Control Optimization_A_Technical Potential | F2 | Industrial | Food Products | Existing | Space Heating | Natural Gas | Gas Boiler - Burner Control Optimization | A | Original Unit Summer Peak Savings (kW) | Technical Potential | 0 | 0 | 0 | 0 | 0 | 0 | 0 | 0 | 0 | 0 | 0 | 0 | 0 | 0 | 0 | 0 | 0 | 0 | 0 | 0 | 0 | 0
F3_Industrial_Food Products_Existing_Space Heating_Natural Gas_Gas Boiler - Burner Control Optimization_A_Technical Potential | F3 | Industrial | Food Products | Existing | Space Heating | Natural Gas | Gas Boiler - Burner Control Optimization | A | Original Unit Winter Peak Savings (kW) | Technical Potential | 0 | 0 | 0 | 0 | 0 | 0 | 0 | 0 | 0 | 0 | 0 | 0 | 0 | 0 | 0 | 0 | 0 | 0 | 0 | 0 | 0 | 0
F4_Industrial_Food Products_Existing_Space Heating_Natural Gas_Gas Boiler - Burner Control Optimization_A_Technical Potential | F4 | Industrial | Food Products | Existing | Space Heating | Natural Gas | Gas Boiler - Burner Control Optimization | A | Standalone Impact on Baseline Energy (%) | Technical Potential | 0% | 0% | 0.0003899% | 0.001009% | 0.002253% | 0.004436% | 0.00785% | 0.01266% | 0.01882% | 0.02608% | 0.03401% | 0.04206% | 0.04976% | 0.05673% | 0.06273% | 0.06773% | 0.07178% | 0.07504% | 0.07769% | 0.0799% | 0.08182% | 0.08361%
F5_Industrial_Food Products_Existing_Space Heating_Natural Gas_Gas Boiler - Burner Control Optimization_A_Technical Potential | F5 | Industrial | Food Products | Existing | Space Heating | Natural Gas | Gas Boiler - Burner Control Optimization | A | Standalone Impact on Baseline Summer Peak (%) | Technical Potential | bar: 2019 to 2040
F6_Industrial_Food Products_Existing_Space Heating_Natural Gas_Gas Boiler - Burner Control Optimization_A_Technical Potential | F6 | Industrial | Food Products | Existing | Space Heating | Natural Gas | Gas Boiler - Burner Control Optimization | A | Standalone Impact on Baseline Winter Peak (%) | Technical Potential | bar: 2019 to 2040
F7_Industrial_Food Products_Existing_Space Heating_Natural Gas_Gas Boiler - Burner Control Optimization_A_Technical Potential | F7 | Industrial | Food Products | Existing | Space Heating | Natural Gas | Gas Boiler - Burner Control Optimization | A | Incremental Energy Savings (MWh or mTherms) | Technical Potential | 0 | 0 | 0.0016007 | 0.0024666 | 0.0048362 | 0.0082974 | 0.012655 | 0.017371 | 0.021679 | 0.024803 | 0.026195 | 0.025692 | 0.023521 | 0.020189 | 0.016311 | 0.012447 | 0.0089994 | 0.0061819 | 0.0040447 | 0.0025263 | 0.0015095 | 0.0010034
F8_Industrial_Food Products_Existing_Space Heating_Natural Gas_Gas Boiler - Burner Control Optimization_A_Technical Potential | F8 | Industrial | Food Products | Existing | Space Heating | Natural Gas | Gas Boiler - Burner Control Optimization | A | Incremental Summer Peak Savings (MW) | Technical Potential | 0 | 0 | 0 | 0 | 0 | 0 | 0 | 0 | 0 | 0 | 0 | 0 | 0 | 0 | 0 | 0 | 0 | 0 | 0 | 0 | 0 | 0
F9_Industrial_Food Products_Existing_Space Heating_Natural Gas_Gas Boiler - Burner Control Optimization_A_Technical Potential | F9 | Industrial | Food Products | Existing | Space Heating | Natural Gas | Gas Boiler - Burner Control Optimization | A | Incremental Winter Peak Savings (MW) | Technical Potential | 0 | 0 | 0 | 0 | 0 | 0 | 0 | 0 | 0 | 0 | 0 | 0 | 0 | 0 | 0 | 0 | 0 | 0 | 0 | 0 | 0 | 0
F10_Industrial_Food Products_Existing_Space Heating_Natural Gas_Gas Boiler - Burner Control Optimization_A_Technical Potential | F10 | Industrial | Food Products | Existing | Space Heating | Natural Gas | Gas Boiler - Burner Control Optimization | A | Cumulative Energy Savings (MWh or mTherms) | Technical Potential | 0 | 0 | 0.0016007 | 0.0040633 | 0.0088895 | 0.017165 | 0.02978 | 0.047082 | 0.068657 | 0.093311 | 0.11931 | 0.14477 | 0.16801 | 0.18789 | 0.20387 | 0.21599 | 0.22465 | 0.2305 | 0.23423 | 0.23646 | 0.2377 | 0.23845
F11_Industrial_Food Products_Existing_Space Heating_Natural Gas_Gas Boiler - Burner Control Optimization_A_Technical Potential | F11 | Industrial | Food Products | Existing | Space Heating | Natural Gas | Gas Boiler - Burner Control Optimization | A | Cumulative Summer Peak Savings (MW) | Technical Potential | 0 | 0 | 0 | 0 | 0 | 0 | 0 | 0 | 0 | 0 | 0 | 0 | 0 | 0 | 0 | 0 | 0 | 0 | 0 | 0 | 0 | 0
F12_Industrial_Food Products_Existing_Space Heating_Natural Gas_Gas Boiler - Burner Control Optimization_A_Technical Potential | F12 | Industrial | Food Products | Existing | Space Heating | Natural Gas | Gas Boiler - Burner Control Optimization | A | Cumulative Winter Peak Savings (MW) | Technical Potential | 0 | 0 | 0 | 0 | 0 | 0 | 0 | 0 | 0 | 0 | 0 | 0 | 0 | 0 | 0 | 0 | 0 | 0 | 0 | 0 | 0 | 0
F13_Industrial_Food Products_Existing_Space Heating_Natural Gas_Gas Boiler - Burner Control Optimization_A_Technical Potential | F13 | Industrial | Food Products | Existing | Space Heating | Natural Gas | Gas Boiler - Burner Control Optimization | A | Purchases (Incremental) | Technical Potential | 0 | 0 | 4.2501 | 6.5656 | 12.9049 | 22.1942 | 33.929 | 46.6816 | 58.3886 | 66.9456 | 70.8522 | 69.6306 | 63.8681 | 54.921 | 44.4493 | 33.9756 | 24.603 | 16.9252 | 11.0889 | 6.9349 | 4.1485 | 2.7604
F14_Industrial_Food Products_Existing_Space Heating_Natural Gas_Gas Boiler - Burner Control Optimization_A_Technical Potential | F14 | Industrial | Food Products | Existing | Space Heating | Natural Gas | Gas Boiler - Burner Control Optimization | A | Purchases (Cumulative) | Technical Potential | 0 | 0 | 4.2501 | 10.8158 | 23.7206 | 45.9148 | 79.8438 | 126.5254 | 184.914 | 251.8596 | 322.7117 | 392.3423 | 456.2104 | 511.1314 | 555.5807 | 589.5563 | 614.1593 | 631.0845 | 642.1734 | 649.1083 | 653.2568 | 656.0172
F1_Industrial_Food Products_Existing_Process_Natural Gas_Gas Boiler - Burner Control Optimization_A_Technical Potential | F1 | Industrial | Food Products | Existing | Process | Natural Gas | Gas Boiler - Burner Control Optimization | A | Original Unit Energy Savings (kWh or therms) | Technical Potential | 0 | 0 | 13.742 | 13.742 | 13.742 | 13.742 | 13.742 | 13.742 | 13.742 | 13.742 | 13.742 | 13.742 | 13.742 | 13.742 | 13.742 | 13.742 | 13.742 | 13.742 | 13.742 | 13.742 | 13.742 | 13.742
F2_Industrial_Food Products_Existing_Process_Natural Gas_Gas Boiler - Burner Control Optimization_A_Technical Potential | F2 | Industrial | Food Products | Existing | Process | Natural Gas | Gas Boiler - Burner Control Optimization | A | Original Unit Summer Peak Savings (kW) | Technical Potential | 0 | 0 | 0 | 0 | 0 | 0 | 0 | 0 | 0 | 0 | 0 | 0 | 0 | 0 | 0 | 0 | 0 | 0 | 0 | 0 | 0 | 0
F3_Industrial_Food Products_Existing_Process_Natural Gas_Gas Boiler - Burner Control Optimization_A_Technical Potential | F3 | Industrial | Food Products | Existing | Process | Natural Gas | Gas Boiler - Burner Control Optimization | A | Original Unit Winter Peak Savings (kW) | Technical Potential | 0 | 0 | 0 | 0 | 0 | 0 | 0 | 0 | 0 | 0 | 0 | 0 | 0 | 0 | 0 | 0 | 0 | 0 | 0 | 0 | 0 | 0
F4_Industrial_Food Products_Existing_Process_Natural Gas_Gas Boiler - Burner Control Optimization_A_Technical Potential | F4 | Industrial | Food Products | Existing | Process | Natural Gas | Gas Boiler - Burner Control Optimization | A | Standalone Impact on Baseline Energy (%) | Technical Potential | 0% | 0% | 0.002164% | 0.005604% | 0.01251% | 0.02463% | 0.04359% | 0.07028% | 0.1045% | 0.1449% | 0.1889% | 0.2336% | 0.2764% | 0.3152% | 0.3486% | 0.3764% | 0.399% | 0.4172% | 0.4319% | 0.4443% | 0.4549% | 0.4649%
F5_Industrial_Food Products_Existing_Process_Natural Gas_Gas Boiler - Burner Control Optimization_A_Technical Potential | F5 | Industrial | Food Products | Existing | Process | Natural Gas | Gas Boiler - Burner Control Optimization | A | Standalone Impact on Baseline Summer Peak (%) | Technical Potential | bar: 2019 to 2040
F6_Industrial_Food Products_Existing_Process_Natural Gas_Gas Boiler - Burner Control Optimization_A_Technical Potential | F6 | Industrial | Food Products | Existing | Process | Natural Gas | Gas Boiler - Burner Control Optimization | A | Standalone Impact on Baseline Winter Peak (%) | Technical Potential | bar: 2019 to 2040
F7_Industrial_Food Products_Existing_Process_Natural Gas_Gas Boiler - Burner Control Optimization_A_Technical Potential | F7 | Industrial | Food Products | Existing | Process | Natural Gas | Gas Boiler - Burner Control Optimization | A | Incremental Energy Savings (MWh or mTherms) | Technical Potential | 0 | 0 | 0.13926 | 0.21514 | 0.42286 | 0.72724 | 1.1118 | 1.5296 | 1.9132 | 2.1936 | 2.3216 | 2.2816 | 2.0928 | 1.7996 | 1.4565 | 1.1133 | 0.80617 | 0.55459 | 0.36335 | 0.22724 | 0.13593 | 0.090452
F8_Industrial_Food Products_Existing_Process_Natural Gas_Gas Boiler - Burner Control Optimization_A_Technical Potential | F8 | Industrial | Food Products | Existing | Process | Natural Gas | Gas Boiler - Burner Control Optimization | A | Incremental Summer Peak Savings (MW) | Technical Potential | 0 | 0 | 0 | 0 | 0 | 0 | 0 | 0 | 0 | 0 | 0 | 0 | 0 | 0 | 0 | 0 | 0 | 0 | 0 | 0 | 0 | 0
F9_Industrial_Food Products_Existing_Process_Natural Gas_Gas Boiler - Burner Control Optimization_A_Technical Potential | F9 | Industrial | Food Products | Existing | Process | Natural Gas | Gas Boiler - Burner Control Optimization | A | Incremental Winter Peak Savings (MW) | Technical Potential | 0 | 0 | 0 | 0 | 0 | 0 | 0 | 0 | 0 | 0 | 0 | 0 | 0 | 0 | 0 | 0 | 0 | 0 | 0 | 0 | 0 | 0
F10_Industrial_Food Products_Existing_Process_Natural Gas_Gas Boiler - Burner Control Optimization_A_Technical Potential | F10 | Industrial | Food Products | Existing | Process | Natural Gas | Gas Boiler - Burner Control Optimization | A | Cumulative Energy Savings (MWh or mTherms) | Technical Potential | 0 | 0 | 0.13926 | 0.3544 | 0.77726 | 1.5045 | 2.6163 | 4.1459 | 6.0591 | 8.2527 | 10.5743 | 12.8559 | 14.9487 | 16.7483 | 18.2048 | 19.3181 | 20.1242 | 20.6788 | 21.0422 | 21.2694 | 21.4054 | 21.4958
F11_Industrial_Food Products_Existing_Process_Natural Gas_Gas Boiler - Burner Control Optimization_A_Technical Potential | F11 | Industrial | Food Products | Existing | Process | Natural Gas | Gas Boiler - Burner Control Optimization | A | Cumulative Summer Peak Savings (MW) | Technical Potential | 0 | 0 | 0 | 0 | 0 | 0 | 0 | 0 | 0 | 0 | 0 | 0 | 0 | 0 | 0 | 0 | 0 | 0 | 0 | 0 | 0 | 0
F12_Industrial_Food Products_Existing_Process_Natural Gas_Gas Boiler - Burner Control Optimization_A_Technical Potential | F12 | Industrial | Food Products | Existing | Process | Natural Gas | Gas Boiler - Burner Control Optimization | A | Cumulative Winter Peak Savings (MW) | Technical Potential | 0 | 0 | 0 | 0 | 0 | 0 | 0 | 0 | 0 | 0 | 0 | 0 | 0 | 0 | 0 | 0 | 0 | 0 | 0 | 0 | 0 | 0
F13_Industrial_Food Products_Existing_Process_Natural Gas_Gas Boiler - Burner Control Optimization_A_Technical Potential | F13 | Industrial | Food Products | Existing | Process | Natural Gas | Gas Boiler - Burner Control Optimization | A | Purchases (Incremental) | Technical Potential | 0 | 0 | 10.1342 | 15.6554 | 30.771 | 52.9208 | 80.9019 | 111.3098 | 139.2245 | 159.6281 | 168.9433 | 166.0304 | 152.29 | 130.9563 | 105.9869 | 81.013 | 58.6646 | 40.3572 | 26.4409 | 16.5359 | 9.8918 | 6.5821
F14_Industrial_Food Products_Existing_Process_Natural Gas_Gas Boiler - Burner Control Optimization_A_Technical Potential | F14 | Industrial | Food Products | Existing | Process | Natural Gas | Gas Boiler - Burner Control Optimization | A | Purchases (Cumulative) | Technical Potential | 0 | 0 | 10.1342 | 25.7896 | 56.5606 | 109.4814 | 190.3833 | 301.6931 | 440.9176 | 600.5457 | 769.4889 | 935.5194 | 1087.8094 | 1218.7657 | 1324.7526 | 1405.7656 | 1464.4302 | 1504.7873 | 1531.2283 | 1547.7642 | 1557.656 | 1564.2381
F1_Industrial_Food Products_Existing_Space Heating_Natural Gas_HVAC - Demand Controlled Ventilation_A_Technical Potential | F1 | Industrial | Food Products | Existing | Space Heating | Natural Gas | HVAC - Demand Controlled Ventilation | A | Original Unit Energy Savings (kWh or therms) | Technical Potential | 0 | 0 | 0.076632 | 0.076208 | 0.075785 | 0.075366 | 0.074954 | 0.074553 | 0.074165 | 0.073793 | 0.07344 | 0.073107 | 0.072794 | 0.072499 | 0.072221 | 0.07196 | 0.071715 | 0.071483 | 0.071266 | 0.071061 | 0.070868 | 0.070686
F2_Industrial_Food Products_Existing_Space Heating_Natural Gas_HVAC - Demand Controlled Ventilation_A_Technical Potential | F2 | Industrial | Food Products | Existing | Space Heating | Natural Gas | HVAC - Demand Controlled Ventilation | A | Original Unit Summer Peak Savings (kW) | Technical Potential | 0 | 0 | 0 | 0 | 0 | 0 | 0 | 0 | 0 | 0 | 0 | 0 | 0 | 0 | 0 | 0 | 0 | 0 | 0 | 0 | 0 | 0
F3_Industrial_Food Products_Existing_Space Heating_Natural Gas_HVAC - Demand Controlled Ventilation_A_Technical Potential | F3 | Industrial | Food Products | Existing | Space Heating | Natural Gas | HVAC - Demand Controlled Ventilation | A | Original Unit Winter Peak Savings (kW) | Technical Potential | 0 | 0 | 0 | 0 | 0 | 0 | 0 | 0 | 0 | 0 | 0 | 0 | 0 | 0 | 0 | 0 | 0 | 0 | 0 | 0 | 0 | 0
F4_Industrial_Food Products_Existing_Space Heating_Natural Gas_HVAC - Demand Controlled Ventilation_A_Technical Potential | F4 | Industrial | Food Products | Existing | Space Heating | Natural Gas | HVAC - Demand Controlled Ventilation | A | Standalone Impact on Baseline Energy (%) | Technical Potential | 0% | 0% | 0.05009% | 0.1007% | 0.152% | 0.2038% | 0.2561% | 0.3091% | 0.3628% | 0.4171% | 0.4721% | 0.5279% | 0.5844% | 0.6418% | 0.7% | 0.7591% | 0.819% | 0.88% | 0.9418% | 1.005% | 1.069% | 1.133%
F5_Industrial_Food Products_Existing_Space Heating_Natural Gas_HVAC - Demand Controlled Ventilation_A_Technical Potential | F5 | Industrial | Food Products | Existing | Space Heating | Natural Gas | HVAC - Demand Controlled Ventilation | A | Standalone Impact on Baseline Summer Peak (%) | Technical Potential | bar: 2019 to 2040
F6_Industrial_Food Products_Existing_Space Heating_Natural Gas_HVAC - Demand Controlled Ventilation_A_Technical Potential | F6 | Industrial | Food Products | Existing | Space Heating | Natural Gas | HVAC - Demand Controlled Ventilation | A | Standalone Impact on Baseline Winter Peak (%) | Technical Potential | bar: 2019 to 2040
F7_Industrial_Food Products_Existing_Space Heating_Natural Gas_HVAC - Demand Controlled Ventilation_A_Technical Potential | F7 | Industrial | Food Products | Existing | Space Heating | Natural Gas | HVAC - Demand Controlled Ventilation | A | Incremental Energy Savings (MWh or mTherms) | Technical Potential | 0 | 0 | 0.20567 | 0.201 | 0.19644 | 0.19199 | 0.18765 | 0.18342 | 0.17932 | 0.17535 | 0.1715 | 0.16778 | 0.16418 | 0.1607 | 0.15732 | 0.15405 | 0.15088 | 0.1478 | 0.14481 | 0.1419 | 0.13908 | 0.13633
F8_Industrial_Food Products_Existing_Space Heating_Natural Gas_HVAC - Demand Controlled Ventilation_A_Technical Potential | F8 | Industrial | Food Products | Existing | Space Heating | Natural Gas | HVAC - Demand Controlled Ventilation | A | Incremental Summer Peak Savings (MW) | Technical Potential | 0 | 0 | 0 | 0 | 0 | 0 | 0 | 0 | 0 | 0 | 0 | 0 | 0 | 0 | 0 | 0 | 0 | 0 | 0 | 0 | 0 | 0
F9_Industrial_Food Products_Existing_Space Heating_Natural Gas_HVAC - Demand Controlled Ventilation_A_Technical Potential | F9 | Industrial | Food Products | Existing | Space Heating | Natural Gas | HVAC - Demand Controlled Ventilation | A | Incremental Winter Peak Savings (MW) | Technical Potential | 0 | 0 | 0 | 0 | 0 | 0 | 0 | 0 | 0 | 0 | 0 | 0 | 0 | 0 | 0 | 0 | 0 | 0 | 0 | 0 | 0 | 0
F10_Industrial_Food Products_Existing_Space Heating_Natural Gas_HVAC - Demand Controlled Ventilation_A_Technical Potential | F10 | Industrial | Food Products | Existing | Space Heating | Natural Gas | HVAC - Demand Controlled Ventilation | A | Cumulative Energy Savings (MWh or mTherms) | Technical Potential | 0 | 0 | 0.20567 | 0.40553 | 0.59972 | 0.7884 | 0.97174 | 1.15 | 1.3233 | 1.492 | 1.6564 | 1.8166 | 1.973 | 2.1257 | 2.2749 | 2.4208 | 2.5634 | 2.7029 | 2.8395 | 2.9732 | 3.1042 | 3.2326
F11_Industrial_Food Products_Existing_Space Heating_Natural Gas_HVAC - Demand Controlled Ventilation_A_Technical Potential | F11 | Industrial | Food Products | Existing | Space Heating | Natural Gas | HVAC - Demand Controlled Ventilation | A | Cumulative Summer Peak Savings (MW) | Technical Potential | 0 | 0 | 0 | 0 | 0 | 0 | 0 | 0 | 0 | 0 | 0 | 0 | 0 | 0 | 0 | 0 | 0 | 0 | 0 | 0 | 0 | 0
F12_Industrial_Food Products_Existing_Space Heating_Natural Gas_HVAC - Demand Controlled Ventilation_A_Technical Potential | F12 | Industrial | Food Products | Existing | Space Heating | Natural Gas | HVAC - Demand Controlled Ventilation | A | Cumulative Winter Peak Savings (MW) | Technical Potential | 0 | 0 | 0 | 0 | 0 | 0 | 0 | 0 | 0 | 0 | 0 | 0 | 0 | 0 | 0 | 0 | 0 | 0 | 0 | 0 | 0 | 0
F13_Industrial_Food Products_Existing_Space Heating_Natural Gas_HVAC - Demand Controlled Ventilation_A_Technical Potential | F13 | Industrial | Food Products | Existing | Space Heating | Natural Gas | HVAC - Demand Controlled Ventilation | A | Purchases (Incremental) | Technical Potential | 0 | 0 | 2683.8457 | 2637.5725 | 2592.0972 | 2547.4058 | 2503.485 | 2460.3215 | 2417.9022 | 2376.2142 | 2335.245 | 2294.9821 | 2255.4135 | 2216.527 | 2178.3111 | 2140.754 | 2103.8444 | 2067.5712 | 2031.9235 | 1996.8903 | 1962.4612 | 1928.6256
F14_Industrial_Food Products_Existing_Space Heating_Natural Gas_HVAC - Demand Controlled Ventilation_A_Technical Potential | F14 | Industrial | Food Products | Existing | Space Heating | Natural Gas | HVAC - Demand Controlled Ventilation | A | Purchases (Cumulative) | Technical Potential | 0 | 0 | 2683.8457 | 5321.4183 | 7913.5154 | 10460.9213 | 12964.4063 | 15424.7278 | 17842.63 | 20218.8442 | 22554.0892 | 24849.0713 | 27104.4848 | 29321.0118 | 31499.3229 | 33640.0769 | 35743.9213 | 37811.4925 | 39843.416 | 41840.3063 | 43802.7674 | 45731.393
F1_Industrial_Food Products_Existing_Space Heating_Natural Gas_Gas Boiler - Stack Economizer_A_Technical Potential | F1 | Industrial | Food Products | Existing | Space Heating | Natural Gas | Gas Boiler - Stack Economizer | A | Original Unit Energy Savings (kWh or therms) | Technical Potential | 0 | 0 | 0.94807 | 0.94569 | 0.94336 | 0.94108 | 0.93886 | 0.93671 | 0.93463 | 0.93261 | 0.93067 | 0.92881 | 0.92703 | 0.92533 | 0.92372 | 0.9222 | 0.92076 | 0.91942 | 0.91817 | 0.91701 | 0.91595 | 0.91498
F2_Industrial_Food Products_Existing_Space Heating_Natural Gas_Gas Boiler - Stack Economizer_A_Technical Potential | F2 | Industrial | Food Products | Existing | Space Heating | Natural Gas | Gas Boiler - Stack Economizer | A | Original Unit Summer Peak Savings (kW) | Technical Potential | 0 | 0 | 0 | 0 | 0 | 0 | 0 | 0 | 0 | 0 | 0 | 0 | 0 | 0 | 0 | 0 | 0 | 0 | 0 | 0 | 0 | 0
F3_Industrial_Food Products_Existing_Space Heating_Natural Gas_Gas Boiler - Stack Economizer_A_Technical Potential | F3 | Industrial | Food Products | Existing | Space Heating | Natural Gas | Gas Boiler - Stack Economizer | A | Original Unit Winter Peak Savings (kW) | Technical Potential | 0 | 0 | 0 | 0 | 0 | 0 | 0 | 0 | 0 | 0 | 0 | 0 | 0 | 0 | 0 | 0 | 0 | 0 | 0 | 0 | 0 | 0
F4_Industrial_Food Products_Existing_Space Heating_Natural Gas_Gas Boiler - Stack Economizer_A_Technical Potential | F4 | Industrial | Food Products | Existing | Space Heating | Natural Gas | Gas Boiler - Stack Economizer | A | Standalone Impact on Baseline Energy (%) | Technical Potential | 0% | 0% | 0.009702% | 0.01957% | 0.02961% | 0.03983% | 0.05023% | 0.05983% | 0.06786% | 0.07464% | 0.08041% | 0.08539% | 0.08973% | 0.09358% | 0.09704% | 0.1002% | 0.1031% | 0.1058% | 0.1077% | 0.1096% | 0.1115% | 0.1134%
F5_Industrial_Food Products_Existing_Space Heating_Natural Gas_Gas Boiler - Stack Economizer_A_Technical Potential | F5 | Industrial | Food Products | Existing | Space Heating | Natural Gas | Gas Boiler - Stack Economizer | A | Standalone Impact on Baseline Summer Peak (%) | Technical Potential | bar: 2019 to 2040
F6_Industrial_Food Products_Existing_Space Heating_Natural Gas_Gas Boiler - Stack Economizer_A_Technical Potential | F6 | Industrial | Food Products | Existing | Space Heating | Natural Gas | Gas Boiler - Stack Economizer | A | Standalone Impact on Baseline Winter Peak (%) | Technical Potential | bar: 2019 to 2040
F7_Industrial_Food Products_Existing_Space Heating_Natural Gas_Gas Boiler - Stack Economizer_A_Technical Potential | F7 | Industrial | Food Products | Existing | Space Heating | Natural Gas | Gas Boiler - Stack Economizer | A | Incremental Energy Savings (MWh or mTherms) | Technical Potential | 0 | 0 | 0.039833 | 0.039048 | 0.03828 | 0.037529 | 0.036795 | 0.03247 | 0.025472 | 0.019983 | 0.015678 | 0.012301 | 0.0096529 | 0.0075753 | 0.0059454 | 0.0046666 | 0.0036632 | 0.0028758 | 1.9251e-05 | 6.7483e-06 | 2.2583e-06 | 7.2293e-07
F8_Industrial_Food Products_Existing_Space Heating_Natural Gas_Gas Boiler - Stack Economizer_A_Technical Potential | F8 | Industrial | Food Products | Existing | Space Heating | Natural Gas | Gas Boiler - Stack Economizer | A | Incremental Summer Peak Savings (MW) | Technical Potential | 0 | 0 | 0 | 0 | 0 | 0 | 0 | 0 | 0 | 0 | 0 | 0 | 0 | 0 | 0 | 0 | 0 | 0 | 0 | 0 | 0 | 0
F9_Industrial_Food Products_Existing_Space Heating_Natural Gas_Gas Boiler - Stack Economizer_A_Technical Potential | F9 | Industrial | Food Products | Existing | Space Heating | Natural Gas | Gas Boiler - Stack Economizer | A | Incremental Winter Peak Savings (MW) | Technical Potential | 0 | 0 | 0 | 0 | 0 | 0 | 0 | 0 | 0 | 0 | 0 | 0 | 0 | 0 | 0 | 0 | 0 | 0 | 0 | 0 | 0 | 0
F10_Industrial_Food Products_Existing_Space Heating_Natural Gas_Gas Boiler - Stack Economizer_A_Technical Potential | F10 | Industrial | Food Products | Existing | Space Heating | Natural Gas | Gas Boiler - Stack Economizer | A | Cumulative Energy Savings (MWh or mTherms) | Technical Potential | 0 | 0 | 0.039833 | 0.078781 | 0.11687 | 0.15411 | 0.19055 | 0.22258 | 0.24756 | 0.26701 | 0.28213 | 0.29387 | 0.30296 | 0.30998 | 0.31538 | 0.31953 | 0.32269 | 0.3251 | 0.32467 | 0.32427 | 0.3239 | 0.32356
F11_Industrial_Food Products_Existing_Space Heating_Natural Gas_Gas Boiler - Stack Economizer_A_Technical Potential | F11 | Industrial | Food Products | Existing | Space Heating | Natural Gas | Gas Boiler - Stack Economizer | A | Cumulative Summer Peak Savings (MW) | Technical Potential | 0 | 0 | 0 | 0 | 0 | 0 | 0 | 0 | 0 | 0 | 0 | 0 | 0 | 0 | 0 | 0 | 0 | 0 | 0 | 0 | 0 | 0
F12_Industrial_Food Products_Existing_Space Heating_Natural Gas_Gas Boiler - Stack Economizer_A_Technical Potential | F12 | Industrial | Food Products | Existing | Space Heating | Natural Gas | Gas Boiler - Stack Economizer | A | Cumulative Winter Peak Savings (MW) | Technical Potential | 0 | 0 | 0 | 0 | 0 | 0 | 0 | 0 | 0 | 0 | 0 | 0 | 0 | 0 | 0 | 0 | 0 | 0 | 0 | 0 | 0 | 0
F13_Industrial_Food Products_Existing_Space Heating_Natural Gas_Gas Boiler - Stack Economizer_A_Technical Potential | F13 | Industrial | Food Products | Existing | Space Heating | Natural Gas | Gas Boiler - Stack Economizer | A | Purchases (Incremental) | Technical Potential | 0 | 0 | 42.0149 | 41.2905 | 40.5786 | 39.879 | 39.1914 | 34.6641 | 27.2532 | 21.4266 | 16.8458 | 13.2443 | 10.4127 | 8.1866 | 6.4363 | 5.0603 | 3.9784 | 3.1279 | 0.020967 | 0.007359 | 0.0024655 | 0.0007901
F14_Industrial_Food Products_Existing_Space Heating_Natural Gas_Gas Boiler - Stack Economizer_A_Technical Potential | F14 | Industrial | Food Products | Existing | Space Heating | Natural Gas | Gas Boiler - Stack Economizer | A | Purchases (Cumulative) | Technical Potential | 0 | 0 | 42.0149 | 83.3054 | 123.884 | 163.763 | 202.9544 | 237.6185 | 264.8717 | 286.2984 | 303.1441 | 316.3884 | 326.8011 | 334.9877 | 341.424 | 346.4843 | 350.4627 | 353.5906 | 353.6115 | 353.6189 | 353.6214 | 353.6222
F1_Industrial_Food Products_Existing_Process_Natural Gas_Gas Boiler - Stack Economizer_A_Technical Potential | F1 | Industrial | Food Products | Existing | Process | Natural Gas | Gas Boiler - Stack Economizer | A | Original Unit Energy Savings (kWh or therms) | Technical Potential | 0 | 0 | 45.4909 | 45.4909 | 45.4909 | 45.4909 | 45.4909 | 45.4909 | 45.4909 | 45.4909 | 45.4909 | 45.4909 | 45.4909 | 45.4909 | 45.4909 | 45.4909 | 45.4909 | 45.4909 | 45.4909 | 45.4909 | 45.4909 | 45.4909
F2_Industrial_Food Products_Existing_Process_Natural Gas_Gas Boiler - Stack Economizer_A_Technical Potential | F2 | Industrial | Food Products | Existing | Process | Natural Gas | Gas Boiler - Stack Economizer | A | Original Unit Summer Peak Savings (kW) | Technical Potential | 0 | 0 | 0 | 0 | 0 | 0 | 0 | 0 | 0 | 0 | 0 | 0 | 0 | 0 | 0 | 0 | 0 | 0 | 0 | 0 | 0 | 0
F3_Industrial_Food Products_Existing_Process_Natural Gas_Gas Boiler - Stack Economizer_A_Technical Potential | F3 | Industrial | Food Products | Existing | Process | Natural Gas | Gas Boiler - Stack Economizer | A | Original Unit Winter Peak Savings (kW) | Technical Potential | 0 | 0 | 0 | 0 | 0 | 0 | 0 | 0 | 0 | 0 | 0 | 0 | 0 | 0 | 0 | 0 | 0 | 0 | 0 | 0 | 0 | 0
F4_Industrial_Food Products_Existing_Process_Natural Gas_Gas Boiler - Stack Economizer_A_Technical Potential | F4 | Industrial | Food Products | Existing | Process | Natural Gas | Gas Boiler - Stack Economizer | A | Standalone Impact on Baseline Energy (%) | Technical Potential | 0% | 0% | 0.07083% | 0.1429% | 0.2162% | 0.2908% | 0.3668% | 0.437% | 0.4956% | 0.5451% | 0.5873% | 0.6237% | 0.6555% | 0.6838% | 0.7091% | 0.7323% | 0.7537% | 0.7737% | 0.7873% | 0.8012% | 0.8152% | 0.8295%
F5_Industrial_Food Products_Existing_Process_Natural Gas_Gas Boiler - Stack Economizer_A_Technical Potential | F5 | Industrial | Food Products | Existing | Process | Natural Gas | Gas Boiler - Stack Economizer | A | Standalone Impact on Baseline Summer Peak (%) | Technical Potential | bar: 2019 to 2040
F6_Industrial_Food Products_Existing_Process_Natural Gas_Gas Boiler - Stack Economizer_A_Technical Potential | F6 | Industrial | Food Products | Existing | Process | Natural Gas | Gas Boiler - Stack Economizer | A | Standalone Impact on Baseline Winter Peak (%) | Technical Potential | bar: 2019 to 2040
F7_Industrial_Food Products_Existing_Process_Natural Gas_Gas Boiler - Stack Economizer_A_Technical Potential | F7 | Industrial | Food Products | Existing | Process | Natural Gas | Gas Boiler - Stack Economizer | A | Incremental Energy Savings (MWh or mTherms) | Technical Potential | 0 | 0 | 4.5574 | 4.4788 | 4.4016 | 4.3257 | 4.2511 | 3.76 | 2.9562 | 2.3242 | 1.8273 | 1.4366 | 1.1295 | 0.888 | 0.69815 | 0.54889 | 0.43154 | 0.33928 | 0.0022743 | 0.00079823 | 0.00026743 | 8.5703e-05
F8_Industrial_Food Products_Existing_Process_Natural Gas_Gas Boiler - Stack Economizer_A_Technical Potential | F8 | Industrial | Food Products | Existing | Process | Natural Gas | Gas Boiler - Stack Economizer | A | Incremental Summer Peak Savings (MW) | Technical Potential | 0 | 0 | 0 | 0 | 0 | 0 | 0 | 0 | 0 | 0 | 0 | 0 | 0 | 0 | 0 | 0 | 0 | 0 | 0 | 0 | 0 | 0
F9_Industrial_Food Products_Existing_Process_Natural Gas_Gas Boiler - Stack Economizer_A_Technical Potential | F9 | Industrial | Food Products | Existing | Process | Natural Gas | Gas Boiler - Stack Economizer | A | Incremental Winter Peak Savings (MW) | Technical Potential | 0 | 0 | 0 | 0 | 0 | 0 | 0 | 0 | 0 | 0 | 0 | 0 | 0 | 0 | 0 | 0 | 0 | 0 | 0 | 0 | 0 | 0
F10_Industrial_Food Products_Existing_Process_Natural Gas_Gas Boiler - Stack Economizer_A_Technical Potential | F10 | Industrial | Food Products | Existing | Process | Natural Gas | Gas Boiler - Stack Economizer | A | Cumulative Energy Savings (MWh or mTherms) | Technical Potential | 0 | 0 | 4.5574 | 9.0362 | 13.4378 | 17.7635 | 22.0146 | 25.7746 | 28.7308 | 31.0549 | 32.8822 | 34.3188 | 35.4483 | 36.3363 | 37.0344 | 37.5833 | 38.0149 | 38.3542 | 38.3564 | 38.3572 | 38.3575 | 38.3576
F11_Industrial_Food Products_Existing_Process_Natural Gas_Gas Boiler - Stack Economizer_A_Technical Potential | F11 | Industrial | Food Products | Existing | Process | Natural Gas | Gas Boiler - Stack Economizer | A | Cumulative Summer Peak Savings (MW) | Technical Potential | 0 | 0 | 0 | 0 | 0 | 0 | 0 | 0 | 0 | 0 | 0 | 0 | 0 | 0 | 0 | 0 | 0 | 0 | 0 | 0 | 0 | 0
F12_Industrial_Food Products_Existing_Process_Natural Gas_Gas Boiler - Stack Economizer_A_Technical Potential | F12 | Industrial | Food Products | Existing | Process | Natural Gas | Gas Boiler - Stack Economizer | A | Cumulative Winter Peak Savings (MW) | Technical Potential | 0 | 0 | 0 | 0 | 0 | 0 | 0 | 0 | 0 | 0 | 0 | 0 | 0 | 0 | 0 | 0 | 0 | 0 | 0 | 0 | 0 | 0
F13_Industrial_Food Products_Existing_Process_Natural Gas_Gas Boiler - Stack Economizer_A_Technical Potential | F13 | Industrial | Food Products | Existing | Process | Natural Gas | Gas Boiler - Stack Economizer | A | Purchases (Incremental) | Technical Potential | 0 | 0 | 100.1823 | 98.455 | 96.7575 | 95.0893 | 93.4498 | 82.6548 | 64.9837 | 51.0907 | 40.1678 | 31.5802 | 24.8286 | 19.5204 | 15.3471 | 12.066 | 9.4864 | 7.4582 | 0.049994 | 0.017547 | 0.0058788 | 0.001884
F14_Industrial_Food Products_Existing_Process_Natural Gas_Gas Boiler - Stack Economizer_A_Technical Potential | F14 | Industrial | Food Products | Existing | Process | Natural Gas | Gas Boiler - Stack Economizer | A | Purchases (Cumulative) | Technical Potential | 0 | 0 | 100.1823 | 198.6373 | 295.3949 | 390.4842 | 483.934 | 566.5888 | 631.5725 | 682.6632 | 722.831 | 754.4112 | 779.2398 | 798.7602 | 814.1073 | 826.1733 | 835.6596 | 843.1179 | 843.1679 | 843.1854 | 843.1913 | 843.1932
F1_Industrial_Food Products_Existing_Space Heating_Natural Gas_Gas Furnace Tube Inserts_A_Technical Potential | F1 | Industrial | Food Products | Existing | Space Heating | Natural Gas | Gas Furnace Tube Inserts | A | Original Unit Energy Savings (kWh or therms) | Technical Potential | 0 | 0 | 0.088102 | 0.087615 | 0.087128 | 0.086647 | 0.086173 | 0.085712 | 0.085266 | 0.084839 | 0.084432 | 0.08405 | 0.08369 | 0.083351 | 0.083032 | 0.082732 | 0.082449 | 0.082183 | 0.081933 | 0.081697 | 0.081476 | 0.081267
F2_Industrial_Food Products_Existing_Space Heating_Natural Gas_Gas Furnace Tube Inserts_A_Technical Potential | F2 | Industrial | Food Products | Existing | Space Heating | Natural Gas | Gas Furnace Tube Inserts | A | Original Unit Summer Peak Savings (kW) | Technical Potential | 0 | 0 | 0 | 0 | 0 | 0 | 0 | 0 | 0 | 0 | 0 | 0 | 0 | 0 | 0 | 0 | 0 | 0 | 0 | 0 | 0 | 0
F3_Industrial_Food Products_Existing_Space Heating_Natural Gas_Gas Furnace Tube Inserts_A_Technical Potential | F3 | Industrial | Food Products | Existing | Space Heating | Natural Gas | Gas Furnace Tube Inserts | A | Original Unit Winter Peak Savings (kW) | Technical Potential | 0 | 0 | 0 | 0 | 0 | 0 | 0 | 0 | 0 | 0 | 0 | 0 | 0 | 0 | 0 | 0 | 0 | 0 | 0 | 0 | 0 | 0
F4_Industrial_Food Products_Existing_Space Heating_Natural Gas_Gas Furnace Tube Inserts_A_Technical Potential | F4 | Industrial | Food Products | Existing | Space Heating | Natural Gas | Gas Furnace Tube Inserts | A | Standalone Impact on Baseline Energy (%) | Technical Potential | bar: 2019 to 2040
F5_Industrial_Food Products_Existing_Space Heating_Natural Gas_Gas Furnace Tube Inserts_A_Technical Potential | F5 | Industrial | Food Products | Existing | Space Heating | Natural Gas | Gas Furnace Tube Inserts | A | Standalone Impact on Baseline Summer Peak (%) | Technical Potential | bar: 2019 to 2040
F6_Industrial_Food Products_Existing_Space Heating_Natural Gas_Gas Furnace Tube Inserts_A_Technical Potential | F6 | Industrial | Food Products | Existing | Space Heating | Natural Gas | Gas Furnace Tube Inserts | A | Standalone Impact on Baseline Winter Peak (%) | Technical Potential | bar: 2019 to 2040
F7_Industrial_Food Products_Existing_Space Heating_Natural Gas_Gas Furnace Tube Inserts_A_Technical Potential | F7 | Industrial | Food Products | Existing | Space Heating | Natural Gas | Gas Furnace Tube Inserts | A | Incremental Energy Savings (MWh or mTherms) | Technical Potential | 0 | 0 | 0 | 0 | 0 | 0 | 0 | 0 | 0 | 0 | 0 | 0 | 0 | 0 | 0 | 0 | 0 | 0 | 0 | 0 | 0 | 0
F8_Industrial_Food Products_Existing_Space Heating_Natural Gas_Gas Furnace Tube Inserts_A_Technical Potential | F8 | Industrial | Food Products | Existing | Space Heating | Natural Gas | Gas Furnace Tube Inserts | A | Incremental Summer Peak Savings (MW) | Technical Potential | 0 | 0 | 0 | 0 | 0 | 0 | 0 | 0 | 0 | 0 | 0 | 0 | 0 | 0 | 0 | 0 | 0 | 0 | 0 | 0 | 0 | 0
F9_Industrial_Food Products_Existing_Space Heating_Natural Gas_Gas Furnace Tube Inserts_A_Technical Potential | F9 | Industrial | Food Products | Existing | Space Heating | Natural Gas | Gas Furnace Tube Inserts | A | Incremental Winter Peak Savings (MW) | Technical Potential | 0 | 0 | 0 | 0 | 0 | 0 | 0 | 0 | 0 | 0 | 0 | 0 | 0 | 0 | 0 | 0 | 0 | 0 | 0 | 0 | 0 | 0
F10_Industrial_Food Products_Existing_Space Heating_Natural Gas_Gas Furnace Tube Inserts_A_Technical Potential | F10 | Industrial | Food Products | Existing | Space Heating | Natural Gas | Gas Furnace Tube Inserts | A | Cumulative Energy Savings (MWh or mTherms) | Technical Potential | 0 | 0 | 0 | 0 | 0 | 0 | 0 | 0 | 0 | 0 | 0 | 0 | 0 | 0 | 0 | 0 | 0 | 0 | 0 | 0 | 0 | 0
F11_Industrial_Food Products_Existing_Space Heating_Natural Gas_Gas Furnace Tube Inserts_A_Technical Potential | F11 | Industrial | Food Products | Existing | Space Heating | Natural Gas | Gas Furnace Tube Inserts | A | Cumulative Summer Peak Savings (MW) | Technical Potential | 0 | 0 | 0 | 0 | 0 | 0 | 0 | 0 | 0 | 0 | 0 | 0 | 0 | 0 | 0 | 0 | 0 | 0 | 0 | 0 | 0 | 0
F12_Industrial_Food Products_Existing_Space Heating_Natural Gas_Gas Furnace Tube Inserts_A_Technical Potential | F12 | Industrial | Food Products | Existing | Space Heating | Natural Gas | Gas Furnace Tube Inserts | A | Cumulative Winter Peak Savings (MW) | Technical Potential | 0 | 0 | 0 | 0 | 0 | 0 | 0 | 0 | 0 | 0 | 0 | 0 | 0 | 0 | 0 | 0 | 0 | 0 | 0 | 0 | 0 | 0
F13_Industrial_Food Products_Existing_Space Heating_Natural Gas_Gas Furnace Tube Inserts_A_Technical Potential | F13 | Industrial | Food Products | Existing | Space Heating | Natural Gas | Gas Furnace Tube Inserts | A | Purchases (Incremental) | Technical Potential | 0 | 0 | 0 | 0 | 0 | 0 | 0 | 0 | 0 | 0 | 0 | 0 | 0 | 0 | 0 | 0 | 0 | 0 | 0 | 0 | 0 | 0
F14_Industrial_Food Products_Existing_Space Heating_Natural Gas_Gas Furnace Tube Inserts_A_Technical Potential | F14 | Industrial | Food Products | Existing | Space Heating | Natural Gas | Gas Furnace Tube Inserts | A | Purchases (Cumulative) | Technical Potential | 0 | 0 | 0 | 0 | 0 | 0 | 0 | 0 | 0 | 0 | 0 | 0 | 0 | 0 | 0 | 0 | 0 | 0 | 0 | 0 | 0 | 0
F1_Industrial_Food Products_Existing_Space Heating_Natural Gas_Space Heating - Heat Recovery Ventilator_A_Technical Potential | F1 | Industrial | Food Products | Existing | Space Heating | Natural Gas | Space Heating - Heat Recovery Ventilator | A | Original Unit Energy Savings (kWh or therms) | Technical Potential | 0 | 0 | 0.01336 | 0.013329 | 0.013297 | 0.013266 | 0.013235 | 0.013205 | 0.013176 | 0.013148 | 0.013122 | 0.013097 | 0.013074 | 0.013051 | 0.013031 | 0.013011 | 0.012992 | 0.012975 | 0.012959 | 0.012943 | 0.012929 | 0.012915
F2_Industrial_Food Products_Existing_Space Heating_Natural Gas_Space Heating - Heat Recovery Ventilator_A_Technical Potential | F2 | Industrial | Food Products | Existing | Space Heating | Natural Gas | Space Heating - Heat Recovery Ventilator | A | Original Unit Summer Peak Savings (kW) | Technical Potential | 0 | 0 | 0 | 0 | 0 | 0 | 0 | 0 | 0 | 0 | 0 | 0 | 0 | 0 | 0 | 0 | 0 | 0 | 0 | 0 | 0 | 0
F3_Industrial_Food Products_Existing_Space Heating_Natural Gas_Space Heating - Heat Recovery Ventilator_A_Technical Potential | F3 | Industrial | Food Products | Existing | Space Heating | Natural Gas | Space Heating - Heat Recovery Ventilator | A | Original Unit Winter Peak Savings (kW) | Technical Potential | 0 | 0 | 0 | 0 | 0 | 0 | 0 | 0 | 0 | 0 | 0 | 0 | 0 | 0 | 0 | 0 | 0 | 0 | 0 | 0 | 0 | 0
F4_Industrial_Food Products_Existing_Space Heating_Natural Gas_Space Heating - Heat Recovery Ventilator_A_Technical Potential | F4 | Industrial | Food Products | Existing | Space Heating | Natural Gas | Space Heating - Heat Recovery Ventilator | A | Standalone Impact on Baseline Energy (%) | Technical Potential | 0% | 0% | 0.02138% | 0.04313% | 0.06526% | 0.08779% | 0.1107% | 0.134% | 0.1578% | 0.1819% | 0.2065% | 0.2315% | 0.2569% | 0.2828% | 0.3091% | 0.3359% | 0.3632% | 0.391% | 0.4192% | 0.4479% | 0.4772% | 0.5069%
F5_Industrial_Food Products_Existing_Space Heating_Natural Gas_Space Heating - Heat Recovery Ventilator_A_Technical Potential | F5 | Industrial | Food Products | Existing | Space Heating | Natural Gas | Space Heating - Heat Recovery Ventilator | A | Standalone Impact on Baseline Summer Peak (%) | Technical Potential | bar: 2019 to 2040
F6_Industrial_Food Products_Existing_Space Heating_Natural Gas_Space Heating - Heat Recovery Ventilator_A_Technical Potential | F6 | Industrial | Food Products | Existing | Space Heating | Natural Gas | Space Heating - Heat Recovery Ventilator | A | Standalone Impact on Baseline Winter Peak (%) | Technical Potential | bar: 2019 to 2040
F7_Industrial_Food Products_Existing_Space Heating_Natural Gas_Space Heating - Heat Recovery Ventilator_A_Technical Potential | F7 | Industrial | Food Products | Existing | Space Heating | Natural Gas | Space Heating - Heat Recovery Ventilator | A | Incremental Energy Savings (MWh or mTherms) | Technical Potential | 0 | 0 | 0.087769 | 0.086051 | 0.084366 | 0.082717 | 0.081102 | 0.079524 | 0.077981 | 0.076475 | 0.075006 | 0.073572 | 0.072174 | 0.07081 | 0.069477 | 0.068177 | 0.066906 | 0.065664 | 0.064451 | 0.063264 | 0.062104 | 0.06097
F8_Industrial_Food Products_Existing_Space Heating_Natural Gas_Space Heating - Heat Recovery Ventilator_A_Technical Potential | F8 | Industrial | Food Products | Existing | Space Heating | Natural Gas | Space Heating - Heat Recovery Ventilator | A | Incremental Summer Peak Savings (MW) | Technical Potential | 0 | 0 | 0 | 0 | 0 | 0 | 0 | 0 | 0 | 0 | 0 | 0 | 0 | 0 | 0 | 0 | 0 | 0 | 0 | 0 | 0 | 0
F9_Industrial_Food Products_Existing_Space Heating_Natural Gas_Space Heating - Heat Recovery Ventilator_A_Technical Potential | F9 | Industrial | Food Products | Existing | Space Heating | Natural Gas | Space Heating - Heat Recovery Ventilator | A | Incremental Winter Peak Savings (MW) | Technical Potential | 0 | 0 | 0 | 0 | 0 | 0 | 0 | 0 | 0 | 0 | 0 | 0 | 0 | 0 | 0 | 0 | 0 | 0 | 0 | 0 | 0 | 0
F10_Industrial_Food Products_Existing_Space Heating_Natural Gas_Space Heating - Heat Recovery Ventilator_A_Technical Potential | F10 | Industrial | Food Products | Existing | Space Heating | Natural Gas | Space Heating - Heat Recovery Ventilator | A | Cumulative Energy Savings (MWh or mTherms) | Technical Potential | 0 | 0 | 0.087769 | 0.17361 | 0.25757 | 0.33968 | 0.41999 | 0.49857 | 0.57545 | 0.65072 | 0.72441 | 0.79661 | 0.86736 | 0.93669 | 1.0047 | 1.0713 | 1.1367 | 1.2009 | 1.2638 | 1.3256 | 1.3862 | 1.4457
F11_Industrial_Food Products_Existing_Space Heating_Natural Gas_Space Heating - Heat Recovery Ventilator_A_Technical Potential | F11 | Industrial | Food Products | Existing | Space Heating | Natural Gas | Space Heating - Heat Recovery Ventilator | A | Cumulative Summer Peak Savings (MW) | Technical Potential | 0 | 0 | 0 | 0 | 0 | 0 | 0 | 0 | 0 | 0 | 0 | 0 | 0 | 0 | 0 | 0 | 0 | 0 | 0 | 0 | 0 | 0
F12_Industrial_Food Products_Existing_Space Heating_Natural Gas_Space Heating - Heat Recovery Ventilator_A_Technical Potential | F12 | Industrial | Food Products | Existing | Space Heating | Natural Gas | Space Heating - Heat Recovery Ventilator | A | Cumulative Winter Peak Savings (MW) | Technical Potential | 0 | 0 | 0 | 0 | 0 | 0 | 0 | 0 | 0 | 0 | 0 | 0 | 0 | 0 | 0 | 0 | 0 | 0 | 0 | 0 | 0 | 0
F13_Industrial_Food Products_Existing_Space Heating_Natural Gas_Space Heating - Heat Recovery Ventilator_A_Technical Potential | F13 | Industrial | Food Products | Existing | Space Heating | Natural Gas | Space Heating - Heat Recovery Ventilator | A | Purchases (Incremental) | Technical Potential | 0 | 0 | 6569.3205 | 6456.0564 | 6344.745 | 6235.3529 | 6127.8468 | 6022.1943 | 5918.3633 | 5816.3226 | 5716.0412 | 5617.4887 | 5520.6355 | 5425.4521 | 5331.9098 | 5239.9803 | 5149.6359 | 5060.849 | 4973.593 | 4887.8414 | 4803.5683 | 4720.7481
F14_Industrial_Food Products_Existing_Space Heating_Natural Gas_Space Heating - Heat Recovery Ventilator_A_Technical Potential | F14 | Industrial | Food Products | Existing | Space Heating | Natural Gas | Space Heating - Heat Recovery Ventilator | A | Purchases (Cumulative) | Technical Potential | 0 | 0 | 6569.3205 | 13025.3769 | 19370.1219 | 25605.4748 | 31733.3216 | 37755.5158 | 43673.8792 | 49490.2017 | 55206.2429 | 60823.7316 | 66344.3671 | 71769.8192 | 77101.729 | 82341.7094 | 87491.3452 | 92552.1943 | 97525.7873 | 102413.6287 | 107217.197 | 111937.9451
F1_Industrial_Food Products_Existing_Space Heating_Natural Gas_Thermostat - Programmable_A_Technical Potential | F1 | Industrial | Food Products | Existing | Space Heating | Natural Gas | Thermostat - Programmable | A | Original Unit Energy Savings (kWh or therms) | Technical Potential | 0 | 0 | 0.0064634 | 0.006448 | 0.0064327 | 0.0064176 | 0.0064027 | 0.0063882 | 0.0063742 | 0.0063608 | 0.006348 | 0.006336 | 0.0063246 | 0.0063139 | 0.0063038 | 0.0062943 | 0.0062853 | 0.0062769 | 0.006269 | 0.0062616 | 0.0062546 | 0.006248
F2_Industrial_Food Products_Existing_Space Heating_Natural Gas_Thermostat - Programmable_A_Technical Potential | F2 | Industrial | Food Products | Existing | Space Heating | Natural Gas | Thermostat - Programmable | A | Original Unit Summer Peak Savings (kW) | Technical Potential | 0 | 0 | 0 | 0 | 0 | 0 | 0 | 0 | 0 | 0 | 0 | 0 | 0 | 0 | 0 | 0 | 0 | 0 | 0 | 0 | 0 | 0
F3_Industrial_Food Products_Existing_Space Heating_Natural Gas_Thermostat - Programmable_A_Technical Potential | F3 | Industrial | Food Products | Existing | Space Heating | Natural Gas | Thermostat - Programmable | A | Original Unit Winter Peak Savings (kW) | Technical Potential | 0 | 0 | 0 | 0 | 0 | 0 | 0 | 0 | 0 | 0 | 0 | 0 | 0 | 0 | 0 | 0 | 0 | 0 | 0 | 0 | 0 | 0
F4_Industrial_Food Products_Existing_Space Heating_Natural Gas_Thermostat - Programmable_A_Technical Potential | F4 | Industrial | Food Products | Existing | Space Heating | Natural Gas | Thermostat - Programmable | A | Standalone Impact on Baseline Energy (%) | Technical Potential | 0% | 0% | 0.03103% | 0.0626% | 0.09472% | 0.1274% | 0.1607% | 0.1945% | 0.229% | 0.264% | 0.2997% | 0.3359% | 0.3729% | 0.4104% | 0.4486% | 0.4875% | 0.5271% | 0.5674% | 0.6084% | 0.6501% | 0.6925% | 0.7357%
F5_Industrial_Food Products_Existing_Space Heating_Natural Gas_Thermostat - Programmable_A_Technical Potential | F5 | Industrial | Food Products | Existing | Space Heating | Natural Gas | Thermostat - Programmable | A | Standalone Impact on Baseline Summer Peak (%) | Technical Potential | bar: 2019 to 2040
F6_Industrial_Food Products_Existing_Space Heating_Natural Gas_Thermostat - Programmable_A_Technical Potential | F6 | Industrial | Food Products | Existing | Space Heating | Natural Gas | Thermostat - Programmable | A | Standalone Impact on Baseline Winter Peak (%) | Technical Potential | bar: 2019 to 2040
F7_Industrial_Food Products_Existing_Space Heating_Natural Gas_Thermostat - Programmable_A_Technical Potential | F7 | Industrial | Food Products | Existing | Space Heating | Natural Gas | Thermostat - Programmable | A | Incremental Energy Savings (MWh or mTherms) | Technical Potential | 0 | 0 | 0.12738 | 0.12489 | 0.12244 | 0.12005 | 0.1177 | 0.11541 | 0.11318 | 0.11099 | 0.10886 | 0.10678 | 0.10475 | 0.10277 | 0.10083 | 0.098946 | 0.097101 | 0.095299 | 0.093538 | 0.091816 | 0.090133 | 0.088486
F8_Industrial_Food Products_Existing_Space Heating_Natural Gas_Thermostat - Programmable_A_Technical Potential | F8 | Industrial | Food Products | Existing | Space Heating | Natural Gas | Thermostat - Programmable | A | Incremental Summer Peak Savings (MW) | Technical Potential | 0 | 0 | 0 | 0 | 0 | 0 | 0 | 0 | 0 | 0 | 0 | 0 | 0 | 0 | 0 | 0 | 0 | 0 | 0 | 0 | 0 | 0
F9_Industrial_Food Products_Existing_Space Heating_Natural Gas_Thermostat - Programmable_A_Technical Potential | F9 | Industrial | Food Products | Existing | Space Heating | Natural Gas | Thermostat - Programmable | A | Incremental Winter Peak Savings (MW) | Technical Potential | 0 | 0 | 0 | 0 | 0 | 0 | 0 | 0 | 0 | 0 | 0 | 0 | 0 | 0 | 0 | 0 | 0 | 0 | 0 | 0 | 0 | 0
F10_Industrial_Food Products_Existing_Space Heating_Natural Gas_Thermostat - Programmable_A_Technical Potential | F10 | Industrial | Food Products | Existing | Space Heating | Natural Gas | Thermostat - Programmable | A | Cumulative Energy Savings (MWh or mTherms) | Technical Potential | 0 | 0 | 0.12738 | 0.25196 | 0.37381 | 0.49298 | 0.60954 | 0.72357 | 0.83516 | 0.94439 | 1.0514 | 1.1561 | 1.2588 | 1.3594 | 1.4581 | 1.5548 | 1.6497 | 1.7428 | 1.8342 | 1.9238 | 2.0118 | 2.0982
F11_Industrial_Food Products_Existing_Space Heating_Natural Gas_Thermostat - Programmable_A_Technical Potential | F11 | Industrial | Food Products | Existing | Space Heating | Natural Gas | Thermostat - Programmable | A | Cumulative Summer Peak Savings (MW) | Technical Potential | 0 | 0 | 0 | 0 | 0 | 0 | 0 | 0 | 0 | 0 | 0 | 0 | 0 | 0 | 0 | 0 | 0 | 0 | 0 | 0 | 0 | 0
F12_Industrial_Food Products_Existing_Space Heating_Natural Gas_Thermostat - Programmable_A_Technical Potential | F12 | Industrial | Food Products | Existing | Space Heating | Natural Gas | Thermostat - Programmable | A | Cumulative Winter Peak Savings (MW) | Technical Potential | 0 | 0 | 0 | 0 | 0 | 0 | 0 | 0 | 0 | 0 | 0 | 0 | 0 | 0 | 0 | 0 | 0 | 0 | 0 | 0 | 0 | 0
F13_Industrial_Food Products_Existing_Space Heating_Natural Gas_Thermostat - Programmable_A_Technical Potential | F13 | Industrial | Food Products | Existing | Space Heating | Natural Gas | Thermostat - Programmable | A | Purchases (Incremental) | Technical Potential | 0 | 0 | 19707.9615 | 19368.1691 | 19034.2351 | 18706.0586 | 18383.5404 | 18066.5828 | 17755.09 | 17448.9677 | 17148.1235 | 16852.4662 | 16561.9064 | 16276.3563 | 15995.7295 | 15719.941 | 15448.9076 | 15182.5471 | 14920.779 | 14663.5242 | 14410.7048 | 14162.2444
F14_Industrial_Food Products_Existing_Space Heating_Natural Gas_Thermostat - Programmable_A_Technical Potential | F14 | Industrial | Food Products | Existing | Space Heating | Natural Gas | Thermostat - Programmable | A | Purchases (Cumulative) | Technical Potential | 0 | 0 | 19707.9615 | 39076.1306 | 58110.3657 | 76816.4243 | 95199.9647 | 113266.5475 | 131021.6375 | 148470.6052 | 165618.7287 | 182471.1949 | 199033.1013 | 215309.4576 | 231305.1871 | 247025.1281 | 262474.0357 | 277656.5828 | 292577.3618 | 307240.886 | 321651.5909 | 335813.8353
F1_Industrial_Food Products_Existing_Space Heating_Natural Gas_ENERGY STAR Connected Thermostat_A_Technical Potential | F1 | Industrial | Food Products | Existing | Space Heating | Natural Gas | ENERGY STAR Connected Thermostat | A | Original Unit Energy Savings (kWh or therms) | Technical Potential | 0 | 0 | 0.015624 | 0.015587 | 0.01555 | 0.015514 | 0.015478 | 0.015443 | 0.015409 | 0.015376 | 0.015345 | 0.015316 | 0.015289 | 0.015263 | 0.015238 | 0.015215 | 0.015194 | 0.015173 | 0.015154 | 0.015136 | 0.01512 | 0.015104
F2_Industrial_Food Products_Existing_Space Heating_Natural Gas_ENERGY STAR Connected Thermostat_A_Technical Potential | F2 | Industrial | Food Products | Existing | Space Heating | Natural Gas | ENERGY STAR Connected Thermostat | A | Original Unit Summer Peak Savings (kW) | Technical Potential | 0 | 0 | 0 | 0 | 0 | 0 | 0 | 0 | 0 | 0 | 0 | 0 | 0 | 0 | 0 | 0 | 0 | 0 | 0 | 0 | 0 | 0
F3_Industrial_Food Products_Existing_Space Heating_Natural Gas_ENERGY STAR Connected Thermostat_A_Technical Potential | F3 | Industrial | Food Products | Existing | Space Heating | Natural Gas | ENERGY STAR Connected Thermostat | A | Original Unit Winter Peak Savings (kW) | Technical Potential | 0 | 0 | 0 | 0 | 0 | 0 | 0 | 0 | 0 | 0 | 0 | 0 | 0 | 0 | 0 | 0 | 0 | 0 | 0 | 0 | 0 | 0
F4_Industrial_Food Products_Existing_Space Heating_Natural Gas_ENERGY STAR Connected Thermostat_A_Technical Potential | F4 | Industrial | Food Products | Existing | Space Heating | Natural Gas | ENERGY STAR Connected Thermostat | A | Standalone Impact on Baseline Energy (%) | Technical Potential | 0% | 0% | 0.075% | 0.1513% | 0.229% | 0.308% | 0.3884% | 0.4702% | 0.5535% | 0.6382% | 0.7244% | 0.8121% | 0.9013% | 0.9921% | 1.085% | 1.179% | 1.274% | 1.372% | 1.471% | 1.571% | 1.674% | 1.778%
F5_Industrial_Food Products_Existing_Space Heating_Natural Gas_ENERGY STAR Connected Thermostat_A_Technical Potential | F5 | Industrial | Food Products | Existing | Space Heating | Natural Gas | ENERGY STAR Connected Thermostat | A | Standalone Impact on Baseline Summer Peak (%) | Technical Potential | bar: 2019 to 2040
F6_Industrial_Food Products_Existing_Space Heating_Natural Gas_ENERGY STAR Connected Thermostat_A_Technical Potential | F6 | Industrial | Food Products | Existing | Space Heating | Natural Gas | ENERGY STAR Connected Thermostat | A | Standalone Impact on Baseline Winter Peak (%) | Technical Potential | bar: 2019 to 2040
F7_Industrial_Food Products_Existing_Space Heating_Natural Gas_ENERGY STAR Connected Thermostat_A_Technical Potential | F7 | Industrial | Food Products | Existing | Space Heating | Natural Gas | ENERGY STAR Connected Thermostat | A | Incremental Energy Savings (MWh or mTherms) | Technical Potential | 0 | 0 | 0.30792 | 0.30189 | 0.29599 | 0.2902 | 0.28453 | 0.279 | 0.27358 | 0.2683 | 0.26314 | 0.25812 | 0.25321 | 0.24842 | 0.24375 | 0.23919 | 0.23473 | 0.23037 | 0.22611 | 0.22195 | 0.21788 | 0.2139
F8_Industrial_Food Products_Existing_Space Heating_Natural Gas_ENERGY STAR Connected Thermostat_A_Technical Potential | F8 | Industrial | Food Products | Existing | Space Heating | Natural Gas | ENERGY STAR Connected Thermostat | A | Incremental Summer Peak Savings (MW) | Technical Potential | 0 | 0 | 0 | 0 | 0 | 0 | 0 | 0 | 0 | 0 | 0 | 0 | 0 | 0 | 0 | 0 | 0 | 0 | 0 | 0 | 0 | 0
F9_Industrial_Food Products_Existing_Space Heating_Natural Gas_ENERGY STAR Connected Thermostat_A_Technical Potential | F9 | Industrial | Food Products | Existing | Space Heating | Natural Gas | ENERGY STAR Connected Thermostat | A | Incremental Winter Peak Savings (MW) | Technical Potential | 0 | 0 | 0 | 0 | 0 | 0 | 0 | 0 | 0 | 0 | 0 | 0 | 0 | 0 | 0 | 0 | 0 | 0 | 0 | 0 | 0 | 0
F10_Industrial_Food Products_Existing_Space Heating_Natural Gas_ENERGY STAR Connected Thermostat_A_Technical Potential | F10 | Industrial | Food Products | Existing | Space Heating | Natural Gas | ENERGY STAR Connected Thermostat | A | Cumulative Energy Savings (MWh or mTherms) | Technical Potential | 0 | 0 | 0.30792 | 0.60909 | 0.90362 | 1.1917 | 1.4735 | 1.7491 | 2.0189 | 2.2829 | 2.5415 | 2.7948 | 3.043 | 3.2862 | 3.5247 | 3.7586 | 3.988 | 4.213 | 4.4338 | 4.6505 | 4.8632 | 5.072
F11_Industrial_Food Products_Existing_Space Heating_Natural Gas_ENERGY STAR Connected Thermostat_A_Technical Potential | F11 | Industrial | Food Products | Existing | Space Heating | Natural Gas | ENERGY STAR Connected Thermostat | A | Cumulative Summer Peak Savings (MW) | Technical Potential | 0 | 0 | 0 | 0 | 0 | 0 | 0 | 0 | 0 | 0 | 0 | 0 | 0 | 0 | 0 | 0 | 0 | 0 | 0 | 0 | 0 | 0
F12_Industrial_Food Products_Existing_Space Heating_Natural Gas_ENERGY STAR Connected Thermostat_A_Technical Potential | F12 | Industrial | Food Products | Existing | Space Heating | Natural Gas | ENERGY STAR Connected Thermostat | A | Cumulative Winter Peak Savings (MW) | Technical Potential | 0 | 0 | 0 | 0 | 0 | 0 | 0 | 0 | 0 | 0 | 0 | 0 | 0 | 0 | 0 | 0 | 0 | 0 | 0 | 0 | 0 | 0
F13_Industrial_Food Products_Existing_Space Heating_Natural Gas_ENERGY STAR Connected Thermostat_A_Technical Potential | F13 | Industrial | Food Products | Existing | Space Heating | Natural Gas | ENERGY STAR Connected Thermostat | A | Purchases (Incremental) | Technical Potential | 0 | 0 | 19707.9615 | 19368.1691 | 19034.2351 | 18706.0586 | 18383.5404 | 18066.5828 | 17755.09 | 17448.9677 | 17148.1235 | 16852.4662 | 16561.9064 | 16276.3563 | 15995.7295 | 15719.941 | 15448.9076 | 15182.5471 | 14920.779 | 14663.5242 | 14410.7048 | 14162.2444
F14_Industrial_Food Products_Existing_Space Heating_Natural Gas_ENERGY STAR Connected Thermostat_A_Technical Potential | F14 | Industrial | Food Products | Existing | Space Heating | Natural Gas | ENERGY STAR Connected Thermostat | A | Purchases (Cumulative) | Technical Potential | 0 | 0 | 19707.9615 | 39076.1306 | 58110.3657 | 76816.4243 | 95199.9647 | 113266.5475 | 131021.6375 | 148470.6052 | 165618.7287 | 182471.1949 | 199033.1013 | 215309.4576 | 231305.1871 | 247025.1281 | 262474.0357 | 277656.5828 | 292577.3618 | 307240.886 | 321651.5909 | 335813.8353
F1_Industrial_Food Products_Existing_Space Heating_Natural Gas_Destratification Fans (HVLS)_A_Technical Potential | F1 | Industrial | Food Products | Existing | Space Heating | Natural Gas | Destratification Fans (HVLS) | A | Original Unit Energy Savings (kWh or therms) | Technical Potential | 0 | 0 | 0.015624 | 0.015587 | 0.01555 | 0.015514 | 0.015478 | 0.015443 | 0.015409 | 0.015376 | 0.015345 | 0.015316 | 0.015289 | 0.015263 | 0.015238 | 0.015215 | 0.015194 | 0.015173 | 0.015154 | 0.015136 | 0.01512 | 0.015104
F2_Industrial_Food Products_Existing_Space Heating_Natural Gas_Destratification Fans (HVLS)_A_Technical Potential | F2 | Industrial | Food Products | Existing | Space Heating | Natural Gas | Destratification Fans (HVLS) | A | Original Unit Summer Peak Savings (kW) | Technical Potential | 0 | 0 | 0 | 0 | 0 | 0 | 0 | 0 | 0 | 0 | 0 | 0 | 0 | 0 | 0 | 0 | 0 | 0 | 0 | 0 | 0 | 0
F3_Industrial_Food Products_Existing_Space Heating_Natural Gas_Destratification Fans (HVLS)_A_Technical Potential | F3 | Industrial | Food Products | Existing | Space Heating | Natural Gas | Destratification Fans (HVLS) | A | Original Unit Winter Peak Savings (kW) | Technical Potential | 0 | 0 | 0 | 0 | 0 | 0 | 0 | 0 | 0 | 0 | 0 | 0 | 0 | 0 | 0 | 0 | 0 | 0 | 0 | 0 | 0 | 0
F4_Industrial_Food Products_Existing_Space Heating_Natural Gas_Destratification Fans (HVLS)_A_Technical Potential | F4 | Industrial | Food Products | Existing | Space Heating | Natural Gas | Destratification Fans (HVLS) | A | Standalone Impact on Baseline Energy (%) | Technical Potential | 0% | 0% | 0.075% | 0.1513% | 0.229% | 0.308% | 0.3884% | 0.4702% | 0.5535% | 0.6382% | 0.7244% | 0.8121% | 0.9013% | 0.9921% | 1.085% | 1.179% | 1.274% | 1.372% | 1.471% | 1.571% | 1.674% | 1.778%
F5_Industrial_Food Products_Existing_Space Heating_Natural Gas_Destratification Fans (HVLS)_A_Technical Potential | F5 | Industrial | Food Products | Existing | Space Heating | Natural Gas | Destratification Fans (HVLS) | A | Standalone Impact on Baseline Summer Peak (%) | Technical Potential | bar: 2019 to 2040
F6_Industrial_Food Products_Existing_Space Heating_Natural Gas_Destratification Fans (HVLS)_A_Technical Potential | F6 | Industrial | Food Products | Existing | Space Heating | Natural Gas | Destratification Fans (HVLS) | A | Standalone Impact on Baseline Winter Peak (%) | Technical Potential | bar: 2019 to 2040
F7_Industrial_Food Products_Existing_Space Heating_Natural Gas_Destratification Fans (HVLS)_A_Technical Potential | F7 | Industrial | Food Products | Existing | Space Heating | Natural Gas | Destratification Fans (HVLS) | A | Incremental Energy Savings (MWh or mTherms) | Technical Potential | 0 | 0 | 0.30792 | 0.30189 | 0.29599 | 0.2902 | 0.28453 | 0.279 | 0.27358 | 0.2683 | 0.26314 | 0.25812 | 0.25321 | 0.24842 | 0.24375 | 0.23919 | 0.23473 | 0.23037 | 0.22611 | 0.22195 | 0.21788 | 0.2139
F8_Industrial_Food Products_Existing_Space Heating_Natural Gas_Destratification Fans (HVLS)_A_Technical Potential | F8 | Industrial | Food Products | Existing | Space Heating | Natural Gas | Destratification Fans (HVLS) | A | Incremental Summer Peak Savings (MW) | Technical Potential | 0 | 0 | 0 | 0 | 0 | 0 | 0 | 0 | 0 | 0 | 0 | 0 | 0 | 0 | 0 | 0 | 0 | 0 | 0 | 0 | 0 | 0
F9_Industrial_Food Products_Existing_Space Heating_Natural Gas_Destratification Fans (HVLS)_A_Technical Potential | F9 | Industrial | Food Products | Existing | Space Heating | Natural Gas | Destratification Fans (HVLS) | A | Incremental Winter Peak Savings (MW) | Technical Potential | 0 | 0 | 0 | 0 | 0 | 0 | 0 | 0 | 0 | 0 | 0 | 0 | 0 | 0 | 0 | 0 | 0 | 0 | 0 | 0 | 0 | 0
F10_Industrial_Food Products_Existing_Space Heating_Natural Gas_Destratification Fans (HVLS)_A_Technical Potential | F10 | Industrial | Food Products | Existing | Space Heating | Natural Gas | Destratification Fans (HVLS) | A | Cumulative Energy Savings (MWh or mTherms) | Technical Potential | 0 | 0 | 0.30792 | 0.60909 | 0.90362 | 1.1917 | 1.4735 | 1.7491 | 2.0189 | 2.2829 | 2.5415 | 2.7948 | 3.043 | 3.2862 | 3.5247 | 3.7586 | 3.988 | 4.213 | 4.4338 | 4.6505 | 4.8632 | 5.072
F11_Industrial_Food Products_Existing_Space Heating_Natural Gas_Destratification Fans (HVLS)_A_Technical Potential | F11 | Industrial | Food Products | Existing | Space Heating | Natural Gas | Destratification Fans (HVLS) | A | Cumulative Summer Peak Savings (MW) | Technical Potential | 0 | 0 | 0 | 0 | 0 | 0 | 0 | 0 | 0 | 0 | 0 | 0 | 0 | 0 | 0 | 0 | 0 | 0 | 0 | 0 | 0 | 0
F12_Industrial_Food Products_Existing_Space Heating_Natural Gas_Destratification Fans (HVLS)_A_Technical Potential | F12 | Industrial | Food Products | Existing | Space Heating | Natural Gas | Destratification Fans (HVLS) | A | Cumulative Winter Peak Savings (MW) | Technical Potential | 0 | 0 | 0 | 0 | 0 | 0 | 0 | 0 | 0 | 0 | 0 | 0 | 0 | 0 | 0 | 0 | 0 | 0 | 0 | 0 | 0 | 0
F13_Industrial_Food Products_Existing_Space Heating_Natural Gas_Destratification Fans (HVLS)_A_Technical Potential | F13 | Industrial | Food Products | Existing | Space Heating | Natural Gas | Destratification Fans (HVLS) | A | Purchases (Incremental) | Technical Potential | 0 | 0 | 19707.9615 | 19368.1691 | 19034.2351 | 18706.0586 | 18383.5404 | 18066.5828 | 17755.09 | 17448.9677 | 17148.1235 | 16852.4662 | 16561.9064 | 16276.3563 | 15995.7295 | 15719.941 | 15448.9076 | 15182.5471 | 14920.779 | 14663.5242 | 14410.7048 | 14162.2444
F14_Industrial_Food Products_Existing_Space Heating_Natural Gas_Destratification Fans (HVLS)_A_Technical Potential | F14 | Industrial | Food Products | Existing | Space Heating | Natural Gas | Destratification Fans (HVLS) | A | Purchases (Cumulative) | Technical Potential | 0 | 0 | 19707.9615 | 39076.1306 | 58110.3657 | 76816.4243 | 95199.9647 | 113266.5475 | 131021.6375 | 148470.6052 | 165618.7287 | 182471.1949 | 199033.1013 | 215309.4576 | 231305.1871 | 247025.1281 | 262474.0357 | 277656.5828 | 292577.3618 | 307240.886 | 321651.5909 | 335813.8353
F1_Industrial_Food Products_Existing_Space Heating_Natural Gas_Gas Boiler - Insulate Steam Lines/Condensate Tank_A_Technical Potential | F1 | Industrial | Food Products | Existing | Space Heating | Natural Gas | Gas Boiler - Insulate Steam Lines/Condensate Tank | A | Original Unit Energy Savings (kWh or therms) | Technical Potential | 0 | 0 | 10.3143 | 10.2884 | 10.2631 | 10.2383 | 10.2142 | 10.1908 | 10.1681 | 10.1462 | 10.1251 | 10.1048 | 10.0855 | 10.067 | 10.0495 | 10.0329 | 10.0173 | 10.0026 | 9.989 | 9.9764 | 9.9649 | 9.9544
F2_Industrial_Food Products_Existing_Space Heating_Natural Gas_Gas Boiler - Insulate Steam Lines/Condensate Tank_A_Technical Potential | F2 | Industrial | Food Products | Existing | Space Heating | Natural Gas | Gas Boiler - Insulate Steam Lines/Condensate Tank | A | Original Unit Summer Peak Savings (kW) | Technical Potential | 0 | 0 | 0 | 0 | 0 | 0 | 0 | 0 | 0 | 0 | 0 | 0 | 0 | 0 | 0 | 0 | 0 | 0 | 0 | 0 | 0 | 0
F3_Industrial_Food Products_Existing_Space Heating_Natural Gas_Gas Boiler - Insulate Steam Lines/Condensate Tank_A_Technical Potential | F3 | Industrial | Food Products | Existing | Space Heating | Natural Gas | Gas Boiler - Insulate Steam Lines/Condensate Tank | A | Original Unit Winter Peak Savings (kW) | Technical Potential | 0 | 0 | 0 | 0 | 0 | 0 | 0 | 0 | 0 | 0 | 0 | 0 | 0 | 0 | 0 | 0 | 0 | 0 | 0 | 0 | 0 | 0
F4_Industrial_Food Products_Existing_Space Heating_Natural Gas_Gas Boiler - Insulate Steam Lines/Condensate Tank_A_Technical Potential | F4 | Industrial | Food Products | Existing | Space Heating | Natural Gas | Gas Boiler - Insulate Steam Lines/Condensate Tank | A | Standalone Impact on Baseline Energy (%) | Technical Potential | 0% | 0% | 0.006032% | 0.01217% | 0.01841% | 0.02476% | 0.03122% | 0.0378% | 0.04449% | 0.0513% | 0.05822% | 0.06527% | 0.07243% | 0.07972% | 0.08713% | 0.09467% | 0.1023% | 0.1101% | 0.1181% | 0.1262% | 0.1344% | 0.1428%
F5_Industrial_Food Products_Existing_Space Heating_Natural Gas_Gas Boiler - Insulate Steam Lines/Condensate Tank_A_Technical Potential | F5 | Industrial | Food Products | Existing | Space Heating | Natural Gas | Gas Boiler - Insulate Steam Lines/Condensate Tank | A | Standalone Impact on Baseline Summer Peak (%) | Technical Potential | bar: 2019 to 2040
F6_Industrial_Food Products_Existing_Space Heating_Natural Gas_Gas Boiler - Insulate Steam Lines/Condensate Tank_A_Technical Potential | F6 | Industrial | Food Products | Existing | Space Heating | Natural Gas | Gas Boiler - Insulate Steam Lines/Condensate Tank | A | Standalone Impact on Baseline Winter Peak (%) | Technical Potential | bar: 2019 to 2040
F7_Industrial_Food Products_Existing_Space Heating_Natural Gas_Gas Boiler - Insulate Steam Lines/Condensate Tank_A_Technical Potential | F7 | Industrial | Food Products | Existing | Space Heating | Natural Gas | Gas Boiler - Insulate Steam Lines/Condensate Tank | A | Incremental Energy Savings (MWh or mTherms) | Technical Potential | 0 | 0 | 0.024763 | 0.024275 | 0.023798 | 0.023331 | 0.022875 | 0.022429 | 0.021993 | 0.021567 | 0.021151 | 0.020745 | 0.020348 | 0.019961 | 0.019583 | 0.019213 | 0.018853 | 0.018501 | 0.018157 | 0.017821 | 0.017494 | 0.017174
F8_Industrial_Food Products_Existing_Space Heating_Natural Gas_Gas Boiler - Insulate Steam Lines/Condensate Tank_A_Technical Potential | F8 | Industrial | Food Products | Existing | Space Heating | Natural Gas | Gas Boiler - Insulate Steam Lines/Condensate Tank | A | Incremental Summer Peak Savings (MW) | Technical Potential | 0 | 0 | 0 | 0 | 0 | 0 | 0 | 0 | 0 | 0 | 0 | 0 | 0 | 0 | 0 | 0 | 0 | 0 | 0 | 0 | 0 | 0
F9_Industrial_Food Products_Existing_Space Heating_Natural Gas_Gas Boiler - Insulate Steam Lines/Condensate Tank_A_Technical Potential | F9 | Industrial | Food Products | Existing | Space Heating | Natural Gas | Gas Boiler - Insulate Steam Lines/Condensate Tank | A | Incremental Winter Peak Savings (MW) | Technical Potential | 0 | 0 | 0 | 0 | 0 | 0 | 0 | 0 | 0 | 0 | 0 | 0 | 0 | 0 | 0 | 0 | 0 | 0 | 0 | 0 | 0 | 0
F10_Industrial_Food Products_Existing_Space Heating_Natural Gas_Gas Boiler - Insulate Steam Lines/Condensate Tank_A_Technical Potential | F10 | Industrial | Food Products | Existing | Space Heating | Natural Gas | Gas Boiler - Insulate Steam Lines/Condensate Tank | A | Cumulative Energy Savings (MWh or mTherms) | Technical Potential | 0 | 0 | 0.024763 | 0.048976 | 0.072654 | 0.095809 | 0.11846 | 0.14062 | 0.1623 | 0.18351 | 0.20428 | 0.22462 | 0.24454 | 0.26405 | 0.28317 | 0.30192 | 0.3203 | 0.33834 | 0.35603 | 0.3734 | 0.39047 | 0.40723
F11_Industrial_Food Products_Existing_Space Heating_Natural Gas_Gas Boiler - Insulate Steam Lines/Condensate Tank_A_Technical Potential | F11 | Industrial | Food Products | Existing | Space Heating | Natural Gas | Gas Boiler - Insulate Steam Lines/Condensate Tank | A | Cumulative Summer Peak Savings (MW) | Technical Potential | 0 | 0 | 0 | 0 | 0 | 0 | 0 | 0 | 0 | 0 | 0 | 0 | 0 | 0 | 0 | 0 | 0 | 0 | 0 | 0 | 0 | 0
F12_Industrial_Food Products_Existing_Space Heating_Natural Gas_Gas Boiler - Insulate Steam Lines/Condensate Tank_A_Technical Potential | F12 | Industrial | Food Products | Existing | Space Heating | Natural Gas | Gas Boiler - Insulate Steam Lines/Condensate Tank | A | Cumulative Winter Peak Savings (MW) | Technical Potential | 0 | 0 | 0 | 0 | 0 | 0 | 0 | 0 | 0 | 0 | 0 | 0 | 0 | 0 | 0 | 0 | 0 | 0 | 0 | 0 | 0 | 0
F13_Industrial_Food Products_Existing_Space Heating_Natural Gas_Gas Boiler - Insulate Steam Lines/Condensate Tank_A_Technical Potential | F13 | Industrial | Food Products | Existing | Space Heating | Natural Gas | Gas Boiler - Insulate Steam Lines/Condensate Tank | A | Purchases (Incremental) | Technical Potential | 0 | 0 | 2.4009 | 2.3595 | 2.3188 | 2.2788 | 2.2395 | 2.2009 | 2.163 | 2.1257 | 2.089 | 2.053 | 2.0176 | 1.9828 | 1.9486 | 1.915 | 1.882 | 1.8496 | 1.8177 | 1.7863 | 1.7555 | 1.7253
F14_Industrial_Food Products_Existing_Space Heating_Natural Gas_Gas Boiler - Insulate Steam Lines/Condensate Tank_A_Technical Potential | F14 | Industrial | Food Products | Existing | Space Heating | Natural Gas | Gas Boiler - Insulate Steam Lines/Condensate Tank | A | Purchases (Cumulative) | Technical Potential | 0 | 0 | 2.4009 | 4.7603 | 7.0791 | 9.3579 | 11.5974 | 13.7983 | 15.9613 | 18.087 | 20.176 | 22.229 | 24.2466 | 26.2294 | 28.178 | 30.0931 | 31.9751 | 33.8246 | 35.6423 | 37.4287 | 39.1842 | 40.9095
F1_Industrial_Food Products_Existing_Process_Natural Gas_Gas Boiler - Insulate Steam Lines/Condensate Tank_A_Technical Potential | F1 | Industrial | Food Products | Existing | Process | Natural Gas | Gas Boiler - Insulate Steam Lines/Condensate Tank | A | Original Unit Energy Savings (kWh or therms) | Technical Potential | 0 | 0 | 376.3371 | 376.3371 | 376.3371 | 376.3371 | 376.3371 | 376.3371 | 376.3371 | 376.3371 | 376.3371 | 376.3371 | 376.3371 | 376.3371 | 376.3371 | 376.3371 | 376.3371 | 376.3371 | 376.3371 | 376.3371 | 376.3371 | 376.3371
F2_Industrial_Food Products_Existing_Process_Natural Gas_Gas Boiler - Insulate Steam Lines/Condensate Tank_A_Technical Potential | F2 | Industrial | Food Products | Existing | Process | Natural Gas | Gas Boiler - Insulate Steam Lines/Condensate Tank | A | Original Unit Summer Peak Savings (kW) | Technical Potential | 0 | 0 | 0 | 0 | 0 | 0 | 0 | 0 | 0 | 0 | 0 | 0 | 0 | 0 | 0 | 0 | 0 | 0 | 0 | 0 | 0 | 0
F3_Industrial_Food Products_Existing_Process_Natural Gas_Gas Boiler - Insulate Steam Lines/Condensate Tank_A_Technical Potential | F3 | Industrial | Food Products | Existing | Process | Natural Gas | Gas Boiler - Insulate Steam Lines/Condensate Tank | A | Original Unit Winter Peak Savings (kW) | Technical Potential | 0 | 0 | 0 | 0 | 0 | 0 | 0 | 0 | 0 | 0 | 0 | 0 | 0 | 0 | 0 | 0 | 0 | 0 | 0 | 0 | 0 | 0
F4_Industrial_Food Products_Existing_Process_Natural Gas_Gas Boiler - Insulate Steam Lines/Condensate Tank_A_Technical Potential | F4 | Industrial | Food Products | Existing | Process | Natural Gas | Gas Boiler - Insulate Steam Lines/Condensate Tank | A | Standalone Impact on Baseline Energy (%) | Technical Potential | 0% | 0% | 0.03348% | 0.06755% | 0.1022% | 0.1375% | 0.1734% | 0.2099% | 0.2471% | 0.2849% | 0.3234% | 0.3625% | 0.4024% | 0.4429% | 0.4842% | 0.5261% | 0.5688% | 0.6123% | 0.6565% | 0.7015% | 0.7473% | 0.7939%
F5_Industrial_Food Products_Existing_Process_Natural Gas_Gas Boiler - Insulate Steam Lines/Condensate Tank_A_Technical Potential | F5 | Industrial | Food Products | Existing | Process | Natural Gas | Gas Boiler - Insulate Steam Lines/Condensate Tank | A | Standalone Impact on Baseline Summer Peak (%) | Technical Potential | bar: 2019 to 2040
F6_Industrial_Food Products_Existing_Process_Natural Gas_Gas Boiler - Insulate Steam Lines/Condensate Tank_A_Technical Potential | F6 | Industrial | Food Products | Existing | Process | Natural Gas | Gas Boiler - Insulate Steam Lines/Condensate Tank | A | Standalone Impact on Baseline Winter Peak (%) | Technical Potential | bar: 2019 to 2040
F7_Industrial_Food Products_Existing_Process_Natural Gas_Gas Boiler - Insulate Steam Lines/Condensate Tank_A_Technical Potential | F7 | Industrial | Food Products | Existing | Process | Natural Gas | Gas Boiler - Insulate Steam Lines/Condensate Tank | A | Incremental Energy Savings (MWh or mTherms) | Technical Potential | 0 | 0 | 2.1544 | 2.1173 | 2.0808 | 2.0449 | 2.0096 | 1.975 | 1.9409 | 1.9075 | 1.8746 | 1.8423 | 1.8105 | 1.7793 | 1.7486 | 1.7185 | 1.6888 | 1.6597 | 1.6311 | 1.603 | 1.5753 | 1.5482
F8_Industrial_Food Products_Existing_Process_Natural Gas_Gas Boiler - Insulate Steam Lines/Condensate Tank_A_Technical Potential | F8 | Industrial | Food Products | Existing | Process | Natural Gas | Gas Boiler - Insulate Steam Lines/Condensate Tank | A | Incremental Summer Peak Savings (MW) | Technical Potential | 0 | 0 | 0 | 0 | 0 | 0 | 0 | 0 | 0 | 0 | 0 | 0 | 0 | 0 | 0 | 0 | 0 | 0 | 0 | 0 | 0 | 0
F9_Industrial_Food Products_Existing_Process_Natural Gas_Gas Boiler - Insulate Steam Lines/Condensate Tank_A_Technical Potential | F9 | Industrial | Food Products | Existing | Process | Natural Gas | Gas Boiler - Insulate Steam Lines/Condensate Tank | A | Incremental Winter Peak Savings (MW) | Technical Potential | 0 | 0 | 0 | 0 | 0 | 0 | 0 | 0 | 0 | 0 | 0 | 0 | 0 | 0 | 0 | 0 | 0 | 0 | 0 | 0 | 0 | 0
F10_Industrial_Food Products_Existing_Process_Natural Gas_Gas Boiler - Insulate Steam Lines/Condensate Tank_A_Technical Potential | F10 | Industrial | Food Products | Existing | Process | Natural Gas | Gas Boiler - Insulate Steam Lines/Condensate Tank | A | Cumulative Energy Savings (MWh or mTherms) | Technical Potential | 0 | 0 | 2.1544 | 4.2717 | 6.3525 | 8.3974 | 10.407 | 12.382 | 14.323 | 16.2304 | 18.105 | 19.9473 | 21.7578 | 23.5371 | 25.2857 | 27.0042 | 28.693 | 30.3527 | 31.9838 | 33.5868 | 35.1622 | 36.7103
F11_Industrial_Food Products_Existing_Process_Natural Gas_Gas Boiler - Insulate Steam Lines/Condensate Tank_A_Technical Potential | F11 | Industrial | Food Products | Existing | Process | Natural Gas | Gas Boiler - Insulate Steam Lines/Condensate Tank | A | Cumulative Summer Peak Savings (MW) | Technical Potential | 0 | 0 | 0 | 0 | 0 | 0 | 0 | 0 | 0 | 0 | 0 | 0 | 0 | 0 | 0 | 0 | 0 | 0 | 0 | 0 | 0 | 0
F12_Industrial_Food Products_Existing_Process_Natural Gas_Gas Boiler - Insulate Steam Lines/Condensate Tank_A_Technical Potential | F12 | Industrial | Food Products | Existing | Process | Natural Gas | Gas Boiler - Insulate Steam Lines/Condensate Tank | A | Cumulative Winter Peak Savings (MW) | Technical Potential | 0 | 0 | 0 | 0 | 0 | 0 | 0 | 0 | 0 | 0 | 0 | 0 | 0 | 0 | 0 | 0 | 0 | 0 | 0 | 0 | 0 | 0
F13_Industrial_Food Products_Existing_Process_Natural Gas_Gas Boiler - Insulate Steam Lines/Condensate Tank_A_Technical Potential | F13 | Industrial | Food Products | Existing | Process | Natural Gas | Gas Boiler - Insulate Steam Lines/Condensate Tank | A | Purchases (Incremental) | Technical Potential | 0 | 0 | 5.7247 | 5.626 | 5.529 | 5.4337 | 5.34 | 5.2479 | 5.1575 | 5.0685 | 4.9811 | 4.8953 | 4.8109 | 4.7279 | 4.6464 | 4.5663 | 4.4876 | 4.4102 | 4.3342 | 4.2594 | 4.186 | 4.1138
F14_Industrial_Food Products_Existing_Process_Natural Gas_Gas Boiler - Insulate Steam Lines/Condensate Tank_A_Technical Potential | F14 | Industrial | Food Products | Existing | Process | Natural Gas | Gas Boiler - Insulate Steam Lines/Condensate Tank | A | Purchases (Cumulative) | Technical Potential | 0 | 0 | 5.7247 | 11.3507 | 16.8798 | 22.3135 | 27.6535 | 32.9014 | 38.0589 | 43.1274 | 48.1086 | 53.0038 | 57.8147 | 62.5426 | 67.189 | 71.7553 | 76.2429 | 80.6531 | 84.9872 | 89.2466 | 93.4326 | 97.5465
F1_Industrial_Food Products_Existing_Space Heating_Natural Gas_Gas Boiler - Insulate Hot Water Lines_A_Technical Potential | F1 | Industrial | Food Products | Existing | Space Heating | Natural Gas | Gas Boiler - Insulate Hot Water Lines | A | Original Unit Energy Savings (kWh or therms) | Technical Potential | 0 | 0 | 11.6584 | 11.6292 | 11.6005 | 11.5725 | 11.5453 | 11.5188 | 11.4931 | 11.4684 | 11.4445 | 11.4216 | 11.3997 | 11.3789 | 11.3591 | 11.3403 | 11.3227 | 11.3061 | 11.2907 | 11.2765 | 11.2635 | 11.2516
F2_Industrial_Food Products_Existing_Space Heating_Natural Gas_Gas Boiler - Insulate Hot Water Lines_A_Technical Potential | F2 | Industrial | Food Products | Existing | Space Heating | Natural Gas | Gas Boiler - Insulate Hot Water Lines | A | Original Unit Summer Peak Savings (kW) | Technical Potential | 0 | 0 | 0 | 0 | 0 | 0 | 0 | 0 | 0 | 0 | 0 | 0 | 0 | 0 | 0 | 0 | 0 | 0 | 0 | 0 | 0 | 0
F3_Industrial_Food Products_Existing_Space Heating_Natural Gas_Gas Boiler - Insulate Hot Water Lines_A_Technical Potential | F3 | Industrial | Food Products | Existing | Space Heating | Natural Gas | Gas Boiler - Insulate Hot Water Lines | A | Original Unit Winter Peak Savings (kW) | Technical Potential | 0 | 0 | 0 | 0 | 0 | 0 | 0 | 0 | 0 | 0 | 0 | 0 | 0 | 0 | 0 | 0 | 0 | 0 | 0 | 0 | 0 | 0
F4_Industrial_Food Products_Existing_Space Heating_Natural Gas_Gas Boiler - Insulate Hot Water Lines_A_Technical Potential | F4 | Industrial | Food Products | Existing | Space Heating | Natural Gas | Gas Boiler - Insulate Hot Water Lines | A | Standalone Impact on Baseline Energy (%) | Technical Potential | 0% | 0% | 0.01364% | 0.02751% | 0.04162% | 0.05598% | 0.07059% | 0.08545% | 0.1006% | 0.116% | 0.1316% | 0.1475% | 0.1637% | 0.1802% | 0.197% | 0.214% | 0.2314% | 0.249% | 0.267% | 0.2852% | 0.3038% | 0.3228%
F5_Industrial_Food Products_Existing_Space Heating_Natural Gas_Gas Boiler - Insulate Hot Water Lines_A_Technical Potential | F5 | Industrial | Food Products | Existing | Space Heating | Natural Gas | Gas Boiler - Insulate Hot Water Lines | A | Standalone Impact on Baseline Summer Peak (%) | Technical Potential | bar: 2019 to 2040
F6_Industrial_Food Products_Existing_Space Heating_Natural Gas_Gas Boiler - Insulate Hot Water Lines_A_Technical Potential | F6 | Industrial | Food Products | Existing | Space Heating | Natural Gas | Gas Boiler - Insulate Hot Water Lines | A | Standalone Impact on Baseline Winter Peak (%) | Technical Potential | bar: 2019 to 2040
F7_Industrial_Food Products_Existing_Space Heating_Natural Gas_Gas Boiler - Insulate Hot Water Lines_A_Technical Potential | F7 | Industrial | Food Products | Existing | Space Heating | Natural Gas | Gas Boiler - Insulate Hot Water Lines | A | Incremental Energy Savings (MWh or mTherms) | Technical Potential | 0 | 0 | 0.055981 | 0.054877 | 0.053798 | 0.052743 | 0.051712 | 0.050703 | 0.049718 | 0.048756 | 0.047816 | 0.046897 | 0.046 | 0.045124 | 0.044269 | 0.043434 | 0.042619 | 0.041823 | 0.041046 | 0.040287 | 0.039547 | 0.038824
F8_Industrial_Food Products_Existing_Space Heating_Natural Gas_Gas Boiler - Insulate Hot Water Lines_A_Technical Potential | F8 | Industrial | Food Products | Existing | Space Heating | Natural Gas | Gas Boiler - Insulate Hot Water Lines | A | Incremental Summer Peak Savings (MW) | Technical Potential | 0 | 0 | 0 | 0 | 0 | 0 | 0 | 0 | 0 | 0 | 0 | 0 | 0 | 0 | 0 | 0 | 0 | 0 | 0 | 0 | 0 | 0
F9_Industrial_Food Products_Existing_Space Heating_Natural Gas_Gas Boiler - Insulate Hot Water Lines_A_Technical Potential | F9 | Industrial | Food Products | Existing | Space Heating | Natural Gas | Gas Boiler - Insulate Hot Water Lines | A | Incremental Winter Peak Savings (MW) | Technical Potential | 0 | 0 | 0 | 0 | 0 | 0 | 0 | 0 | 0 | 0 | 0 | 0 | 0 | 0 | 0 | 0 | 0 | 0 | 0 | 0 | 0 | 0
F10_Industrial_Food Products_Existing_Space Heating_Natural Gas_Gas Boiler - Insulate Hot Water Lines_A_Technical Potential | F10 | Industrial | Food Products | Existing | Space Heating | Natural Gas | Gas Boiler - Insulate Hot Water Lines | A | Cumulative Energy Savings (MWh or mTherms) | Technical Potential | 0 | 0 | 0.055981 | 0.11072 | 0.16424 | 0.21659 | 0.26779 | 0.31788 | 0.36689 | 0.41486 | 0.46181 | 0.50778 | 0.55281 | 0.59692 | 0.64015 | 0.68253 | 0.72409 | 0.76485 | 0.80486 | 0.84413 | 0.8827 | 0.92059
F11_Industrial_Food Products_Existing_Space Heating_Natural Gas_Gas Boiler - Insulate Hot Water Lines_A_Technical Potential | F11 | Industrial | Food Products | Existing | Space Heating | Natural Gas | Gas Boiler - Insulate Hot Water Lines | A | Cumulative Summer Peak Savings (MW) | Technical Potential | 0 | 0 | 0 | 0 | 0 | 0 | 0 | 0 | 0 | 0 | 0 | 0 | 0 | 0 | 0 | 0 | 0 | 0 | 0 | 0 | 0 | 0
F12_Industrial_Food Products_Existing_Space Heating_Natural Gas_Gas Boiler - Insulate Hot Water Lines_A_Technical Potential | F12 | Industrial | Food Products | Existing | Space Heating | Natural Gas | Gas Boiler - Insulate Hot Water Lines | A | Cumulative Winter Peak Savings (MW) | Technical Potential | 0 | 0 | 0 | 0 | 0 | 0 | 0 | 0 | 0 | 0 | 0 | 0 | 0 | 0 | 0 | 0 | 0 | 0 | 0 | 0 | 0 | 0
F13_Industrial_Food Products_Existing_Space Heating_Natural Gas_Gas Boiler - Insulate Hot Water Lines_A_Technical Potential | F13 | Industrial | Food Products | Existing | Space Heating | Natural Gas | Gas Boiler - Insulate Hot Water Lines | A | Purchases (Incremental) | Technical Potential | 0 | 0 | 4.8017 | 4.7189 | 4.6376 | 4.5576 | 4.479 | 4.4018 | 4.3259 | 4.2513 | 4.178 | 4.106 | 4.0352 | 3.9656 | 3.8973 | 3.8301 | 3.764 | 3.6991 | 3.6354 | 3.5727 | 3.5111 | 3.4505
F14_Industrial_Food Products_Existing_Space Heating_Natural Gas_Gas Boiler - Insulate Hot Water Lines_A_Technical Potential | F14 | Industrial | Food Products | Existing | Space Heating | Natural Gas | Gas Boiler - Insulate Hot Water Lines | A | Purchases (Cumulative) | Technical Potential | 0 | 0 | 4.8017 | 9.5207 | 14.1582 | 18.7158 | 23.1949 | 27.5967 | 31.9226 | 36.1739 | 40.352 | 44.458 | 48.4932 | 52.4588 | 56.3561 | 60.1861 | 63.9502 | 67.6493 | 71.2846 | 74.8573 | 78.3684 | 81.8189
F1_Industrial_Food Products_Existing_Process_Natural Gas_Gas Boiler - Insulate Hot Water Lines_A_Technical Potential | F1 | Industrial | Food Products | Existing | Process | Natural Gas | Gas Boiler - Insulate Hot Water Lines | A | Original Unit Energy Savings (kWh or therms) | Technical Potential | 0 | 0 | 425.3792 | 425.3792 | 425.3792 | 425.3792 | 425.3792 | 425.3792 | 425.3792 | 425.3792 | 425.3792 | 425.3792 | 425.3792 | 425.3792 | 425.3792 | 425.3792 | 425.3792 | 425.3792 | 425.3792 | 425.3792 | 425.3792 | 425.3792
F2_Industrial_Food Products_Existing_Process_Natural Gas_Gas Boiler - Insulate Hot Water Lines_A_Technical Potential | F2 | Industrial | Food Products | Existing | Process | Natural Gas | Gas Boiler - Insulate Hot Water Lines | A | Original Unit Summer Peak Savings (kW) | Technical Potential | 0 | 0 | 0 | 0 | 0 | 0 | 0 | 0 | 0 | 0 | 0 | 0 | 0 | 0 | 0 | 0 | 0 | 0 | 0 | 0 | 0 | 0
F3_Industrial_Food Products_Existing_Process_Natural Gas_Gas Boiler - Insulate Hot Water Lines_A_Technical Potential | F3 | Industrial | Food Products | Existing | Process | Natural Gas | Gas Boiler - Insulate Hot Water Lines | A | Original Unit Winter Peak Savings (kW) | Technical Potential | 0 | 0 | 0 | 0 | 0 | 0 | 0 | 0 | 0 | 0 | 0 | 0 | 0 | 0 | 0 | 0 | 0 | 0 | 0 | 0 | 0 | 0
F4_Industrial_Food Products_Existing_Process_Natural Gas_Gas Boiler - Insulate Hot Water Lines_A_Technical Potential | F4 | Industrial | Food Products | Existing | Process | Natural Gas | Gas Boiler - Insulate Hot Water Lines | A | Standalone Impact on Baseline Energy (%) | Technical Potential | 0% | 0% | 0.07569% | 0.1527% | 0.2311% | 0.3108% | 0.392% | 0.4745% | 0.5585% | 0.644% | 0.731% | 0.8195% | 0.9096% | 1.001% | 1.095% | 1.189% | 1.286% | 1.384% | 1.484% | 1.586% | 1.689% | 1.795%
F5_Industrial_Food Products_Existing_Process_Natural Gas_Gas Boiler - Insulate Hot Water Lines_A_Technical Potential | F5 | Industrial | Food Products | Existing | Process | Natural Gas | Gas Boiler - Insulate Hot Water Lines | A | Standalone Impact on Baseline Summer Peak (%) | Technical Potential | bar: 2019 to 2040
F6_Industrial_Food Products_Existing_Process_Natural Gas_Gas Boiler - Insulate Hot Water Lines_A_Technical Potential | F6 | Industrial | Food Products | Existing | Process | Natural Gas | Gas Boiler - Insulate Hot Water Lines | A | Standalone Impact on Baseline Winter Peak (%) | Technical Potential | bar: 2019 to 2040
F7_Industrial_Food Products_Existing_Process_Natural Gas_Gas Boiler - Insulate Hot Water Lines_A_Technical Potential | F7 | Industrial | Food Products | Existing | Process | Natural Gas | Gas Boiler - Insulate Hot Water Lines | A | Incremental Energy Savings (MWh or mTherms) | Technical Potential | 0 | 0 | 4.8704 | 4.7864 | 4.7039 | 4.6228 | 4.5431 | 4.4647 | 4.3878 | 4.3121 | 4.2378 | 4.1647 | 4.0929 | 4.0223 | 3.953 | 3.8848 | 3.8178 | 3.752 | 3.6873 | 3.6237 | 3.5613 | 3.4999
F8_Industrial_Food Products_Existing_Process_Natural Gas_Gas Boiler - Insulate Hot Water Lines_A_Technical Potential | F8 | Industrial | Food Products | Existing | Process | Natural Gas | Gas Boiler - Insulate Hot Water Lines | A | Incremental Summer Peak Savings (MW) | Technical Potential | 0 | 0 | 0 | 0 | 0 | 0 | 0 | 0 | 0 | 0 | 0 | 0 | 0 | 0 | 0 | 0 | 0 | 0 | 0 | 0 | 0 | 0
F9_Industrial_Food Products_Existing_Process_Natural Gas_Gas Boiler - Insulate Hot Water Lines_A_Technical Potential | F9 | Industrial | Food Products | Existing | Process | Natural Gas | Gas Boiler - Insulate Hot Water Lines | A | Incremental Winter Peak Savings (MW) | Technical Potential | 0 | 0 | 0 | 0 | 0 | 0 | 0 | 0 | 0 | 0 | 0 | 0 | 0 | 0 | 0 | 0 | 0 | 0 | 0 | 0 | 0 | 0
F10_Industrial_Food Products_Existing_Process_Natural Gas_Gas Boiler - Insulate Hot Water Lines_A_Technical Potential | F10 | Industrial | Food Products | Existing | Process | Natural Gas | Gas Boiler - Insulate Hot Water Lines | A | Cumulative Energy Savings (MWh or mTherms) | Technical Potential | 0 | 0 | 4.8704 | 9.6567 | 14.3606 | 18.9834 | 23.5264 | 27.9912 | 32.3789 | 36.691 | 40.9288 | 45.0935 | 49.1863 | 53.2087 | 57.1616 | 61.0464 | 64.8643 | 68.6163 | 72.3036 | 75.9273 | 79.4886 | 82.9885
F11_Industrial_Food Products_Existing_Process_Natural Gas_Gas Boiler - Insulate Hot Water Lines_A_Technical Potential | F11 | Industrial | Food Products | Existing | Process | Natural Gas | Gas Boiler - Insulate Hot Water Lines | A | Cumulative Summer Peak Savings (MW) | Technical Potential | 0 | 0 | 0 | 0 | 0 | 0 | 0 | 0 | 0 | 0 | 0 | 0 | 0 | 0 | 0 | 0 | 0 | 0 | 0 | 0 | 0 | 0
F12_Industrial_Food Products_Existing_Process_Natural Gas_Gas Boiler - Insulate Hot Water Lines_A_Technical Potential | F12 | Industrial | Food Products | Existing | Process | Natural Gas | Gas Boiler - Insulate Hot Water Lines | A | Cumulative Winter Peak Savings (MW) | Technical Potential | 0 | 0 | 0 | 0 | 0 | 0 | 0 | 0 | 0 | 0 | 0 | 0 | 0 | 0 | 0 | 0 | 0 | 0 | 0 | 0 | 0 | 0
F13_Industrial_Food Products_Existing_Process_Natural Gas_Gas Boiler - Insulate Hot Water Lines_A_Technical Potential | F13 | Industrial | Food Products | Existing | Process | Natural Gas | Gas Boiler - Insulate Hot Water Lines | A | Purchases (Incremental) | Technical Potential | 0 | 0 | 11.4494 | 11.252 | 11.058 | 10.8674 | 10.68 | 10.4959 | 10.3149 | 10.1371 | 9.9623 | 9.7905 | 9.6217 | 9.4558 | 9.2928 | 9.1326 | 8.9751 | 8.8204 | 8.6683 | 8.5189 | 8.372 | 8.2276
F14_Industrial_Food Products_Existing_Process_Natural Gas_Gas Boiler - Insulate Hot Water Lines_A_Technical Potential | F14 | Industrial | Food Products | Existing | Process | Natural Gas | Gas Boiler - Insulate Hot Water Lines | A | Purchases (Cumulative) | Technical Potential | 0 | 0 | 11.4494 | 22.7015 | 33.7595 | 44.6269 | 55.3069 | 65.8028 | 76.1177 | 86.2548 | 96.2171 | 106.0077 | 115.6294 | 125.0852 | 134.378 | 143.5106 | 152.4857 | 161.3061 | 169.9744 | 178.4933 | 186.8653 | 195.0929
F1_Industrial_Food Products_Existing_Process_Natural Gas_Process - Insulate Heated Process Fluids_A_Technical Potential | F1 | Industrial | Food Products | Existing | Process | Natural Gas | Process - Insulate Heated Process Fluids | A | Original Unit Energy Savings (kWh or therms) | Technical Potential | 0 | 0 | 275.607 | 275.607 | 275.607 | 275.607 | 275.607 | 275.607 | 275.607 | 275.607 | 275.607 | 275.607 | 275.607 | 275.607 | 275.607 | 275.607 | 275.607 | 275.607 | 275.607 | 275.607 | 275.607 | 275.607
F2_Industrial_Food Products_Existing_Process_Natural Gas_Process - Insulate Heated Process Fluids_A_Technical Potential | F2 | Industrial | Food Products | Existing | Process | Natural Gas | Process - Insulate Heated Process Fluids | A | Original Unit Summer Peak Savings (kW) | Technical Potential | 0 | 0 | 0 | 0 | 0 | 0 | 0 | 0 | 0 | 0 | 0 | 0 | 0 | 0 | 0 | 0 | 0 | 0 | 0 | 0 | 0 | 0
F3_Industrial_Food Products_Existing_Process_Natural Gas_Process - Insulate Heated Process Fluids_A_Technical Potential | F3 | Industrial | Food Products | Existing | Process | Natural Gas | Process - Insulate Heated Process Fluids | A | Original Unit Winter Peak Savings (kW) | Technical Potential | 0 | 0 | 0 | 0 | 0 | 0 | 0 | 0 | 0 | 0 | 0 | 0 | 0 | 0 | 0 | 0 | 0 | 0 | 0 | 0 | 0 | 0
F4_Industrial_Food Products_Existing_Process_Natural Gas_Process - Insulate Heated Process Fluids_A_Technical Potential | F4 | Industrial | Food Products | Existing | Process | Natural Gas | Process - Insulate Heated Process Fluids | A | Standalone Impact on Baseline Energy (%) | Technical Potential | 0% | 0% | 0.05364% | 0.1082% | 0.1638% | 0.2203% | 0.2778% | 0.3309% | 0.3753% | 0.4128% | 0.4448% | 0.4723% | 0.4965% | 0.5178% | 0.537% | 0.5545% | 0.5708% | 0.586% | 0.5963% | 0.6067% | 0.6174% | 0.6282%
F5_Industrial_Food Products_Existing_Process_Natural Gas_Process - Insulate Heated Process Fluids_A_Technical Potential | F5 | Industrial | Food Products | Existing | Process | Natural Gas | Process - Insulate Heated Process Fluids | A | Standalone Impact on Baseline Summer Peak (%) | Technical Potential | bar: 2019 to 2040
F6_Industrial_Food Products_Existing_Process_Natural Gas_Process - Insulate Heated Process Fluids_A_Technical Potential | F6 | Industrial | Food Products | Existing | Process | Natural Gas | Process - Insulate Heated Process Fluids | A | Standalone Impact on Baseline Winter Peak (%) | Technical Potential | bar: 2019 to 2040
F7_Industrial_Food Products_Existing_Process_Natural Gas_Process - Insulate Heated Process Fluids_A_Technical Potential | F7 | Industrial | Food Products | Existing | Process | Natural Gas | Process - Insulate Heated Process Fluids | A | Incremental Energy Savings (MWh or mTherms) | Technical Potential | 0 | 0 | 3.4514 | 3.3919 | 3.3334 | 3.2759 | 3.2194 | 2.8475 | 2.2387 | 1.7601 | 1.3838 | 1.088 | 0.85537 | 0.6725 | 0.52872 | 0.41568 | 0.32681 | 0.25694 | 0.0017223 | 0.00060451 | 0.00020253 | 6.4904e-05
F8_Industrial_Food Products_Existing_Process_Natural Gas_Process - Insulate Heated Process Fluids_A_Technical Potential | F8 | Industrial | Food Products | Existing | Process | Natural Gas | Process - Insulate Heated Process Fluids | A | Incremental Summer Peak Savings (MW) | Technical Potential | 0 | 0 | 0 | 0 | 0 | 0 | 0 | 0 | 0 | 0 | 0 | 0 | 0 | 0 | 0 | 0 | 0 | 0 | 0 | 0 | 0 | 0
F9_Industrial_Food Products_Existing_Process_Natural Gas_Process - Insulate Heated Process Fluids_A_Technical Potential | F9 | Industrial | Food Products | Existing | Process | Natural Gas | Process - Insulate Heated Process Fluids | A | Incremental Winter Peak Savings (MW) | Technical Potential | 0 | 0 | 0 | 0 | 0 | 0 | 0 | 0 | 0 | 0 | 0 | 0 | 0 | 0 | 0 | 0 | 0 | 0 | 0 | 0 | 0 | 0
F10_Industrial_Food Products_Existing_Process_Natural Gas_Process - Insulate Heated Process Fluids_A_Technical Potential | F10 | Industrial | Food Products | Existing | Process | Natural Gas | Process - Insulate Heated Process Fluids | A | Cumulative Energy Savings (MWh or mTherms) | Technical Potential | 0 | 0 | 3.4514 | 6.8432 | 10.1766 | 13.4525 | 16.6719 | 19.5195 | 21.7582 | 23.5183 | 24.9022 | 25.9901 | 26.8455 | 27.518 | 28.0467 | 28.4624 | 28.7892 | 29.0461 | 29.0479 | 29.0485 | 29.0487 | 29.0487
F11_Industrial_Food Products_Existing_Process_Natural Gas_Process - Insulate Heated Process Fluids_A_Technical Potential | F11 | Industrial | Food Products | Existing | Process | Natural Gas | Process - Insulate Heated Process Fluids | A | Cumulative Summer Peak Savings (MW) | Technical Potential | 0 | 0 | 0 | 0 | 0 | 0 | 0 | 0 | 0 | 0 | 0 | 0 | 0 | 0 | 0 | 0 | 0 | 0 | 0 | 0 | 0 | 0
F12_Industrial_Food Products_Existing_Process_Natural Gas_Process - Insulate Heated Process Fluids_A_Technical Potential | F12 | Industrial | Food Products | Existing | Process | Natural Gas | Process - Insulate Heated Process Fluids | A | Cumulative Winter Peak Savings (MW) | Technical Potential | 0 | 0 | 0 | 0 | 0 | 0 | 0 | 0 | 0 | 0 | 0 | 0 | 0 | 0 | 0 | 0 | 0 | 0 | 0 | 0 | 0 | 0
F13_Industrial_Food Products_Existing_Process_Natural Gas_Process - Insulate Heated Process Fluids_A_Technical Potential | F13 | Industrial | Food Products | Existing | Process | Natural Gas | Process - Insulate Heated Process Fluids | A | Purchases (Incremental) | Technical Potential | 0 | 0 | 12.5228 | 12.3069 | 12.0947 | 11.8862 | 11.6812 | 10.3318 | 8.123 | 6.3863 | 5.021 | 3.9475 | 3.1036 | 2.4401 | 1.9184 | 1.5082 | 1.1858 | 0.93228 | 0.0062492 | 0.0021934 | 0.00073485 | 0.00023549
F14_Industrial_Food Products_Existing_Process_Natural Gas_Process - Insulate Heated Process Fluids_A_Technical Potential | F14 | Industrial | Food Products | Existing | Process | Natural Gas | Process - Insulate Heated Process Fluids | A | Purchases (Cumulative) | Technical Potential | 0 | 0 | 12.5228 | 24.8297 | 36.9244 | 48.8105 | 60.4917 | 70.8236 | 78.9466 | 85.3329 | 90.3539 | 94.3014 | 97.405 | 99.845 | 101.7634 | 103.2717 | 104.4575 | 105.3897 | 105.396 | 105.3982 | 105.3989 | 105.3991
F1_Industrial_Food Products_Existing_Process_Natural Gas_Process Heat Recovery_A_Technical Potential | F1 | Industrial | Food Products | Existing | Process | Natural Gas | Process Heat Recovery | A | Original Unit Energy Savings (kWh or therms) | Technical Potential | 0 | 0 | 3.2358 | 3.2358 | 3.2358 | 3.2358 | 3.2358 | 3.2358 | 3.2358 | 3.2358 | 3.2358 | 3.2358 | 3.2358 | 3.2358 | 3.2358 | 3.2358 | 3.2358 | 3.2358 | 3.2358 | 3.2358 | 3.2358 | 3.2358
F2_Industrial_Food Products_Existing_Process_Natural Gas_Process Heat Recovery_A_Technical Potential | F2 | Industrial | Food Products | Existing | Process | Natural Gas | Process Heat Recovery | A | Original Unit Summer Peak Savings (kW) | Technical Potential | 0 | 0 | 0 | 0 | 0 | 0 | 0 | 0 | 0 | 0 | 0 | 0 | 0 | 0 | 0 | 0 | 0 | 0 | 0 | 0 | 0 | 0
F3_Industrial_Food Products_Existing_Process_Natural Gas_Process Heat Recovery_A_Technical Potential | F3 | Industrial | Food Products | Existing | Process | Natural Gas | Process Heat Recovery | A | Original Unit Winter Peak Savings (kW) | Technical Potential | 0 | 0 | 0 | 0 | 0 | 0 | 0 | 0 | 0 | 0 | 0 | 0 | 0 | 0 | 0 | 0 | 0 | 0 | 0 | 0 | 0 | 0
F4_Industrial_Food Products_Existing_Process_Natural Gas_Process Heat Recovery_A_Technical Potential | F4 | Industrial | Food Products | Existing | Process | Natural Gas | Process Heat Recovery | A | Standalone Impact on Baseline Energy (%) | Technical Potential | 0% | 0% | 0.02267% | 0.04574% | 0.06921% | 0.0931% | 0.1174% | 0.1399% | 0.1586% | 0.1745% | 0.188% | 0.1996% | 0.2098% | 0.2189% | 0.227% | 0.2344% | 0.2412% | 0.2477% | 0.252% | 0.2564% | 0.2609% | 0.2655%
F5_Industrial_Food Products_Existing_Process_Natural Gas_Process Heat Recovery_A_Technical Potential | F5 | Industrial | Food Products | Existing | Process | Natural Gas | Process Heat Recovery | A | Standalone Impact on Baseline Summer Peak (%) | Technical Potential | bar: 2019 to 2040
F6_Industrial_Food Products_Existing_Process_Natural Gas_Process Heat Recovery_A_Technical Potential | F6 | Industrial | Food Products | Existing | Process | Natural Gas | Process Heat Recovery | A | Standalone Impact on Baseline Winter Peak (%) | Technical Potential | bar: 2019 to 2040
F7_Industrial_Food Products_Existing_Process_Natural Gas_Process Heat Recovery_A_Technical Potential | F7 | Industrial | Food Products | Existing | Process | Natural Gas | Process Heat Recovery | A | Incremental Energy Savings (MWh or mTherms) | Technical Potential | 0 | 0 | 1.4588 | 1.4336 | 1.4089 | 1.3846 | 1.3607 | 1.2035 | 0.94623 | 0.74393 | 0.58488 | 0.45984 | 0.36153 | 0.28424 | 0.22347 | 0.17569 | 0.13813 | 0.1086 | 0.00072796 | 0.0002555 | 8.5602e-05 | 2.7432e-05
F8_Industrial_Food Products_Existing_Process_Natural Gas_Process Heat Recovery_A_Technical Potential | F8 | Industrial | Food Products | Existing | Process | Natural Gas | Process Heat Recovery | A | Incremental Summer Peak Savings (MW) | Technical Potential | 0 | 0 | 0 | 0 | 0 | 0 | 0 | 0 | 0 | 0 | 0 | 0 | 0 | 0 | 0 | 0 | 0 | 0 | 0 | 0 | 0 | 0
F9_Industrial_Food Products_Existing_Process_Natural Gas_Process Heat Recovery_A_Technical Potential | F9 | Industrial | Food Products | Existing | Process | Natural Gas | Process Heat Recovery | A | Incremental Winter Peak Savings (MW) | Technical Potential | 0 | 0 | 0 | 0 | 0 | 0 | 0 | 0 | 0 | 0 | 0 | 0 | 0 | 0 | 0 | 0 | 0 | 0 | 0 | 0 | 0 | 0
F10_Industrial_Food Products_Existing_Process_Natural Gas_Process Heat Recovery_A_Technical Potential | F10 | Industrial | Food Products | Existing | Process | Natural Gas | Process Heat Recovery | A | Cumulative Energy Savings (MWh or mTherms) | Technical Potential | 0 | 0 | 1.4588 | 2.8924 | 4.3013 | 5.6858 | 7.0466 | 8.2501 | 9.1963 | 9.9403 | 10.5252 | 10.985 | 11.3465 | 11.6308 | 11.8542 | 12.0299 | 12.1681 | 12.2767 | 12.2774 | 12.2776 | 12.2777 | 12.2778
F11_Industrial_Food Products_Existing_Process_Natural Gas_Process Heat Recovery_A_Technical Potential | F11 | Industrial | Food Products | Existing | Process | Natural Gas | Process Heat Recovery | A | Cumulative Summer Peak Savings (MW) | Technical Potential | 0 | 0 | 0 | 0 | 0 | 0 | 0 | 0 | 0 | 0 | 0 | 0 | 0 | 0 | 0 | 0 | 0 | 0 | 0 | 0 | 0 | 0
F12_Industrial_Food Products_Existing_Process_Natural Gas_Process Heat Recovery_A_Technical Potential | F12 | Industrial | Food Products | Existing | Process | Natural Gas | Process Heat Recovery | A | Cumulative Winter Peak Savings (MW) | Technical Potential | 0 | 0 | 0 | 0 | 0 | 0 | 0 | 0 | 0 | 0 | 0 | 0 | 0 | 0 | 0 | 0 | 0 | 0 | 0 | 0 | 0 | 0
F13_Industrial_Food Products_Existing_Process_Natural Gas_Process Heat Recovery_A_Technical Potential | F13 | Industrial | Food Products | Existing | Process | Natural Gas | Process Heat Recovery | A | Purchases (Incremental) | Technical Potential | 0 | 0 | 450.8204 | 443.0476 | 435.4089 | 427.9018 | 420.5242 | 371.9464 | 292.4268 | 229.908 | 180.7553 | 142.111 | 111.7287 | 87.8419 | 69.0619 | 54.2969 | 42.6886 | 33.5621 | 0.22497 | 0.078962 | 0.026455 | 0.0084778
F14_Industrial_Food Products_Existing_Process_Natural Gas_Process Heat Recovery_A_Technical Potential | F14 | Industrial | Food Products | Existing | Process | Natural Gas | Process Heat Recovery | A | Purchases (Cumulative) | Technical Potential | 0 | 0 | 450.8204 | 893.868 | 1329.2769 | 1757.1787 | 2177.703 | 2549.6494 | 2842.0762 | 3071.9842 | 3252.7395 | 3394.8505 | 3506.5792 | 3594.421 | 3663.4829 | 3717.7798 | 3760.4684 | 3794.0305 | 3794.2555 | 3794.3344 | 3794.3609 | 3794.3694
F1_Industrial_Food Products_Existing_Space Heating_Natural Gas_Building Automation System_A_Technical Potential | F1 | Industrial | Food Products | Existing | Space Heating | Natural Gas | Building Automation System | A | Original Unit Energy Savings (kWh or therms) | Technical Potential | 0 | 0 | 0.015624 | 0.015587 | 0.01555 | 0.015514 | 0.015478 | 0.015443 | 0.015409 | 0.015376 | 0.015345 | 0.015316 | 0.015289 | 0.015263 | 0.015238 | 0.015215 | 0.015194 | 0.015173 | 0.015154 | 0.015136 | 0.01512 | 0.015104
F2_Industrial_Food Products_Existing_Space Heating_Natural Gas_Building Automation System_A_Technical Potential | F2 | Industrial | Food Products | Existing | Space Heating | Natural Gas | Building Automation System | A | Original Unit Summer Peak Savings (kW) | Technical Potential | 0 | 0 | 0 | 0 | 0 | 0 | 0 | 0 | 0 | 0 | 0 | 0 | 0 | 0 | 0 | 0 | 0 | 0 | 0 | 0 | 0 | 0
F3_Industrial_Food Products_Existing_Space Heating_Natural Gas_Building Automation System_A_Technical Potential | F3 | Industrial | Food Products | Existing | Space Heating | Natural Gas | Building Automation System | A | Original Unit Winter Peak Savings (kW) | Technical Potential | 0 | 0 | 0 | 0 | 0 | 0 | 0 | 0 | 0 | 0 | 0 | 0 | 0 | 0 | 0 | 0 | 0 | 0 | 0 | 0 | 0 | 0
F4_Industrial_Food Products_Existing_Space Heating_Natural Gas_Building Automation System_A_Technical Potential | F4 | Industrial | Food Products | Existing | Space Heating | Natural Gas | Building Automation System | A | Standalone Impact on Baseline Energy (%) | Technical Potential | 0% | 0% | 0.01539% | 0.04641% | 0.1018% | 0.1925% | 0.3307% | 0.5296% | 0.8015% | 1.156% | 1.598% | 2.122% | 2.717% | 3.357% | 4.011% | 4.643% | 5.218% | 5.717% | 6.129% | 6.453% | 6.704% | 6.912%
F5_Industrial_Food Products_Existing_Space Heating_Natural Gas_Building Automation System_A_Technical Potential | F5 | Industrial | Food Products | Existing | Space Heating | Natural Gas | Building Automation System | A | Standalone Impact on Baseline Summer Peak (%) | Technical Potential | bar: 2019 to 2040
F6_Industrial_Food Products_Existing_Space Heating_Natural Gas_Building Automation System_A_Technical Potential | F6 | Industrial | Food Products | Existing | Space Heating | Natural Gas | Building Automation System | A | Standalone Impact on Baseline Winter Peak (%) | Technical Potential | bar: 2019 to 2040
F7_Industrial_Food Products_Existing_Space Heating_Natural Gas_Building Automation System_A_Technical Potential | F7 | Industrial | Food Products | Existing | Space Heating | Natural Gas | Building Automation System | A | Incremental Energy Savings (MWh or mTherms) | Technical Potential | 0 | 0 | 0.063171 | 0.1238 | 0.21551 | 0.34371 | 0.51152 | 0.71835 | 0.9582 | 1.2182 | 1.4777 | 1.7093 | 1.8813 | 1.9635 | 1.9346 | 1.7895 | 1.5441 | 1.2532 | 0.94064 | 0.63922 | 0.4009 | 0.25668
F8_Industrial_Food Products_Existing_Space Heating_Natural Gas_Building Automation System_A_Technical Potential | F8 | Industrial | Food Products | Existing | Space Heating | Natural Gas | Building Automation System | A | Incremental Summer Peak Savings (MW) | Technical Potential | 0 | 0 | 0 | 0 | 0 | 0 | 0 | 0 | 0 | 0 | 0 | 0 | 0 | 0 | 0 | 0 | 0 | 0 | 0 | 0 | 0 | 0
F9_Industrial_Food Products_Existing_Space Heating_Natural Gas_Building Automation System_A_Technical Potential | F9 | Industrial | Food Products | Existing | Space Heating | Natural Gas | Building Automation System | A | Incremental Winter Peak Savings (MW) | Technical Potential | 0 | 0 | 0 | 0 | 0 | 0 | 0 | 0 | 0 | 0 | 0 | 0 | 0 | 0 | 0 | 0 | 0 | 0 | 0 | 0 | 0 | 0
F10_Industrial_Food Products_Existing_Space Heating_Natural Gas_Building Automation System_A_Technical Potential | F10 | Industrial | Food Products | Existing | Space Heating | Natural Gas | Building Automation System | A | Cumulative Energy Savings (MWh or mTherms) | Technical Potential | 0 | 0 | 0.063171 | 0.18682 | 0.40189 | 0.74466 | 1.2545 | 1.97 | 2.9238 | 4.1359 | 5.6053 | 7.3039 | 9.172 | 11.12 | 13.0368 | 14.8066 | 16.3296 | 17.561 | 18.4795 | 19.0968 | 19.4764 | 19.7127
F11_Industrial_Food Products_Existing_Space Heating_Natural Gas_Building Automation System_A_Technical Potential | F11 | Industrial | Food Products | Existing | Space Heating | Natural Gas | Building Automation System | A | Cumulative Summer Peak Savings (MW) | Technical Potential | 0 | 0 | 0 | 0 | 0 | 0 | 0 | 0 | 0 | 0 | 0 | 0 | 0 | 0 | 0 | 0 | 0 | 0 | 0 | 0 | 0 | 0
F12_Industrial_Food Products_Existing_Space Heating_Natural Gas_Building Automation System_A_Technical Potential | F12 | Industrial | Food Products | Existing | Space Heating | Natural Gas | Building Automation System | A | Cumulative Winter Peak Savings (MW) | Technical Potential | 0 | 0 | 0 | 0 | 0 | 0 | 0 | 0 | 0 | 0 | 0 | 0 | 0 | 0 | 0 | 0 | 0 | 0 | 0 | 0 | 0 | 0
F13_Industrial_Food Products_Existing_Space Heating_Natural Gas_Building Automation System_A_Technical Potential | F13 | Industrial | Food Products | Existing | Space Heating | Natural Gas | Building Automation System | A | Purchases (Incremental) | Technical Potential | 0 | 0 | 4043.1231 | 7942.5941 | 13859.2901 | 22155.3447 | 33048.9133 | 46517.0176 | 62184.9544 | 79224.2612 | 96297.3302 | 111599.5411 | 123048.6837 | 128643.7247 | 126953.5401 | 117611.7577 | 101624.1596 | 82593.0562 | 62070.4408 | 42230.9498 | 26515.6969 | 16994.6933
F14_Industrial_Food Products_Existing_Space Heating_Natural Gas_Building Automation System_A_Technical Potential | F14 | Industrial | Food Products | Existing | Space Heating | Natural Gas | Building Automation System | A | Purchases (Cumulative) | Technical Potential | 0 | 0 | 4043.1231 | 11985.7172 | 25845.0074 | 48000.3521 | 81049.2654 | 127566.283 | 189751.2374 | 268975.4987 | 365272.8288 | 476872.37 | 599921.0537 | 728564.7784 | 855518.3185 | 973130.0761 | 1074754.2358 | 1157347.292 | 1219417.7327 | 1261648.6825 | 1288164.3794 | 1305159.0727
F1_Industrial_Food Products_Existing_Space Heating_Natural Gas_Steam System Efficiency Improvements_A_Technical Potential | F1 | Industrial | Food Products | Existing | Space Heating | Natural Gas | Steam System Efficiency Improvements | A | Original Unit Energy Savings (kWh or therms) | Technical Potential | 0 | 0 | 0.13953 | 0.13917 | 0.13883 | 0.1385 | 0.13817 | 0.13785 | 0.13755 | 0.13725 | 0.13697 | 0.13669 | 0.13643 | 0.13618 | 0.13594 | 0.13572 | 0.13551 | 0.13531 | 0.13512 | 0.13495 | 0.1348 | 0.13466
F2_Industrial_Food Products_Existing_Space Heating_Natural Gas_Steam System Efficiency Improvements_A_Technical Potential | F2 | Industrial | Food Products | Existing | Space Heating | Natural Gas | Steam System Efficiency Improvements | A | Original Unit Summer Peak Savings (kW) | Technical Potential | 0 | 0 | 0 | 0 | 0 | 0 | 0 | 0 | 0 | 0 | 0 | 0 | 0 | 0 | 0 | 0 | 0 | 0 | 0 | 0 | 0 | 0
F3_Industrial_Food Products_Existing_Space Heating_Natural Gas_Steam System Efficiency Improvements_A_Technical Potential | F3 | Industrial | Food Products | Existing | Space Heating | Natural Gas | Steam System Efficiency Improvements | A | Original Unit Winter Peak Savings (kW) | Technical Potential | 0 | 0 | 0 | 0 | 0 | 0 | 0 | 0 | 0 | 0 | 0 | 0 | 0 | 0 | 0 | 0 | 0 | 0 | 0 | 0 | 0 | 0
F4_Industrial_Food Products_Existing_Space Heating_Natural Gas_Steam System Efficiency Improvements_A_Technical Potential | F4 | Industrial | Food Products | Existing | Space Heating | Natural Gas | Steam System Efficiency Improvements | A | Standalone Impact on Baseline Energy (%) | Technical Potential | 0% | 0% | 0.0009738% | 0.002937% | 0.006444% | 0.01218% | 0.02092% | 0.0335% | 0.05071% | 0.07314% | 0.1011% | 0.1342% | 0.1718% | 0.2123% | 0.2536% | 0.2935% | 0.3298% | 0.3613% | 0.3873% | 0.4078% | 0.4236% | 0.4367%
F5_Industrial_Food Products_Existing_Space Heating_Natural Gas_Steam System Efficiency Improvements_A_Technical Potential | F5 | Industrial | Food Products | Existing | Space Heating | Natural Gas | Steam System Efficiency Improvements | A | Standalone Impact on Baseline Summer Peak (%) | Technical Potential | bar: 2019 to 2040
F6_Industrial_Food Products_Existing_Space Heating_Natural Gas_Steam System Efficiency Improvements_A_Technical Potential | F6 | Industrial | Food Products | Existing | Space Heating | Natural Gas | Steam System Efficiency Improvements | A | Standalone Impact on Baseline Winter Peak (%) | Technical Potential | bar: 2019 to 2040
F7_Industrial_Food Products_Existing_Space Heating_Natural Gas_Steam System Efficiency Improvements_A_Technical Potential | F7 | Industrial | Food Products | Existing | Space Heating | Natural Gas | Steam System Efficiency Improvements | A | Incremental Energy Savings (MWh or mTherms) | Technical Potential | 0 | 0 | 0.003998 | 0.0078342 | 0.013636 | 0.021746 | 0.032363 | 0.045446 | 0.060619 | 0.077062 | 0.093475 | 0.10811 | 0.11897 | 0.12416 | 0.12231 | 0.11312 | 0.097595 | 0.079203 | 0.059441 | 0.040391 | 0.025331 | 0.016218
F8_Industrial_Food Products_Existing_Space Heating_Natural Gas_Steam System Efficiency Improvements_A_Technical Potential | F8 | Industrial | Food Products | Existing | Space Heating | Natural Gas | Steam System Efficiency Improvements | A | Incremental Summer Peak Savings (MW) | Technical Potential | 0 | 0 | 0 | 0 | 0 | 0 | 0 | 0 | 0 | 0 | 0 | 0 | 0 | 0 | 0 | 0 | 0 | 0 | 0 | 0 | 0 | 0
F9_Industrial_Food Products_Existing_Space Heating_Natural Gas_Steam System Efficiency Improvements_A_Technical Potential | F9 | Industrial | Food Products | Existing | Space Heating | Natural Gas | Steam System Efficiency Improvements | A | Incremental Winter Peak Savings (MW) | Technical Potential | 0 | 0 | 0 | 0 | 0 | 0 | 0 | 0 | 0 | 0 | 0 | 0 | 0 | 0 | 0 | 0 | 0 | 0 | 0 | 0 | 0 | 0
F10_Industrial_Food Products_Existing_Space Heating_Natural Gas_Steam System Efficiency Improvements_A_Technical Potential | F10 | Industrial | Food Products | Existing | Space Heating | Natural Gas | Steam System Efficiency Improvements | A | Cumulative Energy Savings (MWh or mTherms) | Technical Potential | 0 | 0 | 0.003998 | 0.011822 | 0.025429 | 0.047114 | 0.079366 | 0.12463 | 0.18497 | 0.26164 | 0.35457 | 0.46197 | 0.58006 | 0.70315 | 0.82424 | 0.936 | 1.0321 | 1.1098 | 1.1678 | 1.2067 | 1.2306 | 1.2455
F11_Industrial_Food Products_Existing_Space Heating_Natural Gas_Steam System Efficiency Improvements_A_Technical Potential | F11 | Industrial | Food Products | Existing | Space Heating | Natural Gas | Steam System Efficiency Improvements | A | Cumulative Summer Peak Savings (MW) | Technical Potential | 0 | 0 | 0 | 0 | 0 | 0 | 0 | 0 | 0 | 0 | 0 | 0 | 0 | 0 | 0 | 0 | 0 | 0 | 0 | 0 | 0 | 0
F12_Industrial_Food Products_Existing_Space Heating_Natural Gas_Steam System Efficiency Improvements_A_Technical Potential | F12 | Industrial | Food Products | Existing | Space Heating | Natural Gas | Steam System Efficiency Improvements | A | Cumulative Winter Peak Savings (MW) | Technical Potential | 0 | 0 | 0 | 0 | 0 | 0 | 0 | 0 | 0 | 0 | 0 | 0 | 0 | 0 | 0 | 0 | 0 | 0 | 0 | 0 | 0 | 0
F13_Industrial_Food Products_Existing_Space Heating_Natural Gas_Steam System Efficiency Improvements_A_Technical Potential | F13 | Industrial | Food Products | Existing | Space Heating | Natural Gas | Steam System Efficiency Improvements | A | Purchases (Incremental) | Technical Potential | 0 | 0 | 28.6541 | 56.2901 | 98.2225 | 157.0176 | 234.2217 | 329.6718 | 440.7124 | 561.472 | 682.471 | 790.9196 | 872.0611 | 911.7138 | 899.7353 | 833.5289 | 720.2228 | 585.3471 | 439.9008 | 299.2959 | 187.92 | 120.4435
F14_Industrial_Food Products_Existing_Space Heating_Natural Gas_Steam System Efficiency Improvements_A_Technical Potential | F14 | Industrial | Food Products | Existing | Space Heating | Natural Gas | Steam System Efficiency Improvements | A | Purchases (Cumulative) | Technical Potential | 0 | 0 | 28.6541 | 84.9442 | 183.1667 | 340.1844 | 574.4061 | 904.0779 | 1344.7902 | 1906.2623 | 2588.7332 | 3379.6528 | 4251.7139 | 5163.4277 | 6063.163 | 6896.6919 | 7616.9147 | 8202.2618 | 8642.1626 | 8941.4585 | 9129.3785 | 9249.822
F1_Industrial_Food Products_Existing_Process_Natural Gas_Steam System Efficiency Improvements_A_Technical Potential | F1 | Industrial | Food Products | Existing | Process | Natural Gas | Steam System Efficiency Improvements | A | Original Unit Energy Savings (kWh or therms) | Technical Potential | 0 | 0 | 5.0908 | 5.0908 | 5.0908 | 5.0908 | 5.0908 | 5.0908 | 5.0908 | 5.0908 | 5.0908 | 5.0908 | 5.0908 | 5.0908 | 5.0908 | 5.0908 | 5.0908 | 5.0908 | 5.0908 | 5.0908 | 5.0908 | 5.0908
F2_Industrial_Food Products_Existing_Process_Natural Gas_Steam System Efficiency Improvements_A_Technical Potential | F2 | Industrial | Food Products | Existing | Process | Natural Gas | Steam System Efficiency Improvements | A | Original Unit Summer Peak Savings (kW) | Technical Potential | 0 | 0 | 0 | 0 | 0 | 0 | 0 | 0 | 0 | 0 | 0 | 0 | 0 | 0 | 0 | 0 | 0 | 0 | 0 | 0 | 0 | 0
F3_Industrial_Food Products_Existing_Process_Natural Gas_Steam System Efficiency Improvements_A_Technical Potential | F3 | Industrial | Food Products | Existing | Process | Natural Gas | Steam System Efficiency Improvements | A | Original Unit Winter Peak Savings (kW) | Technical Potential | 0 | 0 | 0 | 0 | 0 | 0 | 0 | 0 | 0 | 0 | 0 | 0 | 0 | 0 | 0 | 0 | 0 | 0 | 0 | 0 | 0 | 0
F4_Industrial_Food Products_Existing_Process_Natural Gas_Steam System Efficiency Improvements_A_Technical Potential | F4 | Industrial | Food Products | Existing | Process | Natural Gas | Steam System Efficiency Improvements | A | Standalone Impact on Baseline Energy (%) | Technical Potential | 0% | 0% | 0.0001394% | 0.0004204% | 0.0009225% | 0.001743% | 0.002995% | 0.004797% | 0.007261% | 0.01047% | 0.01447% | 0.01922% | 0.02461% | 0.03041% | 0.03634% | 0.04206% | 0.04726% | 0.05179% | 0.05552% | 0.05845% | 0.06073% | 0.06261%
F5_Industrial_Food Products_Existing_Process_Natural Gas_Steam System Efficiency Improvements_A_Technical Potential | F5 | Industrial | Food Products | Existing | Process | Natural Gas | Steam System Efficiency Improvements | A | Standalone Impact on Baseline Summer Peak (%) | Technical Potential | bar: 2019 to 2040
F6_Industrial_Food Products_Existing_Process_Natural Gas_Steam System Efficiency Improvements_A_Technical Potential | F6 | Industrial | Food Products | Existing | Process | Natural Gas | Steam System Efficiency Improvements | A | Standalone Impact on Baseline Winter Peak (%) | Technical Potential | bar: 2019 to 2040
F7_Industrial_Food Products_Existing_Process_Natural Gas_Steam System Efficiency Improvements_A_Technical Potential | F7 | Industrial | Food Products | Existing | Process | Natural Gas | Steam System Efficiency Improvements | A | Incremental Energy Savings (MWh or mTherms) | Technical Potential | 0 | 0 | 0.0089683 | 0.017618 | 0.030742 | 0.049144 | 0.073308 | 0.10318 | 0.13794 | 0.17573 | 0.2136 | 0.24755 | 0.27294 | 0.28535 | 0.2816 | 0.26088 | 0.22542 | 0.1832 | 0.13768 | 0.093675 | 0.058816 | 0.037697
F8_Industrial_Food Products_Existing_Process_Natural Gas_Steam System Efficiency Improvements_A_Technical Potential | F8 | Industrial | Food Products | Existing | Process | Natural Gas | Steam System Efficiency Improvements | A | Incremental Summer Peak Savings (MW) | Technical Potential | 0 | 0 | 0 | 0 | 0 | 0 | 0 | 0 | 0 | 0 | 0 | 0 | 0 | 0 | 0 | 0 | 0 | 0 | 0 | 0 | 0 | 0
F9_Industrial_Food Products_Existing_Process_Natural Gas_Steam System Efficiency Improvements_A_Technical Potential | F9 | Industrial | Food Products | Existing | Process | Natural Gas | Steam System Efficiency Improvements | A | Incremental Winter Peak Savings (MW) | Technical Potential | 0 | 0 | 0 | 0 | 0 | 0 | 0 | 0 | 0 | 0 | 0 | 0 | 0 | 0 | 0 | 0 | 0 | 0 | 0 | 0 | 0 | 0
F10_Industrial_Food Products_Existing_Process_Natural Gas_Steam System Efficiency Improvements_A_Technical Potential | F10 | Industrial | Food Products | Existing | Process | Natural Gas | Steam System Efficiency Improvements | A | Cumulative Energy Savings (MWh or mTherms) | Technical Potential | 0 | 0 | 0.0089683 | 0.026586 | 0.057328 | 0.10647 | 0.17978 | 0.28296 | 0.4209 | 0.59663 | 0.81023 | 1.0578 | 1.3307 | 1.6161 | 1.8977 | 2.1586 | 2.384 | 2.5672 | 2.7049 | 2.7985 | 2.8574 | 2.895
F11_Industrial_Food Products_Existing_Process_Natural Gas_Steam System Efficiency Improvements_A_Technical Potential | F11 | Industrial | Food Products | Existing | Process | Natural Gas | Steam System Efficiency Improvements | A | Cumulative Summer Peak Savings (MW) | Technical Potential | 0 | 0 | 0 | 0 | 0 | 0 | 0 | 0 | 0 | 0 | 0 | 0 | 0 | 0 | 0 | 0 | 0 | 0 | 0 | 0 | 0 | 0
F12_Industrial_Food Products_Existing_Process_Natural Gas_Steam System Efficiency Improvements_A_Technical Potential | F12 | Industrial | Food Products | Existing | Process | Natural Gas | Steam System Efficiency Improvements | A | Cumulative Winter Peak Savings (MW) | Technical Potential | 0 | 0 | 0 | 0 | 0 | 0 | 0 | 0 | 0 | 0 | 0 | 0 | 0 | 0 | 0 | 0 | 0 | 0 | 0 | 0 | 0 | 0
F13_Industrial_Food Products_Existing_Process_Natural Gas_Steam System Efficiency Improvements_A_Technical Potential | F13 | Industrial | Food Products | Existing | Process | Natural Gas | Steam System Efficiency Improvements | A | Purchases (Incremental) | Technical Potential | 0 | 0 | 1.7617 | 3.4607 | 6.0387 | 9.6535 | 14.4 | 20.2682 | 27.095 | 34.5193 | 41.9584 | 48.6258 | 53.6144 | 56.0522 | 55.3158 | 51.2454 | 44.2793 | 35.9872 | 27.0451 | 18.4007 | 11.5533 | 7.4049
F14_Industrial_Food Products_Existing_Process_Natural Gas_Steam System Efficiency Improvements_A_Technical Potential | F14 | Industrial | Food Products | Existing | Process | Natural Gas | Steam System Efficiency Improvements | A | Purchases (Cumulative) | Technical Potential | 0 | 0 | 1.7617 | 5.2224 | 11.2611 | 20.9146 | 35.3145 | 55.5828 | 82.6778 | 117.1971 | 159.1555 | 207.7812 | 261.3956 | 317.4478 | 372.7636 | 424.009 | 468.2883 | 504.2755 | 531.3206 | 549.7213 | 561.2747 | 568.6795
F1_Industrial_Food Products_Existing_Space Heating_Natural Gas_Strategic Energy Management_A_Technical Potential | F1 | Industrial | Food Products | Existing | Space Heating | Natural Gas | Strategic Energy Management | A | Original Unit Energy Savings (kWh or therms) | Technical Potential | 0 | 0 | 7.9291 | 7.9102 | 7.8914 | 7.8729 | 7.8547 | 7.8369 | 7.8197 | 7.8032 | 7.7875 | 7.7727 | 7.7588 | 7.7457 | 7.7333 | 7.7216 | 7.7106 | 7.7003 | 7.6906 | 7.6815 | 7.6729 | 7.6649
F2_Industrial_Food Products_Existing_Space Heating_Natural Gas_Strategic Energy Management_A_Technical Potential | F2 | Industrial | Food Products | Existing | Space Heating | Natural Gas | Strategic Energy Management | A | Original Unit Summer Peak Savings (kW) | Technical Potential | 0 | 0 | 0 | 0 | 0 | 0 | 0 | 0 | 0 | 0 | 0 | 0 | 0 | 0 | 0 | 0 | 0 | 0 | 0 | 0 | 0 | 0
F3_Industrial_Food Products_Existing_Space Heating_Natural Gas_Strategic Energy Management_A_Technical Potential | F3 | Industrial | Food Products | Existing | Space Heating | Natural Gas | Strategic Energy Management | A | Original Unit Winter Peak Savings (kW) | Technical Potential | 0 | 0 | 0 | 0 | 0 | 0 | 0 | 0 | 0 | 0 | 0 | 0 | 0 | 0 | 0 | 0 | 0 | 0 | 0 | 0 | 0 | 0
F4_Industrial_Food Products_Existing_Space Heating_Natural Gas_Strategic Energy Management_A_Technical Potential | F4 | Industrial | Food Products | Existing | Space Heating | Natural Gas | Strategic Energy Management | A | Standalone Impact on Baseline Energy (%) | Technical Potential | 0% | 0% | 0.09675% | 0.1952% | 0.2954% | 0.3973% | 0.501% | 0.6066% | 0.714% | 0.8232% | 0.9344% | 1.048% | 1.163% | 1.28% | 1.399% | 1.52% | 1.644% | 1.769% | 1.897% | 2.027% | 2.159% | 2.294%
F5_Industrial_Food Products_Existing_Space Heating_Natural Gas_Strategic Energy Management_A_Technical Potential | F5 | Industrial | Food Products | Existing | Space Heating | Natural Gas | Strategic Energy Management | A | Standalone Impact on Baseline Summer Peak (%) | Technical Potential | bar: 2019 to 2040
F6_Industrial_Food Products_Existing_Space Heating_Natural Gas_Strategic Energy Management_A_Technical Potential | F6 | Industrial | Food Products | Existing | Space Heating | Natural Gas | Strategic Energy Management | A | Standalone Impact on Baseline Winter Peak (%) | Technical Potential | bar: 2019 to 2040
F7_Industrial_Food Products_Existing_Space Heating_Natural Gas_Strategic Energy Management_A_Technical Potential | F7 | Industrial | Food Products | Existing | Space Heating | Natural Gas | Strategic Energy Management | A | Incremental Energy Savings (MWh or mTherms) | Technical Potential | 0 | 0 | 0.39722 | 0.38944 | 0.38182 | 0.37435 | 0.36705 | 0.3599 | 0.35292 | 0.34611 | 0.33946 | 0.33297 | 0.32664 | 0.32047 | 0.31444 | 0.30855 | 0.3028 | 0.29718 | 0.29169 | 0.28632 | 0.28107 | 0.27593
F8_Industrial_Food Products_Existing_Space Heating_Natural Gas_Strategic Energy Management_A_Technical Potential | F8 | Industrial | Food Products | Existing | Space Heating | Natural Gas | Strategic Energy Management | A | Incremental Summer Peak Savings (MW) | Technical Potential | 0 | 0 | 0 | 0 | 0 | 0 | 0 | 0 | 0 | 0 | 0 | 0 | 0 | 0 | 0 | 0 | 0 | 0 | 0 | 0 | 0 | 0
F9_Industrial_Food Products_Existing_Space Heating_Natural Gas_Strategic Energy Management_A_Technical Potential | F9 | Industrial | Food Products | Existing | Space Heating | Natural Gas | Strategic Energy Management | A | Incremental Winter Peak Savings (MW) | Technical Potential | 0 | 0 | 0 | 0 | 0 | 0 | 0 | 0 | 0 | 0 | 0 | 0 | 0 | 0 | 0 | 0 | 0 | 0 | 0 | 0 | 0 | 0
F10_Industrial_Food Products_Existing_Space Heating_Natural Gas_Strategic Energy Management_A_Technical Potential | F10 | Industrial | Food Products | Existing | Space Heating | Natural Gas | Strategic Energy Management | A | Cumulative Energy Savings (MWh or mTherms) | Technical Potential | 0 | 0 | 0.39722 | 0.78572 | 1.1657 | 1.5373 | 1.9008 | 2.2564 | 2.6044 | 2.945 | 3.2785 | 3.6053 | 3.9254 | 4.2392 | 4.5469 | 4.8486 | 5.1445 | 5.4348 | 5.7196 | 5.9992 | 6.2735 | 6.5429
F11_Industrial_Food Products_Existing_Space Heating_Natural Gas_Strategic Energy Management_A_Technical Potential | F11 | Industrial | Food Products | Existing | Space Heating | Natural Gas | Strategic Energy Management | A | Cumulative Summer Peak Savings (MW) | Technical Potential | 0 | 0 | 0 | 0 | 0 | 0 | 0 | 0 | 0 | 0 | 0 | 0 | 0 | 0 | 0 | 0 | 0 | 0 | 0 | 0 | 0 | 0
F12_Industrial_Food Products_Existing_Space Heating_Natural Gas_Strategic Energy Management_A_Technical Potential | F12 | Industrial | Food Products | Existing | Space Heating | Natural Gas | Strategic Energy Management | A | Cumulative Winter Peak Savings (MW) | Technical Potential | 0 | 0 | 0 | 0 | 0 | 0 | 0 | 0 | 0 | 0 | 0 | 0 | 0 | 0 | 0 | 0 | 0 | 0 | 0 | 0 | 0 | 0
F13_Industrial_Food Products_Existing_Space Heating_Natural Gas_Strategic Energy Management_A_Technical Potential | F13 | Industrial | Food Products | Existing | Space Heating | Natural Gas | Strategic Energy Management | A | Purchases (Incremental) | Technical Potential | 0 | 0 | 50.0967 | 49.233 | 48.3841 | 47.5499 | 46.7301 | 45.9244 | 45.1326 | 44.3544 | 43.5897 | 42.8382 | 42.0996 | 41.3737 | 40.6604 | 39.9593 | 39.2704 | 38.5933 | 37.9279 | 37.274 | 36.6313 | 35.9997
F14_Industrial_Food Products_Existing_Space Heating_Natural Gas_Strategic Energy Management_A_Technical Potential | F14 | Industrial | Food Products | Existing | Space Heating | Natural Gas | Strategic Energy Management | A | Purchases (Cumulative) | Technical Potential | 0 | 0 | 50.0967 | 99.3297 | 147.7138 | 195.2637 | 241.9938 | 287.9181 | 333.0507 | 377.4052 | 420.9949 | 463.833 | 505.9326 | 547.3063 | 587.9667 | 627.9261 | 667.1964 | 705.7897 | 743.7177 | 780.9916 | 817.623 | 853.6227
F1_Industrial_Food Products_Existing_Process_Natural Gas_Strategic Energy Management_A_Technical Potential | F1 | Industrial | Food Products | Existing | Process | Natural Gas | Strategic Energy Management | A | Original Unit Energy Savings (kWh or therms) | Technical Potential | 0 | 0 | 30.2077 | 30.2077 | 30.2077 | 30.2077 | 30.2077 | 30.2077 | 30.2077 | 30.2077 | 30.2077 | 30.2077 | 30.2077 | 30.2077 | 30.2077 | 30.2077 | 30.2077 | 30.2077 | 30.2077 | 30.2077 | 30.2077 | 30.2077
F2_Industrial_Food Products_Existing_Process_Natural Gas_Strategic Energy Management_A_Technical Potential | F2 | Industrial | Food Products | Existing | Process | Natural Gas | Strategic Energy Management | A | Original Unit Summer Peak Savings (kW) | Technical Potential | 0 | 0 | 0 | 0 | 0 | 0 | 0 | 0 | 0 | 0 | 0 | 0 | 0 | 0 | 0 | 0 | 0 | 0 | 0 | 0 | 0 | 0
F3_Industrial_Food Products_Existing_Process_Natural Gas_Strategic Energy Management_A_Technical Potential | F3 | Industrial | Food Products | Existing | Process | Natural Gas | Strategic Energy Management | A | Original Unit Winter Peak Savings (kW) | Technical Potential | 0 | 0 | 0 | 0 | 0 | 0 | 0 | 0 | 0 | 0 | 0 | 0 | 0 | 0 | 0 | 0 | 0 | 0 | 0 | 0 | 0 | 0
F4_Industrial_Food Products_Existing_Process_Natural Gas_Strategic Energy Management_A_Technical Potential | F4 | Industrial | Food Products | Existing | Process | Natural Gas | Strategic Energy Management | A | Standalone Impact on Baseline Energy (%) | Technical Potential | 0% | 0% | 0.09675% | 0.1952% | 0.2954% | 0.3973% | 0.501% | 0.6066% | 0.714% | 0.8232% | 0.9344% | 1.048% | 1.163% | 1.28% | 1.399% | 1.52% | 1.644% | 1.769% | 1.897% | 2.027% | 2.159% | 2.294%
F5_Industrial_Food Products_Existing_Process_Natural Gas_Strategic Energy Management_A_Technical Potential | F5 | Industrial | Food Products | Existing | Process | Natural Gas | Strategic Energy Management | A | Standalone Impact on Baseline Summer Peak (%) | Technical Potential | bar: 2019 to 2040
F6_Industrial_Food Products_Existing_Process_Natural Gas_Strategic Energy Management_A_Technical Potential | F6 | Industrial | Food Products | Existing | Process | Natural Gas | Strategic Energy Management | A | Standalone Impact on Baseline Winter Peak (%) | Technical Potential | bar: 2019 to 2040
F7_Industrial_Food Products_Existing_Process_Natural Gas_Strategic Energy Management_A_Technical Potential | F7 | Industrial | Food Products | Existing | Process | Natural Gas | Strategic Energy Management | A | Incremental Energy Savings (MWh or mTherms) | Technical Potential | 0 | 0 | 6.2255 | 6.1182 | 6.0127 | 5.909 | 5.8071 | 5.707 | 5.6086 | 5.5119 | 5.4169 | 5.3235 | 5.2317 | 5.1415 | 5.0529 | 4.9657 | 4.8801 | 4.796 | 4.7133 | 4.632 | 4.5522 | 4.4737
F8_Industrial_Food Products_Existing_Process_Natural Gas_Strategic Energy Management_A_Technical Potential | F8 | Industrial | Food Products | Existing | Process | Natural Gas | Strategic Energy Management | A | Incremental Summer Peak Savings (MW) | Technical Potential | 0 | 0 | 0 | 0 | 0 | 0 | 0 | 0 | 0 | 0 | 0 | 0 | 0 | 0 | 0 | 0 | 0 | 0 | 0 | 0 | 0 | 0
F9_Industrial_Food Products_Existing_Process_Natural Gas_Strategic Energy Management_A_Technical Potential | F9 | Industrial | Food Products | Existing | Process | Natural Gas | Strategic Energy Management | A | Incremental Winter Peak Savings (MW) | Technical Potential | 0 | 0 | 0 | 0 | 0 | 0 | 0 | 0 | 0 | 0 | 0 | 0 | 0 | 0 | 0 | 0 | 0 | 0 | 0 | 0 | 0 | 0
F10_Industrial_Food Products_Existing_Process_Natural Gas_Strategic Energy Management_A_Technical Potential | F10 | Industrial | Food Products | Existing | Process | Natural Gas | Strategic Energy Management | A | Cumulative Energy Savings (MWh or mTherms) | Technical Potential | 0 | 0 | 6.2255 | 12.3437 | 18.3564 | 24.2654 | 30.0725 | 35.7796 | 41.3882 | 46.9001 | 52.317 | 57.6405 | 62.8722 | 68.0137 | 73.0666 | 78.0323 | 82.9124 | 87.7084 | 92.4217 | 97.0537 | 101.6059 | 106.0796
F11_Industrial_Food Products_Existing_Process_Natural Gas_Strategic Energy Management_A_Technical Potential | F11 | Industrial | Food Products | Existing | Process | Natural Gas | Strategic Energy Management | A | Cumulative Summer Peak Savings (MW) | Technical Potential | 0 | 0 | 0 | 0 | 0 | 0 | 0 | 0 | 0 | 0 | 0 | 0 | 0 | 0 | 0 | 0 | 0 | 0 | 0 | 0 | 0 | 0
F12_Industrial_Food Products_Existing_Process_Natural Gas_Strategic Energy Management_A_Technical Potential | F12 | Industrial | Food Products | Existing | Process | Natural Gas | Strategic Energy Management | A | Cumulative Winter Peak Savings (MW) | Technical Potential | 0 | 0 | 0 | 0 | 0 | 0 | 0 | 0 | 0 | 0 | 0 | 0 | 0 | 0 | 0 | 0 | 0 | 0 | 0 | 0 | 0 | 0
F13_Industrial_Food Products_Existing_Process_Natural Gas_Strategic Energy Management_A_Technical Potential | F13 | Industrial | Food Products | Existing | Process | Natural Gas | Strategic Energy Management | A | Purchases (Incremental) | Technical Potential | 0 | 0 | 206.0901 | 202.5368 | 199.0448 | 195.613 | 192.2404 | 188.9259 | 185.6685 | 182.4673 | 179.3214 | 176.2296 | 173.1912 | 170.2051 | 167.2705 | 164.3866 | 161.5523 | 158.7669 | 156.0296 | 153.3394 | 150.6956 | 148.0974
F14_Industrial_Food Products_Existing_Process_Natural Gas_Strategic Energy Management_A_Technical Potential | F14 | Industrial | Food Products | Existing | Process | Natural Gas | Strategic Energy Management | A | Purchases (Cumulative) | Technical Potential | 0 | 0 | 206.0901 | 408.6269 | 607.6717 | 803.2847 | 995.525 | 1184.4509 | 1370.1194 | 1552.5868 | 1731.9081 | 1908.1377 | 2081.3289 | 2251.534 | 2418.8045 | 2583.1911 | 2744.7434 | 2903.5103 | 3059.5399 | 3212.8793 | 3363.5749 | 3511.6723
F1_Industrial_Food Products_Existing_Miscellaneous_Natural Gas_Strategic Energy Management_A_Technical Potential | F1 | Industrial | Food Products | Existing | Miscellaneous | Natural Gas | Strategic Energy Management | A | Original Unit Energy Savings (kWh or therms) | Technical Potential | 0 | 0 | 2.7925 | 2.7925 | 2.7925 | 2.7925 | 2.7925 | 2.7925 | 2.7925 | 2.7925 | 2.7925 | 2.7925 | 2.7925 | 2.7925 | 2.7925 | 2.7925 | 2.7925 | 2.7925 | 2.7925 | 2.7925 | 2.7925 | 2.7925
F2_Industrial_Food Products_Existing_Miscellaneous_Natural Gas_Strategic Energy Management_A_Technical Potential | F2 | Industrial | Food Products | Existing | Miscellaneous | Natural Gas | Strategic Energy Management | A | Original Unit Summer Peak Savings (kW) | Technical Potential | 0 | 0 | 0 | 0 | 0 | 0 | 0 | 0 | 0 | 0 | 0 | 0 | 0 | 0 | 0 | 0 | 0 | 0 | 0 | 0 | 0 | 0
F3_Industrial_Food Products_Existing_Miscellaneous_Natural Gas_Strategic Energy Management_A_Technical Potential | F3 | Industrial | Food Products | Existing | Miscellaneous | Natural Gas | Strategic Energy Management | A | Original Unit Winter Peak Savings (kW) | Technical Potential | 0 | 0 | 0 | 0 | 0 | 0 | 0 | 0 | 0 | 0 | 0 | 0 | 0 | 0 | 0 | 0 | 0 | 0 | 0 | 0 | 0 | 0
F4_Industrial_Food Products_Existing_Miscellaneous_Natural Gas_Strategic Energy Management_A_Technical Potential | F4 | Industrial | Food Products | Existing | Miscellaneous | Natural Gas | Strategic Energy Management | A | Standalone Impact on Baseline Energy (%) | Technical Potential | 0% | 0% | 0.09675% | 0.1952% | 0.2954% | 0.3973% | 0.501% | 0.6066% | 0.714% | 0.8232% | 0.9344% | 1.048% | 1.163% | 1.28% | 1.399% | 1.52% | 1.644% | 1.769% | 1.897% | 2.027% | 2.159% | 2.294%
F5_Industrial_Food Products_Existing_Miscellaneous_Natural Gas_Strategic Energy Management_A_Technical Potential | F5 | Industrial | Food Products | Existing | Miscellaneous | Natural Gas | Strategic Energy Management | A | Standalone Impact on Baseline Summer Peak (%) | Technical Potential | bar: 2019 to 2040
F6_Industrial_Food Products_Existing_Miscellaneous_Natural Gas_Strategic Energy Management_A_Technical Potential | F6 | Industrial | Food Products | Existing | Miscellaneous | Natural Gas | Strategic Energy Management | A | Standalone Impact on Baseline Winter Peak (%) | Technical Potential | bar: 2019 to 2040
F7_Industrial_Food Products_Existing_Miscellaneous_Natural Gas_Strategic Energy Management_A_Technical Potential | F7 | Industrial | Food Products | Existing | Miscellaneous | Natural Gas | Strategic Energy Management | A | Incremental Energy Savings (MWh or mTherms) | Technical Potential | 0 | 0 | 0.14388 | 0.1414 | 0.13896 | 0.13656 | 0.13421 | 0.13189 | 0.12962 | 0.12738 | 0.12519 | 0.12303 | 0.12091 | 0.11882 | 0.11678 | 0.11476 | 0.11278 | 0.11084 | 0.10893 | 0.10705 | 0.1052 | 0.10339
F8_Industrial_Food Products_Existing_Miscellaneous_Natural Gas_Strategic Energy Management_A_Technical Potential | F8 | Industrial | Food Products | Existing | Miscellaneous | Natural Gas | Strategic Energy Management | A | Incremental Summer Peak Savings (MW) | Technical Potential | 0 | 0 | 0 | 0 | 0 | 0 | 0 | 0 | 0 | 0 | 0 | 0 | 0 | 0 | 0 | 0 | 0 | 0 | 0 | 0 | 0 | 0
F9_Industrial_Food Products_Existing_Miscellaneous_Natural Gas_Strategic Energy Management_A_Technical Potential | F9 | Industrial | Food Products | Existing | Miscellaneous | Natural Gas | Strategic Energy Management | A | Incremental Winter Peak Savings (MW) | Technical Potential | 0 | 0 | 0 | 0 | 0 | 0 | 0 | 0 | 0 | 0 | 0 | 0 | 0 | 0 | 0 | 0 | 0 | 0 | 0 | 0 | 0 | 0
F10_Industrial_Food Products_Existing_Miscellaneous_Natural Gas_Strategic Energy Management_A_Technical Potential | F10 | Industrial | Food Products | Existing | Miscellaneous | Natural Gas | Strategic Energy Management | A | Cumulative Energy Savings (MWh or mTherms) | Technical Potential | 0 | 0 | 0.14388 | 0.28527 | 0.42423 | 0.56079 | 0.695 | 0.82689 | 0.95651 | 1.0839 | 1.2091 | 1.3321 | 1.453 | 1.5718 | 1.6886 | 1.8034 | 1.9162 | 2.027 | 2.1359 | 2.243 | 2.3482 | 2.4516
F11_Industrial_Food Products_Existing_Miscellaneous_Natural Gas_Strategic Energy Management_A_Technical Potential | F11 | Industrial | Food Products | Existing | Miscellaneous | Natural Gas | Strategic Energy Management | A | Cumulative Summer Peak Savings (MW) | Technical Potential | 0 | 0 | 0 | 0 | 0 | 0 | 0 | 0 | 0 | 0 | 0 | 0 | 0 | 0 | 0 | 0 | 0 | 0 | 0 | 0 | 0 | 0
F12_Industrial_Food Products_Existing_Miscellaneous_Natural Gas_Strategic Energy Management_A_Technical Potential | F12 | Industrial | Food Products | Existing | Miscellaneous | Natural Gas | Strategic Energy Management | A | Cumulative Winter Peak Savings (MW) | Technical Potential | 0 | 0 | 0 | 0 | 0 | 0 | 0 | 0 | 0 | 0 | 0 | 0 | 0 | 0 | 0 | 0 | 0 | 0 | 0 | 0 | 0 | 0
F13_Industrial_Food Products_Existing_Miscellaneous_Natural Gas_Strategic Energy Management_A_Technical Potential | F13 | Industrial | Food Products | Existing | Miscellaneous | Natural Gas | Strategic Energy Management | A | Purchases (Incremental) | Technical Potential | 0 | 0 | 51.5225 | 50.6342 | 49.7612 | 48.9032 | 48.0601 | 47.2315 | 46.4171 | 45.6168 | 44.8303 | 44.0574 | 43.2978 | 42.5513 | 41.8176 | 41.0966 | 40.3881 | 39.6917 | 39.0074 | 38.3349 | 37.6739 | 37.0244
F14_Industrial_Food Products_Existing_Miscellaneous_Natural Gas_Strategic Energy Management_A_Technical Potential | F14 | Industrial | Food Products | Existing | Miscellaneous | Natural Gas | Strategic Energy Management | A | Purchases (Cumulative) | Technical Potential | 0 | 0 | 51.5225 | 102.1567 | 151.9179 | 200.8212 | 248.8813 | 296.1127 | 342.5299 | 388.1467 | 432.977 | 477.0344 | 520.3322 | 562.8835 | 604.7011 | 645.7978 | 686.1859 | 725.8776 | 764.885 | 803.2198 | 840.8937 | 877.9181
F1_Industrial_Food Products_Existing_Space Heating_Natural Gas_Commissioning_A_Technical Potential | F1 | Industrial | Food Products | Existing | Space Heating | Natural Gas | Commissioning | A | Original Unit Energy Savings (kWh or therms) | Technical Potential | 0 | 0 | 10.7577 | 10.7321 | 10.7066 | 10.6814 | 10.6567 | 10.6326 | 10.6093 | 10.5869 | 10.5656 | 10.5456 | 10.5266 | 10.5088 | 10.492 | 10.4762 | 10.4613 | 10.4473 | 10.4341 | 10.4217 | 10.4101 | 10.3992
F2_Industrial_Food Products_Existing_Space Heating_Natural Gas_Commissioning_A_Technical Potential | F2 | Industrial | Food Products | Existing | Space Heating | Natural Gas | Commissioning | A | Original Unit Summer Peak Savings (kW) | Technical Potential | 0 | 0 | 0 | 0 | 0 | 0 | 0 | 0 | 0 | 0 | 0 | 0 | 0 | 0 | 0 | 0 | 0 | 0 | 0 | 0 | 0 | 0
F3_Industrial_Food Products_Existing_Space Heating_Natural Gas_Commissioning_A_Technical Potential | F3 | Industrial | Food Products | Existing | Space Heating | Natural Gas | Commissioning | A | Original Unit Winter Peak Savings (kW) | Technical Potential | 0 | 0 | 0 | 0 | 0 | 0 | 0 | 0 | 0 | 0 | 0 | 0 | 0 | 0 | 0 | 0 | 0 | 0 | 0 | 0 | 0 | 0
F4_Industrial_Food Products_Existing_Space Heating_Natural Gas_Commissioning_A_Technical Potential | F4 | Industrial | Food Products | Existing | Space Heating | Natural Gas | Commissioning | A | Standalone Impact on Baseline Energy (%) | Technical Potential | bar: 2019 to 2040
F5_Industrial_Food Products_Existing_Space Heating_Natural Gas_Commissioning_A_Technical Potential | F5 | Industrial | Food Products | Existing | Space Heating | Natural Gas | Commissioning | A | Standalone Impact on Baseline Summer Peak (%) | Technical Potential | bar: 2019 to 2040
F6_Industrial_Food Products_Existing_Space Heating_Natural Gas_Commissioning_A_Technical Potential | F6 | Industrial | Food Products | Existing | Space Heating | Natural Gas | Commissioning | A | Standalone Impact on Baseline Winter Peak (%) | Technical Potential | bar: 2019 to 2040
F7_Industrial_Food Products_Existing_Space Heating_Natural Gas_Commissioning_A_Technical Potential | F7 | Industrial | Food Products | Existing | Space Heating | Natural Gas | Commissioning | A | Incremental Energy Savings (MWh or mTherms) | Technical Potential | 0 | 0 | 0 | 0 | 0 | 0 | 0 | 0 | 0 | 0 | 0 | 0 | 0 | 0 | 0 | 0 | 0 | 0 | 0 | 0 | 0 | 0
F8_Industrial_Food Products_Existing_Space Heating_Natural Gas_Commissioning_A_Technical Potential | F8 | Industrial | Food Products | Existing | Space Heating | Natural Gas | Commissioning | A | Incremental Summer Peak Savings (MW) | Technical Potential | 0 | 0 | 0 | 0 | 0 | 0 | 0 | 0 | 0 | 0 | 0 | 0 | 0 | 0 | 0 | 0 | 0 | 0 | 0 | 0 | 0 | 0
F9_Industrial_Food Products_Existing_Space Heating_Natural Gas_Commissioning_A_Technical Potential | F9 | Industrial | Food Products | Existing | Space Heating | Natural Gas | Commissioning | A | Incremental Winter Peak Savings (MW) | Technical Potential | 0 | 0 | 0 | 0 | 0 | 0 | 0 | 0 | 0 | 0 | 0 | 0 | 0 | 0 | 0 | 0 | 0 | 0 | 0 | 0 | 0 | 0
F10_Industrial_Food Products_Existing_Space Heating_Natural Gas_Commissioning_A_Technical Potential | F10 | Industrial | Food Products | Existing | Space Heating | Natural Gas | Commissioning | A | Cumulative Energy Savings (MWh or mTherms) | Technical Potential | 0 | 0 | 0 | 0 | 0 | 0 | 0 | 0 | 0 | 0 | 0 | 0 | 0 | 0 | 0 | 0 | 0 | 0 | 0 | 0 | 0 | 0
F11_Industrial_Food Products_Existing_Space Heating_Natural Gas_Commissioning_A_Technical Potential | F11 | Industrial | Food Products | Existing | Space Heating | Natural Gas | Commissioning | A | Cumulative Summer Peak Savings (MW) | Technical Potential | 0 | 0 | 0 | 0 | 0 | 0 | 0 | 0 | 0 | 0 | 0 | 0 | 0 | 0 | 0 | 0 | 0 | 0 | 0 | 0 | 0 | 0
F12_Industrial_Food Products_Existing_Space Heating_Natural Gas_Commissioning_A_Technical Potential | F12 | Industrial | Food Products | Existing | Space Heating | Natural Gas | Commissioning | A | Cumulative Winter Peak Savings (MW) | Technical Potential | 0 | 0 | 0 | 0 | 0 | 0 | 0 | 0 | 0 | 0 | 0 | 0 | 0 | 0 | 0 | 0 | 0 | 0 | 0 | 0 | 0 | 0
F13_Industrial_Food Products_Existing_Space Heating_Natural Gas_Commissioning_A_Technical Potential | F13 | Industrial | Food Products | Existing | Space Heating | Natural Gas | Commissioning | A | Purchases (Incremental) | Technical Potential | 0 | 0 | 0 | 0 | 0 | 0 | 0 | 0 | 0 | 0 | 0 | 0 | 0 | 0 | 0 | 0 | 0 | 0 | 0 | 0 | 0 | 0
F14_Industrial_Food Products_Existing_Space Heating_Natural Gas_Commissioning_A_Technical Potential | F14 | Industrial | Food Products | Existing | Space Heating | Natural Gas | Commissioning | A | Purchases (Cumulative) | Technical Potential | 0 | 0 | 0 | 0 | 0 | 0 | 0 | 0 | 0 | 0 | 0 | 0 | 0 | 0 | 0 | 0 | 0 | 0 | 0 | 0 | 0 | 0
F1_Industrial_Food Products_Existing_Process_Natural Gas_Commissioning_A_Technical Potential | F1 | Industrial | Food Products | Existing | Process | Natural Gas | Commissioning | A | Original Unit Energy Savings (kWh or therms) | Technical Potential | 0 | 0 | 168.6012 | 168.6012 | 168.6012 | 168.6012 | 168.6012 | 168.6012 | 168.6012 | 168.6012 | 168.6012 | 168.6012 | 168.6012 | 168.6012 | 168.6012 | 168.6012 | 168.6012 | 168.6012 | 168.6012 | 168.6012 | 168.6012 | 168.6012
F2_Industrial_Food Products_Existing_Process_Natural Gas_Commissioning_A_Technical Potential | F2 | Industrial | Food Products | Existing | Process | Natural Gas | Commissioning | A | Original Unit Summer Peak Savings (kW) | Technical Potential | 0 | 0 | 0 | 0 | 0 | 0 | 0 | 0 | 0 | 0 | 0 | 0 | 0 | 0 | 0 | 0 | 0 | 0 | 0 | 0 | 0 | 0
F3_Industrial_Food Products_Existing_Process_Natural Gas_Commissioning_A_Technical Potential | F3 | Industrial | Food Products | Existing | Process | Natural Gas | Commissioning | A | Original Unit Winter Peak Savings (kW) | Technical Potential | 0 | 0 | 0 | 0 | 0 | 0 | 0 | 0 | 0 | 0 | 0 | 0 | 0 | 0 | 0 | 0 | 0 | 0 | 0 | 0 | 0 | 0
F4_Industrial_Food Products_Existing_Process_Natural Gas_Commissioning_A_Technical Potential | F4 | Industrial | Food Products | Existing | Process | Natural Gas | Commissioning | A | Standalone Impact on Baseline Energy (%) | Technical Potential | bar: 2019 to 2040
F5_Industrial_Food Products_Existing_Process_Natural Gas_Commissioning_A_Technical Potential | F5 | Industrial | Food Products | Existing | Process | Natural Gas | Commissioning | A | Standalone Impact on Baseline Summer Peak (%) | Technical Potential | bar: 2019 to 2040
F6_Industrial_Food Products_Existing_Process_Natural Gas_Commissioning_A_Technical Potential | F6 | Industrial | Food Products | Existing | Process | Natural Gas | Commissioning | A | Standalone Impact on Baseline Winter Peak (%) | Technical Potential | bar: 2019 to 2040
F7_Industrial_Food Products_Existing_Process_Natural Gas_Commissioning_A_Technical Potential | F7 | Industrial | Food Products | Existing | Process | Natural Gas | Commissioning | A | Incremental Energy Savings (MWh or mTherms) | Technical Potential | 0 | 0 | 0 | 0 | 0 | 0 | 0 | 0 | 0 | 0 | 0 | 0 | 0 | 0 | 0 | 0 | 0 | 0 | 0 | 0 | 0 | 0
F8_Industrial_Food Products_Existing_Process_Natural Gas_Commissioning_A_Technical Potential | F8 | Industrial | Food Products | Existing | Process | Natural Gas | Commissioning | A | Incremental Summer Peak Savings (MW) | Technical Potential | 0 | 0 | 0 | 0 | 0 | 0 | 0 | 0 | 0 | 0 | 0 | 0 | 0 | 0 | 0 | 0 | 0 | 0 | 0 | 0 | 0 | 0
F9_Industrial_Food Products_Existing_Process_Natural Gas_Commissioning_A_Technical Potential | F9 | Industrial | Food Products | Existing | Process | Natural Gas | Commissioning | A | Incremental Winter Peak Savings (MW) | Technical Potential | 0 | 0 | 0 | 0 | 0 | 0 | 0 | 0 | 0 | 0 | 0 | 0 | 0 | 0 | 0 | 0 | 0 | 0 | 0 | 0 | 0 | 0
F10_Industrial_Food Products_Existing_Process_Natural Gas_Commissioning_A_Technical Potential | F10 | Industrial | Food Products | Existing | Process | Natural Gas | Commissioning | A | Cumulative Energy Savings (MWh or mTherms) | Technical Potential | 0 | 0 | 0 | 0 | 0 | 0 | 0 | 0 | 0 | 0 | 0 | 0 | 0 | 0 | 0 | 0 | 0 | 0 | 0 | 0 | 0 | 0
F11_Industrial_Food Products_Existing_Process_Natural Gas_Commissioning_A_Technical Potential | F11 | Industrial | Food Products | Existing | Process | Natural Gas | Commissioning | A | Cumulative Summer Peak Savings (MW) | Technical Potential | 0 | 0 | 0 | 0 | 0 | 0 | 0 | 0 | 0 | 0 | 0 | 0 | 0 | 0 | 0 | 0 | 0 | 0 | 0 | 0 | 0 | 0
F12_Industrial_Food Products_Existing_Process_Natural Gas_Commissioning_A_Technical Potential | F12 | Industrial | Food Products | Existing | Process | Natural Gas | Commissioning | A | Cumulative Winter Peak Savings (MW) | Technical Potential | 0 | 0 | 0 | 0 | 0 | 0 | 0 | 0 | 0 | 0 | 0 | 0 | 0 | 0 | 0 | 0 | 0 | 0 | 0 | 0 | 0 | 0
F13_Industrial_Food Products_Existing_Process_Natural Gas_Commissioning_A_Technical Potential | F13 | Industrial | Food Products | Existing | Process | Natural Gas | Commissioning | A | Purchases (Incremental) | Technical Potential | 0 | 0 | 0 | 0 | 0 | 0 | 0 | 0 | 0 | 0 | 0 | 0 | 0 | 0 | 0 | 0 | 0 | 0 | 0 | 0 | 0 | 0
F14_Industrial_Food Products_Existing_Process_Natural Gas_Commissioning_A_Technical Potential | F14 | Industrial | Food Products | Existing | Process | Natural Gas | Commissioning | A | Purchases (Cumulative) | Technical Potential | 0 | 0 | 0 | 0 | 0 | 0 | 0 | 0 | 0 | 0 | 0 | 0 | 0 | 0 | 0 | 0 | 0 | 0 | 0 | 0 | 0 | 0
F1_Industrial_Food Products_Existing_Space Heating_Natural Gas_Retrocommissioning_A_Technical Potential | F1 | Industrial | Food Products | Existing | Space Heating | Natural Gas | Retrocommissioning | A | Original Unit Energy Savings (kWh or therms) | Technical Potential | 0 | 0 | 1.4942 | 1.4906 | 1.4871 | 1.4836 | 1.4801 | 1.4768 | 1.4736 | 1.4704 | 1.4675 | 1.4647 | 1.4621 | 1.4596 | 1.4573 | 1.4551 | 1.453 | 1.4511 | 1.4492 | 1.4475 | 1.4459 | 1.4444
F2_Industrial_Food Products_Existing_Space Heating_Natural Gas_Retrocommissioning_A_Technical Potential | F2 | Industrial | Food Products | Existing | Space Heating | Natural Gas | Retrocommissioning | A | Original Unit Summer Peak Savings (kW) | Technical Potential | 0 | 0 | 0 | 0 | 0 | 0 | 0 | 0 | 0 | 0 | 0 | 0 | 0 | 0 | 0 | 0 | 0 | 0 | 0 | 0 | 0 | 0
F3_Industrial_Food Products_Existing_Space Heating_Natural Gas_Retrocommissioning_A_Technical Potential | F3 | Industrial | Food Products | Existing | Space Heating | Natural Gas | Retrocommissioning | A | Original Unit Winter Peak Savings (kW) | Technical Potential | 0 | 0 | 0 | 0 | 0 | 0 | 0 | 0 | 0 | 0 | 0 | 0 | 0 | 0 | 0 | 0 | 0 | 0 | 0 | 0 | 0 | 0
F4_Industrial_Food Products_Existing_Space Heating_Natural Gas_Retrocommissioning_A_Technical Potential | F4 | Industrial | Food Products | Existing | Space Heating | Natural Gas | Retrocommissioning | A | Standalone Impact on Baseline Energy (%) | Technical Potential | 0% | 0% | 0.01458% | 0.02942% | 0.04452% | 0.05989% | 0.07552% | 0.09143% | 0.1076% | 0.1241% | 0.1409% | 0.1579% | 0.1753% | 0.1929% | 0.2109% | 0.2292% | 0.2478% | 0.2667% | 0.286% | 0.3056% | 0.3255% | 0.3458%
F5_Industrial_Food Products_Existing_Space Heating_Natural Gas_Retrocommissioning_A_Technical Potential | F5 | Industrial | Food Products | Existing | Space Heating | Natural Gas | Retrocommissioning | A | Standalone Impact on Baseline Summer Peak (%) | Technical Potential | bar: 2019 to 2040
F6_Industrial_Food Products_Existing_Space Heating_Natural Gas_Retrocommissioning_A_Technical Potential | F6 | Industrial | Food Products | Existing | Space Heating | Natural Gas | Retrocommissioning | A | Standalone Impact on Baseline Winter Peak (%) | Technical Potential | bar: 2019 to 2040
F7_Industrial_Food Products_Existing_Space Heating_Natural Gas_Retrocommissioning_A_Technical Potential | F7 | Industrial | Food Products | Existing | Space Heating | Natural Gas | Retrocommissioning | A | Incremental Energy Savings (MWh or mTherms) | Technical Potential | 0 | 0 | 0.059876 | 0.058703 | 0.057554 | 0.056429 | 0.055328 | 0.054251 | 0.053199 | 0.052171 | 0.051169 | 0.050191 | 0.049237 | 0.048306 | 0.047397 | 0.04651 | 0.045643 | 0.044796 | 0.043968 | 0.043159 | 0.042367 | 0.041593
F8_Industrial_Food Products_Existing_Space Heating_Natural Gas_Retrocommissioning_A_Technical Potential | F8 | Industrial | Food Products | Existing | Space Heating | Natural Gas | Retrocommissioning | A | Incremental Summer Peak Savings (MW) | Technical Potential | 0 | 0 | 0 | 0 | 0 | 0 | 0 | 0 | 0 | 0 | 0 | 0 | 0 | 0 | 0 | 0 | 0 | 0 | 0 | 0 | 0 | 0
F9_Industrial_Food Products_Existing_Space Heating_Natural Gas_Retrocommissioning_A_Technical Potential | F9 | Industrial | Food Products | Existing | Space Heating | Natural Gas | Retrocommissioning | A | Incremental Winter Peak Savings (MW) | Technical Potential | 0 | 0 | 0 | 0 | 0 | 0 | 0 | 0 | 0 | 0 | 0 | 0 | 0 | 0 | 0 | 0 | 0 | 0 | 0 | 0 | 0 | 0
F10_Industrial_Food Products_Existing_Space Heating_Natural Gas_Retrocommissioning_A_Technical Potential | F10 | Industrial | Food Products | Existing | Space Heating | Natural Gas | Retrocommissioning | A | Cumulative Energy Savings (MWh or mTherms) | Technical Potential | 0 | 0 | 0.059876 | 0.11844 | 0.17571 | 0.23173 | 0.28652 | 0.34012 | 0.39257 | 0.44392 | 0.49419 | 0.54344 | 0.59171 | 0.63901 | 0.68538 | 0.73086 | 0.77546 | 0.81922 | 0.86216 | 0.90429 | 0.94565 | 0.98626
F11_Industrial_Food Products_Existing_Space Heating_Natural Gas_Retrocommissioning_A_Technical Potential | F11 | Industrial | Food Products | Existing | Space Heating | Natural Gas | Retrocommissioning | A | Cumulative Summer Peak Savings (MW) | Technical Potential | 0 | 0 | 0 | 0 | 0 | 0 | 0 | 0 | 0 | 0 | 0 | 0 | 0 | 0 | 0 | 0 | 0 | 0 | 0 | 0 | 0 | 0
F12_Industrial_Food Products_Existing_Space Heating_Natural Gas_Retrocommissioning_A_Technical Potential | F12 | Industrial | Food Products | Existing | Space Heating | Natural Gas | Retrocommissioning | A | Cumulative Winter Peak Savings (MW) | Technical Potential | 0 | 0 | 0 | 0 | 0 | 0 | 0 | 0 | 0 | 0 | 0 | 0 | 0 | 0 | 0 | 0 | 0 | 0 | 0 | 0 | 0 | 0
F13_Industrial_Food Products_Existing_Space Heating_Natural Gas_Retrocommissioning_A_Technical Potential | F13 | Industrial | Food Products | Existing | Space Heating | Natural Gas | Retrocommissioning | A | Purchases (Incremental) | Technical Potential | 0 | 0 | 40.0731 | 39.3822 | 38.7032 | 38.0359 | 37.3801 | 36.7356 | 36.1022 | 35.4798 | 34.868 | 34.2669 | 33.6761 | 33.0954 | 32.5248 | 31.9641 | 31.4129 | 30.8713 | 30.3391 | 29.816 | 29.3019 | 28.7967
F14_Industrial_Food Products_Existing_Space Heating_Natural Gas_Retrocommissioning_A_Technical Potential | F14 | Industrial | Food Products | Existing | Space Heating | Natural Gas | Retrocommissioning | A | Purchases (Cumulative) | Technical Potential | 0 | 0 | 40.0731 | 79.4552 | 118.1584 | 156.1942 | 193.5743 | 230.3099 | 266.4121 | 301.8919 | 336.7599 | 371.0268 | 404.7028 | 437.7983 | 470.3231 | 502.2872 | 533.7001 | 564.5715 | 594.9105 | 624.7265 | 654.0285 | 682.8252
F1_Industrial_Food Products_Existing_Process_Natural Gas_Retrocommissioning_A_Technical Potential | F1 | Industrial | Food Products | Existing | Process | Natural Gas | Retrocommissioning | A | Original Unit Energy Savings (kWh or therms) | Technical Potential | 0 | 0 | 0 | 0 | 0 | 0 | 0 | 0 | 0 | 0 | 0 | 0 | 0 | 0 | 0 | 0 | 0 | 0 | 0 | 0 | 0 | 0
F2_Industrial_Food Products_Existing_Process_Natural Gas_Retrocommissioning_A_Technical Potential | F2 | Industrial | Food Products | Existing | Process | Natural Gas | Retrocommissioning | A | Original Unit Summer Peak Savings (kW) | Technical Potential | 0 | 0 | 0 | 0 | 0 | 0 | 0 | 0 | 0 | 0 | 0 | 0 | 0 | 0 | 0 | 0 | 0 | 0 | 0 | 0 | 0 | 0
F3_Industrial_Food Products_Existing_Process_Natural Gas_Retrocommissioning_A_Technical Potential | F3 | Industrial | Food Products | Existing | Process | Natural Gas | Retrocommissioning | A | Original Unit Winter Peak Savings (kW) | Technical Potential | 0 | 0 | 0 | 0 | 0 | 0 | 0 | 0 | 0 | 0 | 0 | 0 | 0 | 0 | 0 | 0 | 0 | 0 | 0 | 0 | 0 | 0
F4_Industrial_Food Products_Existing_Process_Natural Gas_Retrocommissioning_A_Technical Potential | F4 | Industrial | Food Products | Existing | Process | Natural Gas | Retrocommissioning | A | Standalone Impact on Baseline Energy (%) | Technical Potential | bar: 2019 to 2040
F5_Industrial_Food Products_Existing_Process_Natural Gas_Retrocommissioning_A_Technical Potential | F5 | Industrial | Food Products | Existing | Process | Natural Gas | Retrocommissioning | A | Standalone Impact on Baseline Summer Peak (%) | Technical Potential | bar: 2019 to 2040
F6_Industrial_Food Products_Existing_Process_Natural Gas_Retrocommissioning_A_Technical Potential | F6 | Industrial | Food Products | Existing | Process | Natural Gas | Retrocommissioning | A | Standalone Impact on Baseline Winter Peak (%) | Technical Potential | bar: 2019 to 2040
F7_Industrial_Food Products_Existing_Process_Natural Gas_Retrocommissioning_A_Technical Potential | F7 | Industrial | Food Products | Existing | Process | Natural Gas | Retrocommissioning | A | Incremental Energy Savings (MWh or mTherms) | Technical Potential | 0 | 0 | 0 | 0 | 0 | 0 | 0 | 0 | 0 | 0 | 0 | 0 | 0 | 0 | 0 | 0 | 0 | 0 | 0 | 0 | 0 | 0
F8_Industrial_Food Products_Existing_Process_Natural Gas_Retrocommissioning_A_Technical Potential | F8 | Industrial | Food Products | Existing | Process | Natural Gas | Retrocommissioning | A | Incremental Summer Peak Savings (MW) | Technical Potential | 0 | 0 | 0 | 0 | 0 | 0 | 0 | 0 | 0 | 0 | 0 | 0 | 0 | 0 | 0 | 0 | 0 | 0 | 0 | 0 | 0 | 0
F9_Industrial_Food Products_Existing_Process_Natural Gas_Retrocommissioning_A_Technical Potential | F9 | Industrial | Food Products | Existing | Process | Natural Gas | Retrocommissioning | A | Incremental Winter Peak Savings (MW) | Technical Potential | 0 | 0 | 0 | 0 | 0 | 0 | 0 | 0 | 0 | 0 | 0 | 0 | 0 | 0 | 0 | 0 | 0 | 0 | 0 | 0 | 0 | 0
F10_Industrial_Food Products_Existing_Process_Natural Gas_Retrocommissioning_A_Technical Potential | F10 | Industrial | Food Products | Existing | Process | Natural Gas | Retrocommissioning | A | Cumulative Energy Savings (MWh or mTherms) | Technical Potential | 0 | 0 | 0 | 0 | 0 | 0 | 0 | 0 | 0 | 0 | 0 | 0 | 0 | 0 | 0 | 0 | 0 | 0 | 0 | 0 | 0 | 0
F11_Industrial_Food Products_Existing_Process_Natural Gas_Retrocommissioning_A_Technical Potential | F11 | Industrial | Food Products | Existing | Process | Natural Gas | Retrocommissioning | A | Cumulative Summer Peak Savings (MW) | Technical Potential | 0 | 0 | 0 | 0 | 0 | 0 | 0 | 0 | 0 | 0 | 0 | 0 | 0 | 0 | 0 | 0 | 0 | 0 | 0 | 0 | 0 | 0
F12_Industrial_Food Products_Existing_Process_Natural Gas_Retrocommissioning_A_Technical Potential | F12 | Industrial | Food Products | Existing | Process | Natural Gas | Retrocommissioning | A | Cumulative Winter Peak Savings (MW) | Technical Potential | 0 | 0 | 0 | 0 | 0 | 0 | 0 | 0 | 0 | 0 | 0 | 0 | 0 | 0 | 0 | 0 | 0 | 0 | 0 | 0 | 0 | 0
F13_Industrial_Food Products_Existing_Process_Natural Gas_Retrocommissioning_A_Technical Potential | F13 | Industrial | Food Products | Existing | Process | Natural Gas | Retrocommissioning | A | Purchases (Incremental) | Technical Potential | 0 | 0 | 40.0731 | 39.3822 | 38.7032 | 38.0359 | 37.3801 | 36.7356 | 36.1022 | 35.4798 | 34.868 | 34.2669 | 33.6761 | 33.0954 | 32.5248 | 31.9641 | 31.4129 | 30.8713 | 30.3391 | 29.816 | 29.3019 | 28.7967
F14_Industrial_Food Products_Existing_Process_Natural Gas_Retrocommissioning_A_Technical Potential | F14 | Industrial | Food Products | Existing | Process | Natural Gas | Retrocommissioning | A | Purchases (Cumulative) | Technical Potential | 0 | 0 | 40.0731 | 79.4552 | 118.1584 | 156.1942 | 193.5743 | 230.3099 | 266.4121 | 301.8919 | 336.7599 | 371.0268 | 404.7028 | 437.7983 | 470.3231 | 502.2872 | 533.7001 | 564.5715 | 594.9105 | 624.7265 | 654.0285 | 682.8252
F1_Industrial_Food Products_New_Space Heating_Natural Gas_Insulation - Roof/Ceiling_A_Technical Potential | F1 | Industrial | Food Products | New | Space Heating | Natural Gas | Insulation - Roof/Ceiling | A | Original Unit Energy Savings (kWh or therms) | Technical Potential | 0 | 0 | 0.078976 | 0.078976 | 0.078976 | 0.078976 | 0.078976 | 0.078976 | 0.078976 | 0.078976 | 0.078976 | 0.078976 | 0.078976 | 0.078976 | 0.078976 | 0.078976 | 0.078976 | 0.078976 | 0.078976 | 0.078976 | 0.078976 | 0.078976
F2_Industrial_Food Products_New_Space Heating_Natural Gas_Insulation - Roof/Ceiling_A_Technical Potential | F2 | Industrial | Food Products | New | Space Heating | Natural Gas | Insulation - Roof/Ceiling | A | Original Unit Summer Peak Savings (kW) | Technical Potential | 0 | 0 | 0 | 0 | 0 | 0 | 0 | 0 | 0 | 0 | 0 | 0 | 0 | 0 | 0 | 0 | 0 | 0 | 0 | 0 | 0 | 0
F3_Industrial_Food Products_New_Space Heating_Natural Gas_Insulation - Roof/Ceiling_A_Technical Potential | F3 | Industrial | Food Products | New | Space Heating | Natural Gas | Insulation - Roof/Ceiling | A | Original Unit Winter Peak Savings (kW) | Technical Potential | 0 | 0 | 0 | 0 | 0 | 0 | 0 | 0 | 0 | 0 | 0 | 0 | 0 | 0 | 0 | 0 | 0 | 0 | 0 | 0 | 0 | 0
F4_Industrial_Food Products_New_Space Heating_Natural Gas_Insulation - Roof/Ceiling_A_Technical Potential | F4 | Industrial | Food Products | New | Space Heating | Natural Gas | Insulation - Roof/Ceiling | A | Standalone Impact on Baseline Energy (%) | Technical Potential | bar: 2019 to 2040
F5_Industrial_Food Products_New_Space Heating_Natural Gas_Insulation - Roof/Ceiling_A_Technical Potential | F5 | Industrial | Food Products | New | Space Heating | Natural Gas | Insulation - Roof/Ceiling | A | Standalone Impact on Baseline Summer Peak (%) | Technical Potential | bar: 2019 to 2040
F6_Industrial_Food Products_New_Space Heating_Natural Gas_Insulation - Roof/Ceiling_A_Technical Potential | F6 | Industrial | Food Products | New | Space Heating | Natural Gas | Insulation - Roof/Ceiling | A | Standalone Impact on Baseline Winter Peak (%) | Technical Potential | bar: 2019 to 2040
F7_Industrial_Food Products_New_Space Heating_Natural Gas_Insulation - Roof/Ceiling_A_Technical Potential | F7 | Industrial | Food Products | New | Space Heating | Natural Gas | Insulation - Roof/Ceiling | A | Incremental Energy Savings (MWh or mTherms) | Technical Potential | 0 | 0 | 0 | 0 | 0 | 0 | 0 | 0 | 0 | 0 | 0 | 0 | 0 | 0 | 0 | 0 | 0 | 0 | 0 | 0 | 0 | 0
F8_Industrial_Food Products_New_Space Heating_Natural Gas_Insulation - Roof/Ceiling_A_Technical Potential | F8 | Industrial | Food Products | New | Space Heating | Natural Gas | Insulation - Roof/Ceiling | A | Incremental Summer Peak Savings (MW) | Technical Potential | 0 | 0 | 0 | 0 | 0 | 0 | 0 | 0 | 0 | 0 | 0 | 0 | 0 | 0 | 0 | 0 | 0 | 0 | 0 | 0 | 0 | 0
F9_Industrial_Food Products_New_Space Heating_Natural Gas_Insulation - Roof/Ceiling_A_Technical Potential | F9 | Industrial | Food Products | New | Space Heating | Natural Gas | Insulation - Roof/Ceiling | A | Incremental Winter Peak Savings (MW) | Technical Potential | 0 | 0 | 0 | 0 | 0 | 0 | 0 | 0 | 0 | 0 | 0 | 0 | 0 | 0 | 0 | 0 | 0 | 0 | 0 | 0 | 0 | 0
F10_Industrial_Food Products_New_Space Heating_Natural Gas_Insulation - Roof/Ceiling_A_Technical Potential | F10 | Industrial | Food Products | New | Space Heating | Natural Gas | Insulation - Roof/Ceiling | A | Cumulative Energy Savings (MWh or mTherms) | Technical Potential | 0 | 0 | 0 | 0 | 0 | 0 | 0 | 0 | 0 | 0 | 0 | 0 | 0 | 0 | 0 | 0 | 0 | 0 | 0 | 0 | 0 | 0
F11_Industrial_Food Products_New_Space Heating_Natural Gas_Insulation - Roof/Ceiling_A_Technical Potential | F11 | Industrial | Food Products | New | Space Heating | Natural Gas | Insulation - Roof/Ceiling | A | Cumulative Summer Peak Savings (MW) | Technical Potential | 0 | 0 | 0 | 0 | 0 | 0 | 0 | 0 | 0 | 0 | 0 | 0 | 0 | 0 | 0 | 0 | 0 | 0 | 0 | 0 | 0 | 0
F12_Industrial_Food Products_New_Space Heating_Natural Gas_Insulation - Roof/Ceiling_A_Technical Potential | F12 | Industrial | Food Products | New | Space Heating | Natural Gas | Insulation - Roof/Ceiling | A | Cumulative Winter Peak Savings (MW) | Technical Potential | 0 | 0 | 0 | 0 | 0 | 0 | 0 | 0 | 0 | 0 | 0 | 0 | 0 | 0 | 0 | 0 | 0 | 0 | 0 | 0 | 0 | 0
F13_Industrial_Food Products_New_Space Heating_Natural Gas_Insulation - Roof/Ceiling_A_Technical Potential | F13 | Industrial | Food Products | New | Space Heating | Natural Gas | Insulation - Roof/Ceiling | A | Purchases (Incremental) | Technical Potential | 0 | 0 | 0 | 0 | 0 | 0 | 0 | 0 | 0 | 0 | 0 | 0 | 0 | 0 | 0 | 0 | 0 | 0 | 0 | 0 | 0 | 0
F14_Industrial_Food Products_New_Space Heating_Natural Gas_Insulation - Roof/Ceiling_A_Technical Potential | F14 | Industrial | Food Products | New | Space Heating | Natural Gas | Insulation - Roof/Ceiling | A | Purchases (Cumulative) | Technical Potential | 0 | 0 | 0 | 0 | 0 | 0 | 0 | 0 | 0 | 0 | 0 | 0 | 0 | 0 | 0 | 0 | 0 | 0 | 0 | 0 | 0 | 0
F1_Industrial_Food Products_New_Space Heating_Natural Gas_Insulation - Wall Cavity_A_Technical Potential | F1 | Industrial | Food Products | New | Space Heating | Natural Gas | Insulation - Wall Cavity | A | Original Unit Energy Savings (kWh or therms) | Technical Potential | 0 | 0 | 0.017277 | 0.017277 | 0.017277 | 0.017277 | 0.017277 | 0.017277 | 0.017277 | 0.017277 | 0.017277 | 0.017277 | 0.017277 | 0.017277 | 0.017277 | 0.017277 | 0.017277 | 0.017277 | 0.017277 | 0.017277 | 0.017277 | 0.017277
F2_Industrial_Food Products_New_Space Heating_Natural Gas_Insulation - Wall Cavity_A_Technical Potential | F2 | Industrial | Food Products | New | Space Heating | Natural Gas | Insulation - Wall Cavity | A | Original Unit Summer Peak Savings (kW) | Technical Potential | 0 | 0 | 0 | 0 | 0 | 0 | 0 | 0 | 0 | 0 | 0 | 0 | 0 | 0 | 0 | 0 | 0 | 0 | 0 | 0 | 0 | 0
F3_Industrial_Food Products_New_Space Heating_Natural Gas_Insulation - Wall Cavity_A_Technical Potential | F3 | Industrial | Food Products | New | Space Heating | Natural Gas | Insulation - Wall Cavity | A | Original Unit Winter Peak Savings (kW) | Technical Potential | 0 | 0 | 0 | 0 | 0 | 0 | 0 | 0 | 0 | 0 | 0 | 0 | 0 | 0 | 0 | 0 | 0 | 0 | 0 | 0 | 0 | 0
F4_Industrial_Food Products_New_Space Heating_Natural Gas_Insulation - Wall Cavity_A_Technical Potential | F4 | Industrial | Food Products | New | Space Heating | Natural Gas | Insulation - Wall Cavity | A | Standalone Impact on Baseline Energy (%) | Technical Potential | bar: 2019 to 2040
F5_Industrial_Food Products_New_Space Heating_Natural Gas_Insulation - Wall Cavity_A_Technical Potential | F5 | Industrial | Food Products | New | Space Heating | Natural Gas | Insulation - Wall Cavity | A | Standalone Impact on Baseline Summer Peak (%) | Technical Potential | bar: 2019 to 2040
F6_Industrial_Food Products_New_Space Heating_Natural Gas_Insulation - Wall Cavity_A_Technical Potential | F6 | Industrial | Food Products | New | Space Heating | Natural Gas | Insulation - Wall Cavity | A | Standalone Impact on Baseline Winter Peak (%) | Technical Potential | bar: 2019 to 2040
F7_Industrial_Food Products_New_Space Heating_Natural Gas_Insulation - Wall Cavity_A_Technical Potential | F7 | Industrial | Food Products | New | Space Heating | Natural Gas | Insulation - Wall Cavity | A | Incremental Energy Savings (MWh or mTherms) | Technical Potential | 0 | 0 | 0 | 0 | 0 | 0 | 0 | 0 | 0 | 0 | 0 | 0 | 0 | 0 | 0 | 0 | 0 | 0 | 0 | 0 | 0 | 0
F8_Industrial_Food Products_New_Space Heating_Natural Gas_Insulation - Wall Cavity_A_Technical Potential | F8 | Industrial | Food Products | New | Space Heating | Natural Gas | Insulation - Wall Cavity | A | Incremental Summer Peak Savings (MW) | Technical Potential | 0 | 0 | 0 | 0 | 0 | 0 | 0 | 0 | 0 | 0 | 0 | 0 | 0 | 0 | 0 | 0 | 0 | 0 | 0 | 0 | 0 | 0
F9_Industrial_Food Products_New_Space Heating_Natural Gas_Insulation - Wall Cavity_A_Technical Potential | F9 | Industrial | Food Products | New | Space Heating | Natural Gas | Insulation - Wall Cavity | A | Incremental Winter Peak Savings (MW) | Technical Potential | 0 | 0 | 0 | 0 | 0 | 0 | 0 | 0 | 0 | 0 | 0 | 0 | 0 | 0 | 0 | 0 | 0 | 0 | 0 | 0 | 0 | 0
F10_Industrial_Food Products_New_Space Heating_Natural Gas_Insulation - Wall Cavity_A_Technical Potential | F10 | Industrial | Food Products | New | Space Heating | Natural Gas | Insulation - Wall Cavity | A | Cumulative Energy Savings (MWh or mTherms) | Technical Potential | 0 | 0 | 0 | 0 | 0 | 0 | 0 | 0 | 0 | 0 | 0 | 0 | 0 | 0 | 0 | 0 | 0 | 0 | 0 | 0 | 0 | 0
F11_Industrial_Food Products_New_Space Heating_Natural Gas_Insulation - Wall Cavity_A_Technical Potential | F11 | Industrial | Food Products | New | Space Heating | Natural Gas | Insulation - Wall Cavity | A | Cumulative Summer Peak Savings (MW) | Technical Potential | 0 | 0 | 0 | 0 | 0 | 0 | 0 | 0 | 0 | 0 | 0 | 0 | 0 | 0 | 0 | 0 | 0 | 0 | 0 | 0 | 0 | 0
F12_Industrial_Food Products_New_Space Heating_Natural Gas_Insulation - Wall Cavity_A_Technical Potential | F12 | Industrial | Food Products | New | Space Heating | Natural Gas | Insulation - Wall Cavity | A | Cumulative Winter Peak Savings (MW) | Technical Potential | 0 | 0 | 0 | 0 | 0 | 0 | 0 | 0 | 0 | 0 | 0 | 0 | 0 | 0 | 0 | 0 | 0 | 0 | 0 | 0 | 0 | 0
F13_Industrial_Food Products_New_Space Heating_Natural Gas_Insulation - Wall Cavity_A_Technical Potential | F13 | Industrial | Food Products | New | Space Heating | Natural Gas | Insulation - Wall Cavity | A | Purchases (Incremental) | Technical Potential | 0 | 0 | 0 | 0 | 0 | 0 | 0 | 0 | 0 | 0 | 0 | 0 | 0 | 0 | 0 | 0 | 0 | 0 | 0 | 0 | 0 | 0
F14_Industrial_Food Products_New_Space Heating_Natural Gas_Insulation - Wall Cavity_A_Technical Potential | F14 | Industrial | Food Products | New | Space Heating | Natural Gas | Insulation - Wall Cavity | A | Purchases (Cumulative) | Technical Potential | 0 | 0 | 0 | 0 | 0 | 0 | 0 | 0 | 0 | 0 | 0 | 0 | 0 | 0 | 0 | 0 | 0 | 0 | 0 | 0 | 0 | 0
F1_Industrial_Food Products_New_Space Heating_Natural Gas_Insulation - Ducting_A_Technical Potential | F1 | Industrial | Food Products | New | Space Heating | Natural Gas | Insulation - Ducting | A | Original Unit Energy Savings (kWh or therms) | Technical Potential | 0 | 0 | 0.0012737 | 0.0012737 | 0.0012737 | 0.0012737 | 0.0012737 | 0.0012737 | 0.0012737 | 0.0012737 | 0.0012737 | 0.0012737 | 0.0012737 | 0.0012737 | 0.0012737 | 0.0012737 | 0.0012737 | 0.0012737 | 0.0012737 | 0.0012737 | 0.0012737 | 0.0012737
F2_Industrial_Food Products_New_Space Heating_Natural Gas_Insulation - Ducting_A_Technical Potential | F2 | Industrial | Food Products | New | Space Heating | Natural Gas | Insulation - Ducting | A | Original Unit Summer Peak Savings (kW) | Technical Potential | 0 | 0 | 0 | 0 | 0 | 0 | 0 | 0 | 0 | 0 | 0 | 0 | 0 | 0 | 0 | 0 | 0 | 0 | 0 | 0 | 0 | 0
F3_Industrial_Food Products_New_Space Heating_Natural Gas_Insulation - Ducting_A_Technical Potential | F3 | Industrial | Food Products | New | Space Heating | Natural Gas | Insulation - Ducting | A | Original Unit Winter Peak Savings (kW) | Technical Potential | 0 | 0 | 0 | 0 | 0 | 0 | 0 | 0 | 0 | 0 | 0 | 0 | 0 | 0 | 0 | 0 | 0 | 0 | 0 | 0 | 0 | 0
F4_Industrial_Food Products_New_Space Heating_Natural Gas_Insulation - Ducting_A_Technical Potential | F4 | Industrial | Food Products | New | Space Heating | Natural Gas | Insulation - Ducting | A | Standalone Impact on Baseline Energy (%) | Technical Potential | bar: 2019 to 2040
F5_Industrial_Food Products_New_Space Heating_Natural Gas_Insulation - Ducting_A_Technical Potential | F5 | Industrial | Food Products | New | Space Heating | Natural Gas | Insulation - Ducting | A | Standalone Impact on Baseline Summer Peak (%) | Technical Potential | bar: 2019 to 2040
F6_Industrial_Food Products_New_Space Heating_Natural Gas_Insulation - Ducting_A_Technical Potential | F6 | Industrial | Food Products | New | Space Heating | Natural Gas | Insulation - Ducting | A | Standalone Impact on Baseline Winter Peak (%) | Technical Potential | bar: 2019 to 2040
F7_Industrial_Food Products_New_Space Heating_Natural Gas_Insulation - Ducting_A_Technical Potential | F7 | Industrial | Food Products | New | Space Heating | Natural Gas | Insulation - Ducting | A | Incremental Energy Savings (MWh or mTherms) | Technical Potential | 0 | 0 | 0 | 0 | 0 | 0 | 0 | 0 | 0 | 0 | 0 | 0 | 0 | 0 | 0 | 0 | 0 | 0 | 0 | 0 | 0 | 0
F8_Industrial_Food Products_New_Space Heating_Natural Gas_Insulation - Ducting_A_Technical Potential | F8 | Industrial | Food Products | New | Space Heating | Natural Gas | Insulation - Ducting | A | Incremental Summer Peak Savings (MW) | Technical Potential | 0 | 0 | 0 | 0 | 0 | 0 | 0 | 0 | 0 | 0 | 0 | 0 | 0 | 0 | 0 | 0 | 0 | 0 | 0 | 0 | 0 | 0
F9_Industrial_Food Products_New_Space Heating_Natural Gas_Insulation - Ducting_A_Technical Potential | F9 | Industrial | Food Products | New | Space Heating | Natural Gas | Insulation - Ducting | A | Incremental Winter Peak Savings (MW) | Technical Potential | 0 | 0 | 0 | 0 | 0 | 0 | 0 | 0 | 0 | 0 | 0 | 0 | 0 | 0 | 0 | 0 | 0 | 0 | 0 | 0 | 0 | 0
F10_Industrial_Food Products_New_Space Heating_Natural Gas_Insulation - Ducting_A_Technical Potential | F10 | Industrial | Food Products | New | Space Heating | Natural Gas | Insulation - Ducting | A | Cumulative Energy Savings (MWh or mTherms) | Technical Potential | 0 | 0 | 0 | 0 | 0 | 0 | 0 | 0 | 0 | 0 | 0 | 0 | 0 | 0 | 0 | 0 | 0 | 0 | 0 | 0 | 0 | 0
F11_Industrial_Food Products_New_Space Heating_Natural Gas_Insulation - Ducting_A_Technical Potential | F11 | Industrial | Food Products | New | Space Heating | Natural Gas | Insulation - Ducting | A | Cumulative Summer Peak Savings (MW) | Technical Potential | 0 | 0 | 0 | 0 | 0 | 0 | 0 | 0 | 0 | 0 | 0 | 0 | 0 | 0 | 0 | 0 | 0 | 0 | 0 | 0 | 0 | 0
F12_Industrial_Food Products_New_Space Heating_Natural Gas_Insulation - Ducting_A_Technical Potential | F12 | Industrial | Food Products | New | Space Heating | Natural Gas | Insulation - Ducting | A | Cumulative Winter Peak Savings (MW) | Technical Potential | 0 | 0 | 0 | 0 | 0 | 0 | 0 | 0 | 0 | 0 | 0 | 0 | 0 | 0 | 0 | 0 | 0 | 0 | 0 | 0 | 0 | 0
F13_Industrial_Food Products_New_Space Heating_Natural Gas_Insulation - Ducting_A_Technical Potential | F13 | Industrial | Food Products | New | Space Heating | Natural Gas | Insulation - Ducting | A | Purchases (Incremental) | Technical Potential | 0 | 0 | 0 | 0 | 0 | 0 | 0 | 0 | 0 | 0 | 0 | 0 | 0 | 0 | 0 | 0 | 0 | 0 | 0 | 0 | 0 | 0
F14_Industrial_Food Products_New_Space Heating_Natural Gas_Insulation - Ducting_A_Technical Potential | F14 | Industrial | Food Products | New | Space Heating | Natural Gas | Insulation - Ducting | A | Purchases (Cumulative) | Technical Potential | 0 | 0 | 0 | 0 | 0 | 0 | 0 | 0 | 0 | 0 | 0 | 0 | 0 | 0 | 0 | 0 | 0 | 0 | 0 | 0 | 0 | 0
F1_Industrial_Food Products_New_Space Heating_Natural Gas_HVAC - Duct Repair and Sealing_A_Technical Potential | F1 | Industrial | Food Products | New | Space Heating | Natural Gas | HVAC - Duct Repair and Sealing | A | Original Unit Energy Savings (kWh or therms) | Technical Potential | 0 | 0 | 0.0036023 | 0.0036023 | 0.0036023 | 0.0036023 | 0.0036023 | 0.0036023 | 0.0036023 | 0.0036023 | 0.0036023 | 0.0036023 | 0.0036023 | 0.0036023 | 0.0036023 | 0.0036023 | 0.0036023 | 0.0036023 | 0.0036023 | 0.0036023 | 0.0036023 | 0.0036023
F2_Industrial_Food Products_New_Space Heating_Natural Gas_HVAC - Duct Repair and Sealing_A_Technical Potential | F2 | Industrial | Food Products | New | Space Heating | Natural Gas | HVAC - Duct Repair and Sealing | A | Original Unit Summer Peak Savings (kW) | Technical Potential | 0 | 0 | 0 | 0 | 0 | 0 | 0 | 0 | 0 | 0 | 0 | 0 | 0 | 0 | 0 | 0 | 0 | 0 | 0 | 0 | 0 | 0
F3_Industrial_Food Products_New_Space Heating_Natural Gas_HVAC - Duct Repair and Sealing_A_Technical Potential | F3 | Industrial | Food Products | New | Space Heating | Natural Gas | HVAC - Duct Repair and Sealing | A | Original Unit Winter Peak Savings (kW) | Technical Potential | 0 | 0 | 0 | 0 | 0 | 0 | 0 | 0 | 0 | 0 | 0 | 0 | 0 | 0 | 0 | 0 | 0 | 0 | 0 | 0 | 0 | 0
F4_Industrial_Food Products_New_Space Heating_Natural Gas_HVAC - Duct Repair and Sealing_A_Technical Potential | F4 | Industrial | Food Products | New | Space Heating | Natural Gas | HVAC - Duct Repair and Sealing | A | Standalone Impact on Baseline Energy (%) | Technical Potential | bar: 2019 to 2040
F5_Industrial_Food Products_New_Space Heating_Natural Gas_HVAC - Duct Repair and Sealing_A_Technical Potential | F5 | Industrial | Food Products | New | Space Heating | Natural Gas | HVAC - Duct Repair and Sealing | A | Standalone Impact on Baseline Summer Peak (%) | Technical Potential | bar: 2019 to 2040
F6_Industrial_Food Products_New_Space Heating_Natural Gas_HVAC - Duct Repair and Sealing_A_Technical Potential | F6 | Industrial | Food Products | New | Space Heating | Natural Gas | HVAC - Duct Repair and Sealing | A | Standalone Impact on Baseline Winter Peak (%) | Technical Potential | bar: 2019 to 2040
F7_Industrial_Food Products_New_Space Heating_Natural Gas_HVAC - Duct Repair and Sealing_A_Technical Potential | F7 | Industrial | Food Products | New | Space Heating | Natural Gas | HVAC - Duct Repair and Sealing | A | Incremental Energy Savings (MWh or mTherms) | Technical Potential | 0 | 0 | 0 | 0 | 0 | 0 | 0 | 0 | 0 | 0 | 0 | 0 | 0 | 0 | 0 | 0 | 0 | 0 | 0 | 0 | 0 | 0
F8_Industrial_Food Products_New_Space Heating_Natural Gas_HVAC - Duct Repair and Sealing_A_Technical Potential | F8 | Industrial | Food Products | New | Space Heating | Natural Gas | HVAC - Duct Repair and Sealing | A | Incremental Summer Peak Savings (MW) | Technical Potential | 0 | 0 | 0 | 0 | 0 | 0 | 0 | 0 | 0 | 0 | 0 | 0 | 0 | 0 | 0 | 0 | 0 | 0 | 0 | 0 | 0 | 0
F9_Industrial_Food Products_New_Space Heating_Natural Gas_HVAC - Duct Repair and Sealing_A_Technical Potential | F9 | Industrial | Food Products | New | Space Heating | Natural Gas | HVAC - Duct Repair and Sealing | A | Incremental Winter Peak Savings (MW) | Technical Potential | 0 | 0 | 0 | 0 | 0 | 0 | 0 | 0 | 0 | 0 | 0 | 0 | 0 | 0 | 0 | 0 | 0 | 0 | 0 | 0 | 0 | 0
F10_Industrial_Food Products_New_Space Heating_Natural Gas_HVAC - Duct Repair and Sealing_A_Technical Potential | F10 | Industrial | Food Products | New | Space Heating | Natural Gas | HVAC - Duct Repair and Sealing | A | Cumulative Energy Savings (MWh or mTherms) | Technical Potential | 0 | 0 | 0 | 0 | 0 | 0 | 0 | 0 | 0 | 0 | 0 | 0 | 0 | 0 | 0 | 0 | 0 | 0 | 0 | 0 | 0 | 0
F11_Industrial_Food Products_New_Space Heating_Natural Gas_HVAC - Duct Repair and Sealing_A_Technical Potential | F11 | Industrial | Food Products | New | Space Heating | Natural Gas | HVAC - Duct Repair and Sealing | A | Cumulative Summer Peak Savings (MW) | Technical Potential | 0 | 0 | 0 | 0 | 0 | 0 | 0 | 0 | 0 | 0 | 0 | 0 | 0 | 0 | 0 | 0 | 0 | 0 | 0 | 0 | 0 | 0
F12_Industrial_Food Products_New_Space Heating_Natural Gas_HVAC - Duct Repair and Sealing_A_Technical Potential | F12 | Industrial | Food Products | New | Space Heating | Natural Gas | HVAC - Duct Repair and Sealing | A | Cumulative Winter Peak Savings (MW) | Technical Potential | 0 | 0 | 0 | 0 | 0 | 0 | 0 | 0 | 0 | 0 | 0 | 0 | 0 | 0 | 0 | 0 | 0 | 0 | 0 | 0 | 0 | 0
F13_Industrial_Food Products_New_Space Heating_Natural Gas_HVAC - Duct Repair and Sealing_A_Technical Potential | F13 | Industrial | Food Products | New | Space Heating | Natural Gas | HVAC - Duct Repair and Sealing | A | Purchases (Incremental) | Technical Potential | 0 | 0 | 0 | 0 | 0 | 0 | 0 | 0 | 0 | 0 | 0 | 0 | 0 | 0 | 0 | 0 | 0 | 0 | 0 | 0 | 0 | 0
F14_Industrial_Food Products_New_Space Heating_Natural Gas_HVAC - Duct Repair and Sealing_A_Technical Potential | F14 | Industrial | Food Products | New | Space Heating | Natural Gas | HVAC - Duct Repair and Sealing | A | Purchases (Cumulative) | Technical Potential | 0 | 0 | 0 | 0 | 0 | 0 | 0 | 0 | 0 | 0 | 0 | 0 | 0 | 0 | 0 | 0 | 0 | 0 | 0 | 0 | 0 | 0
F1_Industrial_Food Products_New_Space Heating_Natural Gas_Windows - High Efficiency_A_Technical Potential | F1 | Industrial | Food Products | New | Space Heating | Natural Gas | Windows - High Efficiency | A | Original Unit Energy Savings (kWh or therms) | Technical Potential | 0 | 0 | 0.0073878 | 0.0073878 | 0.0073878 | 0.0073878 | 0.0073878 | 0.0073878 | 0.0073878 | 0.0073878 | 0.0073878 | 0.0073878 | 0.0073878 | 0.0073878 | 0.0073878 | 0.0073878 | 0.0073878 | 0.0073878 | 0.0073878 | 0.0073878 | 0.0073878 | 0.0073878
F2_Industrial_Food Products_New_Space Heating_Natural Gas_Windows - High Efficiency_A_Technical Potential | F2 | Industrial | Food Products | New | Space Heating | Natural Gas | Windows - High Efficiency | A | Original Unit Summer Peak Savings (kW) | Technical Potential | 0 | 0 | 0 | 0 | 0 | 0 | 0 | 0 | 0 | 0 | 0 | 0 | 0 | 0 | 0 | 0 | 0 | 0 | 0 | 0 | 0 | 0
F3_Industrial_Food Products_New_Space Heating_Natural Gas_Windows - High Efficiency_A_Technical Potential | F3 | Industrial | Food Products | New | Space Heating | Natural Gas | Windows - High Efficiency | A | Original Unit Winter Peak Savings (kW) | Technical Potential | 0 | 0 | 0 | 0 | 0 | 0 | 0 | 0 | 0 | 0 | 0 | 0 | 0 | 0 | 0 | 0 | 0 | 0 | 0 | 0 | 0 | 0
F4_Industrial_Food Products_New_Space Heating_Natural Gas_Windows - High Efficiency_A_Technical Potential | F4 | Industrial | Food Products | New | Space Heating | Natural Gas | Windows - High Efficiency | A | Standalone Impact on Baseline Energy (%) | Technical Potential | bar: 2019 to 2040
F5_Industrial_Food Products_New_Space Heating_Natural Gas_Windows - High Efficiency_A_Technical Potential | F5 | Industrial | Food Products | New | Space Heating | Natural Gas | Windows - High Efficiency | A | Standalone Impact on Baseline Summer Peak (%) | Technical Potential | bar: 2019 to 2040
F6_Industrial_Food Products_New_Space Heating_Natural Gas_Windows - High Efficiency_A_Technical Potential | F6 | Industrial | Food Products | New | Space Heating | Natural Gas | Windows - High Efficiency | A | Standalone Impact on Baseline Winter Peak (%) | Technical Potential | bar: 2019 to 2040
F7_Industrial_Food Products_New_Space Heating_Natural Gas_Windows - High Efficiency_A_Technical Potential | F7 | Industrial | Food Products | New | Space Heating | Natural Gas | Windows - High Efficiency | A | Incremental Energy Savings (MWh or mTherms) | Technical Potential | 0 | 0 | 0 | 0 | 0 | 0 | 0 | 0 | 0 | 0 | 0 | 0 | 0 | 0 | 0 | 0 | 0 | 0 | 0 | 0 | 0 | 0
F8_Industrial_Food Products_New_Space Heating_Natural Gas_Windows - High Efficiency_A_Technical Potential | F8 | Industrial | Food Products | New | Space Heating | Natural Gas | Windows - High Efficiency | A | Incremental Summer Peak Savings (MW) | Technical Potential | 0 | 0 | 0 | 0 | 0 | 0 | 0 | 0 | 0 | 0 | 0 | 0 | 0 | 0 | 0 | 0 | 0 | 0 | 0 | 0 | 0 | 0
F9_Industrial_Food Products_New_Space Heating_Natural Gas_Windows - High Efficiency_A_Technical Potential | F9 | Industrial | Food Products | New | Space Heating | Natural Gas | Windows - High Efficiency | A | Incremental Winter Peak Savings (MW) | Technical Potential | 0 | 0 | 0 | 0 | 0 | 0 | 0 | 0 | 0 | 0 | 0 | 0 | 0 | 0 | 0 | 0 | 0 | 0 | 0 | 0 | 0 | 0
F10_Industrial_Food Products_New_Space Heating_Natural Gas_Windows - High Efficiency_A_Technical Potential | F10 | Industrial | Food Products | New | Space Heating | Natural Gas | Windows - High Efficiency | A | Cumulative Energy Savings (MWh or mTherms) | Technical Potential | 0 | 0 | 0 | 0 | 0 | 0 | 0 | 0 | 0 | 0 | 0 | 0 | 0 | 0 | 0 | 0 | 0 | 0 | 0 | 0 | 0 | 0
F11_Industrial_Food Products_New_Space Heating_Natural Gas_Windows - High Efficiency_A_Technical Potential | F11 | Industrial | Food Products | New | Space Heating | Natural Gas | Windows - High Efficiency | A | Cumulative Summer Peak Savings (MW) | Technical Potential | 0 | 0 | 0 | 0 | 0 | 0 | 0 | 0 | 0 | 0 | 0 | 0 | 0 | 0 | 0 | 0 | 0 | 0 | 0 | 0 | 0 | 0
F12_Industrial_Food Products_New_Space Heating_Natural Gas_Windows - High Efficiency_A_Technical Potential | F12 | Industrial | Food Products | New | Space Heating | Natural Gas | Windows - High Efficiency | A | Cumulative Winter Peak Savings (MW) | Technical Potential | 0 | 0 | 0 | 0 | 0 | 0 | 0 | 0 | 0 | 0 | 0 | 0 | 0 | 0 | 0 | 0 | 0 | 0 | 0 | 0 | 0 | 0
F13_Industrial_Food Products_New_Space Heating_Natural Gas_Windows - High Efficiency_A_Technical Potential | F13 | Industrial | Food Products | New | Space Heating | Natural Gas | Windows - High Efficiency | A | Purchases (Incremental) | Technical Potential | 0 | 0 | 0 | 0 | 0 | 0 | 0 | 0 | 0 | 0 | 0 | 0 | 0 | 0 | 0 | 0 | 0 | 0 | 0 | 0 | 0 | 0
F14_Industrial_Food Products_New_Space Heating_Natural Gas_Windows - High Efficiency_A_Technical Potential | F14 | Industrial | Food Products | New | Space Heating | Natural Gas | Windows - High Efficiency | A | Purchases (Cumulative) | Technical Potential | 0 | 0 | 0 | 0 | 0 | 0 | 0 | 0 | 0 | 0 | 0 | 0 | 0 | 0 | 0 | 0 | 0 | 0 | 0 | 0 | 0 | 0
F1_Industrial_Food Products_New_Space Heating_Natural Gas_Gas Boiler - Maintenance_A_Technical Potential | F1 | Industrial | Food Products | New | Space Heating | Natural Gas | Gas Boiler - Maintenance | A | Original Unit Energy Savings (kWh or therms) | Technical Potential | 0 | 0 | 0.90938 | 0.90938 | 0.90938 | 0.90938 | 0.90938 | 0.90938 | 0.90938 | 0.90938 | 0.90938 | 0.90938 | 0.90938 | 0.90938 | 0.90938 | 0.90938 | 0.90938 | 0.90938 | 0.90938 | 0.90938 | 0.90938 | 0.90938
F2_Industrial_Food Products_New_Space Heating_Natural Gas_Gas Boiler - Maintenance_A_Technical Potential | F2 | Industrial | Food Products | New | Space Heating | Natural Gas | Gas Boiler - Maintenance | A | Original Unit Summer Peak Savings (kW) | Technical Potential | 0 | 0 | 0 | 0 | 0 | 0 | 0 | 0 | 0 | 0 | 0 | 0 | 0 | 0 | 0 | 0 | 0 | 0 | 0 | 0 | 0 | 0
F3_Industrial_Food Products_New_Space Heating_Natural Gas_Gas Boiler - Maintenance_A_Technical Potential | F3 | Industrial | Food Products | New | Space Heating | Natural Gas | Gas Boiler - Maintenance | A | Original Unit Winter Peak Savings (kW) | Technical Potential | 0 | 0 | 0 | 0 | 0 | 0 | 0 | 0 | 0 | 0 | 0 | 0 | 0 | 0 | 0 | 0 | 0 | 0 | 0 | 0 | 0 | 0
F4_Industrial_Food Products_New_Space Heating_Natural Gas_Gas Boiler - Maintenance_A_Technical Potential | F4 | Industrial | Food Products | New | Space Heating | Natural Gas | Gas Boiler - Maintenance | A | Standalone Impact on Baseline Energy (%) | Technical Potential | 0% | 0% | 0.002473% | 0.003151% | 0.00341% | 0.002745% | 0.002412% | 0.002124% | 0.001879% | 0.001663% | 0.001532% | 0.001404% | 0.001298% | 0.001193% | 0.001131% | 0.001064% | 0.001004% | 0.0009424% | 0.0009057% | 0.0008643% | 0.0008274% | 0.0007937%
F5_Industrial_Food Products_New_Space Heating_Natural Gas_Gas Boiler - Maintenance_A_Technical Potential | F5 | Industrial | Food Products | New | Space Heating | Natural Gas | Gas Boiler - Maintenance | A | Standalone Impact on Baseline Summer Peak (%) | Technical Potential | bar: 2019 to 2040
F6_Industrial_Food Products_New_Space Heating_Natural Gas_Gas Boiler - Maintenance_A_Technical Potential | F6 | Industrial | Food Products | New | Space Heating | Natural Gas | Gas Boiler - Maintenance | A | Standalone Impact on Baseline Winter Peak (%) | Technical Potential | bar: 2019 to 2040
F7_Industrial_Food Products_New_Space Heating_Natural Gas_Gas Boiler - Maintenance_A_Technical Potential | F7 | Industrial | Food Products | New | Space Heating | Natural Gas | Gas Boiler - Maintenance | A | Incremental Energy Savings (MWh or mTherms) | Technical Potential | 0 | 0 | 0.00053429 | 0.00065356 | 0.00064515 | 0.00067067 | 0.00067637 | 0.00067445 | 0.00067067 | 0.00067637 | 0.00067445 | 0.001205 | 0.0013299 | 0.0013196 | 0.0024099 | 0.0026599 | 0.0026392 | 0.0048198 | 0.0053197 | 0.0052784 | 0.009776 | 0.010662
F8_Industrial_Food Products_New_Space Heating_Natural Gas_Gas Boiler - Maintenance_A_Technical Potential | F8 | Industrial | Food Products | New | Space Heating | Natural Gas | Gas Boiler - Maintenance | A | Incremental Summer Peak Savings (MW) | Technical Potential | 0 | 0 | 0 | 0 | 0 | 0 | 0 | 0 | 0 | 0 | 0 | 0 | 0 | 0 | 0 | 0 | 0 | 0 | 0 | 0 | 0 | 0
F9_Industrial_Food Products_New_Space Heating_Natural Gas_Gas Boiler - Maintenance_A_Technical Potential | F9 | Industrial | Food Products | New | Space Heating | Natural Gas | Gas Boiler - Maintenance | A | Incremental Winter Peak Savings (MW) | Technical Potential | 0 | 0 | 0 | 0 | 0 | 0 | 0 | 0 | 0 | 0 | 0 | 0 | 0 | 0 | 0 | 0 | 0 | 0 | 0 | 0 | 0 | 0
F10_Industrial_Food Products_New_Space Heating_Natural Gas_Gas Boiler - Maintenance_A_Technical Potential | F10 | Industrial | Food Products | New | Space Heating | Natural Gas | Gas Boiler - Maintenance | A | Cumulative Energy Savings (MWh or mTherms) | Technical Potential | 0 | 0 | 0.00053429 | 0.0011878 | 0.001833 | 0.0019694 | 0.0019922 | 0.0020215 | 0.0020215 | 0.0020215 | 0.0020215 | 0.0020215 | 0.0020215 | 0.0020215 | 0.0020215 | 0.0020215 | 0.0020215 | 0.0020215 | 0.0020215 | 0.0020215 | 0.0020215 | 0.0020215
F11_Industrial_Food Products_New_Space Heating_Natural Gas_Gas Boiler - Maintenance_A_Technical Potential | F11 | Industrial | Food Products | New | Space Heating | Natural Gas | Gas Boiler - Maintenance | A | Cumulative Summer Peak Savings (MW) | Technical Potential | 0 | 0 | 0 | 0 | 0 | 0 | 0 | 0 | 0 | 0 | 0 | 0 | 0 | 0 | 0 | 0 | 0 | 0 | 0 | 0 | 0 | 0
F12_Industrial_Food Products_New_Space Heating_Natural Gas_Gas Boiler - Maintenance_A_Technical Potential | F12 | Industrial | Food Products | New | Space Heating | Natural Gas | Gas Boiler - Maintenance | A | Cumulative Winter Peak Savings (MW) | Technical Potential | 0 | 0 | 0 | 0 | 0 | 0 | 0 | 0 | 0 | 0 | 0 | 0 | 0 | 0 | 0 | 0 | 0 | 0 | 0 | 0 | 0 | 0
F13_Industrial_Food Products_New_Space Heating_Natural Gas_Gas Boiler - Maintenance_A_Technical Potential | F13 | Industrial | Food Products | New | Space Heating | Natural Gas | Gas Boiler - Maintenance | A | Purchases (Incremental) | Technical Potential | 0 | 0 | 0.58753 | 0.71869 | 0.70944 | 0.7375 | 0.74377 | 0.74167 | 0.7375 | 0.74377 | 0.74167 | 1.325 | 1.4625 | 1.4511 | 2.6501 | 2.9249 | 2.9022 | 5.3001 | 5.8499 | 5.8044 | 10.7502 | 11.7248
F14_Industrial_Food Products_New_Space Heating_Natural Gas_Gas Boiler - Maintenance_A_Technical Potential | F14 | Industrial | Food Products | New | Space Heating | Natural Gas | Gas Boiler - Maintenance | A | Purchases (Cumulative) | Technical Potential | 0 | 0 | 0.58753 | 1.3062 | 2.0157 | 2.1656 | 2.1907 | 2.2229 | 2.2229 | 2.2229 | 2.2229 | 2.2229 | 2.2229 | 2.2229 | 2.2229 | 2.2229 | 2.2229 | 2.2229 | 2.2229 | 2.2229 | 2.2229 | 2.2229
F1_Industrial_Food Products_New_Process_Natural Gas_Gas Boiler - Maintenance_A_Technical Potential | F1 | Industrial | Food Products | New | Process | Natural Gas | Gas Boiler - Maintenance | A | Original Unit Energy Savings (kWh or therms) | Technical Potential | 0 | 0 | 34.75 | 34.75 | 34.75 | 34.75 | 34.75 | 34.75 | 34.75 | 34.75 | 34.75 | 34.75 | 34.75 | 34.75 | 34.75 | 34.75 | 34.75 | 34.75 | 34.75 | 34.75 | 34.75 | 34.75
F2_Industrial_Food Products_New_Process_Natural Gas_Gas Boiler - Maintenance_A_Technical Potential | F2 | Industrial | Food Products | New | Process | Natural Gas | Gas Boiler - Maintenance | A | Original Unit Summer Peak Savings (kW) | Technical Potential | 0 | 0 | 0 | 0 | 0 | 0 | 0 | 0 | 0 | 0 | 0 | 0 | 0 | 0 | 0 | 0 | 0 | 0 | 0 | 0 | 0 | 0
F3_Industrial_Food Products_New_Process_Natural Gas_Gas Boiler - Maintenance_A_Technical Potential | F3 | Industrial | Food Products | New | Process | Natural Gas | Gas Boiler - Maintenance | A | Original Unit Winter Peak Savings (kW) | Technical Potential | 0 | 0 | 0 | 0 | 0 | 0 | 0 | 0 | 0 | 0 | 0 | 0 | 0 | 0 | 0 | 0 | 0 | 0 | 0 | 0 | 0 | 0
F4_Industrial_Food Products_New_Process_Natural Gas_Gas Boiler - Maintenance_A_Technical Potential | F4 | Industrial | Food Products | New | Process | Natural Gas | Gas Boiler - Maintenance | A | Standalone Impact on Baseline Energy (%) | Technical Potential | 0% | 0% | 0.01368% | 0.01742% | 0.01886% | 0.01518% | 0.01334% | 0.01174% | 0.01039% | 0.009195% | 0.008469% | 0.007765% | 0.007176% | 0.006596% | 0.006253% | 0.005881% | 0.005551% | 0.005211% | 0.005008% | 0.004779% | 0.004575% | 0.004389%
F5_Industrial_Food Products_New_Process_Natural Gas_Gas Boiler - Maintenance_A_Technical Potential | F5 | Industrial | Food Products | New | Process | Natural Gas | Gas Boiler - Maintenance | A | Standalone Impact on Baseline Summer Peak (%) | Technical Potential | bar: 2019 to 2040
F6_Industrial_Food Products_New_Process_Natural Gas_Gas Boiler - Maintenance_A_Technical Potential | F6 | Industrial | Food Products | New | Process | Natural Gas | Gas Boiler - Maintenance | A | Standalone Impact on Baseline Winter Peak (%) | Technical Potential | bar: 2019 to 2040
F7_Industrial_Food Products_New_Process_Natural Gas_Gas Boiler - Maintenance_A_Technical Potential | F7 | Industrial | Food Products | New | Process | Natural Gas | Gas Boiler - Maintenance | A | Incremental Energy Savings (MWh or mTherms) | Technical Potential | 0 | 0 | 0.048682 | 0.05955 | 0.058784 | 0.061109 | 0.061629 | 0.061454 | 0.061109 | 0.061629 | 0.061454 | 0.10979 | 0.12118 | 0.12024 | 0.21958 | 0.24236 | 0.24048 | 0.43917 | 0.48472 | 0.48095 | 0.89076 | 0.97151
F8_Industrial_Food Products_New_Process_Natural Gas_Gas Boiler - Maintenance_A_Technical Potential | F8 | Industrial | Food Products | New | Process | Natural Gas | Gas Boiler - Maintenance | A | Incremental Summer Peak Savings (MW) | Technical Potential | 0 | 0 | 0 | 0 | 0 | 0 | 0 | 0 | 0 | 0 | 0 | 0 | 0 | 0 | 0 | 0 | 0 | 0 | 0 | 0 | 0 | 0
F9_Industrial_Food Products_New_Process_Natural Gas_Gas Boiler - Maintenance_A_Technical Potential | F9 | Industrial | Food Products | New | Process | Natural Gas | Gas Boiler - Maintenance | A | Incremental Winter Peak Savings (MW) | Technical Potential | 0 | 0 | 0 | 0 | 0 | 0 | 0 | 0 | 0 | 0 | 0 | 0 | 0 | 0 | 0 | 0 | 0 | 0 | 0 | 0 | 0 | 0
F10_Industrial_Food Products_New_Process_Natural Gas_Gas Boiler - Maintenance_A_Technical Potential | F10 | Industrial | Food Products | New | Process | Natural Gas | Gas Boiler - Maintenance | A | Cumulative Energy Savings (MWh or mTherms) | Technical Potential | 0 | 0 | 0.048682 | 0.10823 | 0.16702 | 0.17944 | 0.18152 | 0.18419 | 0.18419 | 0.18419 | 0.18419 | 0.18419 | 0.18419 | 0.18419 | 0.18419 | 0.18419 | 0.18419 | 0.18419 | 0.18419 | 0.18419 | 0.18419 | 0.18419
F11_Industrial_Food Products_New_Process_Natural Gas_Gas Boiler - Maintenance_A_Technical Potential | F11 | Industrial | Food Products | New | Process | Natural Gas | Gas Boiler - Maintenance | A | Cumulative Summer Peak Savings (MW) | Technical Potential | 0 | 0 | 0 | 0 | 0 | 0 | 0 | 0 | 0 | 0 | 0 | 0 | 0 | 0 | 0 | 0 | 0 | 0 | 0 | 0 | 0 | 0
F12_Industrial_Food Products_New_Process_Natural Gas_Gas Boiler - Maintenance_A_Technical Potential | F12 | Industrial | Food Products | New | Process | Natural Gas | Gas Boiler - Maintenance | A | Cumulative Winter Peak Savings (MW) | Technical Potential | 0 | 0 | 0 | 0 | 0 | 0 | 0 | 0 | 0 | 0 | 0 | 0 | 0 | 0 | 0 | 0 | 0 | 0 | 0 | 0 | 0 | 0
F13_Industrial_Food Products_New_Process_Natural Gas_Gas Boiler - Maintenance_A_Technical Potential | F13 | Industrial | Food Products | New | Process | Natural Gas | Gas Boiler - Maintenance | A | Purchases (Incremental) | Technical Potential | 0 | 0 | 1.4009 | 1.7137 | 1.6916 | 1.7585 | 1.7735 | 1.7685 | 1.7585 | 1.7735 | 1.7685 | 3.1595 | 3.4872 | 3.4601 | 6.3189 | 6.9743 | 6.9202 | 12.6379 | 13.9487 | 13.8404 | 25.6334 | 27.9571
F14_Industrial_Food Products_New_Process_Natural Gas_Gas Boiler - Maintenance_A_Technical Potential | F14 | Industrial | Food Products | New | Process | Natural Gas | Gas Boiler - Maintenance | A | Purchases (Cumulative) | Technical Potential | 0 | 0 | 1.4009 | 3.1146 | 4.8062 | 5.1638 | 5.2237 | 5.3005 | 5.3005 | 5.3005 | 5.3005 | 5.3005 | 5.3005 | 5.3005 | 5.3005 | 5.3005 | 5.3005 | 5.3005 | 5.3005 | 5.3005 | 5.3005 | 5.3005
F1_Industrial_Food Products_New_Space Heating_Natural Gas_Gas Furnace - Maintenance_A_Technical Potential | F1 | Industrial | Food Products | New | Space Heating | Natural Gas | Gas Furnace - Maintenance | A | Original Unit Energy Savings (kWh or therms) | Technical Potential | 0 | 0 | 0.0083129 | 0.0083129 | 0.0083129 | 0.0083129 | 0.0083129 | 0.0083129 | 0.0083129 | 0.0083129 | 0.0083129 | 0.0083129 | 0.0083129 | 0.0083129 | 0.0083129 | 0.0083129 | 0.0083129 | 0.0083129 | 0.0083129 | 0.0083129 | 0.0083129 | 0.0083129
F2_Industrial_Food Products_New_Space Heating_Natural Gas_Gas Furnace - Maintenance_A_Technical Potential | F2 | Industrial | Food Products | New | Space Heating | Natural Gas | Gas Furnace - Maintenance | A | Original Unit Summer Peak Savings (kW) | Technical Potential | 0 | 0 | 0 | 0 | 0 | 0 | 0 | 0 | 0 | 0 | 0 | 0 | 0 | 0 | 0 | 0 | 0 | 0 | 0 | 0 | 0 | 0
F3_Industrial_Food Products_New_Space Heating_Natural Gas_Gas Furnace - Maintenance_A_Technical Potential | F3 | Industrial | Food Products | New | Space Heating | Natural Gas | Gas Furnace - Maintenance | A | Original Unit Winter Peak Savings (kW) | Technical Potential | 0 | 0 | 0 | 0 | 0 | 0 | 0 | 0 | 0 | 0 | 0 | 0 | 0 | 0 | 0 | 0 | 0 | 0 | 0 | 0 | 0 | 0
F4_Industrial_Food Products_New_Space Heating_Natural Gas_Gas Furnace - Maintenance_A_Technical Potential | F4 | Industrial | Food Products | New | Space Heating | Natural Gas | Gas Furnace - Maintenance | A | Standalone Impact on Baseline Energy (%) | Technical Potential | 0% | 0% | 1.804e-05% | 2.298e-05% | 2.487e-05% | 2.002e-05% | 1.759e-05% | 1.549e-05% | 1.37e-05% | 1.213e-05% | 1.117e-05% | 1.024e-05% | 9.465e-06% | 8.7e-06% | 8.248e-06% | 7.757e-06% | 7.322e-06% | 6.873e-06% | 6.606e-06% | 6.304e-06% | 6.035e-06% | 5.789e-06%
F5_Industrial_Food Products_New_Space Heating_Natural Gas_Gas Furnace - Maintenance_A_Technical Potential | F5 | Industrial | Food Products | New | Space Heating | Natural Gas | Gas Furnace - Maintenance | A | Standalone Impact on Baseline Summer Peak (%) | Technical Potential | bar: 2019 to 2040
F6_Industrial_Food Products_New_Space Heating_Natural Gas_Gas Furnace - Maintenance_A_Technical Potential | F6 | Industrial | Food Products | New | Space Heating | Natural Gas | Gas Furnace - Maintenance | A | Standalone Impact on Baseline Winter Peak (%) | Technical Potential | bar: 2019 to 2040
F7_Industrial_Food Products_New_Space Heating_Natural Gas_Gas Furnace - Maintenance_A_Technical Potential | F7 | Industrial | Food Products | New | Space Heating | Natural Gas | Gas Furnace - Maintenance | A | Incremental Energy Savings (MWh or mTherms) | Technical Potential | 0 | 0 | 3.8968e-06 | 4.7667e-06 | 4.7054e-06 | 4.8915e-06 | 4.9331e-06 | 4.9191e-06 | 4.8915e-06 | 4.9331e-06 | 4.9191e-06 | 8.7882e-06 | 9.6997e-06 | 9.6244e-06 | 1.7576e-05 | 1.9399e-05 | 1.9249e-05 | 3.5153e-05 | 3.8799e-05 | 3.8498e-05 | 7.1301e-05 | 7.7764e-05
F8_Industrial_Food Products_New_Space Heating_Natural Gas_Gas Furnace - Maintenance_A_Technical Potential | F8 | Industrial | Food Products | New | Space Heating | Natural Gas | Gas Furnace - Maintenance | A | Incremental Summer Peak Savings (MW) | Technical Potential | 0 | 0 | 0 | 0 | 0 | 0 | 0 | 0 | 0 | 0 | 0 | 0 | 0 | 0 | 0 | 0 | 0 | 0 | 0 | 0 | 0 | 0
F9_Industrial_Food Products_New_Space Heating_Natural Gas_Gas Furnace - Maintenance_A_Technical Potential | F9 | Industrial | Food Products | New | Space Heating | Natural Gas | Gas Furnace - Maintenance | A | Incremental Winter Peak Savings (MW) | Technical Potential | 0 | 0 | 0 | 0 | 0 | 0 | 0 | 0 | 0 | 0 | 0 | 0 | 0 | 0 | 0 | 0 | 0 | 0 | 0 | 0 | 0 | 0
F10_Industrial_Food Products_New_Space Heating_Natural Gas_Gas Furnace - Maintenance_A_Technical Potential | F10 | Industrial | Food Products | New | Space Heating | Natural Gas | Gas Furnace - Maintenance | A | Cumulative Energy Savings (MWh or mTherms) | Technical Potential | 0 | 0 | 3.8968e-06 | 8.6635e-06 | 1.3369e-05 | 1.4364e-05 | 1.453e-05 | 1.4744e-05 | 1.4744e-05 | 1.4744e-05 | 1.4744e-05 | 1.4744e-05 | 1.4744e-05 | 1.4744e-05 | 1.4744e-05 | 1.4744e-05 | 1.4744e-05 | 1.4744e-05 | 1.4744e-05 | 1.4744e-05 | 1.4744e-05 | 1.4744e-05
F11_Industrial_Food Products_New_Space Heating_Natural Gas_Gas Furnace - Maintenance_A_Technical Potential | F11 | Industrial | Food Products | New | Space Heating | Natural Gas | Gas Furnace - Maintenance | A | Cumulative Summer Peak Savings (MW) | Technical Potential | 0 | 0 | 0 | 0 | 0 | 0 | 0 | 0 | 0 | 0 | 0 | 0 | 0 | 0 | 0 | 0 | 0 | 0 | 0 | 0 | 0 | 0
F12_Industrial_Food Products_New_Space Heating_Natural Gas_Gas Furnace - Maintenance_A_Technical Potential | F12 | Industrial | Food Products | New | Space Heating | Natural Gas | Gas Furnace - Maintenance | A | Cumulative Winter Peak Savings (MW) | Technical Potential | 0 | 0 | 0 | 0 | 0 | 0 | 0 | 0 | 0 | 0 | 0 | 0 | 0 | 0 | 0 | 0 | 0 | 0 | 0 | 0 | 0 | 0
F13_Industrial_Food Products_New_Space Heating_Natural Gas_Gas Furnace - Maintenance_A_Technical Potential | F13 | Industrial | Food Products | New | Space Heating | Natural Gas | Gas Furnace - Maintenance | A | Purchases (Incremental) | Technical Potential | 0 | 0 | 0.46876 | 0.57341 | 0.56603 | 0.58842 | 0.59342 | 0.59174 | 0.58842 | 0.59342 | 0.59174 | 1.0572 | 1.1668 | 1.1578 | 2.1144 | 2.3337 | 2.3155 | 4.2287 | 4.6673 | 4.6311 | 8.5771 | 9.3546
F14_Industrial_Food Products_New_Space Heating_Natural Gas_Gas Furnace - Maintenance_A_Technical Potential | F14 | Industrial | Food Products | New | Space Heating | Natural Gas | Gas Furnace - Maintenance | A | Purchases (Cumulative) | Technical Potential | 0 | 0 | 0.46876 | 1.0422 | 1.6082 | 1.7279 | 1.7479 | 1.7736 | 1.7736 | 1.7736 | 1.7736 | 1.7736 | 1.7736 | 1.7736 | 1.7736 | 1.7736 | 1.7736 | 1.7736 | 1.7736 | 1.7736 | 1.7736 | 1.7736
F1_Industrial_Food Products_New_Space Heating_Natural Gas_Gas Boiler - Hot Water Reset_A_Technical Potential | F1 | Industrial | Food Products | New | Space Heating | Natural Gas | Gas Boiler - Hot Water Reset | A | Original Unit Energy Savings (kWh or therms) | Technical Potential | 0 | 0 | 3.3068 | 3.3068 | 3.3068 | 3.3068 | 3.3068 | 3.3068 | 3.3068 | 3.3068 | 3.3068 | 3.3068 | 3.3068 | 3.3068 | 3.3068 | 3.3068 | 3.3068 | 3.3068 | 3.3068 | 3.3068 | 3.3068 | 3.3068
F2_Industrial_Food Products_New_Space Heating_Natural Gas_Gas Boiler - Hot Water Reset_A_Technical Potential | F2 | Industrial | Food Products | New | Space Heating | Natural Gas | Gas Boiler - Hot Water Reset | A | Original Unit Summer Peak Savings (kW) | Technical Potential | 0 | 0 | 0 | 0 | 0 | 0 | 0 | 0 | 0 | 0 | 0 | 0 | 0 | 0 | 0 | 0 | 0 | 0 | 0 | 0 | 0 | 0
F3_Industrial_Food Products_New_Space Heating_Natural Gas_Gas Boiler - Hot Water Reset_A_Technical Potential | F3 | Industrial | Food Products | New | Space Heating | Natural Gas | Gas Boiler - Hot Water Reset | A | Original Unit Winter Peak Savings (kW) | Technical Potential | 0 | 0 | 0 | 0 | 0 | 0 | 0 | 0 | 0 | 0 | 0 | 0 | 0 | 0 | 0 | 0 | 0 | 0 | 0 | 0 | 0 | 0
F4_Industrial_Food Products_New_Space Heating_Natural Gas_Gas Boiler - Hot Water Reset_A_Technical Potential | F4 | Industrial | Food Products | New | Space Heating | Natural Gas | Gas Boiler - Hot Water Reset | A | Standalone Impact on Baseline Energy (%) | Technical Potential | 0% | 0% | 0.008742% | 0.01574% | 0.02418% | 0.03336% | 0.04638% | 0.06058% | 0.07589% | 0.08996% | 0.1043% | 0.1141% | 0.1198% | 0.1195% | 0.1188% | 0.1144% | 0.1091% | 0.1028% | 0.0988% | 0.09428% | 0.09026% | 0.08658%
F5_Industrial_Food Products_New_Space Heating_Natural Gas_Gas Boiler - Hot Water Reset_A_Technical Potential | F5 | Industrial | Food Products | New | Space Heating | Natural Gas | Gas Boiler - Hot Water Reset | A | Standalone Impact on Baseline Summer Peak (%) | Technical Potential | bar: 2019 to 2040
F6_Industrial_Food Products_New_Space Heating_Natural Gas_Gas Boiler - Hot Water Reset_A_Technical Potential | F6 | Industrial | Food Products | New | Space Heating | Natural Gas | Gas Boiler - Hot Water Reset | A | Standalone Impact on Baseline Winter Peak (%) | Technical Potential | bar: 2019 to 2040
F7_Industrial_Food Products_New_Space Heating_Natural Gas_Gas Boiler - Hot Water Reset_A_Technical Potential | F7 | Industrial | Food Products | New | Space Heating | Natural Gas | Gas Boiler - Hot Water Reset | A | Incremental Energy Savings (MWh or mTherms) | Technical Potential | 0 | 0 | 0.0018884 | 0.0040465 | 0.0070609 | 0.010941 | 0.014365 | 0.019353 | 0.024001 | 0.027704 | 0.028343 | 0.026573 | 0.02225 | 0.016021 | 0.0098132 | 0.0050236 | 0.0022517 | 0.00087225 | 0.0018884 | 0.0040465 | 0.0070609 | 0.010941
F8_Industrial_Food Products_New_Space Heating_Natural Gas_Gas Boiler - Hot Water Reset_A_Technical Potential | F8 | Industrial | Food Products | New | Space Heating | Natural Gas | Gas Boiler - Hot Water Reset | A | Incremental Summer Peak Savings (MW) | Technical Potential | 0 | 0 | 0 | 0 | 0 | 0 | 0 | 0 | 0 | 0 | 0 | 0 | 0 | 0 | 0 | 0 | 0 | 0 | 0 | 0 | 0 | 0
F9_Industrial_Food Products_New_Space Heating_Natural Gas_Gas Boiler - Hot Water Reset_A_Technical Potential | F9 | Industrial | Food Products | New | Space Heating | Natural Gas | Gas Boiler - Hot Water Reset | A | Incremental Winter Peak Savings (MW) | Technical Potential | 0 | 0 | 0 | 0 | 0 | 0 | 0 | 0 | 0 | 0 | 0 | 0 | 0 | 0 | 0 | 0 | 0 | 0 | 0 | 0 | 0 | 0
F10_Industrial_Food Products_New_Space Heating_Natural Gas_Gas Boiler - Hot Water Reset_A_Technical Potential | F10 | Industrial | Food Products | New | Space Heating | Natural Gas | Gas Boiler - Hot Water Reset | A | Cumulative Energy Savings (MWh or mTherms) | Technical Potential | 0 | 0 | 0.0018884 | 0.0059349 | 0.012996 | 0.023937 | 0.038301 | 0.057654 | 0.081655 | 0.10936 | 0.1377 | 0.16427 | 0.18652 | 0.20255 | 0.21236 | 0.21738 | 0.21963 | 0.22051 | 0.22051 | 0.22051 | 0.22051 | 0.22051
F11_Industrial_Food Products_New_Space Heating_Natural Gas_Gas Boiler - Hot Water Reset_A_Technical Potential | F11 | Industrial | Food Products | New | Space Heating | Natural Gas | Gas Boiler - Hot Water Reset | A | Cumulative Summer Peak Savings (MW) | Technical Potential | 0 | 0 | 0 | 0 | 0 | 0 | 0 | 0 | 0 | 0 | 0 | 0 | 0 | 0 | 0 | 0 | 0 | 0 | 0 | 0 | 0 | 0
F12_Industrial_Food Products_New_Space Heating_Natural Gas_Gas Boiler - Hot Water Reset_A_Technical Potential | F12 | Industrial | Food Products | New | Space Heating | Natural Gas | Gas Boiler - Hot Water Reset | A | Cumulative Winter Peak Savings (MW) | Technical Potential | 0 | 0 | 0 | 0 | 0 | 0 | 0 | 0 | 0 | 0 | 0 | 0 | 0 | 0 | 0 | 0 | 0 | 0 | 0 | 0 | 0 | 0
F13_Industrial_Food Products_New_Space Heating_Natural Gas_Gas Boiler - Hot Water Reset_A_Technical Potential | F13 | Industrial | Food Products | New | Space Heating | Natural Gas | Gas Boiler - Hot Water Reset | A | Purchases (Incremental) | Technical Potential | 0 | 0 | 0.57106 | 1.2237 | 2.1353 | 3.3086 | 4.3439 | 5.8523 | 7.2581 | 8.3777 | 8.5709 | 8.0357 | 6.7286 | 4.8449 | 2.9675 | 1.5192 | 0.68091 | 0.26377 | 0.57106 | 1.2237 | 2.1353 | 3.3086
F14_Industrial_Food Products_New_Space Heating_Natural Gas_Gas Boiler - Hot Water Reset_A_Technical Potential | F14 | Industrial | Food Products | New | Space Heating | Natural Gas | Gas Boiler - Hot Water Reset | A | Purchases (Cumulative) | Technical Potential | 0 | 0 | 0.57106 | 1.7947 | 3.93 | 7.2386 | 11.5825 | 17.4348 | 24.693 | 33.0707 | 41.6416 | 49.6773 | 56.406 | 61.2509 | 64.2184 | 65.7376 | 66.4185 | 66.6823 | 66.6823 | 66.6823 | 66.6823 | 66.6823
F1_Industrial_Food Products_New_Process_Natural Gas_Gas Boiler - Hot Water Reset_A_Technical Potential | F1 | Industrial | Food Products | New | Process | Natural Gas | Gas Boiler - Hot Water Reset | A | Original Unit Energy Savings (kWh or therms) | Technical Potential | 0 | 0 | 63.1817 | 63.1817 | 63.1817 | 63.1817 | 63.1817 | 63.1817 | 63.1817 | 63.1817 | 63.1817 | 63.1817 | 63.1817 | 63.1817 | 63.1817 | 63.1817 | 63.1817 | 63.1817 | 63.1817 | 63.1817 | 63.1817 | 63.1817
F2_Industrial_Food Products_New_Process_Natural Gas_Gas Boiler - Hot Water Reset_A_Technical Potential | F2 | Industrial | Food Products | New | Process | Natural Gas | Gas Boiler - Hot Water Reset | A | Original Unit Summer Peak Savings (kW) | Technical Potential | 0 | 0 | 0 | 0 | 0 | 0 | 0 | 0 | 0 | 0 | 0 | 0 | 0 | 0 | 0 | 0 | 0 | 0 | 0 | 0 | 0 | 0
F3_Industrial_Food Products_New_Process_Natural Gas_Gas Boiler - Hot Water Reset_A_Technical Potential | F3 | Industrial | Food Products | New | Process | Natural Gas | Gas Boiler - Hot Water Reset | A | Original Unit Winter Peak Savings (kW) | Technical Potential | 0 | 0 | 0 | 0 | 0 | 0 | 0 | 0 | 0 | 0 | 0 | 0 | 0 | 0 | 0 | 0 | 0 | 0 | 0 | 0 | 0 | 0
F4_Industrial_Food Products_New_Process_Natural Gas_Gas Boiler - Hot Water Reset_A_Technical Potential | F4 | Industrial | Food Products | New | Process | Natural Gas | Gas Boiler - Hot Water Reset | A | Standalone Impact on Baseline Energy (%) | Technical Potential | 0% | 0% | 0.02417% | 0.04353% | 0.06684% | 0.09223% | 0.1282% | 0.1675% | 0.2098% | 0.2487% | 0.2885% | 0.3155% | 0.3311% | 0.3304% | 0.3284% | 0.3162% | 0.3016% | 0.2842% | 0.2731% | 0.2606% | 0.2495% | 0.2394%
F5_Industrial_Food Products_New_Process_Natural Gas_Gas Boiler - Hot Water Reset_A_Technical Potential | F5 | Industrial | Food Products | New | Process | Natural Gas | Gas Boiler - Hot Water Reset | A | Standalone Impact on Baseline Summer Peak (%) | Technical Potential | bar: 2019 to 2040
F6_Industrial_Food Products_New_Process_Natural Gas_Gas Boiler - Hot Water Reset_A_Technical Potential | F6 | Industrial | Food Products | New | Process | Natural Gas | Gas Boiler - Hot Water Reset | A | Standalone Impact on Baseline Winter Peak (%) | Technical Potential | bar: 2019 to 2040
F7_Industrial_Food Products_New_Process_Natural Gas_Gas Boiler - Hot Water Reset_A_Technical Potential | F7 | Industrial | Food Products | New | Process | Natural Gas | Gas Boiler - Hot Water Reset | A | Incremental Energy Savings (MWh or mTherms) | Technical Potential | 0 | 0 | 0.086033 | 0.18435 | 0.32168 | 0.49845 | 0.65443 | 0.88167 | 1.0935 | 1.2621 | 1.2912 | 1.2106 | 1.0137 | 0.7299 | 0.44707 | 0.22887 | 0.10258 | 0.039738 | 0.086033 | 0.18435 | 0.32168 | 0.49845
F8_Industrial_Food Products_New_Process_Natural Gas_Gas Boiler - Hot Water Reset_A_Technical Potential | F8 | Industrial | Food Products | New | Process | Natural Gas | Gas Boiler - Hot Water Reset | A | Incremental Summer Peak Savings (MW) | Technical Potential | 0 | 0 | 0 | 0 | 0 | 0 | 0 | 0 | 0 | 0 | 0 | 0 | 0 | 0 | 0 | 0 | 0 | 0 | 0 | 0 | 0 | 0
F9_Industrial_Food Products_New_Process_Natural Gas_Gas Boiler - Hot Water Reset_A_Technical Potential | F9 | Industrial | Food Products | New | Process | Natural Gas | Gas Boiler - Hot Water Reset | A | Incremental Winter Peak Savings (MW) | Technical Potential | 0 | 0 | 0 | 0 | 0 | 0 | 0 | 0 | 0 | 0 | 0 | 0 | 0 | 0 | 0 | 0 | 0 | 0 | 0 | 0 | 0 | 0
F10_Industrial_Food Products_New_Process_Natural Gas_Gas Boiler - Hot Water Reset_A_Technical Potential | F10 | Industrial | Food Products | New | Process | Natural Gas | Gas Boiler - Hot Water Reset | A | Cumulative Energy Savings (MWh or mTherms) | Technical Potential | 0 | 0 | 0.086033 | 0.27038 | 0.59207 | 1.0905 | 1.7449 | 2.6266 | 3.7201 | 4.9822 | 6.2735 | 7.4841 | 8.4978 | 9.2277 | 9.6747 | 9.9036 | 10.0062 | 10.0459 | 10.0459 | 10.0459 | 10.0459 | 10.0459
F11_Industrial_Food Products_New_Process_Natural Gas_Gas Boiler - Hot Water Reset_A_Technical Potential | F11 | Industrial | Food Products | New | Process | Natural Gas | Gas Boiler - Hot Water Reset | A | Cumulative Summer Peak Savings (MW) | Technical Potential | 0 | 0 | 0 | 0 | 0 | 0 | 0 | 0 | 0 | 0 | 0 | 0 | 0 | 0 | 0 | 0 | 0 | 0 | 0 | 0 | 0 | 0
F12_Industrial_Food Products_New_Process_Natural Gas_Gas Boiler - Hot Water Reset_A_Technical Potential | F12 | Industrial | Food Products | New | Process | Natural Gas | Gas Boiler - Hot Water Reset | A | Cumulative Winter Peak Savings (MW) | Technical Potential | 0 | 0 | 0 | 0 | 0 | 0 | 0 | 0 | 0 | 0 | 0 | 0 | 0 | 0 | 0 | 0 | 0 | 0 | 0 | 0 | 0 | 0
F13_Industrial_Food Products_New_Process_Natural Gas_Gas Boiler - Hot Water Reset_A_Technical Potential | F13 | Industrial | Food Products | New | Process | Natural Gas | Gas Boiler - Hot Water Reset | A | Purchases (Incremental) | Technical Potential | 0 | 0 | 1.3617 | 2.9178 | 5.0914 | 7.8892 | 10.3579 | 13.9545 | 17.3066 | 19.9762 | 20.4369 | 19.1607 | 16.0441 | 11.5524 | 7.076 | 3.6224 | 1.6236 | 0.62895 | 1.3617 | 2.9178 | 5.0914 | 7.8892
F14_Industrial_Food Products_New_Process_Natural Gas_Gas Boiler - Hot Water Reset_A_Technical Potential | F14 | Industrial | Food Products | New | Process | Natural Gas | Gas Boiler - Hot Water Reset | A | Purchases (Cumulative) | Technical Potential | 0 | 0 | 1.3617 | 4.2795 | 9.3709 | 17.26 | 27.6179 | 41.5724 | 58.879 | 78.8553 | 99.2922 | 118.4529 | 134.497 | 146.0494 | 153.1254 | 156.7477 | 158.3713 | 159.0003 | 159.0003 | 159.0003 | 159.0003 | 159.0003
F1_Industrial_Food Products_New_Space Heating_Natural Gas_Steam Trap Maintenance_A_Technical Potential | F1 | Industrial | Food Products | New | Space Heating | Natural Gas | Steam Trap Maintenance | A | Original Unit Energy Savings (kWh or therms) | Technical Potential | 0 | 0 | 1.1682 | 1.1682 | 1.1682 | 1.1682 | 1.1682 | 1.1682 | 1.1682 | 1.1682 | 1.1682 | 1.1682 | 1.1682 | 1.1682 | 1.1682 | 1.1682 | 1.1682 | 1.1682 | 1.1682 | 1.1682 | 1.1682 | 1.1682
F2_Industrial_Food Products_New_Space Heating_Natural Gas_Steam Trap Maintenance_A_Technical Potential | F2 | Industrial | Food Products | New | Space Heating | Natural Gas | Steam Trap Maintenance | A | Original Unit Summer Peak Savings (kW) | Technical Potential | 0 | 0 | 0 | 0 | 0 | 0 | 0 | 0 | 0 | 0 | 0 | 0 | 0 | 0 | 0 | 0 | 0 | 0 | 0 | 0 | 0 | 0
F3_Industrial_Food Products_New_Space Heating_Natural Gas_Steam Trap Maintenance_A_Technical Potential | F3 | Industrial | Food Products | New | Space Heating | Natural Gas | Steam Trap Maintenance | A | Original Unit Winter Peak Savings (kW) | Technical Potential | 0 | 0 | 0 | 0 | 0 | 0 | 0 | 0 | 0 | 0 | 0 | 0 | 0 | 0 | 0 | 0 | 0 | 0 | 0 | 0 | 0 | 0
F4_Industrial_Food Products_New_Space Heating_Natural Gas_Steam Trap Maintenance_A_Technical Potential | F4 | Industrial | Food Products | New | Space Heating | Natural Gas | Steam Trap Maintenance | A | Standalone Impact on Baseline Energy (%) | Technical Potential | bar: 2019 to 2040
F5_Industrial_Food Products_New_Space Heating_Natural Gas_Steam Trap Maintenance_A_Technical Potential | F5 | Industrial | Food Products | New | Space Heating | Natural Gas | Steam Trap Maintenance | A | Standalone Impact on Baseline Summer Peak (%) | Technical Potential | bar: 2019 to 2040
F6_Industrial_Food Products_New_Space Heating_Natural Gas_Steam Trap Maintenance_A_Technical Potential | F6 | Industrial | Food Products | New | Space Heating | Natural Gas | Steam Trap Maintenance | A | Standalone Impact on Baseline Winter Peak (%) | Technical Potential | bar: 2019 to 2040
F7_Industrial_Food Products_New_Space Heating_Natural Gas_Steam Trap Maintenance_A_Technical Potential | F7 | Industrial | Food Products | New | Space Heating | Natural Gas | Steam Trap Maintenance | A | Incremental Energy Savings (MWh or mTherms) | Technical Potential | 0 | 0 | 0 | 0 | 0 | 0 | 0 | 0 | 0 | 0 | 0 | 0 | 0 | 0 | 0 | 0 | 0 | 0 | 0 | 0 | 0 | 0
F8_Industrial_Food Products_New_Space Heating_Natural Gas_Steam Trap Maintenance_A_Technical Potential | F8 | Industrial | Food Products | New | Space Heating | Natural Gas | Steam Trap Maintenance | A | Incremental Summer Peak Savings (MW) | Technical Potential | 0 | 0 | 0 | 0 | 0 | 0 | 0 | 0 | 0 | 0 | 0 | 0 | 0 | 0 | 0 | 0 | 0 | 0 | 0 | 0 | 0 | 0
F9_Industrial_Food Products_New_Space Heating_Natural Gas_Steam Trap Maintenance_A_Technical Potential | F9 | Industrial | Food Products | New | Space Heating | Natural Gas | Steam Trap Maintenance | A | Incremental Winter Peak Savings (MW) | Technical Potential | 0 | 0 | 0 | 0 | 0 | 0 | 0 | 0 | 0 | 0 | 0 | 0 | 0 | 0 | 0 | 0 | 0 | 0 | 0 | 0 | 0 | 0
F10_Industrial_Food Products_New_Space Heating_Natural Gas_Steam Trap Maintenance_A_Technical Potential | F10 | Industrial | Food Products | New | Space Heating | Natural Gas | Steam Trap Maintenance | A | Cumulative Energy Savings (MWh or mTherms) | Technical Potential | 0 | 0 | 0 | 0 | 0 | 0 | 0 | 0 | 0 | 0 | 0 | 0 | 0 | 0 | 0 | 0 | 0 | 0 | 0 | 0 | 0 | 0
F11_Industrial_Food Products_New_Space Heating_Natural Gas_Steam Trap Maintenance_A_Technical Potential | F11 | Industrial | Food Products | New | Space Heating | Natural Gas | Steam Trap Maintenance | A | Cumulative Summer Peak Savings (MW) | Technical Potential | 0 | 0 | 0 | 0 | 0 | 0 | 0 | 0 | 0 | 0 | 0 | 0 | 0 | 0 | 0 | 0 | 0 | 0 | 0 | 0 | 0 | 0
F12_Industrial_Food Products_New_Space Heating_Natural Gas_Steam Trap Maintenance_A_Technical Potential | F12 | Industrial | Food Products | New | Space Heating | Natural Gas | Steam Trap Maintenance | A | Cumulative Winter Peak Savings (MW) | Technical Potential | 0 | 0 | 0 | 0 | 0 | 0 | 0 | 0 | 0 | 0 | 0 | 0 | 0 | 0 | 0 | 0 | 0 | 0 | 0 | 0 | 0 | 0
F13_Industrial_Food Products_New_Space Heating_Natural Gas_Steam Trap Maintenance_A_Technical Potential | F13 | Industrial | Food Products | New | Space Heating | Natural Gas | Steam Trap Maintenance | A | Purchases (Incremental) | Technical Potential | 0 | 0 | 0 | 0 | 0 | 0 | 0 | 0 | 0 | 0 | 0 | 0 | 0 | 0 | 0 | 0 | 0 | 0 | 0 | 0 | 0 | 0
F14_Industrial_Food Products_New_Space Heating_Natural Gas_Steam Trap Maintenance_A_Technical Potential | F14 | Industrial | Food Products | New | Space Heating | Natural Gas | Steam Trap Maintenance | A | Purchases (Cumulative) | Technical Potential | 0 | 0 | 0 | 0 | 0 | 0 | 0 | 0 | 0 | 0 | 0 | 0 | 0 | 0 | 0 | 0 | 0 | 0 | 0 | 0 | 0 | 0
F1_Industrial_Food Products_New_Process_Natural Gas_Steam Trap Maintenance_A_Technical Potential | F1 | Industrial | Food Products | New | Process | Natural Gas | Steam Trap Maintenance | A | Original Unit Energy Savings (kWh or therms) | Technical Potential | 0 | 0 | 44.6416 | 44.6416 | 44.6416 | 44.6416 | 44.6416 | 44.6416 | 44.6416 | 44.6416 | 44.6416 | 44.6416 | 44.6416 | 44.6416 | 44.6416 | 44.6416 | 44.6416 | 44.6416 | 44.6416 | 44.6416 | 44.6416 | 44.6416
F2_Industrial_Food Products_New_Process_Natural Gas_Steam Trap Maintenance_A_Technical Potential | F2 | Industrial | Food Products | New | Process | Natural Gas | Steam Trap Maintenance | A | Original Unit Summer Peak Savings (kW) | Technical Potential | 0 | 0 | 0 | 0 | 0 | 0 | 0 | 0 | 0 | 0 | 0 | 0 | 0 | 0 | 0 | 0 | 0 | 0 | 0 | 0 | 0 | 0
F3_Industrial_Food Products_New_Process_Natural Gas_Steam Trap Maintenance_A_Technical Potential | F3 | Industrial | Food Products | New | Process | Natural Gas | Steam Trap Maintenance | A | Original Unit Winter Peak Savings (kW) | Technical Potential | 0 | 0 | 0 | 0 | 0 | 0 | 0 | 0 | 0 | 0 | 0 | 0 | 0 | 0 | 0 | 0 | 0 | 0 | 0 | 0 | 0 | 0
F4_Industrial_Food Products_New_Process_Natural Gas_Steam Trap Maintenance_A_Technical Potential | F4 | Industrial | Food Products | New | Process | Natural Gas | Steam Trap Maintenance | A | Standalone Impact on Baseline Energy (%) | Technical Potential | bar: 2019 to 2040
F5_Industrial_Food Products_New_Process_Natural Gas_Steam Trap Maintenance_A_Technical Potential | F5 | Industrial | Food Products | New | Process | Natural Gas | Steam Trap Maintenance | A | Standalone Impact on Baseline Summer Peak (%) | Technical Potential | bar: 2019 to 2040
F6_Industrial_Food Products_New_Process_Natural Gas_Steam Trap Maintenance_A_Technical Potential | F6 | Industrial | Food Products | New | Process | Natural Gas | Steam Trap Maintenance | A | Standalone Impact on Baseline Winter Peak (%) | Technical Potential | bar: 2019 to 2040
F7_Industrial_Food Products_New_Process_Natural Gas_Steam Trap Maintenance_A_Technical Potential | F7 | Industrial | Food Products | New | Process | Natural Gas | Steam Trap Maintenance | A | Incremental Energy Savings (MWh or mTherms) | Technical Potential | 0 | 0 | 0 | 0 | 0 | 0 | 0 | 0 | 0 | 0 | 0 | 0 | 0 | 0 | 0 | 0 | 0 | 0 | 0 | 0 | 0 | 0
F8_Industrial_Food Products_New_Process_Natural Gas_Steam Trap Maintenance_A_Technical Potential | F8 | Industrial | Food Products | New | Process | Natural Gas | Steam Trap Maintenance | A | Incremental Summer Peak Savings (MW) | Technical Potential | 0 | 0 | 0 | 0 | 0 | 0 | 0 | 0 | 0 | 0 | 0 | 0 | 0 | 0 | 0 | 0 | 0 | 0 | 0 | 0 | 0 | 0
F9_Industrial_Food Products_New_Process_Natural Gas_Steam Trap Maintenance_A_Technical Potential | F9 | Industrial | Food Products | New | Process | Natural Gas | Steam Trap Maintenance | A | Incremental Winter Peak Savings (MW) | Technical Potential | 0 | 0 | 0 | 0 | 0 | 0 | 0 | 0 | 0 | 0 | 0 | 0 | 0 | 0 | 0 | 0 | 0 | 0 | 0 | 0 | 0 | 0
F10_Industrial_Food Products_New_Process_Natural Gas_Steam Trap Maintenance_A_Technical Potential | F10 | Industrial | Food Products | New | Process | Natural Gas | Steam Trap Maintenance | A | Cumulative Energy Savings (MWh or mTherms) | Technical Potential | 0 | 0 | 0 | 0 | 0 | 0 | 0 | 0 | 0 | 0 | 0 | 0 | 0 | 0 | 0 | 0 | 0 | 0 | 0 | 0 | 0 | 0
F11_Industrial_Food Products_New_Process_Natural Gas_Steam Trap Maintenance_A_Technical Potential | F11 | Industrial | Food Products | New | Process | Natural Gas | Steam Trap Maintenance | A | Cumulative Summer Peak Savings (MW) | Technical Potential | 0 | 0 | 0 | 0 | 0 | 0 | 0 | 0 | 0 | 0 | 0 | 0 | 0 | 0 | 0 | 0 | 0 | 0 | 0 | 0 | 0 | 0
F12_Industrial_Food Products_New_Process_Natural Gas_Steam Trap Maintenance_A_Technical Potential | F12 | Industrial | Food Products | New | Process | Natural Gas | Steam Trap Maintenance | A | Cumulative Winter Peak Savings (MW) | Technical Potential | 0 | 0 | 0 | 0 | 0 | 0 | 0 | 0 | 0 | 0 | 0 | 0 | 0 | 0 | 0 | 0 | 0 | 0 | 0 | 0 | 0 | 0
F13_Industrial_Food Products_New_Process_Natural Gas_Steam Trap Maintenance_A_Technical Potential | F13 | Industrial | Food Products | New | Process | Natural Gas | Steam Trap Maintenance | A | Purchases (Incremental) | Technical Potential | 0 | 0 | 0 | 0 | 0 | 0 | 0 | 0 | 0 | 0 | 0 | 0 | 0 | 0 | 0 | 0 | 0 | 0 | 0 | 0 | 0 | 0
F14_Industrial_Food Products_New_Process_Natural Gas_Steam Trap Maintenance_A_Technical Potential | F14 | Industrial | Food Products | New | Process | Natural Gas | Steam Trap Maintenance | A | Purchases (Cumulative) | Technical Potential | 0 | 0 | 0 | 0 | 0 | 0 | 0 | 0 | 0 | 0 | 0 | 0 | 0 | 0 | 0 | 0 | 0 | 0 | 0 | 0 | 0 | 0
F1_Industrial_Food Products_New_Space Heating_Natural Gas_Gas Boiler - High Turndown_A_Technical Potential | F1 | Industrial | Food Products | New | Space Heating | Natural Gas | Gas Boiler - High Turndown | A | Original Unit Energy Savings (kWh or therms) | Technical Potential | 0 | 0 | 1.2401 | 1.2401 | 1.2401 | 1.2401 | 1.2401 | 1.2401 | 1.2401 | 1.2401 | 1.2401 | 1.2401 | 1.2401 | 1.2401 | 1.2401 | 1.2401 | 1.2401 | 1.2401 | 1.2401 | 1.2401 | 1.2401 | 1.2401
F2_Industrial_Food Products_New_Space Heating_Natural Gas_Gas Boiler - High Turndown_A_Technical Potential | F2 | Industrial | Food Products | New | Space Heating | Natural Gas | Gas Boiler - High Turndown | A | Original Unit Summer Peak Savings (kW) | Technical Potential | 0 | 0 | 0 | 0 | 0 | 0 | 0 | 0 | 0 | 0 | 0 | 0 | 0 | 0 | 0 | 0 | 0 | 0 | 0 | 0 | 0 | 0
F3_Industrial_Food Products_New_Space Heating_Natural Gas_Gas Boiler - High Turndown_A_Technical Potential | F3 | Industrial | Food Products | New | Space Heating | Natural Gas | Gas Boiler - High Turndown | A | Original Unit Winter Peak Savings (kW) | Technical Potential | 0 | 0 | 0 | 0 | 0 | 0 | 0 | 0 | 0 | 0 | 0 | 0 | 0 | 0 | 0 | 0 | 0 | 0 | 0 | 0 | 0 | 0
F4_Industrial_Food Products_New_Space Heating_Natural Gas_Gas Boiler - High Turndown_A_Technical Potential | F4 | Industrial | Food Products | New | Space Heating | Natural Gas | Gas Boiler - High Turndown | A | Standalone Impact on Baseline Energy (%) | Technical Potential | 0% | 0% | 0.005003% | 0.00787% | 0.01052% | 0.01289% | 0.0162% | 0.01856% | 0.02002% | 0.0206% | 0.02128% | 0.02136% | 0.02121% | 0.02068% | 0.02055% | 0.02008% | 0.01956% | 0.01836% | 0.01764% | 0.01684% | 0.01612% | 0.01546%
F5_Industrial_Food Products_New_Space Heating_Natural Gas_Gas Boiler - High Turndown_A_Technical Potential | F5 | Industrial | Food Products | New | Space Heating | Natural Gas | Gas Boiler - High Turndown | A | Standalone Impact on Baseline Summer Peak (%) | Technical Potential | bar: 2019 to 2040
F6_Industrial_Food Products_New_Space Heating_Natural Gas_Gas Boiler - High Turndown_A_Technical Potential | F6 | Industrial | Food Products | New | Space Heating | Natural Gas | Gas Boiler - High Turndown | A | Standalone Impact on Baseline Winter Peak (%) | Technical Potential | bar: 2019 to 2040
F7_Industrial_Food Products_New_Space Heating_Natural Gas_Gas Boiler - High Turndown_A_Technical Potential | F7 | Industrial | Food Products | New | Space Heating | Natural Gas | Gas Boiler - High Turndown | A | Incremental Energy Savings (MWh or mTherms) | Technical Potential | 0 | 0 | 0.0010808 | 0.0018861 | 0.0026895 | 0.00359 | 0.0041323 | 0.0042856 | 0.0038761 | 0.0035036 | 0.0030428 | 0.0026551 | 0.0022984 | 0.0020004 | 0.0016882 | 0.0014359 | 0.001217 | 0.0010808 | 0.0018861 | 0.0026895 | 0.00359 | 0.0041323
F8_Industrial_Food Products_New_Space Heating_Natural Gas_Gas Boiler - High Turndown_A_Technical Potential | F8 | Industrial | Food Products | New | Space Heating | Natural Gas | Gas Boiler - High Turndown | A | Incremental Summer Peak Savings (MW) | Technical Potential | 0 | 0 | 0 | 0 | 0 | 0 | 0 | 0 | 0 | 0 | 0 | 0 | 0 | 0 | 0 | 0 | 0 | 0 | 0 | 0 | 0 | 0
F9_Industrial_Food Products_New_Space Heating_Natural Gas_Gas Boiler - High Turndown_A_Technical Potential | F9 | Industrial | Food Products | New | Space Heating | Natural Gas | Gas Boiler - High Turndown | A | Incremental Winter Peak Savings (MW) | Technical Potential | 0 | 0 | 0 | 0 | 0 | 0 | 0 | 0 | 0 | 0 | 0 | 0 | 0 | 0 | 0 | 0 | 0 | 0 | 0 | 0 | 0 | 0
F10_Industrial_Food Products_New_Space Heating_Natural Gas_Gas Boiler - High Turndown_A_Technical Potential | F10 | Industrial | Food Products | New | Space Heating | Natural Gas | Gas Boiler - High Turndown | A | Cumulative Energy Savings (MWh or mTherms) | Technical Potential | 0 | 0 | 0.0010808 | 0.0029669 | 0.0056564 | 0.0092463 | 0.013379 | 0.017664 | 0.02154 | 0.025044 | 0.028087 | 0.030742 | 0.03304 | 0.035041 | 0.036729 | 0.038165 | 0.039382 | 0.039382 | 0.039382 | 0.039382 | 0.039382 | 0.039382
F11_Industrial_Food Products_New_Space Heating_Natural Gas_Gas Boiler - High Turndown_A_Technical Potential | F11 | Industrial | Food Products | New | Space Heating | Natural Gas | Gas Boiler - High Turndown | A | Cumulative Summer Peak Savings (MW) | Technical Potential | 0 | 0 | 0 | 0 | 0 | 0 | 0 | 0 | 0 | 0 | 0 | 0 | 0 | 0 | 0 | 0 | 0 | 0 | 0 | 0 | 0 | 0
F12_Industrial_Food Products_New_Space Heating_Natural Gas_Gas Boiler - High Turndown_A_Technical Potential | F12 | Industrial | Food Products | New | Space Heating | Natural Gas | Gas Boiler - High Turndown | A | Cumulative Winter Peak Savings (MW) | Technical Potential | 0 | 0 | 0 | 0 | 0 | 0 | 0 | 0 | 0 | 0 | 0 | 0 | 0 | 0 | 0 | 0 | 0 | 0 | 0 | 0 | 0 | 0
F13_Industrial_Food Products_New_Space Heating_Natural Gas_Gas Boiler - High Turndown_A_Technical Potential | F13 | Industrial | Food Products | New | Space Heating | Natural Gas | Gas Boiler - High Turndown | A | Purchases (Incremental) | Technical Potential | 0 | 0 | 0.87153 | 1.521 | 2.1689 | 2.895 | 3.3323 | 3.456 | 3.1257 | 2.8253 | 2.4538 | 2.1411 | 1.8534 | 1.6132 | 1.3614 | 1.158 | 0.98141 | 0.87153 | 1.521 | 2.1689 | 2.895 | 3.3323
F14_Industrial_Food Products_New_Space Heating_Natural Gas_Gas Boiler - High Turndown_A_Technical Potential | F14 | Industrial | Food Products | New | Space Heating | Natural Gas | Gas Boiler - High Turndown | A | Purchases (Cumulative) | Technical Potential | 0 | 0 | 0.87153 | 2.3925 | 4.5614 | 7.4564 | 10.7887 | 14.2447 | 17.3704 | 20.1957 | 22.6495 | 24.7906 | 26.644 | 28.2572 | 29.6186 | 30.7765 | 31.7579 | 31.7579 | 31.7579 | 31.7579 | 31.7579 | 31.7579
F1_Industrial_Food Products_New_Process_Natural Gas_Gas Boiler - High Turndown_A_Technical Potential | F1 | Industrial | Food Products | New | Process | Natural Gas | Gas Boiler - High Turndown | A | Original Unit Energy Savings (kWh or therms) | Technical Potential | 0 | 0 | 47.3863 | 47.3863 | 47.3863 | 47.3863 | 47.3863 | 47.3863 | 47.3863 | 47.3863 | 47.3863 | 47.3863 | 47.3863 | 47.3863 | 47.3863 | 47.3863 | 47.3863 | 47.3863 | 47.3863 | 47.3863 | 47.3863 | 47.3863
F2_Industrial_Food Products_New_Process_Natural Gas_Gas Boiler - High Turndown_A_Technical Potential | F2 | Industrial | Food Products | New | Process | Natural Gas | Gas Boiler - High Turndown | A | Original Unit Summer Peak Savings (kW) | Technical Potential | 0 | 0 | 0 | 0 | 0 | 0 | 0 | 0 | 0 | 0 | 0 | 0 | 0 | 0 | 0 | 0 | 0 | 0 | 0 | 0 | 0 | 0
F3_Industrial_Food Products_New_Process_Natural Gas_Gas Boiler - High Turndown_A_Technical Potential | F3 | Industrial | Food Products | New | Process | Natural Gas | Gas Boiler - High Turndown | A | Original Unit Winter Peak Savings (kW) | Technical Potential | 0 | 0 | 0 | 0 | 0 | 0 | 0 | 0 | 0 | 0 | 0 | 0 | 0 | 0 | 0 | 0 | 0 | 0 | 0 | 0 | 0 | 0
F4_Industrial_Food Products_New_Process_Natural Gas_Gas Boiler - High Turndown_A_Technical Potential | F4 | Industrial | Food Products | New | Process | Natural Gas | Gas Boiler - High Turndown | A | Standalone Impact on Baseline Energy (%) | Technical Potential | 0% | 0% | 0.02767% | 0.04352% | 0.05819% | 0.07126% | 0.08957% | 0.1026% | 0.1107% | 0.1139% | 0.1177% | 0.1181% | 0.1173% | 0.1143% | 0.1136% | 0.111% | 0.1081% | 0.1015% | 0.09757% | 0.0931% | 0.08914% | 0.0855%
F5_Industrial_Food Products_New_Process_Natural Gas_Gas Boiler - High Turndown_A_Technical Potential | F5 | Industrial | Food Products | New | Process | Natural Gas | Gas Boiler - High Turndown | A | Standalone Impact on Baseline Summer Peak (%) | Technical Potential | bar: 2019 to 2040
F6_Industrial_Food Products_New_Process_Natural Gas_Gas Boiler - High Turndown_A_Technical Potential | F6 | Industrial | Food Products | New | Process | Natural Gas | Gas Boiler - High Turndown | A | Standalone Impact on Baseline Winter Peak (%) | Technical Potential | bar: 2019 to 2040
F7_Industrial_Food Products_New_Process_Natural Gas_Gas Boiler - High Turndown_A_Technical Potential | F7 | Industrial | Food Products | New | Process | Natural Gas | Gas Boiler - High Turndown | A | Incremental Energy Savings (MWh or mTherms) | Technical Potential | 0 | 0 | 0.098475 | 0.17186 | 0.24506 | 0.32711 | 0.37652 | 0.39049 | 0.35317 | 0.31924 | 0.27725 | 0.24192 | 0.20942 | 0.18227 | 0.15382 | 0.13084 | 0.11089 | 0.098475 | 0.17186 | 0.24506 | 0.32711 | 0.37652
F8_Industrial_Food Products_New_Process_Natural Gas_Gas Boiler - High Turndown_A_Technical Potential | F8 | Industrial | Food Products | New | Process | Natural Gas | Gas Boiler - High Turndown | A | Incremental Summer Peak Savings (MW) | Technical Potential | 0 | 0 | 0 | 0 | 0 | 0 | 0 | 0 | 0 | 0 | 0 | 0 | 0 | 0 | 0 | 0 | 0 | 0 | 0 | 0 | 0 | 0
F9_Industrial_Food Products_New_Process_Natural Gas_Gas Boiler - High Turndown_A_Technical Potential | F9 | Industrial | Food Products | New | Process | Natural Gas | Gas Boiler - High Turndown | A | Incremental Winter Peak Savings (MW) | Technical Potential | 0 | 0 | 0 | 0 | 0 | 0 | 0 | 0 | 0 | 0 | 0 | 0 | 0 | 0 | 0 | 0 | 0 | 0 | 0 | 0 | 0 | 0
F10_Industrial_Food Products_New_Process_Natural Gas_Gas Boiler - High Turndown_A_Technical Potential | F10 | Industrial | Food Products | New | Process | Natural Gas | Gas Boiler - High Turndown | A | Cumulative Energy Savings (MWh or mTherms) | Technical Potential | 0 | 0 | 0.098475 | 0.27033 | 0.51539 | 0.8425 | 1.219 | 1.6095 | 1.9627 | 2.2819 | 2.5592 | 2.8011 | 3.0105 | 3.1928 | 3.3466 | 3.4774 | 3.5883 | 3.5883 | 3.5883 | 3.5883 | 3.5883 | 3.5883
F11_Industrial_Food Products_New_Process_Natural Gas_Gas Boiler - High Turndown_A_Technical Potential | F11 | Industrial | Food Products | New | Process | Natural Gas | Gas Boiler - High Turndown | A | Cumulative Summer Peak Savings (MW) | Technical Potential | 0 | 0 | 0 | 0 | 0 | 0 | 0 | 0 | 0 | 0 | 0 | 0 | 0 | 0 | 0 | 0 | 0 | 0 | 0 | 0 | 0 | 0
F12_Industrial_Food Products_New_Process_Natural Gas_Gas Boiler - High Turndown_A_Technical Potential | F12 | Industrial | Food Products | New | Process | Natural Gas | Gas Boiler - High Turndown | A | Cumulative Winter Peak Savings (MW) | Technical Potential | 0 | 0 | 0 | 0 | 0 | 0 | 0 | 0 | 0 | 0 | 0 | 0 | 0 | 0 | 0 | 0 | 0 | 0 | 0 | 0 | 0 | 0
F13_Industrial_Food Products_New_Process_Natural Gas_Gas Boiler - High Turndown_A_Technical Potential | F13 | Industrial | Food Products | New | Process | Natural Gas | Gas Boiler - High Turndown | A | Purchases (Incremental) | Technical Potential | 0 | 0 | 2.0781 | 3.6267 | 5.1715 | 6.903 | 7.9457 | 8.2406 | 7.4531 | 6.7369 | 5.8509 | 5.1053 | 4.4194 | 3.8465 | 3.2461 | 2.7611 | 2.3401 | 2.0781 | 3.6267 | 5.1715 | 6.903 | 7.9457
F14_Industrial_Food Products_New_Process_Natural Gas_Gas Boiler - High Turndown_A_Technical Potential | F14 | Industrial | Food Products | New | Process | Natural Gas | Gas Boiler - High Turndown | A | Purchases (Cumulative) | Technical Potential | 0 | 0 | 2.0781 | 5.7048 | 10.8764 | 17.7793 | 25.7251 | 33.9657 | 41.4188 | 48.1557 | 54.0066 | 59.1119 | 63.5313 | 67.3778 | 70.6239 | 73.385 | 75.7251 | 75.7251 | 75.7251 | 75.7251 | 75.7251 | 75.7251
F1_Industrial_Food Products_New_Space Heating_Natural Gas_Gas Boiler - Burner Control Optimization_A_Technical Potential | F1 | Industrial | Food Products | New | Space Heating | Natural Gas | Gas Boiler - Burner Control Optimization | A | Original Unit Energy Savings (kWh or therms) | Technical Potential | 0 | 0 | 0.35962 | 0.35962 | 0.35962 | 0.35962 | 0.35962 | 0.35962 | 0.35962 | 0.35962 | 0.35962 | 0.35962 | 0.35962 | 0.35962 | 0.35962 | 0.35962 | 0.35962 | 0.35962 | 0.35962 | 0.35962 | 0.35962 | 0.35962
F2_Industrial_Food Products_New_Space Heating_Natural Gas_Gas Boiler - Burner Control Optimization_A_Technical Potential | F2 | Industrial | Food Products | New | Space Heating | Natural Gas | Gas Boiler - Burner Control Optimization | A | Original Unit Summer Peak Savings (kW) | Technical Potential | 0 | 0 | 0 | 0 | 0 | 0 | 0 | 0 | 0 | 0 | 0 | 0 | 0 | 0 | 0 | 0 | 0 | 0 | 0 | 0 | 0 | 0
F3_Industrial_Food Products_New_Space Heating_Natural Gas_Gas Boiler - Burner Control Optimization_A_Technical Potential | F3 | Industrial | Food Products | New | Space Heating | Natural Gas | Gas Boiler - Burner Control Optimization | A | Original Unit Winter Peak Savings (kW) | Technical Potential | 0 | 0 | 0 | 0 | 0 | 0 | 0 | 0 | 0 | 0 | 0 | 0 | 0 | 0 | 0 | 0 | 0 | 0 | 0 | 0 | 0 | 0
F4_Industrial_Food Products_New_Space Heating_Natural Gas_Gas Boiler - Burner Control Optimization_A_Technical Potential | F4 | Industrial | Food Products | New | Space Heating | Natural Gas | Gas Boiler - Burner Control Optimization | A | Standalone Impact on Baseline Energy (%) | Technical Potential | 0% | 0% | 0.0003914% | 0.0008395% | 0.001819% | 0.003516% | 0.006405% | 0.01025% | 0.01503% | 0.02027% | 0.02617% | 0.03149% | 0.0361% | 0.03931% | 0.04231% | 0.04371% | 0.04415% | 0.04347% | 0.04313% | 0.04201% | 0.04071% | 0.03931%
F5_Industrial_Food Products_New_Space Heating_Natural Gas_Gas Boiler - Burner Control Optimization_A_Technical Potential | F5 | Industrial | Food Products | New | Space Heating | Natural Gas | Gas Boiler - Burner Control Optimization | A | Standalone Impact on Baseline Summer Peak (%) | Technical Potential | bar: 2019 to 2040
F6_Industrial_Food Products_New_Space Heating_Natural Gas_Gas Boiler - Burner Control Optimization_A_Technical Potential | F6 | Industrial | Food Products | New | Space Heating | Natural Gas | Gas Boiler - Burner Control Optimization | A | Standalone Impact on Baseline Winter Peak (%) | Technical Potential | bar: 2019 to 2040
F7_Industrial_Food Products_New_Space Heating_Natural Gas_Gas Boiler - Burner Control Optimization_A_Technical Potential | F7 | Industrial | Food Products | New | Space Heating | Natural Gas | Gas Boiler - Burner Control Optimization | A | Incremental Energy Savings (MWh or mTherms) | Technical Potential | 0 | 0 | 8.4546e-05 | 0.00023193 | 0.00066145 | 0.0015451 | 0.0027665 | 0.0044632 | 0.006422 | 0.0084654 | 0.0098971 | 0.010795 | 0.010902 | 0.010378 | 0.0090159 | 0.0074558 | 0.0058202 | 0.0043401 | 0.0030106 | 0.0020077 | 0.0012765 | 0.00090098
F8_Industrial_Food Products_New_Space Heating_Natural Gas_Gas Boiler - Burner Control Optimization_A_Technical Potential | F8 | Industrial | Food Products | New | Space Heating | Natural Gas | Gas Boiler - Burner Control Optimization | A | Incremental Summer Peak Savings (MW) | Technical Potential | 0 | 0 | 0 | 0 | 0 | 0 | 0 | 0 | 0 | 0 | 0 | 0 | 0 | 0 | 0 | 0 | 0 | 0 | 0 | 0 | 0 | 0
F9_Industrial_Food Products_New_Space Heating_Natural Gas_Gas Boiler - Burner Control Optimization_A_Technical Potential | F9 | Industrial | Food Products | New | Space Heating | Natural Gas | Gas Boiler - Burner Control Optimization | A | Incremental Winter Peak Savings (MW) | Technical Potential | 0 | 0 | 0 | 0 | 0 | 0 | 0 | 0 | 0 | 0 | 0 | 0 | 0 | 0 | 0 | 0 | 0 | 0 | 0 | 0 | 0 | 0
F10_Industrial_Food Products_New_Space Heating_Natural Gas_Gas Boiler - Burner Control Optimization_A_Technical Potential | F10 | Industrial | Food Products | New | Space Heating | Natural Gas | Gas Boiler - Burner Control Optimization | A | Cumulative Energy Savings (MWh or mTherms) | Technical Potential | 0 | 0 | 8.4546e-05 | 0.00031648 | 0.00097793 | 0.002523 | 0.0052895 | 0.0097528 | 0.016175 | 0.02464 | 0.034537 | 0.045332 | 0.056234 | 0.066612 | 0.075628 | 0.083084 | 0.088904 | 0.093244 | 0.096255 | 0.098263 | 0.099454 | 0.10012
F11_Industrial_Food Products_New_Space Heating_Natural Gas_Gas Boiler - Burner Control Optimization_A_Technical Potential | F11 | Industrial | Food Products | New | Space Heating | Natural Gas | Gas Boiler - Burner Control Optimization | A | Cumulative Summer Peak Savings (MW) | Technical Potential | 0 | 0 | 0 | 0 | 0 | 0 | 0 | 0 | 0 | 0 | 0 | 0 | 0 | 0 | 0 | 0 | 0 | 0 | 0 | 0 | 0 | 0
F12_Industrial_Food Products_New_Space Heating_Natural Gas_Gas Boiler - Burner Control Optimization_A_Technical Potential | F12 | Industrial | Food Products | New | Space Heating | Natural Gas | Gas Boiler - Burner Control Optimization | A | Cumulative Winter Peak Savings (MW) | Technical Potential | 0 | 0 | 0 | 0 | 0 | 0 | 0 | 0 | 0 | 0 | 0 | 0 | 0 | 0 | 0 | 0 | 0 | 0 | 0 | 0 | 0 | 0
F13_Industrial_Food Products_New_Space Heating_Natural Gas_Gas Boiler - Burner Control Optimization_A_Technical Potential | F13 | Industrial | Food Products | New | Space Heating | Natural Gas | Gas Boiler - Burner Control Optimization | A | Purchases (Incremental) | Technical Potential | 0 | 0 | 0.2351 | 0.64494 | 1.8393 | 4.2965 | 7.693 | 12.411 | 17.8578 | 23.5401 | 27.5213 | 30.0176 | 30.3154 | 28.8594 | 25.0709 | 20.7325 | 16.1843 | 12.0688 | 8.3716 | 5.5828 | 3.5495 | 2.5054
F14_Industrial_Food Products_New_Space Heating_Natural Gas_Gas Boiler - Burner Control Optimization_A_Technical Potential | F14 | Industrial | Food Products | New | Space Heating | Natural Gas | Gas Boiler - Burner Control Optimization | A | Purchases (Cumulative) | Technical Potential | 0 | 0 | 0.2351 | 0.88004 | 2.7194 | 7.0158 | 14.7088 | 27.1198 | 44.9776 | 68.5177 | 96.039 | 126.0565 | 156.3719 | 185.2313 | 210.3022 | 231.0347 | 247.219 | 259.2878 | 267.6594 | 273.2422 | 276.5565 | 278.417
F1_Industrial_Food Products_New_Process_Natural Gas_Gas Boiler - Burner Control Optimization_A_Technical Potential | F1 | Industrial | Food Products | New | Process | Natural Gas | Gas Boiler - Burner Control Optimization | A | Original Unit Energy Savings (kWh or therms) | Technical Potential | 0 | 0 | 13.742 | 13.742 | 13.742 | 13.742 | 13.742 | 13.742 | 13.742 | 13.742 | 13.742 | 13.742 | 13.742 | 13.742 | 13.742 | 13.742 | 13.742 | 13.742 | 13.742 | 13.742 | 13.742 | 13.742
F2_Industrial_Food Products_New_Process_Natural Gas_Gas Boiler - Burner Control Optimization_A_Technical Potential | F2 | Industrial | Food Products | New | Process | Natural Gas | Gas Boiler - Burner Control Optimization | A | Original Unit Summer Peak Savings (kW) | Technical Potential | 0 | 0 | 0 | 0 | 0 | 0 | 0 | 0 | 0 | 0 | 0 | 0 | 0 | 0 | 0 | 0 | 0 | 0 | 0 | 0 | 0 | 0
F3_Industrial_Food Products_New_Process_Natural Gas_Gas Boiler - Burner Control Optimization_A_Technical Potential | F3 | Industrial | Food Products | New | Process | Natural Gas | Gas Boiler - Burner Control Optimization | A | Original Unit Winter Peak Savings (kW) | Technical Potential | 0 | 0 | 0 | 0 | 0 | 0 | 0 | 0 | 0 | 0 | 0 | 0 | 0 | 0 | 0 | 0 | 0 | 0 | 0 | 0 | 0 | 0
F4_Industrial_Food Products_New_Process_Natural Gas_Gas Boiler - Burner Control Optimization_A_Technical Potential | F4 | Industrial | Food Products | New | Process | Natural Gas | Gas Boiler - Burner Control Optimization | A | Standalone Impact on Baseline Energy (%) | Technical Potential | 0% | 0% | 0.002164% | 0.004642% | 0.01006% | 0.01944% | 0.03541% | 0.05666% | 0.08312% | 0.1121% | 0.1447% | 0.1741% | 0.1996% | 0.2174% | 0.2339% | 0.2417% | 0.2441% | 0.2404% | 0.2385% | 0.2323% | 0.2251% | 0.2174%
F5_Industrial_Food Products_New_Process_Natural Gas_Gas Boiler - Burner Control Optimization_A_Technical Potential | F5 | Industrial | Food Products | New | Process | Natural Gas | Gas Boiler - Burner Control Optimization | A | Standalone Impact on Baseline Summer Peak (%) | Technical Potential | bar: 2019 to 2040
F6_Industrial_Food Products_New_Process_Natural Gas_Gas Boiler - Burner Control Optimization_A_Technical Potential | F6 | Industrial | Food Products | New | Process | Natural Gas | Gas Boiler - Burner Control Optimization | A | Standalone Impact on Baseline Winter Peak (%) | Technical Potential | bar: 2019 to 2040
F7_Industrial_Food Products_New_Process_Natural Gas_Gas Boiler - Burner Control Optimization_A_Technical Potential | F7 | Industrial | Food Products | New | Process | Natural Gas | Gas Boiler - Burner Control Optimization | A | Incremental Energy Savings (MWh or mTherms) | Technical Potential | 0 | 0 | 0.0077035 | 0.021133 | 0.060269 | 0.14078 | 0.25208 | 0.40667 | 0.58515 | 0.77134 | 0.90179 | 0.98359 | 0.99335 | 0.94564 | 0.8215 | 0.67934 | 0.53031 | 0.39546 | 0.27431 | 0.18293 | 0.11631 | 0.082095
F8_Industrial_Food Products_New_Process_Natural Gas_Gas Boiler - Burner Control Optimization_A_Technical Potential | F8 | Industrial | Food Products | New | Process | Natural Gas | Gas Boiler - Burner Control Optimization | A | Incremental Summer Peak Savings (MW) | Technical Potential | 0 | 0 | 0 | 0 | 0 | 0 | 0 | 0 | 0 | 0 | 0 | 0 | 0 | 0 | 0 | 0 | 0 | 0 | 0 | 0 | 0 | 0
F9_Industrial_Food Products_New_Process_Natural Gas_Gas Boiler - Burner Control Optimization_A_Technical Potential | F9 | Industrial | Food Products | New | Process | Natural Gas | Gas Boiler - Burner Control Optimization | A | Incremental Winter Peak Savings (MW) | Technical Potential | 0 | 0 | 0 | 0 | 0 | 0 | 0 | 0 | 0 | 0 | 0 | 0 | 0 | 0 | 0 | 0 | 0 | 0 | 0 | 0 | 0 | 0
F10_Industrial_Food Products_New_Process_Natural Gas_Gas Boiler - Burner Control Optimization_A_Technical Potential | F10 | Industrial | Food Products | New | Process | Natural Gas | Gas Boiler - Burner Control Optimization | A | Cumulative Energy Savings (MWh or mTherms) | Technical Potential | 0 | 0 | 0.0077035 | 0.028836 | 0.089105 | 0.22989 | 0.48197 | 0.88864 | 1.4738 | 2.2451 | 3.1469 | 4.1305 | 5.1239 | 6.0695 | 6.891 | 7.5703 | 8.1007 | 8.4961 | 8.7704 | 8.9534 | 9.062 | 9.1229
F11_Industrial_Food Products_New_Process_Natural Gas_Gas Boiler - Burner Control Optimization_A_Technical Potential | F11 | Industrial | Food Products | New | Process | Natural Gas | Gas Boiler - Burner Control Optimization | A | Cumulative Summer Peak Savings (MW) | Technical Potential | 0 | 0 | 0 | 0 | 0 | 0 | 0 | 0 | 0 | 0 | 0 | 0 | 0 | 0 | 0 | 0 | 0 | 0 | 0 | 0 | 0 | 0
F12_Industrial_Food Products_New_Process_Natural Gas_Gas Boiler - Burner Control Optimization_A_Technical Potential | F12 | Industrial | Food Products | New | Process | Natural Gas | Gas Boiler - Burner Control Optimization | A | Cumulative Winter Peak Savings (MW) | Technical Potential | 0 | 0 | 0 | 0 | 0 | 0 | 0 | 0 | 0 | 0 | 0 | 0 | 0 | 0 | 0 | 0 | 0 | 0 | 0 | 0 | 0 | 0
F13_Industrial_Food Products_New_Process_Natural Gas_Gas Boiler - Burner Control Optimization_A_Technical Potential | F13 | Industrial | Food Products | New | Process | Natural Gas | Gas Boiler - Burner Control Optimization | A | Purchases (Incremental) | Technical Potential | 0 | 0 | 0.56058 | 1.5378 | 4.3857 | 10.2447 | 18.3435 | 29.5934 | 42.581 | 56.1301 | 65.623 | 71.5753 | 72.2853 | 68.8138 | 59.7802 | 49.4355 | 38.5907 | 28.7773 | 19.9616 | 13.3119 | 8.4635 | 5.974
F14_Industrial_Food Products_New_Process_Natural Gas_Gas Boiler - Burner Control Optimization_A_Technical Potential | F14 | Industrial | Food Products | New | Process | Natural Gas | Gas Boiler - Burner Control Optimization | A | Purchases (Cumulative) | Technical Potential | 0 | 0 | 0.56058 | 2.0984 | 6.4842 | 16.7289 | 35.0724 | 64.6658 | 107.2468 | 163.3768 | 228.9998 | 300.5751 | 372.8604 | 441.6743 | 501.4544 | 550.8899 | 589.4806 | 618.2579 | 638.2195 | 651.5314 | 659.4343 | 663.8705
F1_Industrial_Food Products_New_Space Heating_Natural Gas_HVAC - Demand Controlled Ventilation_A_Technical Potential | F1 | Industrial | Food Products | New | Space Heating | Natural Gas | HVAC - Demand Controlled Ventilation | A | Original Unit Energy Savings (kWh or therms) | Technical Potential | 0 | 0 | 0.067787 | 0.067787 | 0.067787 | 0.067787 | 0.067787 | 0.067787 | 0.067787 | 0.067787 | 0.067787 | 0.067787 | 0.067787 | 0.067787 | 0.067787 | 0.067787 | 0.067787 | 0.067787 | 0.067787 | 0.067787 | 0.067787 | 0.067787
F2_Industrial_Food Products_New_Space Heating_Natural Gas_HVAC - Demand Controlled Ventilation_A_Technical Potential | F2 | Industrial | Food Products | New | Space Heating | Natural Gas | HVAC - Demand Controlled Ventilation | A | Original Unit Summer Peak Savings (kW) | Technical Potential | 0 | 0 | 0 | 0 | 0 | 0 | 0 | 0 | 0 | 0 | 0 | 0 | 0 | 0 | 0 | 0 | 0 | 0 | 0 | 0 | 0 | 0
F3_Industrial_Food Products_New_Space Heating_Natural Gas_HVAC - Demand Controlled Ventilation_A_Technical Potential | F3 | Industrial | Food Products | New | Space Heating | Natural Gas | HVAC - Demand Controlled Ventilation | A | Original Unit Winter Peak Savings (kW) | Technical Potential | 0 | 0 | 0 | 0 | 0 | 0 | 0 | 0 | 0 | 0 | 0 | 0 | 0 | 0 | 0 | 0 | 0 | 0 | 0 | 0 | 0 | 0
F4_Industrial_Food Products_New_Space Heating_Natural Gas_HVAC - Demand Controlled Ventilation_A_Technical Potential | F4 | Industrial | Food Products | New | Space Heating | Natural Gas | HVAC - Demand Controlled Ventilation | A | Standalone Impact on Baseline Energy (%) | Technical Potential | 0% | 0% | 0.04659% | 0.07329% | 0.09798% | 0.12% | 0.1508% | 0.1775% | 0.2036% | 0.2268% | 0.2555% | 0.2808% | 0.3061% | 0.328% | 0.3575% | 0.3828% | 0.4079% | 0.4248% | 0.447% | 0.4624% | 0.4756% | 0.4877%
F5_Industrial_Food Products_New_Space Heating_Natural Gas_HVAC - Demand Controlled Ventilation_A_Technical Potential | F5 | Industrial | Food Products | New | Space Heating | Natural Gas | HVAC - Demand Controlled Ventilation | A | Standalone Impact on Baseline Summer Peak (%) | Technical Potential | bar: 2019 to 2040
F6_Industrial_Food Products_New_Space Heating_Natural Gas_HVAC - Demand Controlled Ventilation_A_Technical Potential | F6 | Industrial | Food Products | New | Space Heating | Natural Gas | HVAC - Demand Controlled Ventilation | A | Standalone Impact on Baseline Winter Peak (%) | Technical Potential | bar: 2019 to 2040
F7_Industrial_Food Products_New_Space Heating_Natural Gas_HVAC - Demand Controlled Ventilation_A_Technical Potential | F7 | Industrial | Food Products | New | Space Heating | Natural Gas | HVAC - Demand Controlled Ventilation | A | Incremental Energy Savings (MWh or mTherms) | Technical Potential | 0 | 0 | 0.010064 | 0.017563 | 0.025044 | 0.033429 | 0.038478 | 0.04434 | 0.050129 | 0.056639 | 0.061489 | 0.067066 | 0.072569 | 0.078953 | 0.083286 | 0.088552 | 0.093814 | 0.099939 | 0.10399 | 0.10897 | 0.11382 | 0.11866
F8_Industrial_Food Products_New_Space Heating_Natural Gas_HVAC - Demand Controlled Ventilation_A_Technical Potential | F8 | Industrial | Food Products | New | Space Heating | Natural Gas | HVAC - Demand Controlled Ventilation | A | Incremental Summer Peak Savings (MW) | Technical Potential | 0 | 0 | 0 | 0 | 0 | 0 | 0 | 0 | 0 | 0 | 0 | 0 | 0 | 0 | 0 | 0 | 0 | 0 | 0 | 0 | 0 | 0
F9_Industrial_Food Products_New_Space Heating_Natural Gas_HVAC - Demand Controlled Ventilation_A_Technical Potential | F9 | Industrial | Food Products | New | Space Heating | Natural Gas | HVAC - Demand Controlled Ventilation | A | Incremental Winter Peak Savings (MW) | Technical Potential | 0 | 0 | 0 | 0 | 0 | 0 | 0 | 0 | 0 | 0 | 0 | 0 | 0 | 0 | 0 | 0 | 0 | 0 | 0 | 0 | 0 | 0
F10_Industrial_Food Products_New_Space Heating_Natural Gas_HVAC - Demand Controlled Ventilation_A_Technical Potential | F10 | Industrial | Food Products | New | Space Heating | Natural Gas | HVAC - Demand Controlled Ventilation | A | Cumulative Energy Savings (MWh or mTherms) | Technical Potential | 0 | 0 | 0.010064 | 0.027626 | 0.05267 | 0.086099 | 0.12458 | 0.16892 | 0.21905 | 0.27569 | 0.33717 | 0.40424 | 0.47681 | 0.55576 | 0.63905 | 0.7276 | 0.82141 | 0.91129 | 0.99771 | 1.0816 | 1.162 | 1.2422
F11_Industrial_Food Products_New_Space Heating_Natural Gas_HVAC - Demand Controlled Ventilation_A_Technical Potential | F11 | Industrial | Food Products | New | Space Heating | Natural Gas | HVAC - Demand Controlled Ventilation | A | Cumulative Summer Peak Savings (MW) | Technical Potential | 0 | 0 | 0 | 0 | 0 | 0 | 0 | 0 | 0 | 0 | 0 | 0 | 0 | 0 | 0 | 0 | 0 | 0 | 0 | 0 | 0 | 0
F12_Industrial_Food Products_New_Space Heating_Natural Gas_HVAC - Demand Controlled Ventilation_A_Technical Potential | F12 | Industrial | Food Products | New | Space Heating | Natural Gas | HVAC - Demand Controlled Ventilation | A | Cumulative Winter Peak Savings (MW) | Technical Potential | 0 | 0 | 0 | 0 | 0 | 0 | 0 | 0 | 0 | 0 | 0 | 0 | 0 | 0 | 0 | 0 | 0 | 0 | 0 | 0 | 0 | 0
F13_Industrial_Food Products_New_Space Heating_Natural Gas_HVAC - Demand Controlled Ventilation_A_Technical Potential | F13 | Industrial | Food Products | New | Space Heating | Natural Gas | HVAC - Demand Controlled Ventilation | A | Purchases (Incremental) | Technical Potential | 0 | 0 | 148.459 | 259.0891 | 369.4475 | 493.1419 | 567.6358 | 654.1132 | 739.5007 | 835.5485 | 907.0844 | 989.3605 | 1070.5454 | 1164.7221 | 1228.6402 | 1306.3237 | 1383.9484 | 1474.3141 | 1534.0033 | 1607.5545 | 1679.1025 | 1750.4392
F14_Industrial_Food Products_New_Space Heating_Natural Gas_HVAC - Demand Controlled Ventilation_A_Technical Potential | F14 | Industrial | Food Products | New | Space Heating | Natural Gas | HVAC - Demand Controlled Ventilation | A | Purchases (Cumulative) | Technical Potential | 0 | 0 | 148.459 | 407.5481 | 776.9956 | 1270.1375 | 1837.7732 | 2491.8864 | 3231.3871 | 4066.9357 | 4974.0201 | 5963.3806 | 7033.926 | 8198.648 | 9427.2882 | 10733.6119 | 12117.5603 | 13443.4154 | 14718.3296 | 15956.4366 | 17142.3972 | 18325.2006
F1_Industrial_Food Products_New_Space Heating_Natural Gas_Gas Boiler - Stack Economizer_A_Technical Potential | F1 | Industrial | Food Products | New | Space Heating | Natural Gas | Gas Boiler - Stack Economizer | A | Original Unit Energy Savings (kWh or therms) | Technical Potential | 0 | 0 | 0.90524 | 0.90524 | 0.90524 | 0.90524 | 0.90524 | 0.90524 | 0.90524 | 0.90524 | 0.90524 | 0.90524 | 0.90524 | 0.90524 | 0.90524 | 0.90524 | 0.90524 | 0.90524 | 0.90524 | 0.90524 | 0.90524 | 0.90524
F2_Industrial_Food Products_New_Space Heating_Natural Gas_Gas Boiler - Stack Economizer_A_Technical Potential | F2 | Industrial | Food Products | New | Space Heating | Natural Gas | Gas Boiler - Stack Economizer | A | Original Unit Summer Peak Savings (kW) | Technical Potential | 0 | 0 | 0 | 0 | 0 | 0 | 0 | 0 | 0 | 0 | 0 | 0 | 0 | 0 | 0 | 0 | 0 | 0 | 0 | 0 | 0 | 0
F3_Industrial_Food Products_New_Space Heating_Natural Gas_Gas Boiler - Stack Economizer_A_Technical Potential | F3 | Industrial | Food Products | New | Space Heating | Natural Gas | Gas Boiler - Stack Economizer | A | Original Unit Winter Peak Savings (kW) | Technical Potential | 0 | 0 | 0 | 0 | 0 | 0 | 0 | 0 | 0 | 0 | 0 | 0 | 0 | 0 | 0 | 0 | 0 | 0 | 0 | 0 | 0 | 0
F4_Industrial_Food Products_New_Space Heating_Natural Gas_Gas Boiler - Stack Economizer_A_Technical Potential | F4 | Industrial | Food Products | New | Space Heating | Natural Gas | Gas Boiler - Stack Economizer | A | Standalone Impact on Baseline Energy (%) | Technical Potential | 0% | 0% | 0.00974% | 0.01532% | 0.02048% | 0.02509% | 0.03153% | 0.03613% | 0.03897% | 0.0401% | 0.04143% | 0.04157% | 0.04129% | 0.04025% | 0.04% | 0.03909% | 0.03807% | 0.03574% | 0.03435% | 0.03278% | 0.03138% | 0.0301%
F5_Industrial_Food Products_New_Space Heating_Natural Gas_Gas Boiler - Stack Economizer_A_Technical Potential | F5 | Industrial | Food Products | New | Space Heating | Natural Gas | Gas Boiler - Stack Economizer | A | Standalone Impact on Baseline Summer Peak (%) | Technical Potential | bar: 2019 to 2040
F6_Industrial_Food Products_New_Space Heating_Natural Gas_Gas Boiler - Stack Economizer_A_Technical Potential | F6 | Industrial | Food Products | New | Space Heating | Natural Gas | Gas Boiler - Stack Economizer | A | Standalone Impact on Baseline Winter Peak (%) | Technical Potential | bar: 2019 to 2040
F7_Industrial_Food Products_New_Space Heating_Natural Gas_Gas Boiler - Stack Economizer_A_Technical Potential | F7 | Industrial | Food Products | New | Space Heating | Natural Gas | Gas Boiler - Stack Economizer | A | Incremental Energy Savings (MWh or mTherms) | Technical Potential | 0 | 0 | 0.0021039 | 0.0036716 | 0.0052356 | 0.0069885 | 0.0080442 | 0.0083427 | 0.0075454 | 0.0068203 | 0.0059234 | 0.0051685 | 0.0044741 | 0.0038942 | 0.0032863 | 0.0027953 | 0.0023691 | 0.0021039 | 0.0036716 | 0.0052356 | 0.0069885 | 0.0080442
F8_Industrial_Food Products_New_Space Heating_Natural Gas_Gas Boiler - Stack Economizer_A_Technical Potential | F8 | Industrial | Food Products | New | Space Heating | Natural Gas | Gas Boiler - Stack Economizer | A | Incremental Summer Peak Savings (MW) | Technical Potential | 0 | 0 | 0 | 0 | 0 | 0 | 0 | 0 | 0 | 0 | 0 | 0 | 0 | 0 | 0 | 0 | 0 | 0 | 0 | 0 | 0 | 0
F9_Industrial_Food Products_New_Space Heating_Natural Gas_Gas Boiler - Stack Economizer_A_Technical Potential | F9 | Industrial | Food Products | New | Space Heating | Natural Gas | Gas Boiler - Stack Economizer | A | Incremental Winter Peak Savings (MW) | Technical Potential | 0 | 0 | 0 | 0 | 0 | 0 | 0 | 0 | 0 | 0 | 0 | 0 | 0 | 0 | 0 | 0 | 0 | 0 | 0 | 0 | 0 | 0
F10_Industrial_Food Products_New_Space Heating_Natural Gas_Gas Boiler - Stack Economizer_A_Technical Potential | F10 | Industrial | Food Products | New | Space Heating | Natural Gas | Gas Boiler - Stack Economizer | A | Cumulative Energy Savings (MWh or mTherms) | Technical Potential | 0 | 0 | 0.0021039 | 0.0057755 | 0.011011 | 0.018 | 0.026044 | 0.034386 | 0.041932 | 0.048752 | 0.054676 | 0.059844 | 0.064318 | 0.068212 | 0.071499 | 0.074294 | 0.076663 | 0.076663 | 0.076663 | 0.076663 | 0.076663 | 0.076663
F11_Industrial_Food Products_New_Space Heating_Natural Gas_Gas Boiler - Stack Economizer_A_Technical Potential | F11 | Industrial | Food Products | New | Space Heating | Natural Gas | Gas Boiler - Stack Economizer | A | Cumulative Summer Peak Savings (MW) | Technical Potential | 0 | 0 | 0 | 0 | 0 | 0 | 0 | 0 | 0 | 0 | 0 | 0 | 0 | 0 | 0 | 0 | 0 | 0 | 0 | 0 | 0 | 0
F12_Industrial_Food Products_New_Space Heating_Natural Gas_Gas Boiler - Stack Economizer_A_Technical Potential | F12 | Industrial | Food Products | New | Space Heating | Natural Gas | Gas Boiler - Stack Economizer | A | Cumulative Winter Peak Savings (MW) | Technical Potential | 0 | 0 | 0 | 0 | 0 | 0 | 0 | 0 | 0 | 0 | 0 | 0 | 0 | 0 | 0 | 0 | 0 | 0 | 0 | 0 | 0 | 0
F13_Industrial_Food Products_New_Space Heating_Natural Gas_Gas Boiler - Stack Economizer_A_Technical Potential | F13 | Industrial | Food Products | New | Space Heating | Natural Gas | Gas Boiler - Stack Economizer | A | Purchases (Incremental) | Technical Potential | 0 | 0 | 2.3241 | 4.056 | 5.7836 | 7.72 | 8.8862 | 9.216 | 8.3352 | 7.5343 | 6.5434 | 5.7096 | 4.9425 | 4.3018 | 3.6303 | 3.0879 | 2.6171 | 2.3241 | 4.056 | 5.7836 | 7.72 | 8.8862
F14_Industrial_Food Products_New_Space Heating_Natural Gas_Gas Boiler - Stack Economizer_A_Technical Potential | F14 | Industrial | Food Products | New | Space Heating | Natural Gas | Gas Boiler - Stack Economizer | A | Purchases (Cumulative) | Technical Potential | 0 | 0 | 2.3241 | 6.3801 | 12.1637 | 19.8837 | 28.7699 | 37.9858 | 46.3211 | 53.8553 | 60.3987 | 66.1083 | 71.0508 | 75.3526 | 78.9829 | 82.0708 | 84.6878 | 84.6878 | 84.6878 | 84.6878 | 84.6878 | 84.6878
F1_Industrial_Food Products_New_Process_Natural Gas_Gas Boiler - Stack Economizer_A_Technical Potential | F1 | Industrial | Food Products | New | Process | Natural Gas | Gas Boiler - Stack Economizer | A | Original Unit Energy Savings (kWh or therms) | Technical Potential | 0 | 0 | 45.4909 | 45.4909 | 45.4909 | 45.4909 | 45.4909 | 45.4909 | 45.4909 | 45.4909 | 45.4909 | 45.4909 | 45.4909 | 45.4909 | 45.4909 | 45.4909 | 45.4909 | 45.4909 | 45.4909 | 45.4909 | 45.4909 | 45.4909
F2_Industrial_Food Products_New_Process_Natural Gas_Gas Boiler - Stack Economizer_A_Technical Potential | F2 | Industrial | Food Products | New | Process | Natural Gas | Gas Boiler - Stack Economizer | A | Original Unit Summer Peak Savings (kW) | Technical Potential | 0 | 0 | 0 | 0 | 0 | 0 | 0 | 0 | 0 | 0 | 0 | 0 | 0 | 0 | 0 | 0 | 0 | 0 | 0 | 0 | 0 | 0
F3_Industrial_Food Products_New_Process_Natural Gas_Gas Boiler - Stack Economizer_A_Technical Potential | F3 | Industrial | Food Products | New | Process | Natural Gas | Gas Boiler - Stack Economizer | A | Original Unit Winter Peak Savings (kW) | Technical Potential | 0 | 0 | 0 | 0 | 0 | 0 | 0 | 0 | 0 | 0 | 0 | 0 | 0 | 0 | 0 | 0 | 0 | 0 | 0 | 0 | 0 | 0
F4_Industrial_Food Products_New_Process_Natural Gas_Gas Boiler - Stack Economizer_A_Technical Potential | F4 | Industrial | Food Products | New | Process | Natural Gas | Gas Boiler - Stack Economizer | A | Standalone Impact on Baseline Energy (%) | Technical Potential | 0% | 0% | 0.07083% | 0.1114% | 0.149% | 0.1824% | 0.2293% | 0.2627% | 0.2834% | 0.2916% | 0.3012% | 0.3023% | 0.3003% | 0.2927% | 0.2908% | 0.2842% | 0.2769% | 0.2599% | 0.2498% | 0.2383% | 0.2282% | 0.2189%
F5_Industrial_Food Products_New_Process_Natural Gas_Gas Boiler - Stack Economizer_A_Technical Potential | F5 | Industrial | Food Products | New | Process | Natural Gas | Gas Boiler - Stack Economizer | A | Standalone Impact on Baseline Summer Peak (%) | Technical Potential | bar: 2019 to 2040
F6_Industrial_Food Products_New_Process_Natural Gas_Gas Boiler - Stack Economizer_A_Technical Potential | F6 | Industrial | Food Products | New | Process | Natural Gas | Gas Boiler - Stack Economizer | A | Standalone Impact on Baseline Winter Peak (%) | Technical Potential | bar: 2019 to 2040
F7_Industrial_Food Products_New_Process_Natural Gas_Gas Boiler - Stack Economizer_A_Technical Potential | F7 | Industrial | Food Products | New | Process | Natural Gas | Gas Boiler - Stack Economizer | A | Incremental Energy Savings (MWh or mTherms) | Technical Potential | 0 | 0 | 0.25209 | 0.43995 | 0.62735 | 0.83739 | 0.96389 | 0.99966 | 0.90413 | 0.81724 | 0.70977 | 0.61932 | 0.53611 | 0.46662 | 0.39378 | 0.33494 | 0.28388 | 0.25209 | 0.43995 | 0.62735 | 0.83739 | 0.96389
F8_Industrial_Food Products_New_Process_Natural Gas_Gas Boiler - Stack Economizer_A_Technical Potential | F8 | Industrial | Food Products | New | Process | Natural Gas | Gas Boiler - Stack Economizer | A | Incremental Summer Peak Savings (MW) | Technical Potential | 0 | 0 | 0 | 0 | 0 | 0 | 0 | 0 | 0 | 0 | 0 | 0 | 0 | 0 | 0 | 0 | 0 | 0 | 0 | 0 | 0 | 0
F9_Industrial_Food Products_New_Process_Natural Gas_Gas Boiler - Stack Economizer_A_Technical Potential | F9 | Industrial | Food Products | New | Process | Natural Gas | Gas Boiler - Stack Economizer | A | Incremental Winter Peak Savings (MW) | Technical Potential | 0 | 0 | 0 | 0 | 0 | 0 | 0 | 0 | 0 | 0 | 0 | 0 | 0 | 0 | 0 | 0 | 0 | 0 | 0 | 0 | 0 | 0
F10_Industrial_Food Products_New_Process_Natural Gas_Gas Boiler - Stack Economizer_A_Technical Potential | F10 | Industrial | Food Products | New | Process | Natural Gas | Gas Boiler - Stack Economizer | A | Cumulative Energy Savings (MWh or mTherms) | Technical Potential | 0 | 0 | 0.25209 | 0.69205 | 1.3194 | 2.1568 | 3.1207 | 4.1203 | 5.0245 | 5.8417 | 6.5515 | 7.1708 | 7.7069 | 8.1735 | 8.5673 | 8.9023 | 9.1861 | 9.1861 | 9.1861 | 9.1861 | 9.1861 | 9.1861
F11_Industrial_Food Products_New_Process_Natural Gas_Gas Boiler - Stack Economizer_A_Technical Potential | F11 | Industrial | Food Products | New | Process | Natural Gas | Gas Boiler - Stack Economizer | A | Cumulative Summer Peak Savings (MW) | Technical Potential | 0 | 0 | 0 | 0 | 0 | 0 | 0 | 0 | 0 | 0 | 0 | 0 | 0 | 0 | 0 | 0 | 0 | 0 | 0 | 0 | 0 | 0
F12_Industrial_Food Products_New_Process_Natural Gas_Gas Boiler - Stack Economizer_A_Technical Potential | F12 | Industrial | Food Products | New | Process | Natural Gas | Gas Boiler - Stack Economizer | A | Cumulative Winter Peak Savings (MW) | Technical Potential | 0 | 0 | 0 | 0 | 0 | 0 | 0 | 0 | 0 | 0 | 0 | 0 | 0 | 0 | 0 | 0 | 0 | 0 | 0 | 0 | 0 | 0
F13_Industrial_Food Products_New_Process_Natural Gas_Gas Boiler - Stack Economizer_A_Technical Potential | F13 | Industrial | Food Products | New | Process | Natural Gas | Gas Boiler - Stack Economizer | A | Purchases (Incremental) | Technical Potential | 0 | 0 | 5.5417 | 9.6712 | 13.7907 | 18.4079 | 21.1886 | 21.975 | 19.8749 | 17.965 | 15.6025 | 13.6141 | 11.785 | 10.2574 | 8.6563 | 7.3629 | 6.2403 | 5.5417 | 9.6712 | 13.7907 | 18.4079 | 21.1886
F14_Industrial_Food Products_New_Process_Natural Gas_Gas Boiler - Stack Economizer_A_Technical Potential | F14 | Industrial | Food Products | New | Process | Natural Gas | Gas Boiler - Stack Economizer | A | Purchases (Cumulative) | Technical Potential | 0 | 0 | 5.5417 | 15.2129 | 29.0036 | 47.4116 | 68.6002 | 90.5752 | 110.4501 | 128.4151 | 144.0176 | 157.6317 | 169.4168 | 179.6742 | 188.3305 | 195.6933 | 201.9336 | 201.9336 | 201.9336 | 201.9336 | 201.9336 | 201.9336
F1_Industrial_Food Products_New_Space Heating_Natural Gas_Gas Furnace Tube Inserts_A_Technical Potential | F1 | Industrial | Food Products | New | Space Heating | Natural Gas | Gas Furnace Tube Inserts | A | Original Unit Energy Savings (kWh or therms) | Technical Potential | 0 | 0 | 0.077933 | 0.077933 | 0.077933 | 0.077933 | 0.077933 | 0.077933 | 0.077933 | 0.077933 | 0.077933 | 0.077933 | 0.077933 | 0.077933 | 0.077933 | 0.077933 | 0.077933 | 0.077933 | 0.077933 | 0.077933 | 0.077933 | 0.077933
F2_Industrial_Food Products_New_Space Heating_Natural Gas_Gas Furnace Tube Inserts_A_Technical Potential | F2 | Industrial | Food Products | New | Space Heating | Natural Gas | Gas Furnace Tube Inserts | A | Original Unit Summer Peak Savings (kW) | Technical Potential | 0 | 0 | 0 | 0 | 0 | 0 | 0 | 0 | 0 | 0 | 0 | 0 | 0 | 0 | 0 | 0 | 0 | 0 | 0 | 0 | 0 | 0
F3_Industrial_Food Products_New_Space Heating_Natural Gas_Gas Furnace Tube Inserts_A_Technical Potential | F3 | Industrial | Food Products | New | Space Heating | Natural Gas | Gas Furnace Tube Inserts | A | Original Unit Winter Peak Savings (kW) | Technical Potential | 0 | 0 | 0 | 0 | 0 | 0 | 0 | 0 | 0 | 0 | 0 | 0 | 0 | 0 | 0 | 0 | 0 | 0 | 0 | 0 | 0 | 0
F4_Industrial_Food Products_New_Space Heating_Natural Gas_Gas Furnace Tube Inserts_A_Technical Potential | F4 | Industrial | Food Products | New | Space Heating | Natural Gas | Gas Furnace Tube Inserts | A | Standalone Impact on Baseline Energy (%) | Technical Potential | bar: 2019 to 2040
F5_Industrial_Food Products_New_Space Heating_Natural Gas_Gas Furnace Tube Inserts_A_Technical Potential | F5 | Industrial | Food Products | New | Space Heating | Natural Gas | Gas Furnace Tube Inserts | A | Standalone Impact on Baseline Summer Peak (%) | Technical Potential | bar: 2019 to 2040
F6_Industrial_Food Products_New_Space Heating_Natural Gas_Gas Furnace Tube Inserts_A_Technical Potential | F6 | Industrial | Food Products | New | Space Heating | Natural Gas | Gas Furnace Tube Inserts | A | Standalone Impact on Baseline Winter Peak (%) | Technical Potential | bar: 2019 to 2040
F7_Industrial_Food Products_New_Space Heating_Natural Gas_Gas Furnace Tube Inserts_A_Technical Potential | F7 | Industrial | Food Products | New | Space Heating | Natural Gas | Gas Furnace Tube Inserts | A | Incremental Energy Savings (MWh or mTherms) | Technical Potential | 0 | 0 | 0 | 0 | 0 | 0 | 0 | 0 | 0 | 0 | 0 | 0 | 0 | 0 | 0 | 0 | 0 | 0 | 0 | 0 | 0 | 0
F8_Industrial_Food Products_New_Space Heating_Natural Gas_Gas Furnace Tube Inserts_A_Technical Potential | F8 | Industrial | Food Products | New | Space Heating | Natural Gas | Gas Furnace Tube Inserts | A | Incremental Summer Peak Savings (MW) | Technical Potential | 0 | 0 | 0 | 0 | 0 | 0 | 0 | 0 | 0 | 0 | 0 | 0 | 0 | 0 | 0 | 0 | 0 | 0 | 0 | 0 | 0 | 0
F9_Industrial_Food Products_New_Space Heating_Natural Gas_Gas Furnace Tube Inserts_A_Technical Potential | F9 | Industrial | Food Products | New | Space Heating | Natural Gas | Gas Furnace Tube Inserts | A | Incremental Winter Peak Savings (MW) | Technical Potential | 0 | 0 | 0 | 0 | 0 | 0 | 0 | 0 | 0 | 0 | 0 | 0 | 0 | 0 | 0 | 0 | 0 | 0 | 0 | 0 | 0 | 0
F10_Industrial_Food Products_New_Space Heating_Natural Gas_Gas Furnace Tube Inserts_A_Technical Potential | F10 | Industrial | Food Products | New | Space Heating | Natural Gas | Gas Furnace Tube Inserts | A | Cumulative Energy Savings (MWh or mTherms) | Technical Potential | 0 | 0 | 0 | 0 | 0 | 0 | 0 | 0 | 0 | 0 | 0 | 0 | 0 | 0 | 0 | 0 | 0 | 0 | 0 | 0 | 0 | 0
F11_Industrial_Food Products_New_Space Heating_Natural Gas_Gas Furnace Tube Inserts_A_Technical Potential | F11 | Industrial | Food Products | New | Space Heating | Natural Gas | Gas Furnace Tube Inserts | A | Cumulative Summer Peak Savings (MW) | Technical Potential | 0 | 0 | 0 | 0 | 0 | 0 | 0 | 0 | 0 | 0 | 0 | 0 | 0 | 0 | 0 | 0 | 0 | 0 | 0 | 0 | 0 | 0
F12_Industrial_Food Products_New_Space Heating_Natural Gas_Gas Furnace Tube Inserts_A_Technical Potential | F12 | Industrial | Food Products | New | Space Heating | Natural Gas | Gas Furnace Tube Inserts | A | Cumulative Winter Peak Savings (MW) | Technical Potential | 0 | 0 | 0 | 0 | 0 | 0 | 0 | 0 | 0 | 0 | 0 | 0 | 0 | 0 | 0 | 0 | 0 | 0 | 0 | 0 | 0 | 0
F13_Industrial_Food Products_New_Space Heating_Natural Gas_Gas Furnace Tube Inserts_A_Technical Potential | F13 | Industrial | Food Products | New | Space Heating | Natural Gas | Gas Furnace Tube Inserts | A | Purchases (Incremental) | Technical Potential | 0 | 0 | 0 | 0 | 0 | 0 | 0 | 0 | 0 | 0 | 0 | 0 | 0 | 0 | 0 | 0 | 0 | 0 | 0 | 0 | 0 | 0
F14_Industrial_Food Products_New_Space Heating_Natural Gas_Gas Furnace Tube Inserts_A_Technical Potential | F14 | Industrial | Food Products | New | Space Heating | Natural Gas | Gas Furnace Tube Inserts | A | Purchases (Cumulative) | Technical Potential | 0 | 0 | 0 | 0 | 0 | 0 | 0 | 0 | 0 | 0 | 0 | 0 | 0 | 0 | 0 | 0 | 0 | 0 | 0 | 0 | 0 | 0
F1_Industrial_Food Products_New_Space Heating_Natural Gas_Space Heating - Heat Recovery Ventilator_A_Technical Potential | F1 | Industrial | Food Products | New | Space Heating | Natural Gas | Space Heating - Heat Recovery Ventilator | A | Original Unit Energy Savings (kWh or therms) | Technical Potential | 0 | 0 | 0.012707 | 0.012707 | 0.012707 | 0.012707 | 0.012707 | 0.012707 | 0.012707 | 0.012707 | 0.012707 | 0.012707 | 0.012707 | 0.012707 | 0.012707 | 0.012707 | 0.012707 | 0.012707 | 0.012707 | 0.012707 | 0.012707 | 0.012707
F2_Industrial_Food Products_New_Space Heating_Natural Gas_Space Heating - Heat Recovery Ventilator_A_Technical Potential | F2 | Industrial | Food Products | New | Space Heating | Natural Gas | Space Heating - Heat Recovery Ventilator | A | Original Unit Summer Peak Savings (kW) | Technical Potential | 0 | 0 | 0 | 0 | 0 | 0 | 0 | 0 | 0 | 0 | 0 | 0 | 0 | 0 | 0 | 0 | 0 | 0 | 0 | 0 | 0 | 0
F3_Industrial_Food Products_New_Space Heating_Natural Gas_Space Heating - Heat Recovery Ventilator_A_Technical Potential | F3 | Industrial | Food Products | New | Space Heating | Natural Gas | Space Heating - Heat Recovery Ventilator | A | Original Unit Winter Peak Savings (kW) | Technical Potential | 0 | 0 | 0 | 0 | 0 | 0 | 0 | 0 | 0 | 0 | 0 | 0 | 0 | 0 | 0 | 0 | 0 | 0 | 0 | 0 | 0 | 0
F4_Industrial_Food Products_New_Space Heating_Natural Gas_Space Heating - Heat Recovery Ventilator_A_Technical Potential | F4 | Industrial | Food Products | New | Space Heating | Natural Gas | Space Heating - Heat Recovery Ventilator | A | Standalone Impact on Baseline Energy (%) | Technical Potential | 0% | 0% | 0.02138% | 0.03363% | 0.04496% | 0.05506% | 0.06921% | 0.08144% | 0.09341% | 0.1041% | 0.1172% | 0.1289% | 0.1405% | 0.1505% | 0.164% | 0.1757% | 0.1872% | 0.1949% | 0.2051% | 0.2122% | 0.2183% | 0.2238%
F5_Industrial_Food Products_New_Space Heating_Natural Gas_Space Heating - Heat Recovery Ventilator_A_Technical Potential | F5 | Industrial | Food Products | New | Space Heating | Natural Gas | Space Heating - Heat Recovery Ventilator | A | Standalone Impact on Baseline Summer Peak (%) | Technical Potential | bar: 2019 to 2040
F6_Industrial_Food Products_New_Space Heating_Natural Gas_Space Heating - Heat Recovery Ventilator_A_Technical Potential | F6 | Industrial | Food Products | New | Space Heating | Natural Gas | Space Heating - Heat Recovery Ventilator | A | Standalone Impact on Baseline Winter Peak (%) | Technical Potential | bar: 2019 to 2040
F7_Industrial_Food Products_New_Space Heating_Natural Gas_Space Heating - Heat Recovery Ventilator_A_Technical Potential | F7 | Industrial | Food Products | New | Space Heating | Natural Gas | Space Heating - Heat Recovery Ventilator | A | Incremental Energy Savings (MWh or mTherms) | Technical Potential | 0 | 0 | 0.0046177 | 0.0080587 | 0.011491 | 0.015339 | 0.017656 | 0.020346 | 0.023001 | 0.025989 | 0.028214 | 0.030773 | 0.033298 | 0.036227 | 0.038216 | 0.040632 | 0.043046 | 0.045857 | 0.047714 | 0.050001 | 0.052227 | 0.054446
F8_Industrial_Food Products_New_Space Heating_Natural Gas_Space Heating - Heat Recovery Ventilator_A_Technical Potential | F8 | Industrial | Food Products | New | Space Heating | Natural Gas | Space Heating - Heat Recovery Ventilator | A | Incremental Summer Peak Savings (MW) | Technical Potential | 0 | 0 | 0 | 0 | 0 | 0 | 0 | 0 | 0 | 0 | 0 | 0 | 0 | 0 | 0 | 0 | 0 | 0 | 0 | 0 | 0 | 0
F9_Industrial_Food Products_New_Space Heating_Natural Gas_Space Heating - Heat Recovery Ventilator_A_Technical Potential | F9 | Industrial | Food Products | New | Space Heating | Natural Gas | Space Heating - Heat Recovery Ventilator | A | Incremental Winter Peak Savings (MW) | Technical Potential | 0 | 0 | 0 | 0 | 0 | 0 | 0 | 0 | 0 | 0 | 0 | 0 | 0 | 0 | 0 | 0 | 0 | 0 | 0 | 0 | 0 | 0
F10_Industrial_Food Products_New_Space Heating_Natural Gas_Space Heating - Heat Recovery Ventilator_A_Technical Potential | F10 | Industrial | Food Products | New | Space Heating | Natural Gas | Space Heating - Heat Recovery Ventilator | A | Cumulative Energy Savings (MWh or mTherms) | Technical Potential | 0 | 0 | 0.0046177 | 0.012676 | 0.024168 | 0.039506 | 0.057162 | 0.077508 | 0.10051 | 0.1265 | 0.15471 | 0.18548 | 0.21878 | 0.25501 | 0.29323 | 0.33386 | 0.3769 | 0.41814 | 0.4578 | 0.49631 | 0.5332 | 0.56999
F11_Industrial_Food Products_New_Space Heating_Natural Gas_Space Heating - Heat Recovery Ventilator_A_Technical Potential | F11 | Industrial | Food Products | New | Space Heating | Natural Gas | Space Heating - Heat Recovery Ventilator | A | Cumulative Summer Peak Savings (MW) | Technical Potential | 0 | 0 | 0 | 0 | 0 | 0 | 0 | 0 | 0 | 0 | 0 | 0 | 0 | 0 | 0 | 0 | 0 | 0 | 0 | 0 | 0 | 0
F12_Industrial_Food Products_New_Space Heating_Natural Gas_Space Heating - Heat Recovery Ventilator_A_Technical Potential | F12 | Industrial | Food Products | New | Space Heating | Natural Gas | Space Heating - Heat Recovery Ventilator | A | Cumulative Winter Peak Savings (MW) | Technical Potential | 0 | 0 | 0 | 0 | 0 | 0 | 0 | 0 | 0 | 0 | 0 | 0 | 0 | 0 | 0 | 0 | 0 | 0 | 0 | 0 | 0 | 0
F13_Industrial_Food Products_New_Space Heating_Natural Gas_Space Heating - Heat Recovery Ventilator_A_Technical Potential | F13 | Industrial | Food Products | New | Space Heating | Natural Gas | Space Heating - Heat Recovery Ventilator | A | Purchases (Incremental) | Technical Potential | 0 | 0 | 363.3871 | 634.1792 | 904.3063 | 1207.0765 | 1389.4171 | 1601.0901 | 1810.0956 | 2045.1944 | 2220.2946 | 2421.684 | 2620.4023 | 2850.9211 | 3007.3751 | 3197.5232 | 3387.5273 | 3608.7178 | 3754.8206 | 3934.8538 | 4109.9838 | 4284.5964
F14_Industrial_Food Products_New_Space Heating_Natural Gas_Space Heating - Heat Recovery Ventilator_A_Technical Potential | F14 | Industrial | Food Products | New | Space Heating | Natural Gas | Space Heating - Heat Recovery Ventilator | A | Purchases (Cumulative) | Technical Potential | 0 | 0 | 363.3871 | 997.5663 | 1901.8727 | 3108.9492 | 4498.3663 | 6099.4565 | 7909.552 | 9954.7464 | 12175.041 | 14596.725 | 17217.1273 | 20068.0485 | 23075.4236 | 26272.9468 | 29660.4741 | 32905.8048 | 36026.4461 | 39056.9936 | 41959.9008 | 44855.0801
F1_Industrial_Food Products_New_Space Heating_Natural Gas_Thermostat - Programmable_A_Technical Potential | F1 | Industrial | Food Products | New | Space Heating | Natural Gas | Thermostat - Programmable | A | Original Unit Energy Savings (kWh or therms) | Technical Potential | 0 | 0 | 0.0061474 | 0.0061474 | 0.0061474 | 0.0061474 | 0.0061474 | 0.0061474 | 0.0061474 | 0.0061474 | 0.0061474 | 0.0061474 | 0.0061474 | 0.0061474 | 0.0061474 | 0.0061474 | 0.0061474 | 0.0061474 | 0.0061474 | 0.0061474 | 0.0061474 | 0.0061474
F2_Industrial_Food Products_New_Space Heating_Natural Gas_Thermostat - Programmable_A_Technical Potential | F2 | Industrial | Food Products | New | Space Heating | Natural Gas | Thermostat - Programmable | A | Original Unit Summer Peak Savings (kW) | Technical Potential | 0 | 0 | 0 | 0 | 0 | 0 | 0 | 0 | 0 | 0 | 0 | 0 | 0 | 0 | 0 | 0 | 0 | 0 | 0 | 0 | 0 | 0
F3_Industrial_Food Products_New_Space Heating_Natural Gas_Thermostat - Programmable_A_Technical Potential | F3 | Industrial | Food Products | New | Space Heating | Natural Gas | Thermostat - Programmable | A | Original Unit Winter Peak Savings (kW) | Technical Potential | 0 | 0 | 0 | 0 | 0 | 0 | 0 | 0 | 0 | 0 | 0 | 0 | 0 | 0 | 0 | 0 | 0 | 0 | 0 | 0 | 0 | 0
F4_Industrial_Food Products_New_Space Heating_Natural Gas_Thermostat - Programmable_A_Technical Potential | F4 | Industrial | Food Products | New | Space Heating | Natural Gas | Thermostat - Programmable | A | Standalone Impact on Baseline Energy (%) | Technical Potential | 0% | 0% | 0.03103% | 0.0488% | 0.06525% | 0.07991% | 0.1004% | 0.1182% | 0.1356% | 0.151% | 0.1701% | 0.187% | 0.2039% | 0.2144% | 0.2278% | 0.2365% | 0.2432% | 0.2474% | 0.2555% | 0.2606% | 0.2651% | 0.2692%
F5_Industrial_Food Products_New_Space Heating_Natural Gas_Thermostat - Programmable_A_Technical Potential | F5 | Industrial | Food Products | New | Space Heating | Natural Gas | Thermostat - Programmable | A | Standalone Impact on Baseline Summer Peak (%) | Technical Potential | bar: 2019 to 2040
F6_Industrial_Food Products_New_Space Heating_Natural Gas_Thermostat - Programmable_A_Technical Potential | F6 | Industrial | Food Products | New | Space Heating | Natural Gas | Thermostat - Programmable | A | Standalone Impact on Baseline Winter Peak (%) | Technical Potential | bar: 2019 to 2040
F7_Industrial_Food Products_New_Space Heating_Natural Gas_Thermostat - Programmable_A_Technical Potential | F7 | Industrial | Food Products | New | Space Heating | Natural Gas | Thermostat - Programmable | A | Incremental Energy Savings (MWh or mTherms) | Technical Potential | 0 | 0 | 0.0067017 | 0.011696 | 0.016677 | 0.022261 | 0.025624 | 0.029528 | 0.033382 | 0.037718 | 0.040947 | 0.044661 | 0.048326 | 0.052577 | 0.055463 | 0.058969 | 0.062474 | 0.066553 | 0.069247 | 0.072568 | 0.075797 | 0.079018
F8_Industrial_Food Products_New_Space Heating_Natural Gas_Thermostat - Programmable_A_Technical Potential | F8 | Industrial | Food Products | New | Space Heating | Natural Gas | Thermostat - Programmable | A | Incremental Summer Peak Savings (MW) | Technical Potential | 0 | 0 | 0 | 0 | 0 | 0 | 0 | 0 | 0 | 0 | 0 | 0 | 0 | 0 | 0 | 0 | 0 | 0 | 0 | 0 | 0 | 0
F9_Industrial_Food Products_New_Space Heating_Natural Gas_Thermostat - Programmable_A_Technical Potential | F9 | Industrial | Food Products | New | Space Heating | Natural Gas | Thermostat - Programmable | A | Incremental Winter Peak Savings (MW) | Technical Potential | 0 | 0 | 0 | 0 | 0 | 0 | 0 | 0 | 0 | 0 | 0 | 0 | 0 | 0 | 0 | 0 | 0 | 0 | 0 | 0 | 0 | 0
F10_Industrial_Food Products_New_Space Heating_Natural Gas_Thermostat - Programmable_A_Technical Potential | F10 | Industrial | Food Products | New | Space Heating | Natural Gas | Thermostat - Programmable | A | Cumulative Energy Savings (MWh or mTherms) | Technical Potential | 0 | 0 | 0.0067017 | 0.018397 | 0.035075 | 0.057336 | 0.08296 | 0.11249 | 0.14587 | 0.18359 | 0.22454 | 0.2692 | 0.31752 | 0.3634 | 0.40717 | 0.44946 | 0.48967 | 0.5306 | 0.57032 | 0.6095 | 0.64758 | 0.68565
F11_Industrial_Food Products_New_Space Heating_Natural Gas_Thermostat - Programmable_A_Technical Potential | F11 | Industrial | Food Products | New | Space Heating | Natural Gas | Thermostat - Programmable | A | Cumulative Summer Peak Savings (MW) | Technical Potential | 0 | 0 | 0 | 0 | 0 | 0 | 0 | 0 | 0 | 0 | 0 | 0 | 0 | 0 | 0 | 0 | 0 | 0 | 0 | 0 | 0 | 0
F12_Industrial_Food Products_New_Space Heating_Natural Gas_Thermostat - Programmable_A_Technical Potential | F12 | Industrial | Food Products | New | Space Heating | Natural Gas | Thermostat - Programmable | A | Cumulative Winter Peak Savings (MW) | Technical Potential | 0 | 0 | 0 | 0 | 0 | 0 | 0 | 0 | 0 | 0 | 0 | 0 | 0 | 0 | 0 | 0 | 0 | 0 | 0 | 0 | 0 | 0
F13_Industrial_Food Products_New_Space Heating_Natural Gas_Thermostat - Programmable_A_Technical Potential | F13 | Industrial | Food Products | New | Space Heating | Natural Gas | Thermostat - Programmable | A | Purchases (Incremental) | Technical Potential | 0 | 0 | 1090.1613 | 1902.5377 | 2712.919 | 3621.2296 | 4168.2513 | 4803.2704 | 5430.2867 | 6135.5831 | 6660.8839 | 7265.052 | 7861.207 | 8552.7634 | 9022.1254 | 9592.5696 | 10162.5819 | 10826.1533 | 11264.4618 | 11804.5614 | 12329.9513 | 12853.7893
F14_Industrial_Food Products_New_Space Heating_Natural Gas_Thermostat - Programmable_A_Technical Potential | F14 | Industrial | Food Products | New | Space Heating | Natural Gas | Thermostat - Programmable | A | Purchases (Cumulative) | Technical Potential | 0 | 0 | 1090.1613 | 2992.699 | 5705.618 | 9326.8477 | 13495.099 | 18298.3694 | 23728.6561 | 29864.2392 | 36525.1231 | 43790.175 | 51651.382 | 59113.984 | 66233.5718 | 73113.2224 | 79654.5746 | 86312.4766 | 92773.668 | 99147.9428 | 105342.311 | 111535.2164
F1_Industrial_Food Products_New_Space Heating_Natural Gas_ENERGY STAR Connected Thermostat_A_Technical Potential | F1 | Industrial | Food Products | New | Space Heating | Natural Gas | ENERGY STAR Connected Thermostat | A | Original Unit Energy Savings (kWh or therms) | Technical Potential | 0 | 0 | 0.01486 | 0.01486 | 0.01486 | 0.01486 | 0.01486 | 0.01486 | 0.01486 | 0.01486 | 0.01486 | 0.01486 | 0.01486 | 0.01486 | 0.01486 | 0.01486 | 0.01486 | 0.01486 | 0.01486 | 0.01486 | 0.01486 | 0.01486
F2_Industrial_Food Products_New_Space Heating_Natural Gas_ENERGY STAR Connected Thermostat_A_Technical Potential | F2 | Industrial | Food Products | New | Space Heating | Natural Gas | ENERGY STAR Connected Thermostat | A | Original Unit Summer Peak Savings (kW) | Technical Potential | 0 | 0 | 0 | 0 | 0 | 0 | 0 | 0 | 0 | 0 | 0 | 0 | 0 | 0 | 0 | 0 | 0 | 0 | 0 | 0 | 0 | 0
F3_Industrial_Food Products_New_Space Heating_Natural Gas_ENERGY STAR Connected Thermostat_A_Technical Potential | F3 | Industrial | Food Products | New | Space Heating | Natural Gas | ENERGY STAR Connected Thermostat | A | Original Unit Winter Peak Savings (kW) | Technical Potential | 0 | 0 | 0 | 0 | 0 | 0 | 0 | 0 | 0 | 0 | 0 | 0 | 0 | 0 | 0 | 0 | 0 | 0 | 0 | 0 | 0 | 0
F4_Industrial_Food Products_New_Space Heating_Natural Gas_ENERGY STAR Connected Thermostat_A_Technical Potential | F4 | Industrial | Food Products | New | Space Heating | Natural Gas | ENERGY STAR Connected Thermostat | A | Standalone Impact on Baseline Energy (%) | Technical Potential | 0% | 0% | 0.075% | 0.118% | 0.1577% | 0.1932% | 0.2428% | 0.2687% | 0.2864% | 0.2953% | 0.3062% | 0.3127% | 0.3182% | 0.3199% | 0.3272% | 0.3307% | 0.3335% | 0.3261% | 0.3188% | 0.3046% | 0.2916% | 0.2798%
F5_Industrial_Food Products_New_Space Heating_Natural Gas_ENERGY STAR Connected Thermostat_A_Technical Potential | F5 | Industrial | Food Products | New | Space Heating | Natural Gas | ENERGY STAR Connected Thermostat | A | Standalone Impact on Baseline Summer Peak (%) | Technical Potential | bar: 2019 to 2040
F6_Industrial_Food Products_New_Space Heating_Natural Gas_ENERGY STAR Connected Thermostat_A_Technical Potential | F6 | Industrial | Food Products | New | Space Heating | Natural Gas | ENERGY STAR Connected Thermostat | A | Standalone Impact on Baseline Winter Peak (%) | Technical Potential | bar: 2019 to 2040
F7_Industrial_Food Products_New_Space Heating_Natural Gas_ENERGY STAR Connected Thermostat_A_Technical Potential | F7 | Industrial | Food Products | New | Space Heating | Natural Gas | ENERGY STAR Connected Thermostat | A | Incremental Energy Savings (MWh or mTherms) | Technical Potential | 0 | 0 | 0.0162 | 0.028273 | 0.040315 | 0.053813 | 0.061942 | 0.071379 | 0.080697 | 0.091178 | 0.098984 | 0.10796 | 0.11682 | 0.1271 | 0.13407 | 0.14255 | 0.15102 | 0.16088 | 0.1674 | 0.17542 | 0.19636 | 0.21296
F8_Industrial_Food Products_New_Space Heating_Natural Gas_ENERGY STAR Connected Thermostat_A_Technical Potential | F8 | Industrial | Food Products | New | Space Heating | Natural Gas | ENERGY STAR Connected Thermostat | A | Incremental Summer Peak Savings (MW) | Technical Potential | 0 | 0 | 0 | 0 | 0 | 0 | 0 | 0 | 0 | 0 | 0 | 0 | 0 | 0 | 0 | 0 | 0 | 0 | 0 | 0 | 0 | 0
F9_Industrial_Food Products_New_Space Heating_Natural Gas_ENERGY STAR Connected Thermostat_A_Technical Potential | F9 | Industrial | Food Products | New | Space Heating | Natural Gas | ENERGY STAR Connected Thermostat | A | Incremental Winter Peak Savings (MW) | Technical Potential | 0 | 0 | 0 | 0 | 0 | 0 | 0 | 0 | 0 | 0 | 0 | 0 | 0 | 0 | 0 | 0 | 0 | 0 | 0 | 0 | 0 | 0
F10_Industrial_Food Products_New_Space Heating_Natural Gas_ENERGY STAR Connected Thermostat_A_Technical Potential | F10 | Industrial | Food Products | New | Space Heating | Natural Gas | ENERGY STAR Connected Thermostat | A | Cumulative Energy Savings (MWh or mTherms) | Technical Potential | 0 | 0 | 0.0162 | 0.044473 | 0.084788 | 0.1386 | 0.20054 | 0.25572 | 0.30815 | 0.35901 | 0.40418 | 0.4502 | 0.49564 | 0.54204 | 0.58494 | 0.6285 | 0.67156 | 0.69942 | 0.71145 | 0.71248 | 0.71248 | 0.71248
F11_Industrial_Food Products_New_Space Heating_Natural Gas_ENERGY STAR Connected Thermostat_A_Technical Potential | F11 | Industrial | Food Products | New | Space Heating | Natural Gas | ENERGY STAR Connected Thermostat | A | Cumulative Summer Peak Savings (MW) | Technical Potential | 0 | 0 | 0 | 0 | 0 | 0 | 0 | 0 | 0 | 0 | 0 | 0 | 0 | 0 | 0 | 0 | 0 | 0 | 0 | 0 | 0 | 0
F12_Industrial_Food Products_New_Space Heating_Natural Gas_ENERGY STAR Connected Thermostat_A_Technical Potential | F12 | Industrial | Food Products | New | Space Heating | Natural Gas | ENERGY STAR Connected Thermostat | A | Cumulative Winter Peak Savings (MW) | Technical Potential | 0 | 0 | 0 | 0 | 0 | 0 | 0 | 0 | 0 | 0 | 0 | 0 | 0 | 0 | 0 | 0 | 0 | 0 | 0 | 0 | 0 | 0
F13_Industrial_Food Products_New_Space Heating_Natural Gas_ENERGY STAR Connected Thermostat_A_Technical Potential | F13 | Industrial | Food Products | New | Space Heating | Natural Gas | ENERGY STAR Connected Thermostat | A | Purchases (Incremental) | Technical Potential | 0 | 0 | 1090.1613 | 1902.5377 | 2712.919 | 3621.2296 | 4168.2513 | 4803.2704 | 5430.2867 | 6135.5831 | 6660.8839 | 7265.052 | 7861.207 | 8552.7634 | 9022.1254 | 9592.5696 | 10162.5819 | 10826.1533 | 11264.4618 | 11804.5614 | 13213.7993 | 14330.8332
F14_Industrial_Food Products_New_Space Heating_Natural Gas_ENERGY STAR Connected Thermostat_A_Technical Potential | F14 | Industrial | Food Products | New | Space Heating | Natural Gas | ENERGY STAR Connected Thermostat | A | Purchases (Cumulative) | Technical Potential | 0 | 0 | 1090.1613 | 2992.699 | 5705.618 | 9326.8477 | 13495.099 | 17208.2081 | 20735.9571 | 24158.6211 | 27198.2754 | 30295.076 | 33353.0126 | 36475.4893 | 39362.0316 | 42293.7174 | 45191.2473 | 47066.0323 | 47875.193 | 47944.71 | 47944.71 | 47944.71
F1_Industrial_Food Products_New_Space Heating_Natural Gas_Destratification Fans (HVLS)_A_Technical Potential | F1 | Industrial | Food Products | New | Space Heating | Natural Gas | Destratification Fans (HVLS) | A | Original Unit Energy Savings (kWh or therms) | Technical Potential | 0 | 0 | 0.01486 | 0.01486 | 0.01486 | 0.01486 | 0.01486 | 0.01486 | 0.01486 | 0.01486 | 0.01486 | 0.01486 | 0.01486 | 0.01486 | 0.01486 | 0.01486 | 0.01486 | 0.01486 | 0.01486 | 0.01486 | 0.01486 | 0.01486
F2_Industrial_Food Products_New_Space Heating_Natural Gas_Destratification Fans (HVLS)_A_Technical Potential | F2 | Industrial | Food Products | New | Space Heating | Natural Gas | Destratification Fans (HVLS) | A | Original Unit Summer Peak Savings (kW) | Technical Potential | 0 | 0 | 0 | 0 | 0 | 0 | 0 | 0 | 0 | 0 | 0 | 0 | 0 | 0 | 0 | 0 | 0 | 0 | 0 | 0 | 0 | 0
F3_Industrial_Food Products_New_Space Heating_Natural Gas_Destratification Fans (HVLS)_A_Technical Potential | F3 | Industrial | Food Products | New | Space Heating | Natural Gas | Destratification Fans (HVLS) | A | Original Unit Winter Peak Savings (kW) | Technical Potential | 0 | 0 | 0 | 0 | 0 | 0 | 0 | 0 | 0 | 0 | 0 | 0 | 0 | 0 | 0 | 0 | 0 | 0 | 0 | 0 | 0 | 0
F4_Industrial_Food Products_New_Space Heating_Natural Gas_Destratification Fans (HVLS)_A_Technical Potential | F4 | Industrial | Food Products | New | Space Heating | Natural Gas | Destratification Fans (HVLS) | A | Standalone Impact on Baseline Energy (%) | Technical Potential | 0% | 0% | 0.075% | 0.118% | 0.1577% | 0.1932% | 0.2428% | 0.2857% | 0.3277% | 0.3651% | 0.4113% | 0.4521% | 0.4824% | 0.5017% | 0.528% | 0.5433% | 0.5571% | 0.5647% | 0.5815% | 0.591% | 0.6003% | 0.6084%
F5_Industrial_Food Products_New_Space Heating_Natural Gas_Destratification Fans (HVLS)_A_Technical Potential | F5 | Industrial | Food Products | New | Space Heating | Natural Gas | Destratification Fans (HVLS) | A | Standalone Impact on Baseline Summer Peak (%) | Technical Potential | bar: 2019 to 2040
F6_Industrial_Food Products_New_Space Heating_Natural Gas_Destratification Fans (HVLS)_A_Technical Potential | F6 | Industrial | Food Products | New | Space Heating | Natural Gas | Destratification Fans (HVLS) | A | Standalone Impact on Baseline Winter Peak (%) | Technical Potential | bar: 2019 to 2040
F7_Industrial_Food Products_New_Space Heating_Natural Gas_Destratification Fans (HVLS)_A_Technical Potential | F7 | Industrial | Food Products | New | Space Heating | Natural Gas | Destratification Fans (HVLS) | A | Incremental Energy Savings (MWh or mTherms) | Technical Potential | 0 | 0 | 0.0162 | 0.028273 | 0.040315 | 0.053813 | 0.061942 | 0.071379 | 0.080697 | 0.091178 | 0.098984 | 0.10796 | 0.11682 | 0.1271 | 0.13407 | 0.14255 | 0.15102 | 0.16088 | 0.1674 | 0.17542 | 0.18323 | 0.19101
F8_Industrial_Food Products_New_Space Heating_Natural Gas_Destratification Fans (HVLS)_A_Technical Potential | F8 | Industrial | Food Products | New | Space Heating | Natural Gas | Destratification Fans (HVLS) | A | Incremental Summer Peak Savings (MW) | Technical Potential | 0 | 0 | 0 | 0 | 0 | 0 | 0 | 0 | 0 | 0 | 0 | 0 | 0 | 0 | 0 | 0 | 0 | 0 | 0 | 0 | 0 | 0
F9_Industrial_Food Products_New_Space Heating_Natural Gas_Destratification Fans (HVLS)_A_Technical Potential | F9 | Industrial | Food Products | New | Space Heating | Natural Gas | Destratification Fans (HVLS) | A | Incremental Winter Peak Savings (MW) | Technical Potential | 0 | 0 | 0 | 0 | 0 | 0 | 0 | 0 | 0 | 0 | 0 | 0 | 0 | 0 | 0 | 0 | 0 | 0 | 0 | 0 | 0 | 0
F10_Industrial_Food Products_New_Space Heating_Natural Gas_Destratification Fans (HVLS)_A_Technical Potential | F10 | Industrial | Food Products | New | Space Heating | Natural Gas | Destratification Fans (HVLS) | A | Cumulative Energy Savings (MWh or mTherms) | Technical Potential | 0 | 0 | 0.0162 | 0.044473 | 0.084788 | 0.1386 | 0.20054 | 0.27192 | 0.35262 | 0.4438 | 0.54278 | 0.65074 | 0.75136 | 0.85019 | 0.94395 | 1.0327 | 1.1218 | 1.2113 | 1.298 | 1.3822 | 1.4665 | 1.5495
F11_Industrial_Food Products_New_Space Heating_Natural Gas_Destratification Fans (HVLS)_A_Technical Potential | F11 | Industrial | Food Products | New | Space Heating | Natural Gas | Destratification Fans (HVLS) | A | Cumulative Summer Peak Savings (MW) | Technical Potential | 0 | 0 | 0 | 0 | 0 | 0 | 0 | 0 | 0 | 0 | 0 | 0 | 0 | 0 | 0 | 0 | 0 | 0 | 0 | 0 | 0 | 0
F12_Industrial_Food Products_New_Space Heating_Natural Gas_Destratification Fans (HVLS)_A_Technical Potential | F12 | Industrial | Food Products | New | Space Heating | Natural Gas | Destratification Fans (HVLS) | A | Cumulative Winter Peak Savings (MW) | Technical Potential | 0 | 0 | 0 | 0 | 0 | 0 | 0 | 0 | 0 | 0 | 0 | 0 | 0 | 0 | 0 | 0 | 0 | 0 | 0 | 0 | 0 | 0
F13_Industrial_Food Products_New_Space Heating_Natural Gas_Destratification Fans (HVLS)_A_Technical Potential | F13 | Industrial | Food Products | New | Space Heating | Natural Gas | Destratification Fans (HVLS) | A | Purchases (Incremental) | Technical Potential | 0 | 0 | 1090.1613 | 1902.5377 | 2712.919 | 3621.2296 | 4168.2513 | 4803.2704 | 5430.2867 | 6135.5831 | 6660.8839 | 7265.052 | 7861.207 | 8552.7634 | 9022.1254 | 9592.5696 | 10162.5819 | 10826.1533 | 11264.4618 | 11804.5614 | 12329.9513 | 12853.7893
F14_Industrial_Food Products_New_Space Heating_Natural Gas_Destratification Fans (HVLS)_A_Technical Potential | F14 | Industrial | Food Products | New | Space Heating | Natural Gas | Destratification Fans (HVLS) | A | Purchases (Cumulative) | Technical Potential | 0 | 0 | 1090.1613 | 2992.699 | 5705.618 | 9326.8477 | 13495.099 | 18298.3694 | 23728.6561 | 29864.2392 | 36525.1231 | 43790.175 | 50561.2206 | 57211.4464 | 63520.6528 | 69491.9928 | 75486.3233 | 81509.2062 | 87343.3813 | 93012.3597 | 98681.4271 | 104270.1644
F1_Industrial_Food Products_New_Space Heating_Natural Gas_Gas Boiler - Insulate Steam Lines/Condensate Tank_A_Technical Potential | F1 | Industrial | Food Products | New | Space Heating | Natural Gas | Gas Boiler - Insulate Steam Lines/Condensate Tank | A | Original Unit Energy Savings (kWh or therms) | Technical Potential | 0 | 0 | 9.8484 | 9.8484 | 9.8484 | 9.8484 | 9.8484 | 9.8484 | 9.8484 | 9.8484 | 9.8484 | 9.8484 | 9.8484 | 9.8484 | 9.8484 | 9.8484 | 9.8484 | 9.8484 | 9.8484 | 9.8484 | 9.8484 | 9.8484
F2_Industrial_Food Products_New_Space Heating_Natural Gas_Gas Boiler - Insulate Steam Lines/Condensate Tank_A_Technical Potential | F2 | Industrial | Food Products | New | Space Heating | Natural Gas | Gas Boiler - Insulate Steam Lines/Condensate Tank | A | Original Unit Summer Peak Savings (kW) | Technical Potential | 0 | 0 | 0 | 0 | 0 | 0 | 0 | 0 | 0 | 0 | 0 | 0 | 0 | 0 | 0 | 0 | 0 | 0 | 0 | 0 | 0 | 0
F3_Industrial_Food Products_New_Space Heating_Natural Gas_Gas Boiler - Insulate Steam Lines/Condensate Tank_A_Technical Potential | F3 | Industrial | Food Products | New | Space Heating | Natural Gas | Gas Boiler - Insulate Steam Lines/Condensate Tank | A | Original Unit Winter Peak Savings (kW) | Technical Potential | 0 | 0 | 0 | 0 | 0 | 0 | 0 | 0 | 0 | 0 | 0 | 0 | 0 | 0 | 0 | 0 | 0 | 0 | 0 | 0 | 0 | 0
F4_Industrial_Food Products_New_Space Heating_Natural Gas_Gas Boiler - Insulate Steam Lines/Condensate Tank_A_Technical Potential | F4 | Industrial | Food Products | New | Space Heating | Natural Gas | Gas Boiler - Insulate Steam Lines/Condensate Tank | A | Standalone Impact on Baseline Energy (%) | Technical Potential | 0% | 0% | 0.006055% | 0.009525% | 0.01273% | 0.0156% | 0.0196% | 0.02307% | 0.02646% | 0.02947% | 0.0332% | 0.0365% | 0.03978% | 0.04262% | 0.04646% | 0.04975% | 0.05302% | 0.05582% | 0.05971% | 0.06303% | 0.0664% | 0.06975%
F5_Industrial_Food Products_New_Space Heating_Natural Gas_Gas Boiler - Insulate Steam Lines/Condensate Tank_A_Technical Potential | F5 | Industrial | Food Products | New | Space Heating | Natural Gas | Gas Boiler - Insulate Steam Lines/Condensate Tank | A | Standalone Impact on Baseline Summer Peak (%) | Technical Potential | bar: 2019 to 2040
F6_Industrial_Food Products_New_Space Heating_Natural Gas_Gas Boiler - Insulate Steam Lines/Condensate Tank_A_Technical Potential | F6 | Industrial | Food Products | New | Space Heating | Natural Gas | Gas Boiler - Insulate Steam Lines/Condensate Tank | A | Standalone Impact on Baseline Winter Peak (%) | Technical Potential | bar: 2019 to 2040
F7_Industrial_Food Products_New_Space Heating_Natural Gas_Gas Boiler - Insulate Steam Lines/Condensate Tank_A_Technical Potential | F7 | Industrial | Food Products | New | Space Heating | Natural Gas | Gas Boiler - Insulate Steam Lines/Condensate Tank | A | Incremental Energy Savings (MWh or mTherms) | Technical Potential | 0 | 0 | 0.0013079 | 0.0022826 | 0.0032548 | 0.0043446 | 0.0050009 | 0.0057627 | 0.006515 | 0.0073612 | 0.0079914 | 0.0087163 | 0.0094315 | 0.010261 | 0.010824 | 0.011509 | 0.012193 | 0.012989 | 0.013515 | 0.014163 | 0.014793 | 0.015421
F8_Industrial_Food Products_New_Space Heating_Natural Gas_Gas Boiler - Insulate Steam Lines/Condensate Tank_A_Technical Potential | F8 | Industrial | Food Products | New | Space Heating | Natural Gas | Gas Boiler - Insulate Steam Lines/Condensate Tank | A | Incremental Summer Peak Savings (MW) | Technical Potential | 0 | 0 | 0 | 0 | 0 | 0 | 0 | 0 | 0 | 0 | 0 | 0 | 0 | 0 | 0 | 0 | 0 | 0 | 0 | 0 | 0 | 0
F9_Industrial_Food Products_New_Space Heating_Natural Gas_Gas Boiler - Insulate Steam Lines/Condensate Tank_A_Technical Potential | F9 | Industrial | Food Products | New | Space Heating | Natural Gas | Gas Boiler - Insulate Steam Lines/Condensate Tank | A | Incremental Winter Peak Savings (MW) | Technical Potential | 0 | 0 | 0 | 0 | 0 | 0 | 0 | 0 | 0 | 0 | 0 | 0 | 0 | 0 | 0 | 0 | 0 | 0 | 0 | 0 | 0 | 0
F10_Industrial_Food Products_New_Space Heating_Natural Gas_Gas Boiler - Insulate Steam Lines/Condensate Tank_A_Technical Potential | F10 | Industrial | Food Products | New | Space Heating | Natural Gas | Gas Boiler - Insulate Steam Lines/Condensate Tank | A | Cumulative Energy Savings (MWh or mTherms) | Technical Potential | 0 | 0 | 0.0013079 | 0.0035905 | 0.0068453 | 0.01119 | 0.016191 | 0.021954 | 0.028469 | 0.03583 | 0.043821 | 0.052537 | 0.061969 | 0.07223 | 0.083054 | 0.094563 | 0.10676 | 0.11974 | 0.13326 | 0.14742 | 0.16221 | 0.17764
F11_Industrial_Food Products_New_Space Heating_Natural Gas_Gas Boiler - Insulate Steam Lines/Condensate Tank_A_Technical Potential | F11 | Industrial | Food Products | New | Space Heating | Natural Gas | Gas Boiler - Insulate Steam Lines/Condensate Tank | A | Cumulative Summer Peak Savings (MW) | Technical Potential | 0 | 0 | 0 | 0 | 0 | 0 | 0 | 0 | 0 | 0 | 0 | 0 | 0 | 0 | 0 | 0 | 0 | 0 | 0 | 0 | 0 | 0
F12_Industrial_Food Products_New_Space Heating_Natural Gas_Gas Boiler - Insulate Steam Lines/Condensate Tank_A_Technical Potential | F12 | Industrial | Food Products | New | Space Heating | Natural Gas | Gas Boiler - Insulate Steam Lines/Condensate Tank | A | Cumulative Winter Peak Savings (MW) | Technical Potential | 0 | 0 | 0 | 0 | 0 | 0 | 0 | 0 | 0 | 0 | 0 | 0 | 0 | 0 | 0 | 0 | 0 | 0 | 0 | 0 | 0 | 0
F13_Industrial_Food Products_New_Space Heating_Natural Gas_Gas Boiler - Insulate Steam Lines/Condensate Tank_A_Technical Potential | F13 | Industrial | Food Products | New | Space Heating | Natural Gas | Gas Boiler - Insulate Steam Lines/Condensate Tank | A | Purchases (Incremental) | Technical Potential | 0 | 0 | 0.13281 | 0.23177 | 0.33049 | 0.44114 | 0.50778 | 0.58514 | 0.66153 | 0.74745 | 0.81144 | 0.88504 | 0.95767 | 1.0419 | 1.0991 | 1.1686 | 1.238 | 1.3189 | 1.3723 | 1.4381 | 1.5021 | 1.5659
F14_Industrial_Food Products_New_Space Heating_Natural Gas_Gas Boiler - Insulate Steam Lines/Condensate Tank_A_Technical Potential | F14 | Industrial | Food Products | New | Space Heating | Natural Gas | Gas Boiler - Insulate Steam Lines/Condensate Tank | A | Purchases (Cumulative) | Technical Potential | 0 | 0 | 0.13281 | 0.36458 | 0.69507 | 1.1362 | 1.644 | 2.2291 | 2.8907 | 3.6381 | 4.4496 | 5.3346 | 6.2923 | 7.3342 | 8.4333 | 9.6019 | 10.8399 | 12.1587 | 13.531 | 14.9691 | 16.4711 | 18.037
F1_Industrial_Food Products_New_Process_Natural Gas_Gas Boiler - Insulate Steam Lines/Condensate Tank_A_Technical Potential | F1 | Industrial | Food Products | New | Process | Natural Gas | Gas Boiler - Insulate Steam Lines/Condensate Tank | A | Original Unit Energy Savings (kWh or therms) | Technical Potential | 0 | 0 | 376.3371 | 376.3371 | 376.3371 | 376.3371 | 376.3371 | 376.3371 | 376.3371 | 376.3371 | 376.3371 | 376.3371 | 376.3371 | 376.3371 | 376.3371 | 376.3371 | 376.3371 | 376.3371 | 376.3371 | 376.3371 | 376.3371 | 376.3371
F2_Industrial_Food Products_New_Process_Natural Gas_Gas Boiler - Insulate Steam Lines/Condensate Tank_A_Technical Potential | F2 | Industrial | Food Products | New | Process | Natural Gas | Gas Boiler - Insulate Steam Lines/Condensate Tank | A | Original Unit Summer Peak Savings (kW) | Technical Potential | 0 | 0 | 0 | 0 | 0 | 0 | 0 | 0 | 0 | 0 | 0 | 0 | 0 | 0 | 0 | 0 | 0 | 0 | 0 | 0 | 0 | 0
F3_Industrial_Food Products_New_Process_Natural Gas_Gas Boiler - Insulate Steam Lines/Condensate Tank_A_Technical Potential | F3 | Industrial | Food Products | New | Process | Natural Gas | Gas Boiler - Insulate Steam Lines/Condensate Tank | A | Original Unit Winter Peak Savings (kW) | Technical Potential | 0 | 0 | 0 | 0 | 0 | 0 | 0 | 0 | 0 | 0 | 0 | 0 | 0 | 0 | 0 | 0 | 0 | 0 | 0 | 0 | 0 | 0
F4_Industrial_Food Products_New_Process_Natural Gas_Gas Boiler - Insulate Steam Lines/Condensate Tank_A_Technical Potential | F4 | Industrial | Food Products | New | Process | Natural Gas | Gas Boiler - Insulate Steam Lines/Condensate Tank | A | Standalone Impact on Baseline Energy (%) | Technical Potential | 0% | 0% | 0.03348% | 0.05267% | 0.07042% | 0.08624% | 0.1084% | 0.1276% | 0.1463% | 0.163% | 0.1836% | 0.2018% | 0.22% | 0.2357% | 0.2569% | 0.2751% | 0.2932% | 0.3087% | 0.3301% | 0.3485% | 0.3672% | 0.3857%
F5_Industrial_Food Products_New_Process_Natural Gas_Gas Boiler - Insulate Steam Lines/Condensate Tank_A_Technical Potential | F5 | Industrial | Food Products | New | Process | Natural Gas | Gas Boiler - Insulate Steam Lines/Condensate Tank | A | Standalone Impact on Baseline Summer Peak (%) | Technical Potential | bar: 2019 to 2040
F6_Industrial_Food Products_New_Process_Natural Gas_Gas Boiler - Insulate Steam Lines/Condensate Tank_A_Technical Potential | F6 | Industrial | Food Products | New | Process | Natural Gas | Gas Boiler - Insulate Steam Lines/Condensate Tank | A | Standalone Impact on Baseline Winter Peak (%) | Technical Potential | bar: 2019 to 2040
F7_Industrial_Food Products_New_Process_Natural Gas_Gas Boiler - Insulate Steam Lines/Condensate Tank_A_Technical Potential | F7 | Industrial | Food Products | New | Process | Natural Gas | Gas Boiler - Insulate Steam Lines/Condensate Tank | A | Incremental Energy Savings (MWh or mTherms) | Technical Potential | 0 | 0 | 0.11917 | 0.20798 | 0.29657 | 0.39586 | 0.45566 | 0.52508 | 0.59363 | 0.67073 | 0.72815 | 0.7942 | 0.85937 | 0.93497 | 0.98628 | 1.0486 | 1.1109 | 1.1835 | 1.2314 | 1.2904 | 1.3479 | 1.4051
F8_Industrial_Food Products_New_Process_Natural Gas_Gas Boiler - Insulate Steam Lines/Condensate Tank_A_Technical Potential | F8 | Industrial | Food Products | New | Process | Natural Gas | Gas Boiler - Insulate Steam Lines/Condensate Tank | A | Incremental Summer Peak Savings (MW) | Technical Potential | 0 | 0 | 0 | 0 | 0 | 0 | 0 | 0 | 0 | 0 | 0 | 0 | 0 | 0 | 0 | 0 | 0 | 0 | 0 | 0 | 0 | 0
F9_Industrial_Food Products_New_Process_Natural Gas_Gas Boiler - Insulate Steam Lines/Condensate Tank_A_Technical Potential | F9 | Industrial | Food Products | New | Process | Natural Gas | Gas Boiler - Insulate Steam Lines/Condensate Tank | A | Incremental Winter Peak Savings (MW) | Technical Potential | 0 | 0 | 0 | 0 | 0 | 0 | 0 | 0 | 0 | 0 | 0 | 0 | 0 | 0 | 0 | 0 | 0 | 0 | 0 | 0 | 0 | 0
F10_Industrial_Food Products_New_Process_Natural Gas_Gas Boiler - Insulate Steam Lines/Condensate Tank_A_Technical Potential | F10 | Industrial | Food Products | New | Process | Natural Gas | Gas Boiler - Insulate Steam Lines/Condensate Tank | A | Cumulative Energy Savings (MWh or mTherms) | Technical Potential | 0 | 0 | 0.11917 | 0.32715 | 0.62372 | 1.0196 | 1.4753 | 2.0003 | 2.594 | 3.2647 | 3.9928 | 4.787 | 5.6464 | 6.5814 | 7.5676 | 8.6163 | 9.7272 | 10.9107 | 12.1421 | 13.4326 | 14.7804 | 16.1856
F11_Industrial_Food Products_New_Process_Natural Gas_Gas Boiler - Insulate Steam Lines/Condensate Tank_A_Technical Potential | F11 | Industrial | Food Products | New | Process | Natural Gas | Gas Boiler - Insulate Steam Lines/Condensate Tank | A | Cumulative Summer Peak Savings (MW) | Technical Potential | 0 | 0 | 0 | 0 | 0 | 0 | 0 | 0 | 0 | 0 | 0 | 0 | 0 | 0 | 0 | 0 | 0 | 0 | 0 | 0 | 0 | 0
F12_Industrial_Food Products_New_Process_Natural Gas_Gas Boiler - Insulate Steam Lines/Condensate Tank_A_Technical Potential | F12 | Industrial | Food Products | New | Process | Natural Gas | Gas Boiler - Insulate Steam Lines/Condensate Tank | A | Cumulative Winter Peak Savings (MW) | Technical Potential | 0 | 0 | 0 | 0 | 0 | 0 | 0 | 0 | 0 | 0 | 0 | 0 | 0 | 0 | 0 | 0 | 0 | 0 | 0 | 0 | 0 | 0
F13_Industrial_Food Products_New_Process_Natural Gas_Gas Boiler - Insulate Steam Lines/Condensate Tank_A_Technical Potential | F13 | Industrial | Food Products | New | Process | Natural Gas | Gas Boiler - Insulate Steam Lines/Condensate Tank | A | Purchases (Incremental) | Technical Potential | 0 | 0 | 0.31667 | 0.55264 | 0.78804 | 1.0519 | 1.2108 | 1.3952 | 1.5774 | 1.7823 | 1.9348 | 2.1103 | 2.2835 | 2.4844 | 2.6207 | 2.7864 | 2.952 | 3.1448 | 3.2721 | 3.429 | 3.5816 | 3.7337
F14_Industrial_Food Products_New_Process_Natural Gas_Gas Boiler - Insulate Steam Lines/Condensate Tank_A_Technical Potential | F14 | Industrial | Food Products | New | Process | Natural Gas | Gas Boiler - Insulate Steam Lines/Condensate Tank | A | Purchases (Cumulative) | Technical Potential | 0 | 0 | 0.31667 | 0.86931 | 1.6574 | 2.7092 | 3.92 | 5.3153 | 6.8926 | 8.6749 | 10.6097 | 12.7201 | 15.0036 | 17.488 | 20.1087 | 22.8951 | 25.8471 | 28.9919 | 32.264 | 35.6929 | 39.2745 | 43.0082
F1_Industrial_Food Products_New_Space Heating_Natural Gas_Gas Boiler - Insulate Hot Water Lines_A_Technical Potential | F1 | Industrial | Food Products | New | Space Heating | Natural Gas | Gas Boiler - Insulate Hot Water Lines | A | Original Unit Energy Savings (kWh or therms) | Technical Potential | 0 | 0 | 11.1318 | 11.1318 | 11.1318 | 11.1318 | 11.1318 | 11.1318 | 11.1318 | 11.1318 | 11.1318 | 11.1318 | 11.1318 | 11.1318 | 11.1318 | 11.1318 | 11.1318 | 11.1318 | 11.1318 | 11.1318 | 11.1318 | 11.1318
F2_Industrial_Food Products_New_Space Heating_Natural Gas_Gas Boiler - Insulate Hot Water Lines_A_Technical Potential | F2 | Industrial | Food Products | New | Space Heating | Natural Gas | Gas Boiler - Insulate Hot Water Lines | A | Original Unit Summer Peak Savings (kW) | Technical Potential | 0 | 0 | 0 | 0 | 0 | 0 | 0 | 0 | 0 | 0 | 0 | 0 | 0 | 0 | 0 | 0 | 0 | 0 | 0 | 0 | 0 | 0
F3_Industrial_Food Products_New_Space Heating_Natural Gas_Gas Boiler - Insulate Hot Water Lines_A_Technical Potential | F3 | Industrial | Food Products | New | Space Heating | Natural Gas | Gas Boiler - Insulate Hot Water Lines | A | Original Unit Winter Peak Savings (kW) | Technical Potential | 0 | 0 | 0 | 0 | 0 | 0 | 0 | 0 | 0 | 0 | 0 | 0 | 0 | 0 | 0 | 0 | 0 | 0 | 0 | 0 | 0 | 0
F4_Industrial_Food Products_New_Space Heating_Natural Gas_Gas Boiler - Insulate Hot Water Lines_A_Technical Potential | F4 | Industrial | Food Products | New | Space Heating | Natural Gas | Gas Boiler - Insulate Hot Water Lines | A | Standalone Impact on Baseline Energy (%) | Technical Potential | 0% | 0% | 0.006844% | 0.01077% | 0.01439% | 0.01763% | 0.02216% | 0.02607% | 0.02991% | 0.03331% | 0.03753% | 0.04125% | 0.04497% | 0.04818% | 0.05251% | 0.05624% | 0.05993% | 0.0631% | 0.06749% | 0.07124% | 0.07505% | 0.07884%
F5_Industrial_Food Products_New_Space Heating_Natural Gas_Gas Boiler - Insulate Hot Water Lines_A_Technical Potential | F5 | Industrial | Food Products | New | Space Heating | Natural Gas | Gas Boiler - Insulate Hot Water Lines | A | Standalone Impact on Baseline Summer Peak (%) | Technical Potential | bar: 2019 to 2040
F6_Industrial_Food Products_New_Space Heating_Natural Gas_Gas Boiler - Insulate Hot Water Lines_A_Technical Potential | F6 | Industrial | Food Products | New | Space Heating | Natural Gas | Gas Boiler - Insulate Hot Water Lines | A | Standalone Impact on Baseline Winter Peak (%) | Technical Potential | bar: 2019 to 2040
F7_Industrial_Food Products_New_Space Heating_Natural Gas_Gas Boiler - Insulate Hot Water Lines_A_Technical Potential | F7 | Industrial | Food Products | New | Space Heating | Natural Gas | Gas Boiler - Insulate Hot Water Lines | A | Incremental Energy Savings (MWh or mTherms) | Technical Potential | 0 | 0 | 0.0014784 | 0.00258 | 0.003679 | 0.0049107 | 0.0056526 | 0.0065137 | 0.007364 | 0.0083205 | 0.0090328 | 0.0098521 | 0.010661 | 0.011598 | 0.012235 | 0.013008 | 0.013781 | 0.014681 | 0.015276 | 0.016008 | 0.016721 | 0.017431
F8_Industrial_Food Products_New_Space Heating_Natural Gas_Gas Boiler - Insulate Hot Water Lines_A_Technical Potential | F8 | Industrial | Food Products | New | Space Heating | Natural Gas | Gas Boiler - Insulate Hot Water Lines | A | Incremental Summer Peak Savings (MW) | Technical Potential | 0 | 0 | 0 | 0 | 0 | 0 | 0 | 0 | 0 | 0 | 0 | 0 | 0 | 0 | 0 | 0 | 0 | 0 | 0 | 0 | 0 | 0
F9_Industrial_Food Products_New_Space Heating_Natural Gas_Gas Boiler - Insulate Hot Water Lines_A_Technical Potential | F9 | Industrial | Food Products | New | Space Heating | Natural Gas | Gas Boiler - Insulate Hot Water Lines | A | Incremental Winter Peak Savings (MW) | Technical Potential | 0 | 0 | 0 | 0 | 0 | 0 | 0 | 0 | 0 | 0 | 0 | 0 | 0 | 0 | 0 | 0 | 0 | 0 | 0 | 0 | 0 | 0
F10_Industrial_Food Products_New_Space Heating_Natural Gas_Gas Boiler - Insulate Hot Water Lines_A_Technical Potential | F10 | Industrial | Food Products | New | Space Heating | Natural Gas | Gas Boiler - Insulate Hot Water Lines | A | Cumulative Energy Savings (MWh or mTherms) | Technical Potential | 0 | 0 | 0.0014784 | 0.0040584 | 0.0077374 | 0.012648 | 0.018301 | 0.024814 | 0.032178 | 0.040499 | 0.049532 | 0.059384 | 0.070044 | 0.081643 | 0.093878 | 0.10689 | 0.12067 | 0.13535 | 0.15062 | 0.16663 | 0.18335 | 0.20078
F11_Industrial_Food Products_New_Space Heating_Natural Gas_Gas Boiler - Insulate Hot Water Lines_A_Technical Potential | F11 | Industrial | Food Products | New | Space Heating | Natural Gas | Gas Boiler - Insulate Hot Water Lines | A | Cumulative Summer Peak Savings (MW) | Technical Potential | 0 | 0 | 0 | 0 | 0 | 0 | 0 | 0 | 0 | 0 | 0 | 0 | 0 | 0 | 0 | 0 | 0 | 0 | 0 | 0 | 0 | 0
F12_Industrial_Food Products_New_Space Heating_Natural Gas_Gas Boiler - Insulate Hot Water Lines_A_Technical Potential | F12 | Industrial | Food Products | New | Space Heating | Natural Gas | Gas Boiler - Insulate Hot Water Lines | A | Cumulative Winter Peak Savings (MW) | Technical Potential | 0 | 0 | 0 | 0 | 0 | 0 | 0 | 0 | 0 | 0 | 0 | 0 | 0 | 0 | 0 | 0 | 0 | 0 | 0 | 0 | 0 | 0
F13_Industrial_Food Products_New_Space Heating_Natural Gas_Gas Boiler - Insulate Hot Water Lines_A_Technical Potential | F13 | Industrial | Food Products | New | Space Heating | Natural Gas | Gas Boiler - Insulate Hot Water Lines | A | Purchases (Incremental) | Technical Potential | 0 | 0 | 0.13281 | 0.23177 | 0.33049 | 0.44114 | 0.50778 | 0.58514 | 0.66153 | 0.74745 | 0.81144 | 0.88504 | 0.95767 | 1.0419 | 1.0991 | 1.1686 | 1.238 | 1.3189 | 1.3723 | 1.4381 | 1.5021 | 1.5659
F14_Industrial_Food Products_New_Space Heating_Natural Gas_Gas Boiler - Insulate Hot Water Lines_A_Technical Potential | F14 | Industrial | Food Products | New | Space Heating | Natural Gas | Gas Boiler - Insulate Hot Water Lines | A | Purchases (Cumulative) | Technical Potential | 0 | 0 | 0.13281 | 0.36458 | 0.69507 | 1.1362 | 1.644 | 2.2291 | 2.8907 | 3.6381 | 4.4496 | 5.3346 | 6.2923 | 7.3342 | 8.4333 | 9.6019 | 10.8399 | 12.1587 | 13.531 | 14.9691 | 16.4711 | 18.037
F1_Industrial_Food Products_New_Process_Natural Gas_Gas Boiler - Insulate Hot Water Lines_A_Technical Potential | F1 | Industrial | Food Products | New | Process | Natural Gas | Gas Boiler - Insulate Hot Water Lines | A | Original Unit Energy Savings (kWh or therms) | Technical Potential | 0 | 0 | 425.3792 | 425.3792 | 425.3792 | 425.3792 | 425.3792 | 425.3792 | 425.3792 | 425.3792 | 425.3792 | 425.3792 | 425.3792 | 425.3792 | 425.3792 | 425.3792 | 425.3792 | 425.3792 | 425.3792 | 425.3792 | 425.3792 | 425.3792
F2_Industrial_Food Products_New_Process_Natural Gas_Gas Boiler - Insulate Hot Water Lines_A_Technical Potential | F2 | Industrial | Food Products | New | Process | Natural Gas | Gas Boiler - Insulate Hot Water Lines | A | Original Unit Summer Peak Savings (kW) | Technical Potential | 0 | 0 | 0 | 0 | 0 | 0 | 0 | 0 | 0 | 0 | 0 | 0 | 0 | 0 | 0 | 0 | 0 | 0 | 0 | 0 | 0 | 0
F3_Industrial_Food Products_New_Process_Natural Gas_Gas Boiler - Insulate Hot Water Lines_A_Technical Potential | F3 | Industrial | Food Products | New | Process | Natural Gas | Gas Boiler - Insulate Hot Water Lines | A | Original Unit Winter Peak Savings (kW) | Technical Potential | 0 | 0 | 0 | 0 | 0 | 0 | 0 | 0 | 0 | 0 | 0 | 0 | 0 | 0 | 0 | 0 | 0 | 0 | 0 | 0 | 0 | 0
F4_Industrial_Food Products_New_Process_Natural Gas_Gas Boiler - Insulate Hot Water Lines_A_Technical Potential | F4 | Industrial | Food Products | New | Process | Natural Gas | Gas Boiler - Insulate Hot Water Lines | A | Standalone Impact on Baseline Energy (%) | Technical Potential | 0% | 0% | 0.03784% | 0.05953% | 0.07959% | 0.09747% | 0.1225% | 0.1442% | 0.1654% | 0.1842% | 0.2075% | 0.2281% | 0.2487% | 0.2664% | 0.2904% | 0.311% | 0.3314% | 0.3489% | 0.3732% | 0.3939% | 0.415% | 0.4359%
F5_Industrial_Food Products_New_Process_Natural Gas_Gas Boiler - Insulate Hot Water Lines_A_Technical Potential | F5 | Industrial | Food Products | New | Process | Natural Gas | Gas Boiler - Insulate Hot Water Lines | A | Standalone Impact on Baseline Summer Peak (%) | Technical Potential | bar: 2019 to 2040
F6_Industrial_Food Products_New_Process_Natural Gas_Gas Boiler - Insulate Hot Water Lines_A_Technical Potential | F6 | Industrial | Food Products | New | Process | Natural Gas | Gas Boiler - Insulate Hot Water Lines | A | Standalone Impact on Baseline Winter Peak (%) | Technical Potential | bar: 2019 to 2040
F7_Industrial_Food Products_New_Process_Natural Gas_Gas Boiler - Insulate Hot Water Lines_A_Technical Potential | F7 | Industrial | Food Products | New | Process | Natural Gas | Gas Boiler - Insulate Hot Water Lines | A | Incremental Energy Savings (MWh or mTherms) | Technical Potential | 0 | 0 | 0.1347 | 0.23508 | 0.33522 | 0.44745 | 0.51504 | 0.59351 | 0.67098 | 0.75813 | 0.82304 | 0.89769 | 0.97136 | 1.0568 | 1.1148 | 1.1853 | 1.2557 | 1.3377 | 1.3919 | 1.4586 | 1.5235 | 1.5883
F8_Industrial_Food Products_New_Process_Natural Gas_Gas Boiler - Insulate Hot Water Lines_A_Technical Potential | F8 | Industrial | Food Products | New | Process | Natural Gas | Gas Boiler - Insulate Hot Water Lines | A | Incremental Summer Peak Savings (MW) | Technical Potential | 0 | 0 | 0 | 0 | 0 | 0 | 0 | 0 | 0 | 0 | 0 | 0 | 0 | 0 | 0 | 0 | 0 | 0 | 0 | 0 | 0 | 0
F9_Industrial_Food Products_New_Process_Natural Gas_Gas Boiler - Insulate Hot Water Lines_A_Technical Potential | F9 | Industrial | Food Products | New | Process | Natural Gas | Gas Boiler - Insulate Hot Water Lines | A | Incremental Winter Peak Savings (MW) | Technical Potential | 0 | 0 | 0 | 0 | 0 | 0 | 0 | 0 | 0 | 0 | 0 | 0 | 0 | 0 | 0 | 0 | 0 | 0 | 0 | 0 | 0 | 0
F10_Industrial_Food Products_New_Process_Natural Gas_Gas Boiler - Insulate Hot Water Lines_A_Technical Potential | F10 | Industrial | Food Products | New | Process | Natural Gas | Gas Boiler - Insulate Hot Water Lines | A | Cumulative Energy Savings (MWh or mTherms) | Technical Potential | 0 | 0 | 0.1347 | 0.36979 | 0.705 | 1.1525 | 1.6675 | 2.261 | 2.932 | 3.6901 | 4.5132 | 5.4109 | 6.3822 | 7.439 | 8.5538 | 9.7391 | 10.9948 | 12.3325 | 13.7244 | 15.183 | 16.7066 | 18.2948
F11_Industrial_Food Products_New_Process_Natural Gas_Gas Boiler - Insulate Hot Water Lines_A_Technical Potential | F11 | Industrial | Food Products | New | Process | Natural Gas | Gas Boiler - Insulate Hot Water Lines | A | Cumulative Summer Peak Savings (MW) | Technical Potential | 0 | 0 | 0 | 0 | 0 | 0 | 0 | 0 | 0 | 0 | 0 | 0 | 0 | 0 | 0 | 0 | 0 | 0 | 0 | 0 | 0 | 0
F12_Industrial_Food Products_New_Process_Natural Gas_Gas Boiler - Insulate Hot Water Lines_A_Technical Potential | F12 | Industrial | Food Products | New | Process | Natural Gas | Gas Boiler - Insulate Hot Water Lines | A | Cumulative Winter Peak Savings (MW) | Technical Potential | 0 | 0 | 0 | 0 | 0 | 0 | 0 | 0 | 0 | 0 | 0 | 0 | 0 | 0 | 0 | 0 | 0 | 0 | 0 | 0 | 0 | 0
F13_Industrial_Food Products_New_Process_Natural Gas_Gas Boiler - Insulate Hot Water Lines_A_Technical Potential | F13 | Industrial | Food Products | New | Process | Natural Gas | Gas Boiler - Insulate Hot Water Lines | A | Purchases (Incremental) | Technical Potential | 0 | 0 | 0.31667 | 0.55264 | 0.78804 | 1.0519 | 1.2108 | 1.3952 | 1.5774 | 1.7823 | 1.9348 | 2.1103 | 2.2835 | 2.4844 | 2.6207 | 2.7864 | 2.952 | 3.1448 | 3.2721 | 3.429 | 3.5816 | 3.7337
F14_Industrial_Food Products_New_Process_Natural Gas_Gas Boiler - Insulate Hot Water Lines_A_Technical Potential | F14 | Industrial | Food Products | New | Process | Natural Gas | Gas Boiler - Insulate Hot Water Lines | A | Purchases (Cumulative) | Technical Potential | 0 | 0 | 0.31667 | 0.86931 | 1.6574 | 2.7092 | 3.92 | 5.3153 | 6.8926 | 8.6749 | 10.6097 | 12.7201 | 15.0036 | 17.488 | 20.1087 | 22.8951 | 25.8471 | 28.9919 | 32.264 | 35.6929 | 39.2745 | 43.0082
F1_Industrial_Food Products_New_Process_Natural Gas_Process - Insulate Heated Process Fluids_A_Technical Potential | F1 | Industrial | Food Products | New | Process | Natural Gas | Process - Insulate Heated Process Fluids | A | Original Unit Energy Savings (kWh or therms) | Technical Potential | 0 | 0 | 275.607 | 275.607 | 275.607 | 275.607 | 275.607 | 275.607 | 275.607 | 275.607 | 275.607 | 275.607 | 275.607 | 275.607 | 275.607 | 275.607 | 275.607 | 275.607 | 275.607 | 275.607 | 275.607 | 275.607
F2_Industrial_Food Products_New_Process_Natural Gas_Process - Insulate Heated Process Fluids_A_Technical Potential | F2 | Industrial | Food Products | New | Process | Natural Gas | Process - Insulate Heated Process Fluids | A | Original Unit Summer Peak Savings (kW) | Technical Potential | 0 | 0 | 0 | 0 | 0 | 0 | 0 | 0 | 0 | 0 | 0 | 0 | 0 | 0 | 0 | 0 | 0 | 0 | 0 | 0 | 0 | 0
F3_Industrial_Food Products_New_Process_Natural Gas_Process - Insulate Heated Process Fluids_A_Technical Potential | F3 | Industrial | Food Products | New | Process | Natural Gas | Process - Insulate Heated Process Fluids | A | Original Unit Winter Peak Savings (kW) | Technical Potential | 0 | 0 | 0 | 0 | 0 | 0 | 0 | 0 | 0 | 0 | 0 | 0 | 0 | 0 | 0 | 0 | 0 | 0 | 0 | 0 | 0 | 0
F4_Industrial_Food Products_New_Process_Natural Gas_Process - Insulate Heated Process Fluids_A_Technical Potential | F4 | Industrial | Food Products | New | Process | Natural Gas | Process - Insulate Heated Process Fluids | A | Standalone Impact on Baseline Energy (%) | Technical Potential | 0% | 0% | 0.05364% | 0.08437% | 0.1128% | 0.1381% | 0.1737% | 0.199% | 0.2146% | 0.2208% | 0.2281% | 0.2289% | 0.2274% | 0.2217% | 0.2203% | 0.2153% | 0.2097% | 0.202% | 0.1942% | 0.1853% | 0.1774% | 0.1702%
F5_Industrial_Food Products_New_Process_Natural Gas_Process - Insulate Heated Process Fluids_A_Technical Potential | F5 | Industrial | Food Products | New | Process | Natural Gas | Process - Insulate Heated Process Fluids | A | Standalone Impact on Baseline Summer Peak (%) | Technical Potential | bar: 2019 to 2040
F6_Industrial_Food Products_New_Process_Natural Gas_Process - Insulate Heated Process Fluids_A_Technical Potential | F6 | Industrial | Food Products | New | Process | Natural Gas | Process - Insulate Heated Process Fluids | A | Standalone Impact on Baseline Winter Peak (%) | Technical Potential | bar: 2019 to 2040
F7_Industrial_Food Products_New_Process_Natural Gas_Process - Insulate Heated Process Fluids_A_Technical Potential | F7 | Industrial | Food Products | New | Process | Natural Gas | Process - Insulate Heated Process Fluids | A | Incremental Energy Savings (MWh or mTherms) | Technical Potential | 0 | 0 | 0.19092 | 0.33318 | 0.4751 | 0.63417 | 0.72997 | 0.75706 | 0.68471 | 0.61891 | 0.53752 | 0.46902 | 0.406 | 0.35338 | 0.29822 | 0.25366 | 0.21498 | 0.18322 | 0.0013003 | 0.00048665 | 0.00017329 | 5.8907e-05
F8_Industrial_Food Products_New_Process_Natural Gas_Process - Insulate Heated Process Fluids_A_Technical Potential | F8 | Industrial | Food Products | New | Process | Natural Gas | Process - Insulate Heated Process Fluids | A | Incremental Summer Peak Savings (MW) | Technical Potential | 0 | 0 | 0 | 0 | 0 | 0 | 0 | 0 | 0 | 0 | 0 | 0 | 0 | 0 | 0 | 0 | 0 | 0 | 0 | 0 | 0 | 0
F9_Industrial_Food Products_New_Process_Natural Gas_Process - Insulate Heated Process Fluids_A_Technical Potential | F9 | Industrial | Food Products | New | Process | Natural Gas | Process - Insulate Heated Process Fluids | A | Incremental Winter Peak Savings (MW) | Technical Potential | 0 | 0 | 0 | 0 | 0 | 0 | 0 | 0 | 0 | 0 | 0 | 0 | 0 | 0 | 0 | 0 | 0 | 0 | 0 | 0 | 0 | 0
F10_Industrial_Food Products_New_Process_Natural Gas_Process - Insulate Heated Process Fluids_A_Technical Potential | F10 | Industrial | Food Products | New | Process | Natural Gas | Process - Insulate Heated Process Fluids | A | Cumulative Energy Savings (MWh or mTherms) | Technical Potential | 0 | 0 | 0.19092 | 0.5241 | 0.9992 | 1.6334 | 2.3633 | 3.1204 | 3.8051 | 4.424 | 4.9615 | 5.4306 | 5.8366 | 6.1899 | 6.4881 | 6.7418 | 6.9568 | 7.14 | 7.1413 | 7.1418 | 7.142 | 7.142
F11_Industrial_Food Products_New_Process_Natural Gas_Process - Insulate Heated Process Fluids_A_Technical Potential | F11 | Industrial | Food Products | New | Process | Natural Gas | Process - Insulate Heated Process Fluids | A | Cumulative Summer Peak Savings (MW) | Technical Potential | 0 | 0 | 0 | 0 | 0 | 0 | 0 | 0 | 0 | 0 | 0 | 0 | 0 | 0 | 0 | 0 | 0 | 0 | 0 | 0 | 0 | 0
F12_Industrial_Food Products_New_Process_Natural Gas_Process - Insulate Heated Process Fluids_A_Technical Potential | F12 | Industrial | Food Products | New | Process | Natural Gas | Process - Insulate Heated Process Fluids | A | Cumulative Winter Peak Savings (MW) | Technical Potential | 0 | 0 | 0 | 0 | 0 | 0 | 0 | 0 | 0 | 0 | 0 | 0 | 0 | 0 | 0 | 0 | 0 | 0 | 0 | 0 | 0 | 0
F13_Industrial_Food Products_New_Process_Natural Gas_Process - Insulate Heated Process Fluids_A_Technical Potential | F13 | Industrial | Food Products | New | Process | Natural Gas | Process - Insulate Heated Process Fluids | A | Purchases (Incremental) | Technical Potential | 0 | 0 | 0.69271 | 1.2089 | 1.7238 | 2.301 | 2.6486 | 2.7469 | 2.4844 | 2.2456 | 1.9503 | 1.7018 | 1.4731 | 1.2822 | 1.082 | 0.92036 | 0.78004 | 0.66478 | 0.0047179 | 0.0017657 | 0.00062875 | 0.00021374
F14_Industrial_Food Products_New_Process_Natural Gas_Process - Insulate Heated Process Fluids_A_Technical Potential | F14 | Industrial | Food Products | New | Process | Natural Gas | Process - Insulate Heated Process Fluids | A | Purchases (Cumulative) | Technical Potential | 0 | 0 | 0.69271 | 1.9016 | 3.6255 | 5.9264 | 8.575 | 11.3219 | 13.8063 | 16.0519 | 18.0022 | 19.704 | 21.1771 | 22.4593 | 23.5413 | 24.4617 | 25.2417 | 25.9065 | 25.9112 | 25.913 | 25.9136 | 25.9138
F1_Industrial_Food Products_New_Process_Natural Gas_Process Heat Recovery_A_Technical Potential | F1 | Industrial | Food Products | New | Process | Natural Gas | Process Heat Recovery | A | Original Unit Energy Savings (kWh or therms) | Technical Potential | 0 | 0 | 3.2358 | 3.2358 | 3.2358 | 3.2358 | 3.2358 | 3.2358 | 3.2358 | 3.2358 | 3.2358 | 3.2358 | 3.2358 | 3.2358 | 3.2358 | 3.2358 | 3.2358 | 3.2358 | 3.2358 | 3.2358 | 3.2358 | 3.2358
F2_Industrial_Food Products_New_Process_Natural Gas_Process Heat Recovery_A_Technical Potential | F2 | Industrial | Food Products | New | Process | Natural Gas | Process Heat Recovery | A | Original Unit Summer Peak Savings (kW) | Technical Potential | 0 | 0 | 0 | 0 | 0 | 0 | 0 | 0 | 0 | 0 | 0 | 0 | 0 | 0 | 0 | 0 | 0 | 0 | 0 | 0 | 0 | 0
F3_Industrial_Food Products_New_Process_Natural Gas_Process Heat Recovery_A_Technical Potential | F3 | Industrial | Food Products | New | Process | Natural Gas | Process Heat Recovery | A | Original Unit Winter Peak Savings (kW) | Technical Potential | 0 | 0 | 0 | 0 | 0 | 0 | 0 | 0 | 0 | 0 | 0 | 0 | 0 | 0 | 0 | 0 | 0 | 0 | 0 | 0 | 0 | 0
F4_Industrial_Food Products_New_Process_Natural Gas_Process Heat Recovery_A_Technical Potential | F4 | Industrial | Food Products | New | Process | Natural Gas | Process Heat Recovery | A | Standalone Impact on Baseline Energy (%) | Technical Potential | 0% | 0% | 0.02267% | 0.03566% | 0.04768% | 0.05839% | 0.0734% | 0.0841% | 0.09071% | 0.09334% | 0.09643% | 0.09676% | 0.09611% | 0.09369% | 0.09309% | 0.09098% | 0.08862% | 0.08318% | 0.07995% | 0.07629% | 0.07304% | 0.07006%
F5_Industrial_Food Products_New_Process_Natural Gas_Process Heat Recovery_A_Technical Potential | F5 | Industrial | Food Products | New | Process | Natural Gas | Process Heat Recovery | A | Standalone Impact on Baseline Summer Peak (%) | Technical Potential | bar: 2019 to 2040
F6_Industrial_Food Products_New_Process_Natural Gas_Process Heat Recovery_A_Technical Potential | F6 | Industrial | Food Products | New | Process | Natural Gas | Process Heat Recovery | A | Standalone Impact on Baseline Winter Peak (%) | Technical Potential | bar: 2019 to 2040
F7_Industrial_Food Products_New_Process_Natural Gas_Process Heat Recovery_A_Technical Potential | F7 | Industrial | Food Products | New | Process | Natural Gas | Process Heat Recovery | A | Incremental Energy Savings (MWh or mTherms) | Technical Potential | 0 | 0 | 0.080692 | 0.14082 | 0.20081 | 0.26804 | 0.30853 | 0.31998 | 0.2894 | 0.26159 | 0.22719 | 0.19824 | 0.1716 | 0.14936 | 0.12604 | 0.10721 | 0.090865 | 0.080692 | 0.14082 | 0.20081 | 0.26804 | 0.30853
F8_Industrial_Food Products_New_Process_Natural Gas_Process Heat Recovery_A_Technical Potential | F8 | Industrial | Food Products | New | Process | Natural Gas | Process Heat Recovery | A | Incremental Summer Peak Savings (MW) | Technical Potential | 0 | 0 | 0 | 0 | 0 | 0 | 0 | 0 | 0 | 0 | 0 | 0 | 0 | 0 | 0 | 0 | 0 | 0 | 0 | 0 | 0 | 0
F9_Industrial_Food Products_New_Process_Natural Gas_Process Heat Recovery_A_Technical Potential | F9 | Industrial | Food Products | New | Process | Natural Gas | Process Heat Recovery | A | Incremental Winter Peak Savings (MW) | Technical Potential | 0 | 0 | 0 | 0 | 0 | 0 | 0 | 0 | 0 | 0 | 0 | 0 | 0 | 0 | 0 | 0 | 0 | 0 | 0 | 0 | 0 | 0
F10_Industrial_Food Products_New_Process_Natural Gas_Process Heat Recovery_A_Technical Potential | F10 | Industrial | Food Products | New | Process | Natural Gas | Process Heat Recovery | A | Cumulative Energy Savings (MWh or mTherms) | Technical Potential | 0 | 0 | 0.080692 | 0.22152 | 0.42232 | 0.69036 | 0.99889 | 1.3189 | 1.6083 | 1.8699 | 2.097 | 2.2953 | 2.4669 | 2.6162 | 2.7423 | 2.8495 | 2.9404 | 2.9404 | 2.9404 | 2.9404 | 2.9404 | 2.9404
F11_Industrial_Food Products_New_Process_Natural Gas_Process Heat Recovery_A_Technical Potential | F11 | Industrial | Food Products | New | Process | Natural Gas | Process Heat Recovery | A | Cumulative Summer Peak Savings (MW) | Technical Potential | 0 | 0 | 0 | 0 | 0 | 0 | 0 | 0 | 0 | 0 | 0 | 0 | 0 | 0 | 0 | 0 | 0 | 0 | 0 | 0 | 0 | 0
F12_Industrial_Food Products_New_Process_Natural Gas_Process Heat Recovery_A_Technical Potential | F12 | Industrial | Food Products | New | Process | Natural Gas | Process Heat Recovery | A | Cumulative Winter Peak Savings (MW) | Technical Potential | 0 | 0 | 0 | 0 | 0 | 0 | 0 | 0 | 0 | 0 | 0 | 0 | 0 | 0 | 0 | 0 | 0 | 0 | 0 | 0 | 0 | 0
F13_Industrial_Food Products_New_Process_Natural Gas_Process Heat Recovery_A_Technical Potential | F13 | Industrial | Food Products | New | Process | Natural Gas | Process Heat Recovery | A | Purchases (Incremental) | Technical Potential | 0 | 0 | 24.9375 | 43.5206 | 62.0581 | 82.8358 | 95.3489 | 98.8875 | 89.437 | 80.8426 | 70.2112 | 61.2637 | 53.0327 | 46.1584 | 38.9532 | 33.1329 | 28.0814 | 24.9375 | 43.5206 | 62.0581 | 82.8358 | 95.3489
F14_Industrial_Food Products_New_Process_Natural Gas_Process Heat Recovery_A_Technical Potential | F14 | Industrial | Food Products | New | Process | Natural Gas | Process Heat Recovery | A | Purchases (Cumulative) | Technical Potential | 0 | 0 | 24.9375 | 68.4581 | 130.5162 | 213.352 | 308.7009 | 407.5884 | 497.0254 | 577.868 | 648.0791 | 709.3428 | 762.3755 | 808.5339 | 847.4871 | 880.62 | 908.7014 | 908.7014 | 908.7014 | 908.7014 | 908.7014 | 908.7014
F1_Industrial_Food Products_New_Space Heating_Natural Gas_Building Automation System_A_Technical Potential | F1 | Industrial | Food Products | New | Space Heating | Natural Gas | Building Automation System | A | Original Unit Energy Savings (kWh or therms) | Technical Potential | 0 | 0 | 0.01486 | 0.01486 | 0.01486 | 0.01486 | 0.01486 | 0.01486 | 0.01486 | 0.01486 | 0.01486 | 0.01486 | 0.01486 | 0.01486 | 0.01486 | 0.01486 | 0.01486 | 0.01486 | 0.01486 | 0.01486 | 0.01486 | 0.01486
F2_Industrial_Food Products_New_Space Heating_Natural Gas_Building Automation System_A_Technical Potential | F2 | Industrial | Food Products | New | Space Heating | Natural Gas | Building Automation System | A | Original Unit Summer Peak Savings (kW) | Technical Potential | 0 | 0 | 0 | 0 | 0 | 0 | 0 | 0 | 0 | 0 | 0 | 0 | 0 | 0 | 0 | 0 | 0 | 0 | 0 | 0 | 0 | 0
F3_Industrial_Food Products_New_Space Heating_Natural Gas_Building Automation System_A_Technical Potential | F3 | Industrial | Food Products | New | Space Heating | Natural Gas | Building Automation System | A | Original Unit Winter Peak Savings (kW) | Technical Potential | 0 | 0 | 0 | 0 | 0 | 0 | 0 | 0 | 0 | 0 | 0 | 0 | 0 | 0 | 0 | 0 | 0 | 0 | 0 | 0 | 0 | 0
F4_Industrial_Food Products_New_Space Heating_Natural Gas_Building Automation System_A_Technical Potential | F4 | Industrial | Food Products | New | Space Heating | Natural Gas | Building Automation System | A | Standalone Impact on Baseline Energy (%) | Technical Potential | 0% | 0% | 0.01539% | 0.03957% | 0.08236% | 0.1505% | 0.2656% | 0.4236% | 0.6374% | 0.9046% | 1.254% | 1.647% | 2.079% | 2.504% | 2.969% | 3.353% | 3.659% | 3.841% | 3.998% | 4.019% | 3.959% | 3.844%
F5_Industrial_Food Products_New_Space Heating_Natural Gas_Building Automation System_A_Technical Potential | F5 | Industrial | Food Products | New | Space Heating | Natural Gas | Building Automation System | A | Standalone Impact on Baseline Summer Peak (%) | Technical Potential | bar: 2019 to 2040
F6_Industrial_Food Products_New_Space Heating_Natural Gas_Building Automation System_A_Technical Potential | F6 | Industrial | Food Products | New | Space Heating | Natural Gas | Building Automation System | A | Standalone Impact on Baseline Winter Peak (%) | Technical Potential | bar: 2019 to 2040
F7_Industrial_Food Products_New_Space Heating_Natural Gas_Building Automation System_A_Technical Potential | F7 | Industrial | Food Products | New | Space Heating | Natural Gas | Building Automation System | A | Incremental Energy Savings (MWh or mTherms) | Technical Potential | 0 | 0 | 0.0033235 | 0.011594 | 0.029355 | 0.063736 | 0.11136 | 0.18378 | 0.28263 | 0.41398 | 0.55586 | 0.71494 | 0.86794 | 1.0045 | 1.0641 | 1.0665 | 0.99343 | 0.8752 | 0.69636 | 0.50521 | 0.33714 | 0.22922
F8_Industrial_Food Products_New_Space Heating_Natural Gas_Building Automation System_A_Technical Potential | F8 | Industrial | Food Products | New | Space Heating | Natural Gas | Building Automation System | A | Incremental Summer Peak Savings (MW) | Technical Potential | 0 | 0 | 0 | 0 | 0 | 0 | 0 | 0 | 0 | 0 | 0 | 0 | 0 | 0 | 0 | 0 | 0 | 0 | 0 | 0 | 0 | 0
F9_Industrial_Food Products_New_Space Heating_Natural Gas_Building Automation System_A_Technical Potential | F9 | Industrial | Food Products | New | Space Heating | Natural Gas | Building Automation System | A | Incremental Winter Peak Savings (MW) | Technical Potential | 0 | 0 | 0 | 0 | 0 | 0 | 0 | 0 | 0 | 0 | 0 | 0 | 0 | 0 | 0 | 0 | 0 | 0 | 0 | 0 | 0 | 0
F10_Industrial_Food Products_New_Space Heating_Natural Gas_Building Automation System_A_Technical Potential | F10 | Industrial | Food Products | New | Space Heating | Natural Gas | Building Automation System | A | Cumulative Energy Savings (MWh or mTherms) | Technical Potential | 0 | 0 | 0.0033235 | 0.014918 | 0.044272 | 0.10801 | 0.21936 | 0.40315 | 0.68578 | 1.0998 | 1.6556 | 2.3706 | 3.2385 | 4.243 | 5.3071 | 6.3736 | 7.3671 | 8.2389 | 8.9237 | 9.3996 | 9.673 | 9.7908
F11_Industrial_Food Products_New_Space Heating_Natural Gas_Building Automation System_A_Technical Potential | F11 | Industrial | Food Products | New | Space Heating | Natural Gas | Building Automation System | A | Cumulative Summer Peak Savings (MW) | Technical Potential | 0 | 0 | 0 | 0 | 0 | 0 | 0 | 0 | 0 | 0 | 0 | 0 | 0 | 0 | 0 | 0 | 0 | 0 | 0 | 0 | 0 | 0
F12_Industrial_Food Products_New_Space Heating_Natural Gas_Building Automation System_A_Technical Potential | F12 | Industrial | Food Products | New | Space Heating | Natural Gas | Building Automation System | A | Cumulative Winter Peak Savings (MW) | Technical Potential | 0 | 0 | 0 | 0 | 0 | 0 | 0 | 0 | 0 | 0 | 0 | 0 | 0 | 0 | 0 | 0 | 0 | 0 | 0 | 0 | 0 | 0
F13_Industrial_Food Products_New_Space Heating_Natural Gas_Building Automation System_A_Technical Potential | F13 | Industrial | Food Products | New | Space Heating | Natural Gas | Building Automation System | A | Purchases (Incremental) | Technical Potential | 0 | 0 | 223.6485 | 780.202 | 1975.3424 | 4288.9629 | 7493.4519 | 12367.2427 | 19018.8915 | 27857.6385 | 37404.987 | 48110.2563 | 58405.7864 | 67598.6271 | 71606.0347 | 71768.6519 | 66850.2828 | 58894.2742 | 46860.1611 | 33997.1369 | 22687.1105 | 15424.5471
F14_Industrial_Food Products_New_Space Heating_Natural Gas_Building Automation System_A_Technical Potential | F14 | Industrial | Food Products | New | Space Heating | Natural Gas | Building Automation System | A | Purchases (Cumulative) | Technical Potential | 0 | 0 | 223.6485 | 1003.8505 | 2979.193 | 7268.1558 | 14761.6078 | 27128.8505 | 46147.742 | 74005.3805 | 111410.3675 | 159520.6237 | 217926.4101 | 285525.0373 | 357131.072 | 428899.7239 | 495750.0067 | 554420.6324 | 600500.5915 | 632522.3859 | 650920.5335 | 658851.6287
F1_Industrial_Food Products_New_Space Heating_Natural Gas_Steam System Efficiency Improvements_A_Technical Potential | F1 | Industrial | Food Products | New | Space Heating | Natural Gas | Steam System Efficiency Improvements | A | Original Unit Energy Savings (kWh or therms) | Technical Potential | 0 | 0 | 0.13322 | 0.13322 | 0.13322 | 0.13322 | 0.13322 | 0.13322 | 0.13322 | 0.13322 | 0.13322 | 0.13322 | 0.13322 | 0.13322 | 0.13322 | 0.13322 | 0.13322 | 0.13322 | 0.13322 | 0.13322 | 0.13322 | 0.13322
F2_Industrial_Food Products_New_Space Heating_Natural Gas_Steam System Efficiency Improvements_A_Technical Potential | F2 | Industrial | Food Products | New | Space Heating | Natural Gas | Steam System Efficiency Improvements | A | Original Unit Summer Peak Savings (kW) | Technical Potential | 0 | 0 | 0 | 0 | 0 | 0 | 0 | 0 | 0 | 0 | 0 | 0 | 0 | 0 | 0 | 0 | 0 | 0 | 0 | 0 | 0 | 0
F3_Industrial_Food Products_New_Space Heating_Natural Gas_Steam System Efficiency Improvements_A_Technical Potential | F3 | Industrial | Food Products | New | Space Heating | Natural Gas | Steam System Efficiency Improvements | A | Original Unit Winter Peak Savings (kW) | Technical Potential | 0 | 0 | 0 | 0 | 0 | 0 | 0 | 0 | 0 | 0 | 0 | 0 | 0 | 0 | 0 | 0 | 0 | 0 | 0 | 0 | 0 | 0
F4_Industrial_Food Products_New_Space Heating_Natural Gas_Steam System Efficiency Improvements_A_Technical Potential | F4 | Industrial | Food Products | New | Space Heating | Natural Gas | Steam System Efficiency Improvements | A | Standalone Impact on Baseline Energy (%) | Technical Potential | 0% | 0% | 0.0009776% | 0.002514% | 0.005233% | 0.009564% | 0.01688% | 0.02669% | 0.03961% | 0.05516% | 0.0745% | 0.09495% | 0.1157% | 0.1334% | 0.1495% | 0.1577% | 0.1577% | 0.1481% | 0.1423% | 0.1358% | 0.13% | 0.1247%
F5_Industrial_Food Products_New_Space Heating_Natural Gas_Steam System Efficiency Improvements_A_Technical Potential | F5 | Industrial | Food Products | New | Space Heating | Natural Gas | Steam System Efficiency Improvements | A | Standalone Impact on Baseline Summer Peak (%) | Technical Potential | bar: 2019 to 2040
F6_Industrial_Food Products_New_Space Heating_Natural Gas_Steam System Efficiency Improvements_A_Technical Potential | F6 | Industrial | Food Products | New | Space Heating | Natural Gas | Steam System Efficiency Improvements | A | Standalone Impact on Baseline Winter Peak (%) | Technical Potential | bar: 2019 to 2040
F7_Industrial_Food Products_New_Space Heating_Natural Gas_Steam System Efficiency Improvements_A_Technical Potential | F7 | Industrial | Food Products | New | Space Heating | Natural Gas | Steam System Efficiency Improvements | A | Incremental Energy Savings (MWh or mTherms) | Technical Potential | 0 | 0 | 0.00021116 | 0.00073664 | 0.001865 | 0.0040495 | 0.007075 | 0.011677 | 0.017957 | 0.026302 | 0.035316 | 0.045424 | 0.055145 | 0.063824 | 0.067608 | 0.067761 | 0.063118 | 0.055606 | 0.064561 | 0.069473 | 0.071811 | 0.070193
F8_Industrial_Food Products_New_Space Heating_Natural Gas_Steam System Efficiency Improvements_A_Technical Potential | F8 | Industrial | Food Products | New | Space Heating | Natural Gas | Steam System Efficiency Improvements | A | Incremental Summer Peak Savings (MW) | Technical Potential | 0 | 0 | 0 | 0 | 0 | 0 | 0 | 0 | 0 | 0 | 0 | 0 | 0 | 0 | 0 | 0 | 0 | 0 | 0 | 0 | 0 | 0
F9_Industrial_Food Products_New_Space Heating_Natural Gas_Steam System Efficiency Improvements_A_Technical Potential | F9 | Industrial | Food Products | New | Space Heating | Natural Gas | Steam System Efficiency Improvements | A | Incremental Winter Peak Savings (MW) | Technical Potential | 0 | 0 | 0 | 0 | 0 | 0 | 0 | 0 | 0 | 0 | 0 | 0 | 0 | 0 | 0 | 0 | 0 | 0 | 0 | 0 | 0 | 0
F10_Industrial_Food Products_New_Space Heating_Natural Gas_Steam System Efficiency Improvements_A_Technical Potential | F10 | Industrial | Food Products | New | Space Heating | Natural Gas | Steam System Efficiency Improvements | A | Cumulative Energy Savings (MWh or mTherms) | Technical Potential | 0 | 0 | 0.00021116 | 0.0009478 | 0.0028128 | 0.0068623 | 0.013937 | 0.025403 | 0.042623 | 0.06706 | 0.098327 | 0.13668 | 0.18014 | 0.22601 | 0.26732 | 0.29976 | 0.31746 | 0.31771 | 0.31771 | 0.31771 | 0.31771 | 0.31771
F11_Industrial_Food Products_New_Space Heating_Natural Gas_Steam System Efficiency Improvements_A_Technical Potential | F11 | Industrial | Food Products | New | Space Heating | Natural Gas | Steam System Efficiency Improvements | A | Cumulative Summer Peak Savings (MW) | Technical Potential | 0 | 0 | 0 | 0 | 0 | 0 | 0 | 0 | 0 | 0 | 0 | 0 | 0 | 0 | 0 | 0 | 0 | 0 | 0 | 0 | 0 | 0
F12_Industrial_Food Products_New_Space Heating_Natural Gas_Steam System Efficiency Improvements_A_Technical Potential | F12 | Industrial | Food Products | New | Space Heating | Natural Gas | Steam System Efficiency Improvements | A | Cumulative Winter Peak Savings (MW) | Technical Potential | 0 | 0 | 0 | 0 | 0 | 0 | 0 | 0 | 0 | 0 | 0 | 0 | 0 | 0 | 0 | 0 | 0 | 0 | 0 | 0 | 0 | 0
F13_Industrial_Food Products_New_Space Heating_Natural Gas_Steam System Efficiency Improvements_A_Technical Potential | F13 | Industrial | Food Products | New | Space Heating | Natural Gas | Steam System Efficiency Improvements | A | Purchases (Incremental) | Technical Potential | 0 | 0 | 1.585 | 5.5294 | 13.9995 | 30.3964 | 53.107 | 87.6482 | 134.7892 | 197.4305 | 265.0937 | 340.9633 | 413.929 | 479.0797 | 507.4807 | 508.6332 | 473.7761 | 417.3909 | 484.6091 | 521.4802 | 539.0296 | 526.8831
F14_Industrial_Food Products_New_Space Heating_Natural Gas_Steam System Efficiency Improvements_A_Technical Potential | F14 | Industrial | Food Products | New | Space Heating | Natural Gas | Steam System Efficiency Improvements | A | Purchases (Cumulative) | Technical Potential | 0 | 0 | 1.585 | 7.1144 | 21.1139 | 51.5103 | 104.6173 | 190.6805 | 319.9403 | 503.3713 | 738.0686 | 1025.9249 | 1352.2056 | 1696.4962 | 2006.5464 | 2250.0859 | 2382.8988 | 2384.7757 | 2384.7757 | 2384.7757 | 2384.7757 | 2384.7757
F1_Industrial_Food Products_New_Process_Natural Gas_Steam System Efficiency Improvements_A_Technical Potential | F1 | Industrial | Food Products | New | Process | Natural Gas | Steam System Efficiency Improvements | A | Original Unit Energy Savings (kWh or therms) | Technical Potential | 0 | 0 | 5.0908 | 5.0908 | 5.0908 | 5.0908 | 5.0908 | 5.0908 | 5.0908 | 5.0908 | 5.0908 | 5.0908 | 5.0908 | 5.0908 | 5.0908 | 5.0908 | 5.0908 | 5.0908 | 5.0908 | 5.0908 | 5.0908 | 5.0908
F2_Industrial_Food Products_New_Process_Natural Gas_Steam System Efficiency Improvements_A_Technical Potential | F2 | Industrial | Food Products | New | Process | Natural Gas | Steam System Efficiency Improvements | A | Original Unit Summer Peak Savings (kW) | Technical Potential | 0 | 0 | 0 | 0 | 0 | 0 | 0 | 0 | 0 | 0 | 0 | 0 | 0 | 0 | 0 | 0 | 0 | 0 | 0 | 0 | 0 | 0
F3_Industrial_Food Products_New_Process_Natural Gas_Steam System Efficiency Improvements_A_Technical Potential | F3 | Industrial | Food Products | New | Process | Natural Gas | Steam System Efficiency Improvements | A | Original Unit Winter Peak Savings (kW) | Technical Potential | 0 | 0 | 0 | 0 | 0 | 0 | 0 | 0 | 0 | 0 | 0 | 0 | 0 | 0 | 0 | 0 | 0 | 0 | 0 | 0 | 0 | 0
F4_Industrial_Food Products_New_Process_Natural Gas_Steam System Efficiency Improvements_A_Technical Potential | F4 | Industrial | Food Products | New | Process | Natural Gas | Steam System Efficiency Improvements | A | Standalone Impact on Baseline Energy (%) | Technical Potential | 0% | 0% | 0.0001394% | 0.0003585% | 0.0007461% | 0.001364% | 0.002406% | 0.003805% | 0.005648% | 0.007865% | 0.01062% | 0.01354% | 0.01649% | 0.01901% | 0.02132% | 0.02249% | 0.02248% | 0.02112% | 0.02029% | 0.01937% | 0.01854% | 0.01779%
F5_Industrial_Food Products_New_Process_Natural Gas_Steam System Efficiency Improvements_A_Technical Potential | F5 | Industrial | Food Products | New | Process | Natural Gas | Steam System Efficiency Improvements | A | Standalone Impact on Baseline Summer Peak (%) | Technical Potential | bar: 2019 to 2040
F6_Industrial_Food Products_New_Process_Natural Gas_Steam System Efficiency Improvements_A_Technical Potential | F6 | Industrial | Food Products | New | Process | Natural Gas | Steam System Efficiency Improvements | A | Standalone Impact on Baseline Winter Peak (%) | Technical Potential | bar: 2019 to 2040
F7_Industrial_Food Products_New_Process_Natural Gas_Steam System Efficiency Improvements_A_Technical Potential | F7 | Industrial | Food Products | New | Process | Natural Gas | Steam System Efficiency Improvements | A | Incremental Energy Savings (MWh or mTherms) | Technical Potential | 0 | 0 | 0.00049609 | 0.0017306 | 0.0043816 | 0.0095136 | 0.016622 | 0.027432 | 0.042187 | 0.061793 | 0.08297 | 0.10672 | 0.12955 | 0.14994 | 0.15883 | 0.15919 | 0.14828 | 0.13064 | 0.15168 | 0.16322 | 0.16871 | 0.16491
F8_Industrial_Food Products_New_Process_Natural Gas_Steam System Efficiency Improvements_A_Technical Potential | F8 | Industrial | Food Products | New | Process | Natural Gas | Steam System Efficiency Improvements | A | Incremental Summer Peak Savings (MW) | Technical Potential | 0 | 0 | 0 | 0 | 0 | 0 | 0 | 0 | 0 | 0 | 0 | 0 | 0 | 0 | 0 | 0 | 0 | 0 | 0 | 0 | 0 | 0
F9_Industrial_Food Products_New_Process_Natural Gas_Steam System Efficiency Improvements_A_Technical Potential | F9 | Industrial | Food Products | New | Process | Natural Gas | Steam System Efficiency Improvements | A | Incremental Winter Peak Savings (MW) | Technical Potential | 0 | 0 | 0 | 0 | 0 | 0 | 0 | 0 | 0 | 0 | 0 | 0 | 0 | 0 | 0 | 0 | 0 | 0 | 0 | 0 | 0 | 0
F10_Industrial_Food Products_New_Process_Natural Gas_Steam System Efficiency Improvements_A_Technical Potential | F10 | Industrial | Food Products | New | Process | Natural Gas | Steam System Efficiency Improvements | A | Cumulative Energy Savings (MWh or mTherms) | Technical Potential | 0 | 0 | 0.00049609 | 0.0022267 | 0.0066083 | 0.016122 | 0.032744 | 0.05968 | 0.10014 | 0.15755 | 0.231 | 0.3211 | 0.42322 | 0.53098 | 0.62802 | 0.70424 | 0.74581 | 0.7464 | 0.7464 | 0.7464 | 0.7464 | 0.7464
F11_Industrial_Food Products_New_Process_Natural Gas_Steam System Efficiency Improvements_A_Technical Potential | F11 | Industrial | Food Products | New | Process | Natural Gas | Steam System Efficiency Improvements | A | Cumulative Summer Peak Savings (MW) | Technical Potential | 0 | 0 | 0 | 0 | 0 | 0 | 0 | 0 | 0 | 0 | 0 | 0 | 0 | 0 | 0 | 0 | 0 | 0 | 0 | 0 | 0 | 0
F12_Industrial_Food Products_New_Process_Natural Gas_Steam System Efficiency Improvements_A_Technical Potential | F12 | Industrial | Food Products | New | Process | Natural Gas | Steam System Efficiency Improvements | A | Cumulative Winter Peak Savings (MW) | Technical Potential | 0 | 0 | 0 | 0 | 0 | 0 | 0 | 0 | 0 | 0 | 0 | 0 | 0 | 0 | 0 | 0 | 0 | 0 | 0 | 0 | 0 | 0
F13_Industrial_Food Products_New_Process_Natural Gas_Steam System Efficiency Improvements_A_Technical Potential | F13 | Industrial | Food Products | New | Process | Natural Gas | Steam System Efficiency Improvements | A | Purchases (Incremental) | Technical Potential | 0 | 0 | 0.097447 | 0.33995 | 0.86069 | 1.8688 | 3.265 | 5.3886 | 8.2868 | 12.138 | 16.298 | 20.9624 | 25.4484 | 29.4538 | 31.1999 | 31.2708 | 29.1278 | 25.6612 | 29.7938 | 32.0606 | 33.1396 | 32.3928
F14_Industrial_Food Products_New_Process_Natural Gas_Steam System Efficiency Improvements_A_Technical Potential | F14 | Industrial | Food Products | New | Process | Natural Gas | Steam System Efficiency Improvements | A | Purchases (Cumulative) | Technical Potential | 0 | 0 | 0.097447 | 0.43739 | 1.2981 | 3.1669 | 6.4319 | 11.723 | 19.6699 | 30.9473 | 45.3765 | 63.0739 | 83.1337 | 104.3007 | 123.3626 | 138.3354 | 146.5007 | 146.6161 | 146.6161 | 146.6161 | 146.6161 | 146.6161
F1_Industrial_Food Products_New_Space Heating_Natural Gas_Strategic Energy Management_A_Technical Potential | F1 | Industrial | Food Products | New | Space Heating | Natural Gas | Strategic Energy Management | A | Original Unit Energy Savings (kWh or therms) | Technical Potential | 0 | 0 | 7.5414 | 7.5414 | 7.5414 | 7.5414 | 7.5414 | 7.5414 | 7.5414 | 7.5414 | 7.5414 | 7.5414 | 7.5414 | 7.5414 | 7.5414 | 7.5414 | 7.5414 | 7.5414 | 7.5414 | 7.5414 | 7.5414 | 7.5414
F2_Industrial_Food Products_New_Space Heating_Natural Gas_Strategic Energy Management_A_Technical Potential | F2 | Industrial | Food Products | New | Space Heating | Natural Gas | Strategic Energy Management | A | Original Unit Summer Peak Savings (kW) | Technical Potential | 0 | 0 | 0 | 0 | 0 | 0 | 0 | 0 | 0 | 0 | 0 | 0 | 0 | 0 | 0 | 0 | 0 | 0 | 0 | 0 | 0 | 0
F3_Industrial_Food Products_New_Space Heating_Natural Gas_Strategic Energy Management_A_Technical Potential | F3 | Industrial | Food Products | New | Space Heating | Natural Gas | Strategic Energy Management | A | Original Unit Winter Peak Savings (kW) | Technical Potential | 0 | 0 | 0 | 0 | 0 | 0 | 0 | 0 | 0 | 0 | 0 | 0 | 0 | 0 | 0 | 0 | 0 | 0 | 0 | 0 | 0 | 0
F4_Industrial_Food Products_New_Space Heating_Natural Gas_Strategic Energy Management_A_Technical Potential | F4 | Industrial | Food Products | New | Space Heating | Natural Gas | Strategic Energy Management | A | Standalone Impact on Baseline Energy (%) | Technical Potential | 0% | 0% | 0.09675% | 0.1522% | 0.2035% | 0.2492% | 0.3132% | 0.3466% | 0.3694% | 0.3809% | 0.3951% | 0.4034% | 0.4105% | 0.4126% | 0.4221% | 0.4266% | 0.4302% | 0.4206% | 0.4112% | 0.393% | 0.3762% | 0.3609%
F5_Industrial_Food Products_New_Space Heating_Natural Gas_Strategic Energy Management_A_Technical Potential | F5 | Industrial | Food Products | New | Space Heating | Natural Gas | Strategic Energy Management | A | Standalone Impact on Baseline Summer Peak (%) | Technical Potential | bar: 2019 to 2040
F6_Industrial_Food Products_New_Space Heating_Natural Gas_Strategic Energy Management_A_Technical Potential | F6 | Industrial | Food Products | New | Space Heating | Natural Gas | Strategic Energy Management | A | Standalone Impact on Baseline Winter Peak (%) | Technical Potential | bar: 2019 to 2040
F7_Industrial_Food Products_New_Space Heating_Natural Gas_Strategic Energy Management_A_Technical Potential | F7 | Industrial | Food Products | New | Space Heating | Natural Gas | Strategic Energy Management | A | Incremental Energy Savings (MWh or mTherms) | Technical Potential | 0 | 0 | 0.020898 | 0.036472 | 0.052007 | 0.069419 | 0.079905 | 0.092079 | 0.1041 | 0.11762 | 0.12769 | 0.13927 | 0.1507 | 0.16396 | 0.17295 | 0.18389 | 0.19482 | 0.20754 | 0.21594 | 0.22629 | 0.25331 | 0.27472
F8_Industrial_Food Products_New_Space Heating_Natural Gas_Strategic Energy Management_A_Technical Potential | F8 | Industrial | Food Products | New | Space Heating | Natural Gas | Strategic Energy Management | A | Incremental Summer Peak Savings (MW) | Technical Potential | 0 | 0 | 0 | 0 | 0 | 0 | 0 | 0 | 0 | 0 | 0 | 0 | 0 | 0 | 0 | 0 | 0 | 0 | 0 | 0 | 0 | 0
F9_Industrial_Food Products_New_Space Heating_Natural Gas_Strategic Energy Management_A_Technical Potential | F9 | Industrial | Food Products | New | Space Heating | Natural Gas | Strategic Energy Management | A | Incremental Winter Peak Savings (MW) | Technical Potential | 0 | 0 | 0 | 0 | 0 | 0 | 0 | 0 | 0 | 0 | 0 | 0 | 0 | 0 | 0 | 0 | 0 | 0 | 0 | 0 | 0 | 0
F10_Industrial_Food Products_New_Space Heating_Natural Gas_Strategic Energy Management_A_Technical Potential | F10 | Industrial | Food Products | New | Space Heating | Natural Gas | Strategic Energy Management | A | Cumulative Energy Savings (MWh or mTherms) | Technical Potential | 0 | 0 | 0.020898 | 0.05737 | 0.10938 | 0.1788 | 0.2587 | 0.32988 | 0.39751 | 0.46312 | 0.52139 | 0.58076 | 0.63938 | 0.69923 | 0.75457 | 0.81077 | 0.86632 | 0.90226 | 0.91777 | 0.9191 | 0.9191 | 0.9191
F11_Industrial_Food Products_New_Space Heating_Natural Gas_Strategic Energy Management_A_Technical Potential | F11 | Industrial | Food Products | New | Space Heating | Natural Gas | Strategic Energy Management | A | Cumulative Summer Peak Savings (MW) | Technical Potential | 0 | 0 | 0 | 0 | 0 | 0 | 0 | 0 | 0 | 0 | 0 | 0 | 0 | 0 | 0 | 0 | 0 | 0 | 0 | 0 | 0 | 0
F12_Industrial_Food Products_New_Space Heating_Natural Gas_Strategic Energy Management_A_Technical Potential | F12 | Industrial | Food Products | New | Space Heating | Natural Gas | Strategic Energy Management | A | Cumulative Winter Peak Savings (MW) | Technical Potential | 0 | 0 | 0 | 0 | 0 | 0 | 0 | 0 | 0 | 0 | 0 | 0 | 0 | 0 | 0 | 0 | 0 | 0 | 0 | 0 | 0 | 0
F13_Industrial_Food Products_New_Space Heating_Natural Gas_Strategic Energy Management_A_Technical Potential | F13 | Industrial | Food Products | New | Space Heating | Natural Gas | Strategic Energy Management | A | Purchases (Incremental) | Technical Potential | 0 | 0 | 2.7711 | 4.8362 | 6.8961 | 9.205 | 10.5955 | 12.2097 | 13.8035 | 15.5964 | 16.9316 | 18.4674 | 19.9828 | 21.7407 | 22.9338 | 24.3839 | 25.8328 | 27.5196 | 28.6337 | 30.0066 | 33.5888 | 36.4283
F14_Industrial_Food Products_New_Space Heating_Natural Gas_Strategic Energy Management_A_Technical Potential | F14 | Industrial | Food Products | New | Space Heating | Natural Gas | Strategic Energy Management | A | Purchases (Cumulative) | Technical Potential | 0 | 0 | 2.7711 | 7.6073 | 14.5034 | 23.7084 | 34.3039 | 43.7424 | 52.7098 | 61.4101 | 69.1367 | 77.0086 | 84.7818 | 92.7189 | 100.0564 | 107.5086 | 114.874 | 119.6396 | 121.6964 | 121.8732 | 121.8732 | 121.8732
F1_Industrial_Food Products_New_Process_Natural Gas_Strategic Energy Management_A_Technical Potential | F1 | Industrial | Food Products | New | Process | Natural Gas | Strategic Energy Management | A | Original Unit Energy Savings (kWh or therms) | Technical Potential | 0 | 0 | 30.2077 | 30.2077 | 30.2077 | 30.2077 | 30.2077 | 30.2077 | 30.2077 | 30.2077 | 30.2077 | 30.2077 | 30.2077 | 30.2077 | 30.2077 | 30.2077 | 30.2077 | 30.2077 | 30.2077 | 30.2077 | 30.2077 | 30.2077
F2_Industrial_Food Products_New_Process_Natural Gas_Strategic Energy Management_A_Technical Potential | F2 | Industrial | Food Products | New | Process | Natural Gas | Strategic Energy Management | A | Original Unit Summer Peak Savings (kW) | Technical Potential | 0 | 0 | 0 | 0 | 0 | 0 | 0 | 0 | 0 | 0 | 0 | 0 | 0 | 0 | 0 | 0 | 0 | 0 | 0 | 0 | 0 | 0
F3_Industrial_Food Products_New_Process_Natural Gas_Strategic Energy Management_A_Technical Potential | F3 | Industrial | Food Products | New | Process | Natural Gas | Strategic Energy Management | A | Original Unit Winter Peak Savings (kW) | Technical Potential | 0 | 0 | 0 | 0 | 0 | 0 | 0 | 0 | 0 | 0 | 0 | 0 | 0 | 0 | 0 | 0 | 0 | 0 | 0 | 0 | 0 | 0
F4_Industrial_Food Products_New_Process_Natural Gas_Strategic Energy Management_A_Technical Potential | F4 | Industrial | Food Products | New | Process | Natural Gas | Strategic Energy Management | A | Standalone Impact on Baseline Energy (%) | Technical Potential | 0% | 0% | 0.09675% | 0.1522% | 0.2035% | 0.2492% | 0.3132% | 0.3466% | 0.3694% | 0.3809% | 0.3951% | 0.4034% | 0.4105% | 0.4126% | 0.4221% | 0.4266% | 0.4302% | 0.4206% | 0.4112% | 0.393% | 0.3762% | 0.3609%
F5_Industrial_Food Products_New_Process_Natural Gas_Strategic Energy Management_A_Technical Potential | F5 | Industrial | Food Products | New | Process | Natural Gas | Strategic Energy Management | A | Standalone Impact on Baseline Summer Peak (%) | Technical Potential | bar: 2019 to 2040
F6_Industrial_Food Products_New_Process_Natural Gas_Strategic Energy Management_A_Technical Potential | F6 | Industrial | Food Products | New | Process | Natural Gas | Strategic Energy Management | A | Standalone Impact on Baseline Winter Peak (%) | Technical Potential | bar: 2019 to 2040
F7_Industrial_Food Products_New_Process_Natural Gas_Strategic Energy Management_A_Technical Potential | F7 | Industrial | Food Products | New | Process | Natural Gas | Strategic Energy Management | A | Incremental Energy Savings (MWh or mTherms) | Technical Potential | 0 | 0 | 0.34437 | 0.60099 | 0.85698 | 1.1439 | 1.3167 | 1.5173 | 1.7154 | 1.9382 | 2.1041 | 2.2949 | 2.4833 | 2.7017 | 2.85 | 3.0302 | 3.2102 | 3.4199 | 3.5583 | 3.7289 | 4.1741 | 4.5269
F8_Industrial_Food Products_New_Process_Natural Gas_Strategic Energy Management_A_Technical Potential | F8 | Industrial | Food Products | New | Process | Natural Gas | Strategic Energy Management | A | Incremental Summer Peak Savings (MW) | Technical Potential | 0 | 0 | 0 | 0 | 0 | 0 | 0 | 0 | 0 | 0 | 0 | 0 | 0 | 0 | 0 | 0 | 0 | 0 | 0 | 0 | 0 | 0
F9_Industrial_Food Products_New_Process_Natural Gas_Strategic Energy Management_A_Technical Potential | F9 | Industrial | Food Products | New | Process | Natural Gas | Strategic Energy Management | A | Incremental Winter Peak Savings (MW) | Technical Potential | 0 | 0 | 0 | 0 | 0 | 0 | 0 | 0 | 0 | 0 | 0 | 0 | 0 | 0 | 0 | 0 | 0 | 0 | 0 | 0 | 0 | 0
F10_Industrial_Food Products_New_Process_Natural Gas_Strategic Energy Management_A_Technical Potential | F10 | Industrial | Food Products | New | Process | Natural Gas | Strategic Energy Management | A | Cumulative Energy Savings (MWh or mTherms) | Technical Potential | 0 | 0 | 0.34437 | 0.94536 | 1.8023 | 2.9462 | 4.2629 | 5.4359 | 6.5502 | 7.6314 | 8.5916 | 9.5699 | 10.5358 | 11.5222 | 12.434 | 13.3601 | 14.2754 | 14.8676 | 15.1232 | 15.1452 | 15.1452 | 15.1452
F11_Industrial_Food Products_New_Process_Natural Gas_Strategic Energy Management_A_Technical Potential | F11 | Industrial | Food Products | New | Process | Natural Gas | Strategic Energy Management | A | Cumulative Summer Peak Savings (MW) | Technical Potential | 0 | 0 | 0 | 0 | 0 | 0 | 0 | 0 | 0 | 0 | 0 | 0 | 0 | 0 | 0 | 0 | 0 | 0 | 0 | 0 | 0 | 0
F12_Industrial_Food Products_New_Process_Natural Gas_Strategic Energy Management_A_Technical Potential | F12 | Industrial | Food Products | New | Process | Natural Gas | Strategic Energy Management | A | Cumulative Winter Peak Savings (MW) | Technical Potential | 0 | 0 | 0 | 0 | 0 | 0 | 0 | 0 | 0 | 0 | 0 | 0 | 0 | 0 | 0 | 0 | 0 | 0 | 0 | 0 | 0 | 0
F13_Industrial_Food Products_New_Process_Natural Gas_Strategic Energy Management_A_Technical Potential | F13 | Industrial | Food Products | New | Process | Natural Gas | Strategic Energy Management | A | Purchases (Incremental) | Technical Potential | 0 | 0 | 11.4 | 19.8952 | 28.3695 | 37.8679 | 43.5882 | 50.2288 | 56.7856 | 64.161 | 69.6542 | 75.9721 | 82.2062 | 89.438 | 94.3462 | 100.3114 | 106.2721 | 113.2112 | 117.7947 | 123.4427 | 138.1793 | 149.8604
F14_Industrial_Food Products_New_Process_Natural Gas_Strategic Energy Management_A_Technical Potential | F14 | Industrial | Food Products | New | Process | Natural Gas | Strategic Energy Management | A | Purchases (Cumulative) | Technical Potential | 0 | 0 | 11.4 | 31.2953 | 59.6648 | 97.5327 | 141.1209 | 179.9497 | 216.84 | 252.6315 | 284.4178 | 316.8017 | 348.7791 | 381.4315 | 411.6166 | 442.2738 | 472.5739 | 492.1789 | 500.6405 | 501.3674 | 501.3674 | 501.3674
F1_Industrial_Food Products_New_Miscellaneous_Natural Gas_Strategic Energy Management_A_Technical Potential | F1 | Industrial | Food Products | New | Miscellaneous | Natural Gas | Strategic Energy Management | A | Original Unit Energy Savings (kWh or therms) | Technical Potential | 0 | 0 | 2.7925 | 2.7925 | 2.7925 | 2.7925 | 2.7925 | 2.7925 | 2.7925 | 2.7925 | 2.7925 | 2.7925 | 2.7925 | 2.7925 | 2.7925 | 2.7925 | 2.7925 | 2.7925 | 2.7925 | 2.7925 | 2.7925 | 2.7925
F2_Industrial_Food Products_New_Miscellaneous_Natural Gas_Strategic Energy Management_A_Technical Potential | F2 | Industrial | Food Products | New | Miscellaneous | Natural Gas | Strategic Energy Management | A | Original Unit Summer Peak Savings (kW) | Technical Potential | 0 | 0 | 0 | 0 | 0 | 0 | 0 | 0 | 0 | 0 | 0 | 0 | 0 | 0 | 0 | 0 | 0 | 0 | 0 | 0 | 0 | 0
F3_Industrial_Food Products_New_Miscellaneous_Natural Gas_Strategic Energy Management_A_Technical Potential | F3 | Industrial | Food Products | New | Miscellaneous | Natural Gas | Strategic Energy Management | A | Original Unit Winter Peak Savings (kW) | Technical Potential | 0 | 0 | 0 | 0 | 0 | 0 | 0 | 0 | 0 | 0 | 0 | 0 | 0 | 0 | 0 | 0 | 0 | 0 | 0 | 0 | 0 | 0
F4_Industrial_Food Products_New_Miscellaneous_Natural Gas_Strategic Energy Management_A_Technical Potential | F4 | Industrial | Food Products | New | Miscellaneous | Natural Gas | Strategic Energy Management | A | Standalone Impact on Baseline Energy (%) | Technical Potential | 0% | 0% | 0.09675% | 0.1522% | 0.2035% | 0.2492% | 0.3132% | 0.3466% | 0.3694% | 0.3809% | 0.3951% | 0.4034% | 0.4105% | 0.4126% | 0.4221% | 0.4266% | 0.4302% | 0.4206% | 0.4112% | 0.393% | 0.3762% | 0.3609%
F5_Industrial_Food Products_New_Miscellaneous_Natural Gas_Strategic Energy Management_A_Technical Potential | F5 | Industrial | Food Products | New | Miscellaneous | Natural Gas | Strategic Energy Management | A | Standalone Impact on Baseline Summer Peak (%) | Technical Potential | bar: 2019 to 2040
F6_Industrial_Food Products_New_Miscellaneous_Natural Gas_Strategic Energy Management_A_Technical Potential | F6 | Industrial | Food Products | New | Miscellaneous | Natural Gas | Strategic Energy Management | A | Standalone Impact on Baseline Winter Peak (%) | Technical Potential | bar: 2019 to 2040
F7_Industrial_Food Products_New_Miscellaneous_Natural Gas_Strategic Energy Management_A_Technical Potential | F7 | Industrial | Food Products | New | Miscellaneous | Natural Gas | Strategic Energy Management | A | Incremental Energy Savings (MWh or mTherms) | Technical Potential | 0 | 0 | 0.0079586 | 0.013889 | 0.019805 | 0.026436 | 0.03043 | 0.035066 | 0.039643 | 0.044792 | 0.048627 | 0.053038 | 0.05739 | 0.062439 | 0.065865 | 0.07003 | 0.074191 | 0.079035 | 0.082235 | 0.086178 | 0.096466 | 0.10462
F8_Industrial_Food Products_New_Miscellaneous_Natural Gas_Strategic Energy Management_A_Technical Potential | F8 | Industrial | Food Products | New | Miscellaneous | Natural Gas | Strategic Energy Management | A | Incremental Summer Peak Savings (MW) | Technical Potential | 0 | 0 | 0 | 0 | 0 | 0 | 0 | 0 | 0 | 0 | 0 | 0 | 0 | 0 | 0 | 0 | 0 | 0 | 0 | 0 | 0 | 0
F9_Industrial_Food Products_New_Miscellaneous_Natural Gas_Strategic Energy Management_A_Technical Potential | F9 | Industrial | Food Products | New | Miscellaneous | Natural Gas | Strategic Energy Management | A | Incremental Winter Peak Savings (MW) | Technical Potential | 0 | 0 | 0 | 0 | 0 | 0 | 0 | 0 | 0 | 0 | 0 | 0 | 0 | 0 | 0 | 0 | 0 | 0 | 0 | 0 | 0 | 0
F10_Industrial_Food Products_New_Miscellaneous_Natural Gas_Strategic Energy Management_A_Technical Potential | F10 | Industrial | Food Products | New | Miscellaneous | Natural Gas | Strategic Energy Management | A | Cumulative Energy Savings (MWh or mTherms) | Technical Potential | 0 | 0 | 0.0079586 | 0.021848 | 0.041653 | 0.06809 | 0.09852 | 0.12563 | 0.15138 | 0.17637 | 0.19856 | 0.22117 | 0.24349 | 0.26629 | 0.28736 | 0.30876 | 0.32991 | 0.3436 | 0.34951 | 0.35002 | 0.35002 | 0.35002
F11_Industrial_Food Products_New_Miscellaneous_Natural Gas_Strategic Energy Management_A_Technical Potential | F11 | Industrial | Food Products | New | Miscellaneous | Natural Gas | Strategic Energy Management | A | Cumulative Summer Peak Savings (MW) | Technical Potential | 0 | 0 | 0 | 0 | 0 | 0 | 0 | 0 | 0 | 0 | 0 | 0 | 0 | 0 | 0 | 0 | 0 | 0 | 0 | 0 | 0 | 0
F12_Industrial_Food Products_New_Miscellaneous_Natural Gas_Strategic Energy Management_A_Technical Potential | F12 | Industrial | Food Products | New | Miscellaneous | Natural Gas | Strategic Energy Management | A | Cumulative Winter Peak Savings (MW) | Technical Potential | 0 | 0 | 0 | 0 | 0 | 0 | 0 | 0 | 0 | 0 | 0 | 0 | 0 | 0 | 0 | 0 | 0 | 0 | 0 | 0 | 0 | 0
F13_Industrial_Food Products_New_Miscellaneous_Natural Gas_Strategic Energy Management_A_Technical Potential | F13 | Industrial | Food Products | New | Miscellaneous | Natural Gas | Strategic Energy Management | A | Purchases (Incremental) | Technical Potential | 0 | 0 | 2.85 | 4.9738 | 7.0924 | 9.467 | 10.8971 | 12.5572 | 14.1964 | 16.0403 | 17.4135 | 18.993 | 20.5516 | 22.3595 | 23.5865 | 25.0779 | 26.568 | 28.3028 | 29.4487 | 30.8607 | 34.5448 | 37.4651
F14_Industrial_Food Products_New_Miscellaneous_Natural Gas_Strategic Energy Management_A_Technical Potential | F14 | Industrial | Food Products | New | Miscellaneous | Natural Gas | Strategic Energy Management | A | Purchases (Cumulative) | Technical Potential | 0 | 0 | 2.85 | 7.8238 | 14.9162 | 24.3832 | 35.2802 | 44.9874 | 54.21 | 63.1579 | 71.1044 | 79.2004 | 87.1948 | 95.3579 | 102.9042 | 110.5685 | 118.1435 | 123.0447 | 125.1601 | 125.3419 | 125.3419 | 125.3419
F1_Industrial_Food Products_New_Space Heating_Natural Gas_Commissioning_A_Technical Potential | F1 | Industrial | Food Products | New | Space Heating | Natural Gas | Commissioning | A | Original Unit Energy Savings (kWh or therms) | Technical Potential | 0 | 0 | 10.2317 | 10.2317 | 10.2317 | 10.2317 | 10.2317 | 10.2317 | 10.2317 | 10.2317 | 10.2317 | 10.2317 | 10.2317 | 10.2317 | 10.2317 | 10.2317 | 10.2317 | 10.2317 | 10.2317 | 10.2317 | 10.2317 | 10.2317
F2_Industrial_Food Products_New_Space Heating_Natural Gas_Commissioning_A_Technical Potential | F2 | Industrial | Food Products | New | Space Heating | Natural Gas | Commissioning | A | Original Unit Summer Peak Savings (kW) | Technical Potential | 0 | 0 | 0 | 0 | 0 | 0 | 0 | 0 | 0 | 0 | 0 | 0 | 0 | 0 | 0 | 0 | 0 | 0 | 0 | 0 | 0 | 0
F3_Industrial_Food Products_New_Space Heating_Natural Gas_Commissioning_A_Technical Potential | F3 | Industrial | Food Products | New | Space Heating | Natural Gas | Commissioning | A | Original Unit Winter Peak Savings (kW) | Technical Potential | 0 | 0 | 0 | 0 | 0 | 0 | 0 | 0 | 0 | 0 | 0 | 0 | 0 | 0 | 0 | 0 | 0 | 0 | 0 | 0 | 0 | 0
F4_Industrial_Food Products_New_Space Heating_Natural Gas_Commissioning_A_Technical Potential | F4 | Industrial | Food Products | New | Space Heating | Natural Gas | Commissioning | A | Standalone Impact on Baseline Energy (%) | Technical Potential | bar: 2019 to 2040
F5_Industrial_Food Products_New_Space Heating_Natural Gas_Commissioning_A_Technical Potential | F5 | Industrial | Food Products | New | Space Heating | Natural Gas | Commissioning | A | Standalone Impact on Baseline Summer Peak (%) | Technical Potential | bar: 2019 to 2040
F6_Industrial_Food Products_New_Space Heating_Natural Gas_Commissioning_A_Technical Potential | F6 | Industrial | Food Products | New | Space Heating | Natural Gas | Commissioning | A | Standalone Impact on Baseline Winter Peak (%) | Technical Potential | bar: 2019 to 2040
F7_Industrial_Food Products_New_Space Heating_Natural Gas_Commissioning_A_Technical Potential | F7 | Industrial | Food Products | New | Space Heating | Natural Gas | Commissioning | A | Incremental Energy Savings (MWh or mTherms) | Technical Potential | 0 | 0 | 0 | 0 | 0 | 0 | 0 | 0 | 0 | 0 | 0 | 0 | 0 | 0 | 0 | 0 | 0 | 0 | 0 | 0 | 0 | 0
F8_Industrial_Food Products_New_Space Heating_Natural Gas_Commissioning_A_Technical Potential | F8 | Industrial | Food Products | New | Space Heating | Natural Gas | Commissioning | A | Incremental Summer Peak Savings (MW) | Technical Potential | 0 | 0 | 0 | 0 | 0 | 0 | 0 | 0 | 0 | 0 | 0 | 0 | 0 | 0 | 0 | 0 | 0 | 0 | 0 | 0 | 0 | 0
F9_Industrial_Food Products_New_Space Heating_Natural Gas_Commissioning_A_Technical Potential | F9 | Industrial | Food Products | New | Space Heating | Natural Gas | Commissioning | A | Incremental Winter Peak Savings (MW) | Technical Potential | 0 | 0 | 0 | 0 | 0 | 0 | 0 | 0 | 0 | 0 | 0 | 0 | 0 | 0 | 0 | 0 | 0 | 0 | 0 | 0 | 0 | 0
F10_Industrial_Food Products_New_Space Heating_Natural Gas_Commissioning_A_Technical Potential | F10 | Industrial | Food Products | New | Space Heating | Natural Gas | Commissioning | A | Cumulative Energy Savings (MWh or mTherms) | Technical Potential | 0 | 0 | 0 | 0 | 0 | 0 | 0 | 0 | 0 | 0 | 0 | 0 | 0 | 0 | 0 | 0 | 0 | 0 | 0 | 0 | 0 | 0
F11_Industrial_Food Products_New_Space Heating_Natural Gas_Commissioning_A_Technical Potential | F11 | Industrial | Food Products | New | Space Heating | Natural Gas | Commissioning | A | Cumulative Summer Peak Savings (MW) | Technical Potential | 0 | 0 | 0 | 0 | 0 | 0 | 0 | 0 | 0 | 0 | 0 | 0 | 0 | 0 | 0 | 0 | 0 | 0 | 0 | 0 | 0 | 0
F12_Industrial_Food Products_New_Space Heating_Natural Gas_Commissioning_A_Technical Potential | F12 | Industrial | Food Products | New | Space Heating | Natural Gas | Commissioning | A | Cumulative Winter Peak Savings (MW) | Technical Potential | 0 | 0 | 0 | 0 | 0 | 0 | 0 | 0 | 0 | 0 | 0 | 0 | 0 | 0 | 0 | 0 | 0 | 0 | 0 | 0 | 0 | 0
F13_Industrial_Food Products_New_Space Heating_Natural Gas_Commissioning_A_Technical Potential | F13 | Industrial | Food Products | New | Space Heating | Natural Gas | Commissioning | A | Purchases (Incremental) | Technical Potential | 0 | 0 | 0 | 0 | 0 | 0 | 0 | 0 | 0 | 0 | 0 | 0 | 0 | 0 | 0 | 0 | 0 | 0 | 0 | 0 | 0 | 0
F14_Industrial_Food Products_New_Space Heating_Natural Gas_Commissioning_A_Technical Potential | F14 | Industrial | Food Products | New | Space Heating | Natural Gas | Commissioning | A | Purchases (Cumulative) | Technical Potential | 0 | 0 | 0 | 0 | 0 | 0 | 0 | 0 | 0 | 0 | 0 | 0 | 0 | 0 | 0 | 0 | 0 | 0 | 0 | 0 | 0 | 0
F1_Industrial_Food Products_New_Process_Natural Gas_Commissioning_A_Technical Potential | F1 | Industrial | Food Products | New | Process | Natural Gas | Commissioning | A | Original Unit Energy Savings (kWh or therms) | Technical Potential | 0 | 0 | 168.6012 | 168.6012 | 168.6012 | 168.6012 | 168.6012 | 168.6012 | 168.6012 | 168.6012 | 168.6012 | 168.6012 | 168.6012 | 168.6012 | 168.6012 | 168.6012 | 168.6012 | 168.6012 | 168.6012 | 168.6012 | 168.6012 | 168.6012
F2_Industrial_Food Products_New_Process_Natural Gas_Commissioning_A_Technical Potential | F2 | Industrial | Food Products | New | Process | Natural Gas | Commissioning | A | Original Unit Summer Peak Savings (kW) | Technical Potential | 0 | 0 | 0 | 0 | 0 | 0 | 0 | 0 | 0 | 0 | 0 | 0 | 0 | 0 | 0 | 0 | 0 | 0 | 0 | 0 | 0 | 0
F3_Industrial_Food Products_New_Process_Natural Gas_Commissioning_A_Technical Potential | F3 | Industrial | Food Products | New | Process | Natural Gas | Commissioning | A | Original Unit Winter Peak Savings (kW) | Technical Potential | 0 | 0 | 0 | 0 | 0 | 0 | 0 | 0 | 0 | 0 | 0 | 0 | 0 | 0 | 0 | 0 | 0 | 0 | 0 | 0 | 0 | 0
F4_Industrial_Food Products_New_Process_Natural Gas_Commissioning_A_Technical Potential | F4 | Industrial | Food Products | New | Process | Natural Gas | Commissioning | A | Standalone Impact on Baseline Energy (%) | Technical Potential | bar: 2019 to 2040
F5_Industrial_Food Products_New_Process_Natural Gas_Commissioning_A_Technical Potential | F5 | Industrial | Food Products | New | Process | Natural Gas | Commissioning | A | Standalone Impact on Baseline Summer Peak (%) | Technical Potential | bar: 2019 to 2040
F6_Industrial_Food Products_New_Process_Natural Gas_Commissioning_A_Technical Potential | F6 | Industrial | Food Products | New | Process | Natural Gas | Commissioning | A | Standalone Impact on Baseline Winter Peak (%) | Technical Potential | bar: 2019 to 2040
F7_Industrial_Food Products_New_Process_Natural Gas_Commissioning_A_Technical Potential | F7 | Industrial | Food Products | New | Process | Natural Gas | Commissioning | A | Incremental Energy Savings (MWh or mTherms) | Technical Potential | 0 | 0 | 0 | 0 | 0 | 0 | 0 | 0 | 0 | 0 | 0 | 0 | 0 | 0 | 0 | 0 | 0 | 0 | 0 | 0 | 0 | 0
F8_Industrial_Food Products_New_Process_Natural Gas_Commissioning_A_Technical Potential | F8 | Industrial | Food Products | New | Process | Natural Gas | Commissioning | A | Incremental Summer Peak Savings (MW) | Technical Potential | 0 | 0 | 0 | 0 | 0 | 0 | 0 | 0 | 0 | 0 | 0 | 0 | 0 | 0 | 0 | 0 | 0 | 0 | 0 | 0 | 0 | 0
F9_Industrial_Food Products_New_Process_Natural Gas_Commissioning_A_Technical Potential | F9 | Industrial | Food Products | New | Process | Natural Gas | Commissioning | A | Incremental Winter Peak Savings (MW) | Technical Potential | 0 | 0 | 0 | 0 | 0 | 0 | 0 | 0 | 0 | 0 | 0 | 0 | 0 | 0 | 0 | 0 | 0 | 0 | 0 | 0 | 0 | 0
F10_Industrial_Food Products_New_Process_Natural Gas_Commissioning_A_Technical Potential | F10 | Industrial | Food Products | New | Process | Natural Gas | Commissioning | A | Cumulative Energy Savings (MWh or mTherms) | Technical Potential | 0 | 0 | 0 | 0 | 0 | 0 | 0 | 0 | 0 | 0 | 0 | 0 | 0 | 0 | 0 | 0 | 0 | 0 | 0 | 0 | 0 | 0
F11_Industrial_Food Products_New_Process_Natural Gas_Commissioning_A_Technical Potential | F11 | Industrial | Food Products | New | Process | Natural Gas | Commissioning | A | Cumulative Summer Peak Savings (MW) | Technical Potential | 0 | 0 | 0 | 0 | 0 | 0 | 0 | 0 | 0 | 0 | 0 | 0 | 0 | 0 | 0 | 0 | 0 | 0 | 0 | 0 | 0 | 0
F12_Industrial_Food Products_New_Process_Natural Gas_Commissioning_A_Technical Potential | F12 | Industrial | Food Products | New | Process | Natural Gas | Commissioning | A | Cumulative Winter Peak Savings (MW) | Technical Potential | 0 | 0 | 0 | 0 | 0 | 0 | 0 | 0 | 0 | 0 | 0 | 0 | 0 | 0 | 0 | 0 | 0 | 0 | 0 | 0 | 0 | 0
F13_Industrial_Food Products_New_Process_Natural Gas_Commissioning_A_Technical Potential | F13 | Industrial | Food Products | New | Process | Natural Gas | Commissioning | A | Purchases (Incremental) | Technical Potential | 0 | 0 | 0 | 0 | 0 | 0 | 0 | 0 | 0 | 0 | 0 | 0 | 0 | 0 | 0 | 0 | 0 | 0 | 0 | 0 | 0 | 0
F14_Industrial_Food Products_New_Process_Natural Gas_Commissioning_A_Technical Potential | F14 | Industrial | Food Products | New | Process | Natural Gas | Commissioning | A | Purchases (Cumulative) | Technical Potential | 0 | 0 | 0 | 0 | 0 | 0 | 0 | 0 | 0 | 0 | 0 | 0 | 0 | 0 | 0 | 0 | 0 | 0 | 0 | 0 | 0 | 0
F1_Industrial_Food Products_New_Space Heating_Natural Gas_Retrocommissioning_A_Technical Potential | F1 | Industrial | Food Products | New | Space Heating | Natural Gas | Retrocommissioning | A | Original Unit Energy Savings (kWh or therms) | Technical Potential | 0 | 0 | 0 | 0 | 0 | 0 | 0 | 0 | 0 | 0 | 0 | 0 | 0 | 0 | 0 | 0 | 0 | 0 | 0 | 0 | 0 | 0
F2_Industrial_Food Products_New_Space Heating_Natural Gas_Retrocommissioning_A_Technical Potential | F2 | Industrial | Food Products | New | Space Heating | Natural Gas | Retrocommissioning | A | Original Unit Summer Peak Savings (kW) | Technical Potential | 0 | 0 | 0 | 0 | 0 | 0 | 0 | 0 | 0 | 0 | 0 | 0 | 0 | 0 | 0 | 0 | 0 | 0 | 0 | 0 | 0 | 0
F3_Industrial_Food Products_New_Space Heating_Natural Gas_Retrocommissioning_A_Technical Potential | F3 | Industrial | Food Products | New | Space Heating | Natural Gas | Retrocommissioning | A | Original Unit Winter Peak Savings (kW) | Technical Potential | 0 | 0 | 0 | 0 | 0 | 0 | 0 | 0 | 0 | 0 | 0 | 0 | 0 | 0 | 0 | 0 | 0 | 0 | 0 | 0 | 0 | 0
F4_Industrial_Food Products_New_Space Heating_Natural Gas_Retrocommissioning_A_Technical Potential | F4 | Industrial | Food Products | New | Space Heating | Natural Gas | Retrocommissioning | A | Standalone Impact on Baseline Energy (%) | Technical Potential | bar: 2019 to 2040
F5_Industrial_Food Products_New_Space Heating_Natural Gas_Retrocommissioning_A_Technical Potential | F5 | Industrial | Food Products | New | Space Heating | Natural Gas | Retrocommissioning | A | Standalone Impact on Baseline Summer Peak (%) | Technical Potential | bar: 2019 to 2040
F6_Industrial_Food Products_New_Space Heating_Natural Gas_Retrocommissioning_A_Technical Potential | F6 | Industrial | Food Products | New | Space Heating | Natural Gas | Retrocommissioning | A | Standalone Impact on Baseline Winter Peak (%) | Technical Potential | bar: 2019 to 2040
F7_Industrial_Food Products_New_Space Heating_Natural Gas_Retrocommissioning_A_Technical Potential | F7 | Industrial | Food Products | New | Space Heating | Natural Gas | Retrocommissioning | A | Incremental Energy Savings (MWh or mTherms) | Technical Potential | 0 | 0 | 0 | 0 | 0 | 0 | 0 | 0 | 0 | 0 | 0 | 0 | 0 | 0 | 0 | 0 | 0 | 0 | 0 | 0 | 0 | 0
F8_Industrial_Food Products_New_Space Heating_Natural Gas_Retrocommissioning_A_Technical Potential | F8 | Industrial | Food Products | New | Space Heating | Natural Gas | Retrocommissioning | A | Incremental Summer Peak Savings (MW) | Technical Potential | 0 | 0 | 0 | 0 | 0 | 0 | 0 | 0 | 0 | 0 | 0 | 0 | 0 | 0 | 0 | 0 | 0 | 0 | 0 | 0 | 0 | 0
F9_Industrial_Food Products_New_Space Heating_Natural Gas_Retrocommissioning_A_Technical Potential | F9 | Industrial | Food Products | New | Space Heating | Natural Gas | Retrocommissioning | A | Incremental Winter Peak Savings (MW) | Technical Potential | 0 | 0 | 0 | 0 | 0 | 0 | 0 | 0 | 0 | 0 | 0 | 0 | 0 | 0 | 0 | 0 | 0 | 0 | 0 | 0 | 0 | 0
F10_Industrial_Food Products_New_Space Heating_Natural Gas_Retrocommissioning_A_Technical Potential | F10 | Industrial | Food Products | New | Space Heating | Natural Gas | Retrocommissioning | A | Cumulative Energy Savings (MWh or mTherms) | Technical Potential | 0 | 0 | 0 | 0 | 0 | 0 | 0 | 0 | 0 | 0 | 0 | 0 | 0 | 0 | 0 | 0 | 0 | 0 | 0 | 0 | 0 | 0
F11_Industrial_Food Products_New_Space Heating_Natural Gas_Retrocommissioning_A_Technical Potential | F11 | Industrial | Food Products | New | Space Heating | Natural Gas | Retrocommissioning | A | Cumulative Summer Peak Savings (MW) | Technical Potential | 0 | 0 | 0 | 0 | 0 | 0 | 0 | 0 | 0 | 0 | 0 | 0 | 0 | 0 | 0 | 0 | 0 | 0 | 0 | 0 | 0 | 0
F12_Industrial_Food Products_New_Space Heating_Natural Gas_Retrocommissioning_A_Technical Potential | F12 | Industrial | Food Products | New | Space Heating | Natural Gas | Retrocommissioning | A | Cumulative Winter Peak Savings (MW) | Technical Potential | 0 | 0 | 0 | 0 | 0 | 0 | 0 | 0 | 0 | 0 | 0 | 0 | 0 | 0 | 0 | 0 | 0 | 0 | 0 | 0 | 0 | 0
F13_Industrial_Food Products_New_Space Heating_Natural Gas_Retrocommissioning_A_Technical Potential | F13 | Industrial | Food Products | New | Space Heating | Natural Gas | Retrocommissioning | A | Purchases (Incremental) | Technical Potential | 0 | 0 | 0 | 0 | 0 | 0 | 0 | 0 | 0 | 0 | 0 | 0 | 0 | 0 | 0 | 0 | 0 | 0 | 0 | 0 | 0 | 0
F14_Industrial_Food Products_New_Space Heating_Natural Gas_Retrocommissioning_A_Technical Potential | F14 | Industrial | Food Products | New | Space Heating | Natural Gas | Retrocommissioning | A | Purchases (Cumulative) | Technical Potential | 0 | 0 | 0 | 0 | 0 | 0 | 0 | 0 | 0 | 0 | 0 | 0 | 0 | 0 | 0 | 0 | 0 | 0 | 0 | 0 | 0 | 0
F1_Industrial_Food Products_New_Process_Natural Gas_Retrocommissioning_A_Technical Potential | F1 | Industrial | Food Products | New | Process | Natural Gas | Retrocommissioning | A | Original Unit Energy Savings (kWh or therms) | Technical Potential | 0 | 0 | 0 | 0 | 0 | 0 | 0 | 0 | 0 | 0 | 0 | 0 | 0 | 0 | 0 | 0 | 0 | 0 | 0 | 0 | 0 | 0
F2_Industrial_Food Products_New_Process_Natural Gas_Retrocommissioning_A_Technical Potential | F2 | Industrial | Food Products | New | Process | Natural Gas | Retrocommissioning | A | Original Unit Summer Peak Savings (kW) | Technical Potential | 0 | 0 | 0 | 0 | 0 | 0 | 0 | 0 | 0 | 0 | 0 | 0 | 0 | 0 | 0 | 0 | 0 | 0 | 0 | 0 | 0 | 0
F3_Industrial_Food Products_New_Process_Natural Gas_Retrocommissioning_A_Technical Potential | F3 | Industrial | Food Products | New | Process | Natural Gas | Retrocommissioning | A | Original Unit Winter Peak Savings (kW) | Technical Potential | 0 | 0 | 0 | 0 | 0 | 0 | 0 | 0 | 0 | 0 | 0 | 0 | 0 | 0 | 0 | 0 | 0 | 0 | 0 | 0 | 0 | 0
F4_Industrial_Food Products_New_Process_Natural Gas_Retrocommissioning_A_Technical Potential | F4 | Industrial | Food Products | New | Process | Natural Gas | Retrocommissioning | A | Standalone Impact on Baseline Energy (%) | Technical Potential | bar: 2019 to 2040
F5_Industrial_Food Products_New_Process_Natural Gas_Retrocommissioning_A_Technical Potential | F5 | Industrial | Food Products | New | Process | Natural Gas | Retrocommissioning | A | Standalone Impact on Baseline Summer Peak (%) | Technical Potential | bar: 2019 to 2040
F6_Industrial_Food Products_New_Process_Natural Gas_Retrocommissioning_A_Technical Potential | F6 | Industrial | Food Products | New | Process | Natural Gas | Retrocommissioning | A | Standalone Impact on Baseline Winter Peak (%) | Technical Potential | bar: 2019 to 2040
F7_Industrial_Food Products_New_Process_Natural Gas_Retrocommissioning_A_Technical Potential | F7 | Industrial | Food Products | New | Process | Natural Gas | Retrocommissioning | A | Incremental Energy Savings (MWh or mTherms) | Technical Potential | 0 | 0 | 0 | 0 | 0 | 0 | 0 | 0 | 0 | 0 | 0 | 0 | 0 | 0 | 0 | 0 | 0 | 0 | 0 | 0 | 0 | 0
F8_Industrial_Food Products_New_Process_Natural Gas_Retrocommissioning_A_Technical Potential | F8 | Industrial | Food Products | New | Process | Natural Gas | Retrocommissioning | A | Incremental Summer Peak Savings (MW) | Technical Potential | 0 | 0 | 0 | 0 | 0 | 0 | 0 | 0 | 0 | 0 | 0 | 0 | 0 | 0 | 0 | 0 | 0 | 0 | 0 | 0 | 0 | 0
F9_Industrial_Food Products_New_Process_Natural Gas_Retrocommissioning_A_Technical Potential | F9 | Industrial | Food Products | New | Process | Natural Gas | Retrocommissioning | A | Incremental Winter Peak Savings (MW) | Technical Potential | 0 | 0 | 0 | 0 | 0 | 0 | 0 | 0 | 0 | 0 | 0 | 0 | 0 | 0 | 0 | 0 | 0 | 0 | 0 | 0 | 0 | 0
F10_Industrial_Food Products_New_Process_Natural Gas_Retrocommissioning_A_Technical Potential | F10 | Industrial | Food Products | New | Process | Natural Gas | Retrocommissioning | A | Cumulative Energy Savings (MWh or mTherms) | Technical Potential | 0 | 0 | 0 | 0 | 0 | 0 | 0 | 0 | 0 | 0 | 0 | 0 | 0 | 0 | 0 | 0 | 0 | 0 | 0 | 0 | 0 | 0
F11_Industrial_Food Products_New_Process_Natural Gas_Retrocommissioning_A_Technical Potential | F11 | Industrial | Food Products | New | Process | Natural Gas | Retrocommissioning | A | Cumulative Summer Peak Savings (MW) | Technical Potential | 0 | 0 | 0 | 0 | 0 | 0 | 0 | 0 | 0 | 0 | 0 | 0 | 0 | 0 | 0 | 0 | 0 | 0 | 0 | 0 | 0 | 0
F12_Industrial_Food Products_New_Process_Natural Gas_Retrocommissioning_A_Technical Potential | F12 | Industrial | Food Products | New | Process | Natural Gas | Retrocommissioning | A | Cumulative Winter Peak Savings (MW) | Technical Potential | 0 | 0 | 0 | 0 | 0 | 0 | 0 | 0 | 0 | 0 | 0 | 0 | 0 | 0 | 0 | 0 | 0 | 0 | 0 | 0 | 0 | 0
F13_Industrial_Food Products_New_Process_Natural Gas_Retrocommissioning_A_Technical Potential | F13 | Industrial | Food Products | New | Process | Natural Gas | Retrocommissioning | A | Purchases (Incremental) | Technical Potential | 0 | 0 | 0 | 0 | 0 | 0 | 0 | 0 | 0 | 0 | 0 | 0 | 0 | 0 | 0 | 0 | 0 | 0 | 0 | 0 | 0 | 0
F14_Industrial_Food Products_New_Process_Natural Gas_Retrocommissioning_A_Technical Potential | F14 | Industrial | Food Products | New | Process | Natural Gas | Retrocommissioning | A | Purchases (Cumulative) | Technical Potential | 0 | 0 | 0 | 0 | 0 | 0 | 0 | 0 | 0 | 0 | 0 | 0 | 0 | 0 | 0 | 0 | 0 | 0 | 0 | 0 | 0 | 0
F1_Industrial_Agriculture_Existing_Space Heating_Natural Gas_Insulation - Roof/Ceiling_A_Technical Potential | F1 | Industrial | Agriculture | Existing | Space Heating | Natural Gas | Insulation - Roof/Ceiling | A | Original Unit Energy Savings (kWh or therms) | Technical Potential | 0 | 0 | 0.083035 | 0.082838 | 0.082641 | 0.082447 | 0.082256 | 0.08207 | 0.08189 | 0.081718 | 0.081553 | 0.081398 | 0.081252 | 0.081115 | 0.080985 | 0.080863 | 0.080748 | 0.08064 | 0.080538 | 0.080442 | 0.080353 | 0.080269
F2_Industrial_Agriculture_Existing_Space Heating_Natural Gas_Insulation - Roof/Ceiling_A_Technical Potential | F2 | Industrial | Agriculture | Existing | Space Heating | Natural Gas | Insulation - Roof/Ceiling | A | Original Unit Summer Peak Savings (kW) | Technical Potential | 0 | 0 | 0 | 0 | 0 | 0 | 0 | 0 | 0 | 0 | 0 | 0 | 0 | 0 | 0 | 0 | 0 | 0 | 0 | 0 | 0 | 0
F3_Industrial_Agriculture_Existing_Space Heating_Natural Gas_Insulation - Roof/Ceiling_A_Technical Potential | F3 | Industrial | Agriculture | Existing | Space Heating | Natural Gas | Insulation - Roof/Ceiling | A | Original Unit Winter Peak Savings (kW) | Technical Potential | 0 | 0 | 0 | 0 | 0 | 0 | 0 | 0 | 0 | 0 | 0 | 0 | 0 | 0 | 0 | 0 | 0 | 0 | 0 | 0 | 0 | 0
F4_Industrial_Agriculture_Existing_Space Heating_Natural Gas_Insulation - Roof/Ceiling_A_Technical Potential | F4 | Industrial | Agriculture | Existing | Space Heating | Natural Gas | Insulation - Roof/Ceiling | A | Standalone Impact on Baseline Energy (%) | Technical Potential | 0% | 0% | 0.3697% | 1.023% | 2.048% | 3.493% | 5.347% | 7.533% | 9.918% | 12.35% | 14.67% | 16.76% | 18.57% | 20.08% | 21.3% | 22.28% | 23.07% | 23.74% | 24.31% | 24.84% | 25.28% | 25.72%
F5_Industrial_Agriculture_Existing_Space Heating_Natural Gas_Insulation - Roof/Ceiling_A_Technical Potential | F5 | Industrial | Agriculture | Existing | Space Heating | Natural Gas | Insulation - Roof/Ceiling | A | Standalone Impact on Baseline Summer Peak (%) | Technical Potential | bar: 2019 to 2040
F6_Industrial_Agriculture_Existing_Space Heating_Natural Gas_Insulation - Roof/Ceiling_A_Technical Potential | F6 | Industrial | Agriculture | Existing | Space Heating | Natural Gas | Insulation - Roof/Ceiling | A | Standalone Impact on Baseline Winter Peak (%) | Technical Potential | bar: 2019 to 2040
F7_Industrial_Agriculture_Existing_Space Heating_Natural Gas_Insulation - Roof/Ceiling_A_Technical Potential | F7 | Industrial | Agriculture | Existing | Space Heating | Natural Gas | Insulation - Roof/Ceiling | A | Incremental Energy Savings (MWh or mTherms) | Technical Potential | 0 | 0 | 3.9089 | 6.7066 | 10.2283 | 14.0396 | 17.5199 | 20.0421 | 21.1651 | 20.7564 | 19.0003 | 16.3076 | 13.1746 | 10.0531 | 7.2682 | 4.9925 | 3.2663 | 2.04 | 1.2188 | 0.81002 | 0 | 0
F8_Industrial_Agriculture_Existing_Space Heating_Natural Gas_Insulation - Roof/Ceiling_A_Technical Potential | F8 | Industrial | Agriculture | Existing | Space Heating | Natural Gas | Insulation - Roof/Ceiling | A | Incremental Summer Peak Savings (MW) | Technical Potential | 0 | 0 | 0 | 0 | 0 | 0 | 0 | 0 | 0 | 0 | 0 | 0 | 0 | 0 | 0 | 0 | 0 | 0 | 0 | 0 | 0 | 0
F9_Industrial_Agriculture_Existing_Space Heating_Natural Gas_Insulation - Roof/Ceiling_A_Technical Potential | F9 | Industrial | Agriculture | Existing | Space Heating | Natural Gas | Insulation - Roof/Ceiling | A | Incremental Winter Peak Savings (MW) | Technical Potential | 0 | 0 | 0 | 0 | 0 | 0 | 0 | 0 | 0 | 0 | 0 | 0 | 0 | 0 | 0 | 0 | 0 | 0 | 0 | 0 | 0 | 0
F10_Industrial_Agriculture_Existing_Space Heating_Natural Gas_Insulation - Roof/Ceiling_A_Technical Potential | F10 | Industrial | Agriculture | Existing | Space Heating | Natural Gas | Insulation - Roof/Ceiling | A | Cumulative Energy Savings (MWh or mTherms) | Technical Potential | 0 | 0 | 3.9089 | 10.6062 | 20.8094 | 34.8 | 52.2394 | 72.1633 | 93.1703 | 113.7303 | 132.5019 | 148.5578 | 161.4657 | 171.2453 | 178.2396 | 182.9633 | 185.9695 | 187.7604 | 188.7425 | 189.3287 | 189.1177 | 188.9198
F11_Industrial_Agriculture_Existing_Space Heating_Natural Gas_Insulation - Roof/Ceiling_A_Technical Potential | F11 | Industrial | Agriculture | Existing | Space Heating | Natural Gas | Insulation - Roof/Ceiling | A | Cumulative Summer Peak Savings (MW) | Technical Potential | 0 | 0 | 0 | 0 | 0 | 0 | 0 | 0 | 0 | 0 | 0 | 0 | 0 | 0 | 0 | 0 | 0 | 0 | 0 | 0 | 0 | 0
F12_Industrial_Agriculture_Existing_Space Heating_Natural Gas_Insulation - Roof/Ceiling_A_Technical Potential | F12 | Industrial | Agriculture | Existing | Space Heating | Natural Gas | Insulation - Roof/Ceiling | A | Cumulative Winter Peak Savings (MW) | Technical Potential | 0 | 0 | 0 | 0 | 0 | 0 | 0 | 0 | 0 | 0 | 0 | 0 | 0 | 0 | 0 | 0 | 0 | 0 | 0 | 0 | 0 | 0
F13_Industrial_Agriculture_Existing_Space Heating_Natural Gas_Insulation - Roof/Ceiling_A_Technical Potential | F13 | Industrial | Agriculture | Existing | Space Heating | Natural Gas | Insulation - Roof/Ceiling | A | Purchases (Incremental) | Technical Potential | 0 | 0 | 47074.9341 | 80960.7702 | 123767.6142 | 170287.1658 | 212992.4111 | 244206.8162 | 258457.6119 | 254001.4461 | 232980.6368 | 200343.2631 | 162143.9391 | 123937.6086 | 89747.9235 | 61740.3819 | 40450.595 | 25297.4724 | 15132.9708 | 10069.6277 | 0 | 0
F14_Industrial_Agriculture_Existing_Space Heating_Natural Gas_Insulation - Roof/Ceiling_A_Technical Potential | F14 | Industrial | Agriculture | Existing | Space Heating | Natural Gas | Insulation - Roof/Ceiling | A | Purchases (Cumulative) | Technical Potential | 0 | 0 | 47074.9341 | 128035.7043 | 251803.3185 | 422090.4843 | 635082.8955 | 879289.7117 | 1137747.3235 | 1391748.7697 | 1624729.4065 | 1825072.6696 | 1987216.6087 | 2111154.2174 | 2200902.1409 | 2262642.5227 | 2303093.1177 | 2328390.5901 | 2343523.5609 | 2353593.1886 | 2353593.1886 | 2353593.1886
F1_Industrial_Agriculture_Existing_Space Heating_Natural Gas_Insulation - Wall Cavity_A_Technical Potential | F1 | Industrial | Agriculture | Existing | Space Heating | Natural Gas | Insulation - Wall Cavity | A | Original Unit Energy Savings (kWh or therms) | Technical Potential | 0 | 0 | 0.018165 | 0.018122 | 0.018079 | 0.018037 | 0.017995 | 0.017954 | 0.017915 | 0.017877 | 0.017841 | 0.017807 | 0.017775 | 0.017745 | 0.017717 | 0.01769 | 0.017665 | 0.017641 | 0.017619 | 0.017598 | 0.017579 | 0.01756
F2_Industrial_Agriculture_Existing_Space Heating_Natural Gas_Insulation - Wall Cavity_A_Technical Potential | F2 | Industrial | Agriculture | Existing | Space Heating | Natural Gas | Insulation - Wall Cavity | A | Original Unit Summer Peak Savings (kW) | Technical Potential | 0 | 0 | 0 | 0 | 0 | 0 | 0 | 0 | 0 | 0 | 0 | 0 | 0 | 0 | 0 | 0 | 0 | 0 | 0 | 0 | 0 | 0
F3_Industrial_Agriculture_Existing_Space Heating_Natural Gas_Insulation - Wall Cavity_A_Technical Potential | F3 | Industrial | Agriculture | Existing | Space Heating | Natural Gas | Insulation - Wall Cavity | A | Original Unit Winter Peak Savings (kW) | Technical Potential | 0 | 0 | 0 | 0 | 0 | 0 | 0 | 0 | 0 | 0 | 0 | 0 | 0 | 0 | 0 | 0 | 0 | 0 | 0 | 0 | 0 | 0
F4_Industrial_Agriculture_Existing_Space Heating_Natural Gas_Insulation - Wall Cavity_A_Technical Potential | F4 | Industrial | Agriculture | Existing | Space Heating | Natural Gas | Insulation - Wall Cavity | A | Standalone Impact on Baseline Energy (%) | Technical Potential | 0% | 0% | 0.08088% | 0.2238% | 0.4479% | 0.7641% | 1.17% | 1.648% | 2.17% | 2.701% | 3.208% | 3.667% | 4.063% | 4.392% | 4.659% | 4.874% | 5.048% | 5.193% | 5.318% | 5.435% | 5.53% | 5.627%
F5_Industrial_Agriculture_Existing_Space Heating_Natural Gas_Insulation - Wall Cavity_A_Technical Potential | F5 | Industrial | Agriculture | Existing | Space Heating | Natural Gas | Insulation - Wall Cavity | A | Standalone Impact on Baseline Summer Peak (%) | Technical Potential | bar: 2019 to 2040
F6_Industrial_Agriculture_Existing_Space Heating_Natural Gas_Insulation - Wall Cavity_A_Technical Potential | F6 | Industrial | Agriculture | Existing | Space Heating | Natural Gas | Insulation - Wall Cavity | A | Standalone Impact on Baseline Winter Peak (%) | Technical Potential | bar: 2019 to 2040
F7_Industrial_Agriculture_Existing_Space Heating_Natural Gas_Insulation - Wall Cavity_A_Technical Potential | F7 | Industrial | Agriculture | Existing | Space Heating | Natural Gas | Insulation - Wall Cavity | A | Incremental Energy Savings (MWh or mTherms) | Technical Potential | 0 | 0 | 0.85513 | 1.4672 | 2.2376 | 3.0714 | 3.8328 | 4.3845 | 4.6302 | 4.5408 | 4.1566 | 3.5676 | 2.8822 | 2.1993 | 1.59 | 1.0922 | 0.71456 | 0.44628 | 0.26663 | 0.17721 | 0 | 0
F8_Industrial_Agriculture_Existing_Space Heating_Natural Gas_Insulation - Wall Cavity_A_Technical Potential | F8 | Industrial | Agriculture | Existing | Space Heating | Natural Gas | Insulation - Wall Cavity | A | Incremental Summer Peak Savings (MW) | Technical Potential | 0 | 0 | 0 | 0 | 0 | 0 | 0 | 0 | 0 | 0 | 0 | 0 | 0 | 0 | 0 | 0 | 0 | 0 | 0 | 0 | 0 | 0
F9_Industrial_Agriculture_Existing_Space Heating_Natural Gas_Insulation - Wall Cavity_A_Technical Potential | F9 | Industrial | Agriculture | Existing | Space Heating | Natural Gas | Insulation - Wall Cavity | A | Incremental Winter Peak Savings (MW) | Technical Potential | 0 | 0 | 0 | 0 | 0 | 0 | 0 | 0 | 0 | 0 | 0 | 0 | 0 | 0 | 0 | 0 | 0 | 0 | 0 | 0 | 0 | 0
F10_Industrial_Agriculture_Existing_Space Heating_Natural Gas_Insulation - Wall Cavity_A_Technical Potential | F10 | Industrial | Agriculture | Existing | Space Heating | Natural Gas | Insulation - Wall Cavity | A | Cumulative Energy Savings (MWh or mTherms) | Technical Potential | 0 | 0 | 0.85513 | 2.3203 | 4.5524 | 7.6131 | 11.4282 | 15.7869 | 20.3826 | 24.8804 | 28.987 | 32.4995 | 35.3233 | 37.4628 | 38.9929 | 40.0263 | 40.6839 | 41.0757 | 41.2906 | 41.4188 | 41.3726 | 41.3294
F11_Industrial_Agriculture_Existing_Space Heating_Natural Gas_Insulation - Wall Cavity_A_Technical Potential | F11 | Industrial | Agriculture | Existing | Space Heating | Natural Gas | Insulation - Wall Cavity | A | Cumulative Summer Peak Savings (MW) | Technical Potential | 0 | 0 | 0 | 0 | 0 | 0 | 0 | 0 | 0 | 0 | 0 | 0 | 0 | 0 | 0 | 0 | 0 | 0 | 0 | 0 | 0 | 0
F12_Industrial_Agriculture_Existing_Space Heating_Natural Gas_Insulation - Wall Cavity_A_Technical Potential | F12 | Industrial | Agriculture | Existing | Space Heating | Natural Gas | Insulation - Wall Cavity | A | Cumulative Winter Peak Savings (MW) | Technical Potential | 0 | 0 | 0 | 0 | 0 | 0 | 0 | 0 | 0 | 0 | 0 | 0 | 0 | 0 | 0 | 0 | 0 | 0 | 0 | 0 | 0 | 0
F13_Industrial_Agriculture_Existing_Space Heating_Natural Gas_Insulation - Wall Cavity_A_Technical Potential | F13 | Industrial | Agriculture | Existing | Space Heating | Natural Gas | Insulation - Wall Cavity | A | Purchases (Incremental) | Technical Potential | 0 | 0 | 47074.9341 | 80960.7702 | 123767.6142 | 170287.1658 | 212992.4111 | 244206.8162 | 258457.6119 | 254001.4461 | 232980.6368 | 200343.2631 | 162143.9391 | 123937.6086 | 89747.9235 | 61740.3819 | 40450.595 | 25297.4724 | 15132.9708 | 10069.6277 | 0 | 0
F14_Industrial_Agriculture_Existing_Space Heating_Natural Gas_Insulation - Wall Cavity_A_Technical Potential | F14 | Industrial | Agriculture | Existing | Space Heating | Natural Gas | Insulation - Wall Cavity | A | Purchases (Cumulative) | Technical Potential | 0 | 0 | 47074.9341 | 128035.7043 | 251803.3185 | 422090.4843 | 635082.8955 | 879289.7117 | 1137747.3235 | 1391748.7697 | 1624729.4065 | 1825072.6696 | 1987216.6087 | 2111154.2174 | 2200902.1409 | 2262642.5227 | 2303093.1177 | 2328390.5901 | 2343523.5609 | 2353593.1886 | 2353593.1886 | 2353593.1886
F1_Industrial_Agriculture_Existing_Space Heating_Natural Gas_Insulation - Ducting_A_Technical Potential | F1 | Industrial | Agriculture | Existing | Space Heating | Natural Gas | Insulation - Ducting | A | Original Unit Energy Savings (kWh or therms) | Technical Potential | 0 | 0 | 0.0014398 | 0.0014319 | 0.0014239 | 0.0014161 | 0.0014083 | 0.0014008 | 0.0013935 | 0.0013865 | 0.0013799 | 0.0013736 | 0.0013677 | 0.0013622 | 0.001357 | 0.0013521 | 0.0013475 | 0.0013431 | 0.001339 | 0.0013352 | 0.0013316 | 0.0013281
F2_Industrial_Agriculture_Existing_Space Heating_Natural Gas_Insulation - Ducting_A_Technical Potential | F2 | Industrial | Agriculture | Existing | Space Heating | Natural Gas | Insulation - Ducting | A | Original Unit Summer Peak Savings (kW) | Technical Potential | 0 | 0 | 0 | 0 | 0 | 0 | 0 | 0 | 0 | 0 | 0 | 0 | 0 | 0 | 0 | 0 | 0 | 0 | 0 | 0 | 0 | 0
F3_Industrial_Agriculture_Existing_Space Heating_Natural Gas_Insulation - Ducting_A_Technical Potential | F3 | Industrial | Agriculture | Existing | Space Heating | Natural Gas | Insulation - Ducting | A | Original Unit Winter Peak Savings (kW) | Technical Potential | 0 | 0 | 0 | 0 | 0 | 0 | 0 | 0 | 0 | 0 | 0 | 0 | 0 | 0 | 0 | 0 | 0 | 0 | 0 | 0 | 0 | 0
F4_Industrial_Agriculture_Existing_Space Heating_Natural Gas_Insulation - Ducting_A_Technical Potential | F4 | Industrial | Agriculture | Existing | Space Heating | Natural Gas | Insulation - Ducting | A | Standalone Impact on Baseline Energy (%) | Technical Potential | 0% | 0% | 0.0008095% | 0.001812% | 0.003046% | 0.004488% | 0.006143% | 0.008084% | 0.01023% | 0.01244% | 0.01456% | 0.01644% | 0.01798% | 0.0191% | 0.01988% | 0.02042% | 0.02084% | 0.0212% | 0.02154% | 0.02189% | 0.02223% | 0.02259%
F5_Industrial_Agriculture_Existing_Space Heating_Natural Gas_Insulation - Ducting_A_Technical Potential | F5 | Industrial | Agriculture | Existing | Space Heating | Natural Gas | Insulation - Ducting | A | Standalone Impact on Baseline Summer Peak (%) | Technical Potential | bar: 2019 to 2040
F6_Industrial_Agriculture_Existing_Space Heating_Natural Gas_Insulation - Ducting_A_Technical Potential | F6 | Industrial | Agriculture | Existing | Space Heating | Natural Gas | Insulation - Ducting | A | Standalone Impact on Baseline Winter Peak (%) | Technical Potential | bar: 2019 to 2040
F7_Industrial_Agriculture_Existing_Space Heating_Natural Gas_Insulation - Ducting_A_Technical Potential | F7 | Industrial | Agriculture | Existing | Space Heating | Natural Gas | Insulation - Ducting | A | Incremental Energy Savings (MWh or mTherms) | Technical Potential | 0 | 0 | 0.0085581 | 0.01027 | 0.012282 | 0.013934 | 0.015534 | 0.017753 | 0.01904 | 0.019019 | 0.01753 | 0.014742 | 0.011163 | 0.0072311 | 0.0041105 | 0.001938 | 0.00080302 | 0.00028605 | 8.7541e-05 | 1.8697e-05 | 3.0121e-06 | 3.5441e-07
F8_Industrial_Agriculture_Existing_Space Heating_Natural Gas_Insulation - Ducting_A_Technical Potential | F8 | Industrial | Agriculture | Existing | Space Heating | Natural Gas | Insulation - Ducting | A | Incremental Summer Peak Savings (MW) | Technical Potential | 0 | 0 | 0 | 0 | 0 | 0 | 0 | 0 | 0 | 0 | 0 | 0 | 0 | 0 | 0 | 0 | 0 | 0 | 0 | 0 | 0 | 0
F9_Industrial_Agriculture_Existing_Space Heating_Natural Gas_Insulation - Ducting_A_Technical Potential | F9 | Industrial | Agriculture | Existing | Space Heating | Natural Gas | Insulation - Ducting | A | Incremental Winter Peak Savings (MW) | Technical Potential | 0 | 0 | 0 | 0 | 0 | 0 | 0 | 0 | 0 | 0 | 0 | 0 | 0 | 0 | 0 | 0 | 0 | 0 | 0 | 0 | 0 | 0
F10_Industrial_Agriculture_Existing_Space Heating_Natural Gas_Insulation - Ducting_A_Technical Potential | F10 | Industrial | Agriculture | Existing | Space Heating | Natural Gas | Insulation - Ducting | A | Cumulative Energy Savings (MWh or mTherms) | Technical Potential | 0 | 0 | 0.0085581 | 0.01878 | 0.030958 | 0.044721 | 0.060011 | 0.077443 | 0.096079 | 0.11462 | 0.1316 | 0.14574 | 0.15628 | 0.16288 | 0.16637 | 0.1677 | 0.16793 | 0.16768 | 0.16725 | 0.16679 | 0.16634 | 0.16592
F11_Industrial_Agriculture_Existing_Space Heating_Natural Gas_Insulation - Ducting_A_Technical Potential | F11 | Industrial | Agriculture | Existing | Space Heating | Natural Gas | Insulation - Ducting | A | Cumulative Summer Peak Savings (MW) | Technical Potential | 0 | 0 | 0 | 0 | 0 | 0 | 0 | 0 | 0 | 0 | 0 | 0 | 0 | 0 | 0 | 0 | 0 | 0 | 0 | 0 | 0 | 0
F12_Industrial_Agriculture_Existing_Space Heating_Natural Gas_Insulation - Ducting_A_Technical Potential | F12 | Industrial | Agriculture | Existing | Space Heating | Natural Gas | Insulation - Ducting | A | Cumulative Winter Peak Savings (MW) | Technical Potential | 0 | 0 | 0 | 0 | 0 | 0 | 0 | 0 | 0 | 0 | 0 | 0 | 0 | 0 | 0 | 0 | 0 | 0 | 0 | 0 | 0 | 0
F13_Industrial_Agriculture_Existing_Space Heating_Natural Gas_Insulation - Ducting_A_Technical Potential | F13 | Industrial | Agriculture | Existing | Space Heating | Natural Gas | Insulation - Ducting | A | Purchases (Incremental) | Technical Potential | 0 | 0 | 5943.7745 | 7172.1794 | 8625.3272 | 9840.014 | 11030.2686 | 12673.37 | 13663.1788 | 13717.2488 | 12703.9839 | 10731.8717 | 8161.5897 | 5308.3837 | 3029.1444 | 1433.3308 | 595.9538 | 212.9741 | 65.3766 | 14.0034 | 2.2621 | 0.26685
F14_Industrial_Agriculture_Existing_Space Heating_Natural Gas_Insulation - Ducting_A_Technical Potential | F14 | Industrial | Agriculture | Existing | Space Heating | Natural Gas | Insulation - Ducting | A | Purchases (Cumulative) | Technical Potential | 0 | 0 | 5943.7745 | 13115.9539 | 21741.2811 | 31581.2951 | 42611.5637 | 55284.9337 | 68948.1126 | 82665.3614 | 95369.3452 | 106101.217 | 114262.8067 | 119571.1903 | 122600.3347 | 124033.6655 | 124629.6193 | 124842.5934 | 124907.97 | 124921.9735 | 124924.2356 | 124924.5024
F1_Industrial_Agriculture_Existing_Space Heating_Natural Gas_HVAC - Duct Repair and Sealing_A_Technical Potential | F1 | Industrial | Agriculture | Existing | Space Heating | Natural Gas | HVAC - Duct Repair and Sealing | A | Original Unit Energy Savings (kWh or therms) | Technical Potential | 0 | 0 | 0.0040723 | 0.0040498 | 0.0040273 | 0.004005 | 0.0039832 | 0.0039618 | 0.0039412 | 0.0039215 | 0.0039027 | 0.003885 | 0.0038683 | 0.0038527 | 0.0038379 | 0.0038241 | 0.003811 | 0.0037987 | 0.0037871 | 0.0037763 | 0.003766 | 0.0037564
F2_Industrial_Agriculture_Existing_Space Heating_Natural Gas_HVAC - Duct Repair and Sealing_A_Technical Potential | F2 | Industrial | Agriculture | Existing | Space Heating | Natural Gas | HVAC - Duct Repair and Sealing | A | Original Unit Summer Peak Savings (kW) | Technical Potential | 0 | 0 | 0 | 0 | 0 | 0 | 0 | 0 | 0 | 0 | 0 | 0 | 0 | 0 | 0 | 0 | 0 | 0 | 0 | 0 | 0 | 0
F3_Industrial_Agriculture_Existing_Space Heating_Natural Gas_HVAC - Duct Repair and Sealing_A_Technical Potential | F3 | Industrial | Agriculture | Existing | Space Heating | Natural Gas | HVAC - Duct Repair and Sealing | A | Original Unit Winter Peak Savings (kW) | Technical Potential | 0 | 0 | 0 | 0 | 0 | 0 | 0 | 0 | 0 | 0 | 0 | 0 | 0 | 0 | 0 | 0 | 0 | 0 | 0 | 0 | 0 | 0
F4_Industrial_Agriculture_Existing_Space Heating_Natural Gas_HVAC - Duct Repair and Sealing_A_Technical Potential | F4 | Industrial | Agriculture | Existing | Space Heating | Natural Gas | HVAC - Duct Repair and Sealing | A | Standalone Impact on Baseline Energy (%) | Technical Potential | 0% | 0% | 0.004659% | 0.009369% | 0.01413% | 0.01895% | 0.02382% | 0.02875% | 0.03374% | 0.03879% | 0.0439% | 0.04909% | 0.05435% | 0.05968% | 0.0651% | 0.07059% | 0.07617% | 0.08183% | 0.08759% | 0.09343% | 0.09937% | 0.1054%
F5_Industrial_Agriculture_Existing_Space Heating_Natural Gas_HVAC - Duct Repair and Sealing_A_Technical Potential | F5 | Industrial | Agriculture | Existing | Space Heating | Natural Gas | HVAC - Duct Repair and Sealing | A | Standalone Impact on Baseline Summer Peak (%) | Technical Potential | bar: 2019 to 2040
F6_Industrial_Agriculture_Existing_Space Heating_Natural Gas_HVAC - Duct Repair and Sealing_A_Technical Potential | F6 | Industrial | Agriculture | Existing | Space Heating | Natural Gas | HVAC - Duct Repair and Sealing | A | Standalone Impact on Baseline Winter Peak (%) | Technical Potential | bar: 2019 to 2040
F7_Industrial_Agriculture_Existing_Space Heating_Natural Gas_HVAC - Duct Repair and Sealing_A_Technical Potential | F7 | Industrial | Agriculture | Existing | Space Heating | Natural Gas | HVAC - Duct Repair and Sealing | A | Incremental Energy Savings (MWh or mTherms) | Technical Potential | 0 | 0 | 0.049254 | 0.048137 | 0.047044 | 0.045978 | 0.044938 | 0.043927 | 0.042945 | 0.041993 | 0.041071 | 0.04018 | 0.039318 | 0.038484 | 0.037676 | 0.036892 | 0.036132 | 0.035395 | 0.034679 | 0.033983 | 0.033306 | 0.032648
F8_Industrial_Agriculture_Existing_Space Heating_Natural Gas_HVAC - Duct Repair and Sealing_A_Technical Potential | F8 | Industrial | Agriculture | Existing | Space Heating | Natural Gas | HVAC - Duct Repair and Sealing | A | Incremental Summer Peak Savings (MW) | Technical Potential | 0 | 0 | 0 | 0 | 0 | 0 | 0 | 0 | 0 | 0 | 0 | 0 | 0 | 0 | 0 | 0 | 0 | 0 | 0 | 0 | 0 | 0
F9_Industrial_Agriculture_Existing_Space Heating_Natural Gas_HVAC - Duct Repair and Sealing_A_Technical Potential | F9 | Industrial | Agriculture | Existing | Space Heating | Natural Gas | HVAC - Duct Repair and Sealing | A | Incremental Winter Peak Savings (MW) | Technical Potential | 0 | 0 | 0 | 0 | 0 | 0 | 0 | 0 | 0 | 0 | 0 | 0 | 0 | 0 | 0 | 0 | 0 | 0 | 0 | 0 | 0 | 0
F10_Industrial_Agriculture_Existing_Space Heating_Natural Gas_HVAC - Duct Repair and Sealing_A_Technical Potential | F10 | Industrial | Agriculture | Existing | Space Heating | Natural Gas | HVAC - Duct Repair and Sealing | A | Cumulative Energy Savings (MWh or mTherms) | Technical Potential | 0 | 0 | 0.049254 | 0.097119 | 0.14362 | 0.18881 | 0.23272 | 0.2754 | 0.31691 | 0.35731 | 0.39667 | 0.43506 | 0.47251 | 0.50908 | 0.54481 | 0.57973 | 0.61388 | 0.6473 | 0.68001 | 0.71203 | 0.74341 | 0.77415
F11_Industrial_Agriculture_Existing_Space Heating_Natural Gas_HVAC - Duct Repair and Sealing_A_Technical Potential | F11 | Industrial | Agriculture | Existing | Space Heating | Natural Gas | HVAC - Duct Repair and Sealing | A | Cumulative Summer Peak Savings (MW) | Technical Potential | 0 | 0 | 0 | 0 | 0 | 0 | 0 | 0 | 0 | 0 | 0 | 0 | 0 | 0 | 0 | 0 | 0 | 0 | 0 | 0 | 0 | 0
F12_Industrial_Agriculture_Existing_Space Heating_Natural Gas_HVAC - Duct Repair and Sealing_A_Technical Potential | F12 | Industrial | Agriculture | Existing | Space Heating | Natural Gas | HVAC - Duct Repair and Sealing | A | Cumulative Winter Peak Savings (MW) | Technical Potential | 0 | 0 | 0 | 0 | 0 | 0 | 0 | 0 | 0 | 0 | 0 | 0 | 0 | 0 | 0 | 0 | 0 | 0 | 0 | 0 | 0 | 0
F13_Industrial_Agriculture_Existing_Space Heating_Natural Gas_HVAC - Duct Repair and Sealing_A_Technical Potential | F13 | Industrial | Agriculture | Existing | Space Heating | Natural Gas | HVAC - Duct Repair and Sealing | A | Purchases (Incremental) | Technical Potential | 0 | 0 | 12094.8899 | 11886.3573 | 11681.4202 | 11480.0164 | 11282.085 | 11087.5663 | 10896.4014 | 10708.5324 | 10523.9025 | 10342.4559 | 10164.1377 | 9988.894 | 9816.6717 | 9647.4187 | 9481.0839 | 9317.6169 | 9156.9684 | 8999.0896 | 8843.9329 | 8691.4513
F14_Industrial_Agriculture_Existing_Space Heating_Natural Gas_HVAC - Duct Repair and Sealing_A_Technical Potential | F14 | Industrial | Agriculture | Existing | Space Heating | Natural Gas | HVAC - Duct Repair and Sealing | A | Purchases (Cumulative) | Technical Potential | 0 | 0 | 12094.8899 | 23981.2473 | 35662.6674 | 47142.6838 | 58424.7688 | 69512.3352 | 80408.7366 | 91117.269 | 101641.1715 | 111983.6275 | 122147.7652 | 132136.6592 | 141953.3308 | 151600.7496 | 161081.8335 | 170399.4504 | 179556.4188 | 188555.5084 | 197399.4413 | 206090.8926
F1_Industrial_Agriculture_Existing_Space Heating_Natural Gas_Windows - High Efficiency_A_Technical Potential | F1 | Industrial | Agriculture | Existing | Space Heating | Natural Gas | Windows - High Efficiency | A | Original Unit Energy Savings (kWh or therms) | Technical Potential | 0 | 0 | 0.0077675 | 0.0077491 | 0.0077307 | 0.0077125 | 0.0076946 | 0.0076772 | 0.0076604 | 0.0076442 | 0.0076289 | 0.0076144 | 0.0076007 | 0.0075878 | 0.0075757 | 0.0075643 | 0.0075535 | 0.0075434 | 0.0075339 | 0.007525 | 0.0075166 | 0.0075087
F2_Industrial_Agriculture_Existing_Space Heating_Natural Gas_Windows - High Efficiency_A_Technical Potential | F2 | Industrial | Agriculture | Existing | Space Heating | Natural Gas | Windows - High Efficiency | A | Original Unit Summer Peak Savings (kW) | Technical Potential | 0 | 0 | 0 | 0 | 0 | 0 | 0 | 0 | 0 | 0 | 0 | 0 | 0 | 0 | 0 | 0 | 0 | 0 | 0 | 0 | 0 | 0
F3_Industrial_Agriculture_Existing_Space Heating_Natural Gas_Windows - High Efficiency_A_Technical Potential | F3 | Industrial | Agriculture | Existing | Space Heating | Natural Gas | Windows - High Efficiency | A | Original Unit Winter Peak Savings (kW) | Technical Potential | 0 | 0 | 0 | 0 | 0 | 0 | 0 | 0 | 0 | 0 | 0 | 0 | 0 | 0 | 0 | 0 | 0 | 0 | 0 | 0 | 0 | 0
F4_Industrial_Agriculture_Existing_Space Heating_Natural Gas_Windows - High Efficiency_A_Technical Potential | F4 | Industrial | Agriculture | Existing | Space Heating | Natural Gas | Windows - High Efficiency | A | Standalone Impact on Baseline Energy (%) | Technical Potential | 0% | 0% | 0.007012% | 0.02115% | 0.04641% | 0.0877% | 0.1507% | 0.2413% | 0.3653% | 0.5269% | 0.728% | 0.9672% | 1.238% | 1.53% | 1.828% | 2.116% | 2.378% | 2.605% | 2.793% | 2.941% | 3.055% | 3.15%
F5_Industrial_Agriculture_Existing_Space Heating_Natural Gas_Windows - High Efficiency_A_Technical Potential | F5 | Industrial | Agriculture | Existing | Space Heating | Natural Gas | Windows - High Efficiency | A | Standalone Impact on Baseline Summer Peak (%) | Technical Potential | bar: 2019 to 2040
F6_Industrial_Agriculture_Existing_Space Heating_Natural Gas_Windows - High Efficiency_A_Technical Potential | F6 | Industrial | Agriculture | Existing | Space Heating | Natural Gas | Windows - High Efficiency | A | Standalone Impact on Baseline Winter Peak (%) | Technical Potential | bar: 2019 to 2040
F7_Industrial_Agriculture_Existing_Space Heating_Natural Gas_Windows - High Efficiency_A_Technical Potential | F7 | Industrial | Agriculture | Existing | Space Heating | Natural Gas | Windows - High Efficiency | A | Incremental Energy Savings (MWh or mTherms) | Technical Potential | 0 | 0 | 0.074134 | 0.14529 | 0.25292 | 0.40336 | 0.60029 | 0.84301 | 1.1245 | 1.4296 | 1.7342 | 2.0059 | 2.2077 | 2.3042 | 2.2703 | 2.1001 | 1.812 | 1.4707 | 1.1039 | 0.75016 | 0.47048 | 0.30123
F8_Industrial_Agriculture_Existing_Space Heating_Natural Gas_Windows - High Efficiency_A_Technical Potential | F8 | Industrial | Agriculture | Existing | Space Heating | Natural Gas | Windows - High Efficiency | A | Incremental Summer Peak Savings (MW) | Technical Potential | 0 | 0 | 0 | 0 | 0 | 0 | 0 | 0 | 0 | 0 | 0 | 0 | 0 | 0 | 0 | 0 | 0 | 0 | 0 | 0 | 0 | 0
F9_Industrial_Agriculture_Existing_Space Heating_Natural Gas_Windows - High Efficiency_A_Technical Potential | F9 | Industrial | Agriculture | Existing | Space Heating | Natural Gas | Windows - High Efficiency | A | Incremental Winter Peak Savings (MW) | Technical Potential | 0 | 0 | 0 | 0 | 0 | 0 | 0 | 0 | 0 | 0 | 0 | 0 | 0 | 0 | 0 | 0 | 0 | 0 | 0 | 0 | 0 | 0
F10_Industrial_Agriculture_Existing_Space Heating_Natural Gas_Windows - High Efficiency_A_Technical Potential | F10 | Industrial | Agriculture | Existing | Space Heating | Natural Gas | Windows - High Efficiency | A | Cumulative Energy Savings (MWh or mTherms) | Technical Potential | 0 | 0 | 0.074134 | 0.21925 | 0.47164 | 0.87389 | 1.4722 | 2.3118 | 3.4313 | 4.8536 | 6.578 | 8.5715 | 10.7638 | 13.0498 | 15.2992 | 17.3763 | 19.1636 | 20.6086 | 21.6865 | 22.411 | 22.8565 | 23.1338
F11_Industrial_Agriculture_Existing_Space Heating_Natural Gas_Windows - High Efficiency_A_Technical Potential | F11 | Industrial | Agriculture | Existing | Space Heating | Natural Gas | Windows - High Efficiency | A | Cumulative Summer Peak Savings (MW) | Technical Potential | 0 | 0 | 0 | 0 | 0 | 0 | 0 | 0 | 0 | 0 | 0 | 0 | 0 | 0 | 0 | 0 | 0 | 0 | 0 | 0 | 0 | 0
F12_Industrial_Agriculture_Existing_Space Heating_Natural Gas_Windows - High Efficiency_A_Technical Potential | F12 | Industrial | Agriculture | Existing | Space Heating | Natural Gas | Windows - High Efficiency | A | Cumulative Winter Peak Savings (MW) | Technical Potential | 0 | 0 | 0 | 0 | 0 | 0 | 0 | 0 | 0 | 0 | 0 | 0 | 0 | 0 | 0 | 0 | 0 | 0 | 0 | 0 | 0 | 0
F13_Industrial_Agriculture_Existing_Space Heating_Natural Gas_Windows - High Efficiency_A_Technical Potential | F13 | Industrial | Agriculture | Existing | Space Heating | Natural Gas | Windows - High Efficiency | A | Purchases (Incremental) | Technical Potential | 0 | 0 | 9544.0944 | 18749.0873 | 32715.8905 | 52299.3476 | 78014.4306 | 109806.8978 | 146792.2341 | 187014.7917 | 227317.0473 | 263439.0604 | 290465.6174 | 303673.1298 | 299683.3229 | 277631.347 | 239891.4265 | 194967.084 | 146521.9161 | 99689.3142 | 62592.2849 | 40117.2441
F14_Industrial_Agriculture_Existing_Space Heating_Natural Gas_Windows - High Efficiency_A_Technical Potential | F14 | Industrial | Agriculture | Existing | Space Heating | Natural Gas | Windows - High Efficiency | A | Purchases (Cumulative) | Technical Potential | 0 | 0 | 9544.0944 | 28293.1817 | 61009.0722 | 113308.4198 | 191322.8504 | 301129.7482 | 447921.9823 | 634936.774 | 862253.8213 | 1125692.8817 | 1416158.4991 | 1719831.6289 | 2019514.9518 | 2297146.2988 | 2537037.7253 | 2732004.8093 | 2878526.7253 | 2978216.0396 | 3040808.3245 | 3080925.5686
F1_Industrial_Agriculture_Existing_Space Heating_Natural Gas_Gas Boiler - Maintenance_A_Technical Potential | F1 | Industrial | Agriculture | Existing | Space Heating | Natural Gas | Gas Boiler - Maintenance | A | Original Unit Energy Savings (kWh or therms) | Technical Potential | 0 | 0 | 1.1675 | 1.1645 | 1.1617 | 1.1589 | 1.1561 | 1.1535 | 1.1509 | 1.1484 | 1.146 | 1.1438 | 1.1416 | 1.1395 | 1.1375 | 1.1356 | 1.1338 | 1.1322 | 1.1307 | 1.1292 | 1.1279 | 1.1267
F2_Industrial_Agriculture_Existing_Space Heating_Natural Gas_Gas Boiler - Maintenance_A_Technical Potential | F2 | Industrial | Agriculture | Existing | Space Heating | Natural Gas | Gas Boiler - Maintenance | A | Original Unit Summer Peak Savings (kW) | Technical Potential | 0 | 0 | 0 | 0 | 0 | 0 | 0 | 0 | 0 | 0 | 0 | 0 | 0 | 0 | 0 | 0 | 0 | 0 | 0 | 0 | 0 | 0
F3_Industrial_Agriculture_Existing_Space Heating_Natural Gas_Gas Boiler - Maintenance_A_Technical Potential | F3 | Industrial | Agriculture | Existing | Space Heating | Natural Gas | Gas Boiler - Maintenance | A | Original Unit Winter Peak Savings (kW) | Technical Potential | 0 | 0 | 0 | 0 | 0 | 0 | 0 | 0 | 0 | 0 | 0 | 0 | 0 | 0 | 0 | 0 | 0 | 0 | 0 | 0 | 0 | 0
F4_Industrial_Agriculture_Existing_Space Heating_Natural Gas_Gas Boiler - Maintenance_A_Technical Potential | F4 | Industrial | Agriculture | Existing | Space Heating | Natural Gas | Gas Boiler - Maintenance | A | Standalone Impact on Baseline Energy (%) | Technical Potential | 0% | 0% | 0.004928% | 0.008467% | 0.01101% | 0.01306% | 0.01492% | 0.01659% | 0.01809% | 0.01943% | 0.02064% | 0.02173% | 0.02271% | 0.02358% | 0.02436% | 0.02507% | 0.02573% | 0.02638% | 0.027% | 0.02761% | 0.02821% | 0.0288%
F5_Industrial_Agriculture_Existing_Space Heating_Natural Gas_Gas Boiler - Maintenance_A_Technical Potential | F5 | Industrial | Agriculture | Existing | Space Heating | Natural Gas | Gas Boiler - Maintenance | A | Standalone Impact on Baseline Summer Peak (%) | Technical Potential | bar: 2019 to 2040
F6_Industrial_Agriculture_Existing_Space Heating_Natural Gas_Gas Boiler - Maintenance_A_Technical Potential | F6 | Industrial | Agriculture | Existing | Space Heating | Natural Gas | Gas Boiler - Maintenance | A | Standalone Impact on Baseline Winter Peak (%) | Technical Potential | bar: 2019 to 2040
F7_Industrial_Agriculture_Existing_Space Heating_Natural Gas_Gas Boiler - Maintenance_A_Technical Potential | F7 | Industrial | Agriculture | Existing | Space Heating | Natural Gas | Gas Boiler - Maintenance | A | Incremental Energy Savings (MWh or mTherms) | Technical Potential | 0 | 0 | 0.0521 | 0.035798 | 0.024295 | 0.01855 | 0.015934 | 0.01352 | 0.011357 | 0.0094622 | 0.0078293 | 0.0064404 | 0.0052713 | 0.0040271 | 0.0030769 | 0.0023511 | 0.0017966 | 0.0016189 | 0.0012434 | 0.0010509 | 0.00086523 | 0.00068606
F8_Industrial_Agriculture_Existing_Space Heating_Natural Gas_Gas Boiler - Maintenance_A_Technical Potential | F8 | Industrial | Agriculture | Existing | Space Heating | Natural Gas | Gas Boiler - Maintenance | A | Incremental Summer Peak Savings (MW) | Technical Potential | 0 | 0 | 0 | 0 | 0 | 0 | 0 | 0 | 0 | 0 | 0 | 0 | 0 | 0 | 0 | 0 | 0 | 0 | 0 | 0 | 0 | 0
F9_Industrial_Agriculture_Existing_Space Heating_Natural Gas_Gas Boiler - Maintenance_A_Technical Potential | F9 | Industrial | Agriculture | Existing | Space Heating | Natural Gas | Gas Boiler - Maintenance | A | Incremental Winter Peak Savings (MW) | Technical Potential | 0 | 0 | 0 | 0 | 0 | 0 | 0 | 0 | 0 | 0 | 0 | 0 | 0 | 0 | 0 | 0 | 0 | 0 | 0 | 0 | 0 | 0
F10_Industrial_Agriculture_Existing_Space Heating_Natural Gas_Gas Boiler - Maintenance_A_Technical Potential | F10 | Industrial | Agriculture | Existing | Space Heating | Natural Gas | Gas Boiler - Maintenance | A | Cumulative Energy Savings (MWh or mTherms) | Technical Potential | 0 | 0 | 0.0521 | 0.087767 | 0.11185 | 0.13012 | 0.14575 | 0.15894 | 0.16994 | 0.17904 | 0.18649 | 0.19256 | 0.19746 | 0.20113 | 0.20386 | 0.20587 | 0.20735 | 0.20866 | 0.20962 | 0.21041 | 0.21103 | 0.21149
F11_Industrial_Agriculture_Existing_Space Heating_Natural Gas_Gas Boiler - Maintenance_A_Technical Potential | F11 | Industrial | Agriculture | Existing | Space Heating | Natural Gas | Gas Boiler - Maintenance | A | Cumulative Summer Peak Savings (MW) | Technical Potential | 0 | 0 | 0 | 0 | 0 | 0 | 0 | 0 | 0 | 0 | 0 | 0 | 0 | 0 | 0 | 0 | 0 | 0 | 0 | 0 | 0 | 0
F12_Industrial_Agriculture_Existing_Space Heating_Natural Gas_Gas Boiler - Maintenance_A_Technical Potential | F12 | Industrial | Agriculture | Existing | Space Heating | Natural Gas | Gas Boiler - Maintenance | A | Cumulative Winter Peak Savings (MW) | Technical Potential | 0 | 0 | 0 | 0 | 0 | 0 | 0 | 0 | 0 | 0 | 0 | 0 | 0 | 0 | 0 | 0 | 0 | 0 | 0 | 0 | 0 | 0
F13_Industrial_Agriculture_Existing_Space Heating_Natural Gas_Gas Boiler - Maintenance_A_Technical Potential | F13 | Industrial | Agriculture | Existing | Space Heating | Natural Gas | Gas Boiler - Maintenance | A | Purchases (Incremental) | Technical Potential | 0 | 0 | 44.6261 | 30.7401 | 20.9134 | 16.0066 | 13.7824 | 11.7208 | 9.8678 | 8.2392 | 6.8315 | 5.6309 | 4.6176 | 3.5342 | 2.705 | 2.0703 | 1.5845 | 1.4299 | 1.0997 | 0.93067 | 0.7671 | 0.6089
F14_Industrial_Agriculture_Existing_Space Heating_Natural Gas_Gas Boiler - Maintenance_A_Technical Potential | F14 | Industrial | Agriculture | Existing | Space Heating | Natural Gas | Gas Boiler - Maintenance | A | Purchases (Cumulative) | Technical Potential | 0 | 0 | 44.6261 | 75.3662 | 96.2797 | 112.2862 | 126.0686 | 137.7894 | 147.6572 | 155.8964 | 162.7279 | 168.3588 | 172.9764 | 176.5105 | 179.2155 | 181.2858 | 182.8703 | 184.3002 | 185.3999 | 186.3306 | 187.0977 | 187.7066
F1_Industrial_Agriculture_Existing_Process_Natural Gas_Gas Boiler - Maintenance_A_Technical Potential | F1 | Industrial | Agriculture | Existing | Process | Natural Gas | Gas Boiler - Maintenance | A | Original Unit Energy Savings (kWh or therms) | Technical Potential | 0 | 0 | 1.5559 | 1.5559 | 1.5559 | 1.5559 | 1.5559 | 1.5559 | 1.5559 | 1.5559 | 1.5559 | 1.5559 | 1.5559 | 1.5559 | 1.5559 | 1.5559 | 1.5559 | 1.5559 | 1.5559 | 1.5559 | 1.5559 | 1.5559
F2_Industrial_Agriculture_Existing_Process_Natural Gas_Gas Boiler - Maintenance_A_Technical Potential | F2 | Industrial | Agriculture | Existing | Process | Natural Gas | Gas Boiler - Maintenance | A | Original Unit Summer Peak Savings (kW) | Technical Potential | 0 | 0 | 0 | 0 | 0 | 0 | 0 | 0 | 0 | 0 | 0 | 0 | 0 | 0 | 0 | 0 | 0 | 0 | 0 | 0 | 0 | 0
F3_Industrial_Agriculture_Existing_Process_Natural Gas_Gas Boiler - Maintenance_A_Technical Potential | F3 | Industrial | Agriculture | Existing | Process | Natural Gas | Gas Boiler - Maintenance | A | Original Unit Winter Peak Savings (kW) | Technical Potential | 0 | 0 | 0 | 0 | 0 | 0 | 0 | 0 | 0 | 0 | 0 | 0 | 0 | 0 | 0 | 0 | 0 | 0 | 0 | 0 | 0 | 0
F4_Industrial_Agriculture_Existing_Process_Natural Gas_Gas Boiler - Maintenance_A_Technical Potential | F4 | Industrial | Agriculture | Existing | Process | Natural Gas | Gas Boiler - Maintenance | A | Standalone Impact on Baseline Energy (%) | Technical Potential | 0% | 0% | 0.0263% | 0.0452% | 0.05876% | 0.06973% | 0.07966% | 0.08859% | 0.0966% | 0.1038% | 0.1102% | 0.116% | 0.1213% | 0.126% | 0.1301% | 0.134% | 0.1375% | 0.141% | 0.1443% | 0.1476% | 0.1508% | 0.154%
F5_Industrial_Agriculture_Existing_Process_Natural Gas_Gas Boiler - Maintenance_A_Technical Potential | F5 | Industrial | Agriculture | Existing | Process | Natural Gas | Gas Boiler - Maintenance | A | Standalone Impact on Baseline Summer Peak (%) | Technical Potential | bar: 2019 to 2040
F6_Industrial_Agriculture_Existing_Process_Natural Gas_Gas Boiler - Maintenance_A_Technical Potential | F6 | Industrial | Agriculture | Existing | Process | Natural Gas | Gas Boiler - Maintenance | A | Standalone Impact on Baseline Winter Peak (%) | Technical Potential | bar: 2019 to 2040
F7_Industrial_Agriculture_Existing_Process_Natural Gas_Gas Boiler - Maintenance_A_Technical Potential | F7 | Industrial | Agriculture | Existing | Process | Natural Gas | Gas Boiler - Maintenance | A | Incremental Energy Savings (MWh or mTherms) | Technical Potential | 0 | 0 | 0.57434 | 0.39563 | 0.26916 | 0.20601 | 0.17738 | 0.15085 | 0.127 | 0.10604 | 0.087923 | 0.07247 | 0.059429 | 0.045485 | 0.034813 | 0.026645 | 0.020393 | 0.018403 | 0.014154 | 0.011978 | 0.0098727 | 0.0078366
F8_Industrial_Agriculture_Existing_Process_Natural Gas_Gas Boiler - Maintenance_A_Technical Potential | F8 | Industrial | Agriculture | Existing | Process | Natural Gas | Gas Boiler - Maintenance | A | Incremental Summer Peak Savings (MW) | Technical Potential | 0 | 0 | 0 | 0 | 0 | 0 | 0 | 0 | 0 | 0 | 0 | 0 | 0 | 0 | 0 | 0 | 0 | 0 | 0 | 0 | 0 | 0
F9_Industrial_Agriculture_Existing_Process_Natural Gas_Gas Boiler - Maintenance_A_Technical Potential | F9 | Industrial | Agriculture | Existing | Process | Natural Gas | Gas Boiler - Maintenance | A | Incremental Winter Peak Savings (MW) | Technical Potential | 0 | 0 | 0 | 0 | 0 | 0 | 0 | 0 | 0 | 0 | 0 | 0 | 0 | 0 | 0 | 0 | 0 | 0 | 0 | 0 | 0 | 0
F10_Industrial_Agriculture_Existing_Process_Natural Gas_Gas Boiler - Maintenance_A_Technical Potential | F10 | Industrial | Agriculture | Existing | Process | Natural Gas | Gas Boiler - Maintenance | A | Cumulative Energy Savings (MWh or mTherms) | Technical Potential | 0 | 0 | 0.57434 | 0.96997 | 1.2391 | 1.4451 | 1.6225 | 1.7734 | 1.9004 | 2.0064 | 2.0943 | 2.1668 | 2.2262 | 2.2717 | 2.3065 | 2.3332 | 2.3536 | 2.372 | 2.3861 | 2.3981 | 2.408 | 2.4158
F11_Industrial_Agriculture_Existing_Process_Natural Gas_Gas Boiler - Maintenance_A_Technical Potential | F11 | Industrial | Agriculture | Existing | Process | Natural Gas | Gas Boiler - Maintenance | A | Cumulative Summer Peak Savings (MW) | Technical Potential | 0 | 0 | 0 | 0 | 0 | 0 | 0 | 0 | 0 | 0 | 0 | 0 | 0 | 0 | 0 | 0 | 0 | 0 | 0 | 0 | 0 | 0
F12_Industrial_Agriculture_Existing_Process_Natural Gas_Gas Boiler - Maintenance_A_Technical Potential | F12 | Industrial | Agriculture | Existing | Process | Natural Gas | Gas Boiler - Maintenance | A | Cumulative Winter Peak Savings (MW) | Technical Potential | 0 | 0 | 0 | 0 | 0 | 0 | 0 | 0 | 0 | 0 | 0 | 0 | 0 | 0 | 0 | 0 | 0 | 0 | 0 | 0 | 0 | 0
F13_Industrial_Agriculture_Existing_Process_Natural Gas_Gas Boiler - Maintenance_A_Technical Potential | F13 | Industrial | Agriculture | Existing | Process | Natural Gas | Gas Boiler - Maintenance | A | Purchases (Incremental) | Technical Potential | 0 | 0 | 369.1455 | 254.2807 | 172.9952 | 132.4059 | 114.0074 | 96.9536 | 81.6262 | 68.154 | 56.5102 | 46.5784 | 38.1963 | 29.2344 | 22.3752 | 17.1254 | 13.1073 | 11.8278 | 9.097 | 7.6984 | 6.3454 | 5.0368
F14_Industrial_Agriculture_Existing_Process_Natural Gas_Gas Boiler - Maintenance_A_Technical Potential | F14 | Industrial | Agriculture | Existing | Process | Natural Gas | Gas Boiler - Maintenance | A | Purchases (Cumulative) | Technical Potential | 0 | 0 | 369.1455 | 623.4262 | 796.4214 | 928.8273 | 1042.8347 | 1139.7882 | 1221.4145 | 1289.5685 | 1346.0787 | 1392.6571 | 1430.8534 | 1460.0878 | 1482.4631 | 1499.5885 | 1512.6958 | 1524.5236 | 1533.6206 | 1541.319 | 1547.6645 | 1552.7012
F1_Industrial_Agriculture_Existing_Space Heating_Natural Gas_Gas Furnace - Maintenance_A_Technical Potential | F1 | Industrial | Agriculture | Existing | Space Heating | Natural Gas | Gas Furnace - Maintenance | A | Original Unit Energy Savings (kWh or therms) | Technical Potential | 0 | 0 | 0.0093975 | 0.0093456 | 0.0092937 | 0.0092423 | 0.0091918 | 0.0091426 | 0.0090951 | 0.0090495 | 0.0090061 | 0.0089653 | 0.0089269 | 0.0088907 | 0.0088567 | 0.0088247 | 0.0087946 | 0.0087662 | 0.0087395 | 0.0087144 | 0.0086907 | 0.0086685
F2_Industrial_Agriculture_Existing_Space Heating_Natural Gas_Gas Furnace - Maintenance_A_Technical Potential | F2 | Industrial | Agriculture | Existing | Space Heating | Natural Gas | Gas Furnace - Maintenance | A | Original Unit Summer Peak Savings (kW) | Technical Potential | 0 | 0 | 0 | 0 | 0 | 0 | 0 | 0 | 0 | 0 | 0 | 0 | 0 | 0 | 0 | 0 | 0 | 0 | 0 | 0 | 0 | 0
F3_Industrial_Agriculture_Existing_Space Heating_Natural Gas_Gas Furnace - Maintenance_A_Technical Potential | F3 | Industrial | Agriculture | Existing | Space Heating | Natural Gas | Gas Furnace - Maintenance | A | Original Unit Winter Peak Savings (kW) | Technical Potential | 0 | 0 | 0 | 0 | 0 | 0 | 0 | 0 | 0 | 0 | 0 | 0 | 0 | 0 | 0 | 0 | 0 | 0 | 0 | 0 | 0 | 0
F4_Industrial_Agriculture_Existing_Space Heating_Natural Gas_Gas Furnace - Maintenance_A_Technical Potential | F4 | Industrial | Agriculture | Existing | Space Heating | Natural Gas | Gas Furnace - Maintenance | A | Standalone Impact on Baseline Energy (%) | Technical Potential | 0% | 0% | 8.018e-05% | 0.0001373% | 0.000178% | 0.0002105% | 0.0002397% | 0.0002658% | 0.000289% | 0.0003095% | 0.0003279% | 0.0003442% | 0.000359% | 0.0003719% | 0.0003833% | 0.0003937% | 0.0004033% | 0.0004128% | 0.0004218% | 0.0004307% | 0.0004393% | 0.0004478%
F5_Industrial_Agriculture_Existing_Space Heating_Natural Gas_Gas Furnace - Maintenance_A_Technical Potential | F5 | Industrial | Agriculture | Existing | Space Heating | Natural Gas | Gas Furnace - Maintenance | A | Standalone Impact on Baseline Summer Peak (%) | Technical Potential | bar: 2019 to 2040
F6_Industrial_Agriculture_Existing_Space Heating_Natural Gas_Gas Furnace - Maintenance_A_Technical Potential | F6 | Industrial | Agriculture | Existing | Space Heating | Natural Gas | Gas Furnace - Maintenance | A | Standalone Impact on Baseline Winter Peak (%) | Technical Potential | bar: 2019 to 2040
F7_Industrial_Agriculture_Existing_Space Heating_Natural Gas_Gas Furnace - Maintenance_A_Technical Potential | F7 | Industrial | Agriculture | Existing | Space Heating | Natural Gas | Gas Furnace - Maintenance | A | Incremental Energy Savings (MWh or mTherms) | Technical Potential | 0 | 0 | 0.00084768 | 0.00058068 | 0.00039286 | 0.00029902 | 0.00025607 | 0.0002166 | 0.00018141 | 0.00015071 | 0.00012436 | 0.00010204 | 8.3318e-05 | 6.3511e-05 | 4.8424e-05 | 3.6928e-05 | 2.8167e-05 | 2.5336e-05 | 1.9427e-05 | 1.6393e-05 | 1.3475e-05 | 1.0669e-05
F8_Industrial_Agriculture_Existing_Space Heating_Natural Gas_Gas Furnace - Maintenance_A_Technical Potential | F8 | Industrial | Agriculture | Existing | Space Heating | Natural Gas | Gas Furnace - Maintenance | A | Incremental Summer Peak Savings (MW) | Technical Potential | 0 | 0 | 0 | 0 | 0 | 0 | 0 | 0 | 0 | 0 | 0 | 0 | 0 | 0 | 0 | 0 | 0 | 0 | 0 | 0 | 0 | 0
F9_Industrial_Agriculture_Existing_Space Heating_Natural Gas_Gas Furnace - Maintenance_A_Technical Potential | F9 | Industrial | Agriculture | Existing | Space Heating | Natural Gas | Gas Furnace - Maintenance | A | Incremental Winter Peak Savings (MW) | Technical Potential | 0 | 0 | 0 | 0 | 0 | 0 | 0 | 0 | 0 | 0 | 0 | 0 | 0 | 0 | 0 | 0 | 0 | 0 | 0 | 0 | 0 | 0
F10_Industrial_Agriculture_Existing_Space Heating_Natural Gas_Gas Furnace - Maintenance_A_Technical Potential | F10 | Industrial | Agriculture | Existing | Space Heating | Natural Gas | Gas Furnace - Maintenance | A | Cumulative Energy Savings (MWh or mTherms) | Technical Potential | 0 | 0 | 0.00084768 | 0.0014237 | 0.0018086 | 0.0020977 | 0.0023423 | 0.0025463 | 0.0027145 | 0.0028516 | 0.0029623 | 0.0030509 | 0.0031211 | 0.003172 | 0.0032083 | 0.0032336 | 0.0032508 | 0.0032656 | 0.0032751 | 0.0032821 | 0.0032866 | 0.0032889
F11_Industrial_Agriculture_Existing_Space Heating_Natural Gas_Gas Furnace - Maintenance_A_Technical Potential | F11 | Industrial | Agriculture | Existing | Space Heating | Natural Gas | Gas Furnace - Maintenance | A | Cumulative Summer Peak Savings (MW) | Technical Potential | 0 | 0 | 0 | 0 | 0 | 0 | 0 | 0 | 0 | 0 | 0 | 0 | 0 | 0 | 0 | 0 | 0 | 0 | 0 | 0 | 0 | 0
F12_Industrial_Agriculture_Existing_Space Heating_Natural Gas_Gas Furnace - Maintenance_A_Technical Potential | F12 | Industrial | Agriculture | Existing | Space Heating | Natural Gas | Gas Furnace - Maintenance | A | Cumulative Winter Peak Savings (MW) | Technical Potential | 0 | 0 | 0 | 0 | 0 | 0 | 0 | 0 | 0 | 0 | 0 | 0 | 0 | 0 | 0 | 0 | 0 | 0 | 0 | 0 | 0 | 0
F13_Industrial_Agriculture_Existing_Space Heating_Natural Gas_Gas Furnace - Maintenance_A_Technical Potential | F13 | Industrial | Agriculture | Existing | Space Heating | Natural Gas | Gas Furnace - Maintenance | A | Purchases (Incremental) | Technical Potential | 0 | 0 | 90.2022 | 62.1345 | 42.2721 | 32.3539 | 27.8582 | 23.691 | 19.9457 | 16.6537 | 13.8085 | 11.3816 | 9.3334 | 7.1435 | 5.4675 | 4.1847 | 3.2028 | 2.8902 | 2.2229 | 1.8811 | 1.5505 | 1.2308
F14_Industrial_Agriculture_Existing_Space Heating_Natural Gas_Gas Furnace - Maintenance_A_Technical Potential | F14 | Industrial | Agriculture | Existing | Space Heating | Natural Gas | Gas Furnace - Maintenance | A | Purchases (Cumulative) | Technical Potential | 0 | 0 | 90.2022 | 152.3366 | 194.6087 | 226.9626 | 254.8208 | 278.5117 | 298.4574 | 315.1111 | 328.9196 | 340.3013 | 349.6347 | 356.7782 | 362.2457 | 366.4304 | 369.6332 | 372.5234 | 374.7462 | 376.6274 | 378.1779 | 379.4087
F1_Industrial_Agriculture_Existing_Space Heating_Natural Gas_Gas Boiler - Hot Water Reset_A_Technical Potential | F1 | Industrial | Agriculture | Existing | Space Heating | Natural Gas | Gas Boiler - Hot Water Reset | A | Original Unit Energy Savings (kWh or therms) | Technical Potential | 0 | 0 | 4.2453 | 4.2347 | 4.2243 | 4.2141 | 4.2041 | 4.1945 | 4.1852 | 4.1761 | 4.1675 | 4.1591 | 4.1511 | 4.1435 | 4.1363 | 4.1295 | 4.1231 | 4.1171 | 4.1115 | 4.1063 | 4.1015 | 4.0972
F2_Industrial_Agriculture_Existing_Space Heating_Natural Gas_Gas Boiler - Hot Water Reset_A_Technical Potential | F2 | Industrial | Agriculture | Existing | Space Heating | Natural Gas | Gas Boiler - Hot Water Reset | A | Original Unit Summer Peak Savings (kW) | Technical Potential | 0 | 0 | 0 | 0 | 0 | 0 | 0 | 0 | 0 | 0 | 0 | 0 | 0 | 0 | 0 | 0 | 0 | 0 | 0 | 0 | 0 | 0
F3_Industrial_Agriculture_Existing_Space Heating_Natural Gas_Gas Boiler - Hot Water Reset_A_Technical Potential | F3 | Industrial | Agriculture | Existing | Space Heating | Natural Gas | Gas Boiler - Hot Water Reset | A | Original Unit Winter Peak Savings (kW) | Technical Potential | 0 | 0 | 0 | 0 | 0 | 0 | 0 | 0 | 0 | 0 | 0 | 0 | 0 | 0 | 0 | 0 | 0 | 0 | 0 | 0 | 0 | 0
F4_Industrial_Agriculture_Existing_Space Heating_Natural Gas_Gas Boiler - Hot Water Reset_A_Technical Potential | F4 | Industrial | Agriculture | Existing | Space Heating | Natural Gas | Gas Boiler - Hot Water Reset | A | Standalone Impact on Baseline Energy (%) | Technical Potential | 0% | 0% | 0.008708% | 0.01955% | 0.03297% | 0.04874% | 0.06691% | 0.08833% | 0.1121% | 0.1367% | 0.1605% | 0.1817% | 0.1991% | 0.2119% | 0.2211% | 0.2276% | 0.2326% | 0.2371% | 0.2414% | 0.2456% | 0.2499% | 0.2543%
F5_Industrial_Agriculture_Existing_Space Heating_Natural Gas_Gas Boiler - Hot Water Reset_A_Technical Potential | F5 | Industrial | Agriculture | Existing | Space Heating | Natural Gas | Gas Boiler - Hot Water Reset | A | Standalone Impact on Baseline Summer Peak (%) | Technical Potential | bar: 2019 to 2040
F6_Industrial_Agriculture_Existing_Space Heating_Natural Gas_Gas Boiler - Hot Water Reset_A_Technical Potential | F6 | Industrial | Agriculture | Existing | Space Heating | Natural Gas | Gas Boiler - Hot Water Reset | A | Standalone Impact on Baseline Winter Peak (%) | Technical Potential | bar: 2019 to 2040
F7_Industrial_Agriculture_Existing_Space Heating_Natural Gas_Gas Boiler - Hot Water Reset_A_Technical Potential | F7 | Industrial | Agriculture | Existing | Space Heating | Natural Gas | Gas Boiler - Hot Water Reset | A | Incremental Energy Savings (MWh or mTherms) | Technical Potential | 0 | 0 | 0.092072 | 0.11082 | 0.13295 | 0.1513 | 0.16921 | 0.19396 | 0.20865 | 0.20902 | 0.19318 | 0.16287 | 0.12362 | 0.080258 | 0.045718 | 0.021597 | 0.0089657 | 0.0031994 | 0.00098078 | 0.00020981 | 3.3854e-05 | 3.9893e-06
F8_Industrial_Agriculture_Existing_Space Heating_Natural Gas_Gas Boiler - Hot Water Reset_A_Technical Potential | F8 | Industrial | Agriculture | Existing | Space Heating | Natural Gas | Gas Boiler - Hot Water Reset | A | Incremental Summer Peak Savings (MW) | Technical Potential | 0 | 0 | 0 | 0 | 0 | 0 | 0 | 0 | 0 | 0 | 0 | 0 | 0 | 0 | 0 | 0 | 0 | 0 | 0 | 0 | 0 | 0
F9_Industrial_Agriculture_Existing_Space Heating_Natural Gas_Gas Boiler - Hot Water Reset_A_Technical Potential | F9 | Industrial | Agriculture | Existing | Space Heating | Natural Gas | Gas Boiler - Hot Water Reset | A | Incremental Winter Peak Savings (MW) | Technical Potential | 0 | 0 | 0 | 0 | 0 | 0 | 0 | 0 | 0 | 0 | 0 | 0 | 0 | 0 | 0 | 0 | 0 | 0 | 0 | 0 | 0 | 0
F10_Industrial_Agriculture_Existing_Space Heating_Natural Gas_Gas Boiler - Hot Water Reset_A_Technical Potential | F10 | Industrial | Agriculture | Existing | Space Heating | Natural Gas | Gas Boiler - Hot Water Reset | A | Cumulative Energy Savings (MWh or mTherms) | Technical Potential | 0 | 0 | 0.092072 | 0.20266 | 0.33511 | 0.4856 | 0.65367 | 0.84613 | 1.0529 | 1.2597 | 1.4502 | 1.6102 | 1.7307 | 1.8078 | 1.8504 | 1.8689 | 1.875 | 1.8754 | 1.8739 | 1.8717 | 1.8696 | 1.8676
F11_Industrial_Agriculture_Existing_Space Heating_Natural Gas_Gas Boiler - Hot Water Reset_A_Technical Potential | F11 | Industrial | Agriculture | Existing | Space Heating | Natural Gas | Gas Boiler - Hot Water Reset | A | Cumulative Summer Peak Savings (MW) | Technical Potential | 0 | 0 | 0 | 0 | 0 | 0 | 0 | 0 | 0 | 0 | 0 | 0 | 0 | 0 | 0 | 0 | 0 | 0 | 0 | 0 | 0 | 0
F12_Industrial_Agriculture_Existing_Space Heating_Natural Gas_Gas Boiler - Hot Water Reset_A_Technical Potential | F12 | Industrial | Agriculture | Existing | Space Heating | Natural Gas | Gas Boiler - Hot Water Reset | A | Cumulative Winter Peak Savings (MW) | Technical Potential | 0 | 0 | 0 | 0 | 0 | 0 | 0 | 0 | 0 | 0 | 0 | 0 | 0 | 0 | 0 | 0 | 0 | 0 | 0 | 0 | 0 | 0
F13_Industrial_Agriculture_Existing_Space Heating_Natural Gas_Gas Boiler - Hot Water Reset_A_Technical Potential | F13 | Industrial | Agriculture | Existing | Space Heating | Natural Gas | Gas Boiler - Hot Water Reset | A | Purchases (Incremental) | Technical Potential | 0 | 0 | 21.6877 | 26.17 | 31.4722 | 35.9044 | 40.2474 | 46.2428 | 49.8544 | 50.0517 | 46.3545 | 39.1586 | 29.7801 | 19.3693 | 11.0528 | 5.23 | 2.1745 | 0.7771 | 0.23855 | 0.051096 | 0.0082539 | 0.00097367
F14_Industrial_Agriculture_Existing_Space Heating_Natural Gas_Gas Boiler - Hot Water Reset_A_Technical Potential | F14 | Industrial | Agriculture | Existing | Space Heating | Natural Gas | Gas Boiler - Hot Water Reset | A | Purchases (Cumulative) | Technical Potential | 0 | 0 | 21.6877 | 47.8577 | 79.3299 | 115.2343 | 155.4817 | 201.7245 | 251.5789 | 301.6306 | 347.985 | 387.1436 | 416.9238 | 436.2931 | 447.3459 | 452.5758 | 454.7503 | 455.5274 | 455.766 | 455.8171 | 455.8253 | 455.8263
F1_Industrial_Agriculture_Existing_Process_Natural Gas_Gas Boiler - Hot Water Reset_A_Technical Potential | F1 | Industrial | Agriculture | Existing | Process | Natural Gas | Gas Boiler - Hot Water Reset | A | Original Unit Energy Savings (kWh or therms) | Technical Potential | 0 | 0 | 2.8289 | 2.8289 | 2.8289 | 2.8289 | 2.8289 | 2.8289 | 2.8289 | 2.8289 | 2.8289 | 2.8289 | 2.8289 | 2.8289 | 2.8289 | 2.8289 | 2.8289 | 2.8289 | 2.8289 | 2.8289 | 2.8289 | 2.8289
F2_Industrial_Agriculture_Existing_Process_Natural Gas_Gas Boiler - Hot Water Reset_A_Technical Potential | F2 | Industrial | Agriculture | Existing | Process | Natural Gas | Gas Boiler - Hot Water Reset | A | Original Unit Summer Peak Savings (kW) | Technical Potential | 0 | 0 | 0 | 0 | 0 | 0 | 0 | 0 | 0 | 0 | 0 | 0 | 0 | 0 | 0 | 0 | 0 | 0 | 0 | 0 | 0 | 0
F3_Industrial_Agriculture_Existing_Process_Natural Gas_Gas Boiler - Hot Water Reset_A_Technical Potential | F3 | Industrial | Agriculture | Existing | Process | Natural Gas | Gas Boiler - Hot Water Reset | A | Original Unit Winter Peak Savings (kW) | Technical Potential | 0 | 0 | 0 | 0 | 0 | 0 | 0 | 0 | 0 | 0 | 0 | 0 | 0 | 0 | 0 | 0 | 0 | 0 | 0 | 0 | 0 | 0
F4_Industrial_Agriculture_Existing_Process_Natural Gas_Gas Boiler - Hot Water Reset_A_Technical Potential | F4 | Industrial | Agriculture | Existing | Process | Natural Gas | Gas Boiler - Hot Water Reset | A | Standalone Impact on Baseline Energy (%) | Technical Potential | 0% | 0% | 0.02324% | 0.05219% | 0.08802% | 0.1301% | 0.1786% | 0.2358% | 0.2993% | 0.3651% | 0.4286% | 0.4852% | 0.5317% | 0.5661% | 0.5907% | 0.6081% | 0.6217% | 0.6337% | 0.6451% | 0.6565% | 0.6681% | 0.6798%
F5_Industrial_Agriculture_Existing_Process_Natural Gas_Gas Boiler - Hot Water Reset_A_Technical Potential | F5 | Industrial | Agriculture | Existing | Process | Natural Gas | Gas Boiler - Hot Water Reset | A | Standalone Impact on Baseline Summer Peak (%) | Technical Potential | bar: 2019 to 2040
F6_Industrial_Agriculture_Existing_Process_Natural Gas_Gas Boiler - Hot Water Reset_A_Technical Potential | F6 | Industrial | Agriculture | Existing | Process | Natural Gas | Gas Boiler - Hot Water Reset | A | Standalone Impact on Baseline Winter Peak (%) | Technical Potential | bar: 2019 to 2040
F7_Industrial_Agriculture_Existing_Process_Natural Gas_Gas Boiler - Hot Water Reset_A_Technical Potential | F7 | Industrial | Agriculture | Existing | Process | Natural Gas | Gas Boiler - Hot Water Reset | A | Incremental Energy Savings (MWh or mTherms) | Technical Potential | 0 | 0 | 0.5075 | 0.61238 | 0.73646 | 0.84017 | 0.9418 | 1.0821 | 1.1666 | 1.1712 | 1.0847 | 0.91632 | 0.69686 | 0.45325 | 0.25864 | 0.12238 | 0.050884 | 0.018184 | 0.0055821 | 0.0011957 | 0.00019314 | 2.2784e-05
F8_Industrial_Agriculture_Existing_Process_Natural Gas_Gas Boiler - Hot Water Reset_A_Technical Potential | F8 | Industrial | Agriculture | Existing | Process | Natural Gas | Gas Boiler - Hot Water Reset | A | Incremental Summer Peak Savings (MW) | Technical Potential | 0 | 0 | 0 | 0 | 0 | 0 | 0 | 0 | 0 | 0 | 0 | 0 | 0 | 0 | 0 | 0 | 0 | 0 | 0 | 0 | 0 | 0
F9_Industrial_Agriculture_Existing_Process_Natural Gas_Gas Boiler - Hot Water Reset_A_Technical Potential | F9 | Industrial | Agriculture | Existing | Process | Natural Gas | Gas Boiler - Hot Water Reset | A | Incremental Winter Peak Savings (MW) | Technical Potential | 0 | 0 | 0 | 0 | 0 | 0 | 0 | 0 | 0 | 0 | 0 | 0 | 0 | 0 | 0 | 0 | 0 | 0 | 0 | 0 | 0 | 0
F10_Industrial_Agriculture_Existing_Process_Natural Gas_Gas Boiler - Hot Water Reset_A_Technical Potential | F10 | Industrial | Agriculture | Existing | Process | Natural Gas | Gas Boiler - Hot Water Reset | A | Cumulative Energy Savings (MWh or mTherms) | Technical Potential | 0 | 0 | 0.5075 | 1.1199 | 1.8563 | 2.6965 | 3.6383 | 4.7204 | 5.887 | 7.0582 | 8.1429 | 9.0593 | 9.7561 | 10.2094 | 10.468 | 10.5904 | 10.6413 | 10.6595 | 10.665 | 10.6662 | 10.6664 | 10.6665
F11_Industrial_Agriculture_Existing_Process_Natural Gas_Gas Boiler - Hot Water Reset_A_Technical Potential | F11 | Industrial | Agriculture | Existing | Process | Natural Gas | Gas Boiler - Hot Water Reset | A | Cumulative Summer Peak Savings (MW) | Technical Potential | 0 | 0 | 0 | 0 | 0 | 0 | 0 | 0 | 0 | 0 | 0 | 0 | 0 | 0 | 0 | 0 | 0 | 0 | 0 | 0 | 0 | 0
F12_Industrial_Agriculture_Existing_Process_Natural Gas_Gas Boiler - Hot Water Reset_A_Technical Potential | F12 | Industrial | Agriculture | Existing | Process | Natural Gas | Gas Boiler - Hot Water Reset | A | Cumulative Winter Peak Savings (MW) | Technical Potential | 0 | 0 | 0 | 0 | 0 | 0 | 0 | 0 | 0 | 0 | 0 | 0 | 0 | 0 | 0 | 0 | 0 | 0 | 0 | 0 | 0 | 0
F13_Industrial_Agriculture_Existing_Process_Natural Gas_Gas Boiler - Hot Water Reset_A_Technical Potential | F13 | Industrial | Agriculture | Existing | Process | Natural Gas | Gas Boiler - Hot Water Reset | A | Purchases (Incremental) | Technical Potential | 0 | 0 | 179.4 | 216.4768 | 260.3369 | 296.9996 | 332.9249 | 382.5183 | 412.3936 | 414.0256 | 383.4423 | 323.9184 | 246.34 | 160.2221 | 91.4282 | 43.262 | 17.9876 | 6.4282 | 1.9733 | 0.42266 | 0.068276 | 0.0080542
F14_Industrial_Agriculture_Existing_Process_Natural Gas_Gas Boiler - Hot Water Reset_A_Technical Potential | F14 | Industrial | Agriculture | Existing | Process | Natural Gas | Gas Boiler - Hot Water Reset | A | Purchases (Cumulative) | Technical Potential | 0 | 0 | 179.4 | 395.8768 | 656.2137 | 953.2133 | 1286.1381 | 1668.6565 | 2081.05 | 2495.0756 | 2878.5179 | 3202.4363 | 3448.7763 | 3608.9984 | 3700.4266 | 3743.6886 | 3761.6762 | 3768.1044 | 3770.0776 | 3770.5003 | 3770.5686 | 3770.5766
F1_Industrial_Agriculture_Existing_Space Heating_Natural Gas_Steam Trap Maintenance_A_Technical Potential | F1 | Industrial | Agriculture | Existing | Space Heating | Natural Gas | Steam Trap Maintenance | A | Original Unit Energy Savings (kWh or therms) | Technical Potential | 0 | 0 | 1.4998 | 1.496 | 1.4923 | 1.4887 | 1.4852 | 1.4818 | 1.4785 | 1.4753 | 1.4723 | 1.4693 | 1.4665 | 1.4638 | 1.4613 | 1.4589 | 1.4566 | 1.4545 | 1.4525 | 1.4507 | 1.449 | 1.4475
F2_Industrial_Agriculture_Existing_Space Heating_Natural Gas_Steam Trap Maintenance_A_Technical Potential | F2 | Industrial | Agriculture | Existing | Space Heating | Natural Gas | Steam Trap Maintenance | A | Original Unit Summer Peak Savings (kW) | Technical Potential | 0 | 0 | 0 | 0 | 0 | 0 | 0 | 0 | 0 | 0 | 0 | 0 | 0 | 0 | 0 | 0 | 0 | 0 | 0 | 0 | 0 | 0
F3_Industrial_Agriculture_Existing_Space Heating_Natural Gas_Steam Trap Maintenance_A_Technical Potential | F3 | Industrial | Agriculture | Existing | Space Heating | Natural Gas | Steam Trap Maintenance | A | Original Unit Winter Peak Savings (kW) | Technical Potential | 0 | 0 | 0 | 0 | 0 | 0 | 0 | 0 | 0 | 0 | 0 | 0 | 0 | 0 | 0 | 0 | 0 | 0 | 0 | 0 | 0 | 0
F4_Industrial_Agriculture_Existing_Space Heating_Natural Gas_Steam Trap Maintenance_A_Technical Potential | F4 | Industrial | Agriculture | Existing | Space Heating | Natural Gas | Steam Trap Maintenance | A | Standalone Impact on Baseline Energy (%) | Technical Potential | 0% | 0% | 0.001717% | 0.003464% | 0.005241% | 0.007049% | 0.008889% | 0.01076% | 0.01267% | 0.0146% | 0.01658% | 0.01858% | 0.02062% | 0.0227% | 0.02481% | 0.02695% | 0.02914% | 0.03136% | 0.03362% | 0.03592% | 0.03826% | 0.04065%
F5_Industrial_Agriculture_Existing_Space Heating_Natural Gas_Steam Trap Maintenance_A_Technical Potential | F5 | Industrial | Agriculture | Existing | Space Heating | Natural Gas | Steam Trap Maintenance | A | Standalone Impact on Baseline Summer Peak (%) | Technical Potential | bar: 2019 to 2040
F6_Industrial_Agriculture_Existing_Space Heating_Natural Gas_Steam Trap Maintenance_A_Technical Potential | F6 | Industrial | Agriculture | Existing | Space Heating | Natural Gas | Steam Trap Maintenance | A | Standalone Impact on Baseline Winter Peak (%) | Technical Potential | bar: 2019 to 2040
F7_Industrial_Agriculture_Existing_Space Heating_Natural Gas_Steam Trap Maintenance_A_Technical Potential | F7 | Industrial | Agriculture | Existing | Space Heating | Natural Gas | Steam Trap Maintenance | A | Incremental Energy Savings (MWh or mTherms) | Technical Potential | 0 | 0 | 0.018155 | 0.017797 | 0.017447 | 0.017105 | 0.01677 | 0.016443 | 0.016124 | 0.015812 | 0.015507 | 0.015209 | 0.014918 | 0.014634 | 0.014357 | 0.014086 | 0.013821 | 0.013563 | 0.013311 | 0.013065 | 0.012825 | 0.012591
F8_Industrial_Agriculture_Existing_Space Heating_Natural Gas_Steam Trap Maintenance_A_Technical Potential | F8 | Industrial | Agriculture | Existing | Space Heating | Natural Gas | Steam Trap Maintenance | A | Incremental Summer Peak Savings (MW) | Technical Potential | 0 | 0 | 0 | 0 | 0 | 0 | 0 | 0 | 0 | 0 | 0 | 0 | 0 | 0 | 0 | 0 | 0 | 0 | 0 | 0 | 0 | 0
F9_Industrial_Agriculture_Existing_Space Heating_Natural Gas_Steam Trap Maintenance_A_Technical Potential | F9 | Industrial | Agriculture | Existing | Space Heating | Natural Gas | Steam Trap Maintenance | A | Incremental Winter Peak Savings (MW) | Technical Potential | 0 | 0 | 0 | 0 | 0 | 0 | 0 | 0 | 0 | 0 | 0 | 0 | 0 | 0 | 0 | 0 | 0 | 0 | 0 | 0 | 0 | 0
F10_Industrial_Agriculture_Existing_Space Heating_Natural Gas_Steam Trap Maintenance_A_Technical Potential | F10 | Industrial | Agriculture | Existing | Space Heating | Natural Gas | Steam Trap Maintenance | A | Cumulative Energy Savings (MWh or mTherms) | Technical Potential | 0 | 0 | 0.018155 | 0.035906 | 0.053264 | 0.070241 | 0.086845 | 0.10309 | 0.11898 | 0.13454 | 0.14977 | 0.16468 | 0.17928 | 0.19358 | 0.2076 | 0.22135 | 0.23482 | 0.24804 | 0.26102 | 0.27375 | 0.28626 | 0.29855
F11_Industrial_Agriculture_Existing_Space Heating_Natural Gas_Steam Trap Maintenance_A_Technical Potential | F11 | Industrial | Agriculture | Existing | Space Heating | Natural Gas | Steam Trap Maintenance | A | Cumulative Summer Peak Savings (MW) | Technical Potential | 0 | 0 | 0 | 0 | 0 | 0 | 0 | 0 | 0 | 0 | 0 | 0 | 0 | 0 | 0 | 0 | 0 | 0 | 0 | 0 | 0 | 0
F12_Industrial_Agriculture_Existing_Space Heating_Natural Gas_Steam Trap Maintenance_A_Technical Potential | F12 | Industrial | Agriculture | Existing | Space Heating | Natural Gas | Steam Trap Maintenance | A | Cumulative Winter Peak Savings (MW) | Technical Potential | 0 | 0 | 0 | 0 | 0 | 0 | 0 | 0 | 0 | 0 | 0 | 0 | 0 | 0 | 0 | 0 | 0 | 0 | 0 | 0 | 0 | 0
F13_Industrial_Agriculture_Existing_Space Heating_Natural Gas_Steam Trap Maintenance_A_Technical Potential | F13 | Industrial | Agriculture | Existing | Space Heating | Natural Gas | Steam Trap Maintenance | A | Purchases (Incremental) | Technical Potential | 0 | 0 | 12.1048 | 11.8961 | 11.691 | 11.4894 | 11.2913 | 11.0966 | 10.9053 | 10.7173 | 10.5325 | 10.3509 | 10.1724 | 9.9971 | 9.8247 | 9.6553 | 9.4888 | 9.3252 | 9.1645 | 9.0064 | 8.8512 | 8.6986
F14_Industrial_Agriculture_Existing_Space Heating_Natural Gas_Steam Trap Maintenance_A_Technical Potential | F14 | Industrial | Agriculture | Existing | Space Heating | Natural Gas | Steam Trap Maintenance | A | Purchases (Cumulative) | Technical Potential | 0 | 0 | 12.1048 | 24.0009 | 35.6918 | 47.1812 | 58.4725 | 69.5692 | 80.4745 | 91.1918 | 101.7243 | 112.0752 | 122.2476 | 132.2447 | 142.0694 | 151.7247 | 161.2135 | 170.5388 | 179.7032 | 188.7097 | 197.5608 | 206.2594
F1_Industrial_Agriculture_Existing_Process_Natural Gas_Steam Trap Maintenance_A_Technical Potential | F1 | Industrial | Agriculture | Existing | Process | Natural Gas | Steam Trap Maintenance | A | Original Unit Energy Savings (kWh or therms) | Technical Potential | 0 | 0 | 1.9988 | 1.9988 | 1.9988 | 1.9988 | 1.9988 | 1.9988 | 1.9988 | 1.9988 | 1.9988 | 1.9988 | 1.9988 | 1.9988 | 1.9988 | 1.9988 | 1.9988 | 1.9988 | 1.9988 | 1.9988 | 1.9988 | 1.9988
F2_Industrial_Agriculture_Existing_Process_Natural Gas_Steam Trap Maintenance_A_Technical Potential | F2 | Industrial | Agriculture | Existing | Process | Natural Gas | Steam Trap Maintenance | A | Original Unit Summer Peak Savings (kW) | Technical Potential | 0 | 0 | 0 | 0 | 0 | 0 | 0 | 0 | 0 | 0 | 0 | 0 | 0 | 0 | 0 | 0 | 0 | 0 | 0 | 0 | 0 | 0
F3_Industrial_Agriculture_Existing_Process_Natural Gas_Steam Trap Maintenance_A_Technical Potential | F3 | Industrial | Agriculture | Existing | Process | Natural Gas | Steam Trap Maintenance | A | Original Unit Winter Peak Savings (kW) | Technical Potential | 0 | 0 | 0 | 0 | 0 | 0 | 0 | 0 | 0 | 0 | 0 | 0 | 0 | 0 | 0 | 0 | 0 | 0 | 0 | 0 | 0 | 0
F4_Industrial_Agriculture_Existing_Process_Natural Gas_Steam Trap Maintenance_A_Technical Potential | F4 | Industrial | Agriculture | Existing | Process | Natural Gas | Steam Trap Maintenance | A | Standalone Impact on Baseline Energy (%) | Technical Potential | 0% | 0% | 0.009166% | 0.01849% | 0.02798% | 0.03764% | 0.04746% | 0.05746% | 0.06764% | 0.07799% | 0.08852% | 0.09924% | 0.1101% | 0.1212% | 0.1325% | 0.144% | 0.1557% | 0.1676% | 0.1797% | 0.192% | 0.2046% | 0.2173%
F5_Industrial_Agriculture_Existing_Process_Natural Gas_Steam Trap Maintenance_A_Technical Potential | F5 | Industrial | Agriculture | Existing | Process | Natural Gas | Steam Trap Maintenance | A | Standalone Impact on Baseline Summer Peak (%) | Technical Potential | bar: 2019 to 2040
F6_Industrial_Agriculture_Existing_Process_Natural Gas_Steam Trap Maintenance_A_Technical Potential | F6 | Industrial | Agriculture | Existing | Process | Natural Gas | Steam Trap Maintenance | A | Standalone Impact on Baseline Winter Peak (%) | Technical Potential | bar: 2019 to 2040
F7_Industrial_Agriculture_Existing_Process_Natural Gas_Steam Trap Maintenance_A_Technical Potential | F7 | Industrial | Agriculture | Existing | Process | Natural Gas | Steam Trap Maintenance | A | Incremental Energy Savings (MWh or mTherms) | Technical Potential | 0 | 0 | 0.20014 | 0.19669 | 0.19329 | 0.18996 | 0.18669 | 0.18347 | 0.1803 | 0.1772 | 0.17414 | 0.17114 | 0.16819 | 0.16529 | 0.16244 | 0.15964 | 0.15689 | 0.15418 | 0.15152 | 0.14891 | 0.14634 | 0.14382
F8_Industrial_Agriculture_Existing_Process_Natural Gas_Steam Trap Maintenance_A_Technical Potential | F8 | Industrial | Agriculture | Existing | Process | Natural Gas | Steam Trap Maintenance | A | Incremental Summer Peak Savings (MW) | Technical Potential | 0 | 0 | 0 | 0 | 0 | 0 | 0 | 0 | 0 | 0 | 0 | 0 | 0 | 0 | 0 | 0 | 0 | 0 | 0 | 0 | 0 | 0
F9_Industrial_Agriculture_Existing_Process_Natural Gas_Steam Trap Maintenance_A_Technical Potential | F9 | Industrial | Agriculture | Existing | Process | Natural Gas | Steam Trap Maintenance | A | Incremental Winter Peak Savings (MW) | Technical Potential | 0 | 0 | 0 | 0 | 0 | 0 | 0 | 0 | 0 | 0 | 0 | 0 | 0 | 0 | 0 | 0 | 0 | 0 | 0 | 0 | 0 | 0
F10_Industrial_Agriculture_Existing_Process_Natural Gas_Steam Trap Maintenance_A_Technical Potential | F10 | Industrial | Agriculture | Existing | Process | Natural Gas | Steam Trap Maintenance | A | Cumulative Energy Savings (MWh or mTherms) | Technical Potential | 0 | 0 | 0.20014 | 0.39682 | 0.59012 | 0.78008 | 0.96676 | 1.1502 | 1.3305 | 1.5077 | 1.6819 | 1.853 | 2.0212 | 2.1865 | 2.3489 | 2.5086 | 2.6654 | 2.8196 | 2.9711 | 3.1201 | 3.2664 | 3.4102
F11_Industrial_Agriculture_Existing_Process_Natural Gas_Steam Trap Maintenance_A_Technical Potential | F11 | Industrial | Agriculture | Existing | Process | Natural Gas | Steam Trap Maintenance | A | Cumulative Summer Peak Savings (MW) | Technical Potential | 0 | 0 | 0 | 0 | 0 | 0 | 0 | 0 | 0 | 0 | 0 | 0 | 0 | 0 | 0 | 0 | 0 | 0 | 0 | 0 | 0 | 0
F12_Industrial_Agriculture_Existing_Process_Natural Gas_Steam Trap Maintenance_A_Technical Potential | F12 | Industrial | Agriculture | Existing | Process | Natural Gas | Steam Trap Maintenance | A | Cumulative Winter Peak Savings (MW) | Technical Potential | 0 | 0 | 0 | 0 | 0 | 0 | 0 | 0 | 0 | 0 | 0 | 0 | 0 | 0 | 0 | 0 | 0 | 0 | 0 | 0 | 0 | 0
F13_Industrial_Agriculture_Existing_Process_Natural Gas_Steam Trap Maintenance_A_Technical Potential | F13 | Industrial | Agriculture | Existing | Process | Natural Gas | Steam Trap Maintenance | A | Purchases (Incremental) | Technical Potential | 0 | 0 | 100.1302 | 98.4039 | 96.7072 | 95.0399 | 93.4013 | 91.7909 | 90.2083 | 88.653 | 87.1245 | 85.6223 | 84.1461 | 82.6953 | 81.2695 | 79.8683 | 78.4913 | 77.138 | 75.808 | 74.501 | 73.2165 | 71.9541
F14_Industrial_Agriculture_Existing_Process_Natural Gas_Steam Trap Maintenance_A_Technical Potential | F14 | Industrial | Agriculture | Existing | Process | Natural Gas | Steam Trap Maintenance | A | Purchases (Cumulative) | Technical Potential | 0 | 0 | 100.1302 | 198.5341 | 295.2413 | 390.2812 | 483.6825 | 575.4733 | 665.6816 | 754.3346 | 841.4591 | 927.0814 | 1011.2275 | 1093.9227 | 1175.1922 | 1255.0605 | 1333.5518 | 1410.6898 | 1486.4978 | 1560.9987 | 1634.2152 | 1706.1693
F1_Industrial_Agriculture_Existing_Space Heating_Natural Gas_Gas Boiler - High Turndown_A_Technical Potential | F1 | Industrial | Agriculture | Existing | Space Heating | Natural Gas | Gas Boiler - High Turndown | A | Original Unit Energy Savings (kWh or therms) | Technical Potential | 0 | 0 | 1.592 | 1.588 | 1.5841 | 1.5803 | 1.5766 | 1.5729 | 1.5694 | 1.5661 | 1.5628 | 1.5597 | 1.5567 | 1.5538 | 1.5511 | 1.5486 | 1.5462 | 1.5439 | 1.5418 | 1.5399 | 1.5381 | 1.5364
F2_Industrial_Agriculture_Existing_Space Heating_Natural Gas_Gas Boiler - High Turndown_A_Technical Potential | F2 | Industrial | Agriculture | Existing | Space Heating | Natural Gas | Gas Boiler - High Turndown | A | Original Unit Summer Peak Savings (kW) | Technical Potential | 0 | 0 | 0 | 0 | 0 | 0 | 0 | 0 | 0 | 0 | 0 | 0 | 0 | 0 | 0 | 0 | 0 | 0 | 0 | 0 | 0 | 0
F3_Industrial_Agriculture_Existing_Space Heating_Natural Gas_Gas Boiler - High Turndown_A_Technical Potential | F3 | Industrial | Agriculture | Existing | Space Heating | Natural Gas | Gas Boiler - High Turndown | A | Original Unit Winter Peak Savings (kW) | Technical Potential | 0 | 0 | 0 | 0 | 0 | 0 | 0 | 0 | 0 | 0 | 0 | 0 | 0 | 0 | 0 | 0 | 0 | 0 | 0 | 0 | 0 | 0
F4_Industrial_Agriculture_Existing_Space Heating_Natural Gas_Gas Boiler - High Turndown_A_Technical Potential | F4 | Industrial | Agriculture | Existing | Space Heating | Natural Gas | Gas Boiler - High Turndown | A | Standalone Impact on Baseline Energy (%) | Technical Potential | 0% | 0% | 0.004984% | 0.01005% | 0.01521% | 0.02046% | 0.0258% | 0.03074% | 0.03486% | 0.03834% | 0.04131% | 0.04386% | 0.0461% | 0.04807% | 0.04985% | 0.05147% | 0.05297% | 0.05437% | 0.05532% | 0.05629% | 0.05727% | 0.05828%
F5_Industrial_Agriculture_Existing_Space Heating_Natural Gas_Gas Boiler - High Turndown_A_Technical Potential | F5 | Industrial | Agriculture | Existing | Space Heating | Natural Gas | Gas Boiler - High Turndown | A | Standalone Impact on Baseline Summer Peak (%) | Technical Potential | bar: 2019 to 2040
F6_Industrial_Agriculture_Existing_Space Heating_Natural Gas_Gas Boiler - High Turndown_A_Technical Potential | F6 | Industrial | Agriculture | Existing | Space Heating | Natural Gas | Gas Boiler - High Turndown | A | Standalone Impact on Baseline Winter Peak (%) | Technical Potential | bar: 2019 to 2040
F7_Industrial_Agriculture_Existing_Space Heating_Natural Gas_Gas Boiler - High Turndown_A_Technical Potential | F7 | Industrial | Agriculture | Existing | Space Heating | Natural Gas | Gas Boiler - High Turndown | A | Incremental Energy Savings (MWh or mTherms) | Technical Potential | 0 | 0 | 0.052694 | 0.051655 | 0.050639 | 0.049646 | 0.048675 | 0.042954 | 0.033695 | 0.026434 | 0.02074 | 0.016273 | 0.012769 | 0.010021 | 0.0078649 | 0.0061733 | 0.0048459 | 0.0038043 | 2.5466e-05 | 8.927e-06 | 2.9874e-06 | 9.5634e-07
F8_Industrial_Agriculture_Existing_Space Heating_Natural Gas_Gas Boiler - High Turndown_A_Technical Potential | F8 | Industrial | Agriculture | Existing | Space Heating | Natural Gas | Gas Boiler - High Turndown | A | Incremental Summer Peak Savings (MW) | Technical Potential | 0 | 0 | 0 | 0 | 0 | 0 | 0 | 0 | 0 | 0 | 0 | 0 | 0 | 0 | 0 | 0 | 0 | 0 | 0 | 0 | 0 | 0
F9_Industrial_Agriculture_Existing_Space Heating_Natural Gas_Gas Boiler - High Turndown_A_Technical Potential | F9 | Industrial | Agriculture | Existing | Space Heating | Natural Gas | Gas Boiler - High Turndown | A | Incremental Winter Peak Savings (MW) | Technical Potential | 0 | 0 | 0 | 0 | 0 | 0 | 0 | 0 | 0 | 0 | 0 | 0 | 0 | 0 | 0 | 0 | 0 | 0 | 0 | 0 | 0 | 0
F10_Industrial_Agriculture_Existing_Space Heating_Natural Gas_Gas Boiler - High Turndown_A_Technical Potential | F10 | Industrial | Agriculture | Existing | Space Heating | Natural Gas | Gas Boiler - High Turndown | A | Cumulative Energy Savings (MWh or mTherms) | Technical Potential | 0 | 0 | 0.052694 | 0.10422 | 0.1546 | 0.20387 | 0.25207 | 0.29444 | 0.32748 | 0.35321 | 0.37322 | 0.38874 | 0.40077 | 0.41006 | 0.41721 | 0.42269 | 0.42688 | 0.43006 | 0.4295 | 0.42897 | 0.42847 | 0.42802
F11_Industrial_Agriculture_Existing_Space Heating_Natural Gas_Gas Boiler - High Turndown_A_Technical Potential | F11 | Industrial | Agriculture | Existing | Space Heating | Natural Gas | Gas Boiler - High Turndown | A | Cumulative Summer Peak Savings (MW) | Technical Potential | 0 | 0 | 0 | 0 | 0 | 0 | 0 | 0 | 0 | 0 | 0 | 0 | 0 | 0 | 0 | 0 | 0 | 0 | 0 | 0 | 0 | 0
F12_Industrial_Agriculture_Existing_Space Heating_Natural Gas_Gas Boiler - High Turndown_A_Technical Potential | F12 | Industrial | Agriculture | Existing | Space Heating | Natural Gas | Gas Boiler - High Turndown | A | Cumulative Winter Peak Savings (MW) | Technical Potential | 0 | 0 | 0 | 0 | 0 | 0 | 0 | 0 | 0 | 0 | 0 | 0 | 0 | 0 | 0 | 0 | 0 | 0 | 0 | 0 | 0 | 0
F13_Industrial_Agriculture_Existing_Space Heating_Natural Gas_Gas Boiler - High Turndown_A_Technical Potential | F13 | Industrial | Agriculture | Existing | Space Heating | Natural Gas | Gas Boiler - High Turndown | A | Purchases (Incremental) | Technical Potential | 0 | 0 | 33.0989 | 32.5282 | 31.9674 | 31.4162 | 30.8746 | 27.308 | 21.4698 | 16.8797 | 13.2709 | 10.4337 | 8.203 | 6.4493 | 5.0705 | 3.9864 | 3.1342 | 2.4641 | 0.016517 | 0.0057973 | 0.0019423 | 0.00062243
F14_Industrial_Agriculture_Existing_Space Heating_Natural Gas_Gas Boiler - High Turndown_A_Technical Potential | F14 | Industrial | Agriculture | Existing | Space Heating | Natural Gas | Gas Boiler - High Turndown | A | Purchases (Cumulative) | Technical Potential | 0 | 0 | 33.0989 | 65.6271 | 97.5945 | 129.0107 | 159.8853 | 187.1933 | 208.663 | 225.5427 | 238.8136 | 249.2473 | 257.4503 | 263.8996 | 268.9701 | 272.9565 | 276.0907 | 278.5548 | 278.5713 | 278.5771 | 278.579 | 278.5796
F1_Industrial_Agriculture_Existing_Process_Natural Gas_Gas Boiler - High Turndown_A_Technical Potential | F1 | Industrial | Agriculture | Existing | Process | Natural Gas | Gas Boiler - High Turndown | A | Original Unit Energy Savings (kWh or therms) | Technical Potential | 0 | 0 | 2.1216 | 2.1216 | 2.1216 | 2.1216 | 2.1216 | 2.1216 | 2.1216 | 2.1216 | 2.1216 | 2.1216 | 2.1216 | 2.1216 | 2.1216 | 2.1216 | 2.1216 | 2.1216 | 2.1216 | 2.1216 | 2.1216 | 2.1216
F2_Industrial_Agriculture_Existing_Process_Natural Gas_Gas Boiler - High Turndown_A_Technical Potential | F2 | Industrial | Agriculture | Existing | Process | Natural Gas | Gas Boiler - High Turndown | A | Original Unit Summer Peak Savings (kW) | Technical Potential | 0 | 0 | 0 | 0 | 0 | 0 | 0 | 0 | 0 | 0 | 0 | 0 | 0 | 0 | 0 | 0 | 0 | 0 | 0 | 0 | 0 | 0
F3_Industrial_Agriculture_Existing_Process_Natural Gas_Gas Boiler - High Turndown_A_Technical Potential | F3 | Industrial | Agriculture | Existing | Process | Natural Gas | Gas Boiler - High Turndown | A | Original Unit Winter Peak Savings (kW) | Technical Potential | 0 | 0 | 0 | 0 | 0 | 0 | 0 | 0 | 0 | 0 | 0 | 0 | 0 | 0 | 0 | 0 | 0 | 0 | 0 | 0 | 0 | 0
F4_Industrial_Agriculture_Existing_Process_Natural Gas_Gas Boiler - High Turndown_A_Technical Potential | F4 | Industrial | Agriculture | Existing | Process | Natural Gas | Gas Boiler - High Turndown | A | Standalone Impact on Baseline Energy (%) | Technical Potential | 0% | 0% | 0.0266% | 0.05367% | 0.08122% | 0.1092% | 0.1378% | 0.1641% | 0.1862% | 0.2047% | 0.2206% | 0.2343% | 0.2462% | 0.2568% | 0.2664% | 0.275% | 0.2831% | 0.2906% | 0.2957% | 0.3009% | 0.3062% | 0.3116%
F5_Industrial_Agriculture_Existing_Process_Natural Gas_Gas Boiler - High Turndown_A_Technical Potential | F5 | Industrial | Agriculture | Existing | Process | Natural Gas | Gas Boiler - High Turndown | A | Standalone Impact on Baseline Summer Peak (%) | Technical Potential | bar: 2019 to 2040
F6_Industrial_Agriculture_Existing_Process_Natural Gas_Gas Boiler - High Turndown_A_Technical Potential | F6 | Industrial | Agriculture | Existing | Process | Natural Gas | Gas Boiler - High Turndown | A | Standalone Impact on Baseline Winter Peak (%) | Technical Potential | bar: 2019 to 2040
F7_Industrial_Agriculture_Existing_Process_Natural Gas_Gas Boiler - High Turndown_A_Technical Potential | F7 | Industrial | Agriculture | Existing | Process | Natural Gas | Gas Boiler - High Turndown | A | Incremental Energy Savings (MWh or mTherms) | Technical Potential | 0 | 0 | 0.58089 | 0.57088 | 0.56103 | 0.55136 | 0.54185 | 0.47926 | 0.3768 | 0.29624 | 0.23291 | 0.18311 | 0.14396 | 0.11319 | 0.088988 | 0.069963 | 0.055005 | 0.043245 | 0.00028988 | 0.00010174 | 3.4087e-05 | 1.0924e-05
F8_Industrial_Agriculture_Existing_Process_Natural Gas_Gas Boiler - High Turndown_A_Technical Potential | F8 | Industrial | Agriculture | Existing | Process | Natural Gas | Gas Boiler - High Turndown | A | Incremental Summer Peak Savings (MW) | Technical Potential | 0 | 0 | 0 | 0 | 0 | 0 | 0 | 0 | 0 | 0 | 0 | 0 | 0 | 0 | 0 | 0 | 0 | 0 | 0 | 0 | 0 | 0
F9_Industrial_Agriculture_Existing_Process_Natural Gas_Gas Boiler - High Turndown_A_Technical Potential | F9 | Industrial | Agriculture | Existing | Process | Natural Gas | Gas Boiler - High Turndown | A | Incremental Winter Peak Savings (MW) | Technical Potential | 0 | 0 | 0 | 0 | 0 | 0 | 0 | 0 | 0 | 0 | 0 | 0 | 0 | 0 | 0 | 0 | 0 | 0 | 0 | 0 | 0 | 0
F10_Industrial_Agriculture_Existing_Process_Natural Gas_Gas Boiler - High Turndown_A_Technical Potential | F10 | Industrial | Agriculture | Existing | Process | Natural Gas | Gas Boiler - High Turndown | A | Cumulative Energy Savings (MWh or mTherms) | Technical Potential | 0 | 0 | 0.58089 | 1.1518 | 1.7128 | 2.2642 | 2.806 | 3.2853 | 3.6621 | 3.9583 | 4.1912 | 4.3743 | 4.5183 | 4.6315 | 4.7205 | 4.7904 | 4.8454 | 4.8887 | 4.889 | 4.8891 | 4.8891 | 4.8891
F11_Industrial_Agriculture_Existing_Process_Natural Gas_Gas Boiler - High Turndown_A_Technical Potential | F11 | Industrial | Agriculture | Existing | Process | Natural Gas | Gas Boiler - High Turndown | A | Cumulative Summer Peak Savings (MW) | Technical Potential | 0 | 0 | 0 | 0 | 0 | 0 | 0 | 0 | 0 | 0 | 0 | 0 | 0 | 0 | 0 | 0 | 0 | 0 | 0 | 0 | 0 | 0
F12_Industrial_Agriculture_Existing_Process_Natural Gas_Gas Boiler - High Turndown_A_Technical Potential | F12 | Industrial | Agriculture | Existing | Process | Natural Gas | Gas Boiler - High Turndown | A | Cumulative Winter Peak Savings (MW) | Technical Potential | 0 | 0 | 0 | 0 | 0 | 0 | 0 | 0 | 0 | 0 | 0 | 0 | 0 | 0 | 0 | 0 | 0 | 0 | 0 | 0 | 0 | 0
F13_Industrial_Agriculture_Existing_Process_Natural Gas_Gas Boiler - High Turndown_A_Technical Potential | F13 | Industrial | Agriculture | Existing | Process | Natural Gas | Gas Boiler - High Turndown | A | Purchases (Incremental) | Technical Potential | 0 | 0 | 273.7926 | 269.072 | 264.4329 | 259.8737 | 255.3931 | 225.8908 | 177.5969 | 139.6279 | 109.7764 | 86.307 | 67.8551 | 53.3482 | 41.9427 | 32.9756 | 25.9257 | 20.3829 | 0.13663 | 0.047955 | 0.016067 | 0.0051487
F14_Industrial_Agriculture_Existing_Process_Natural Gas_Gas Boiler - High Turndown_A_Technical Potential | F14 | Industrial | Agriculture | Existing | Process | Natural Gas | Gas Boiler - High Turndown | A | Purchases (Cumulative) | Technical Potential | 0 | 0 | 273.7926 | 542.8646 | 807.2975 | 1067.1712 | 1322.5643 | 1548.4551 | 1726.052 | 1865.6799 | 1975.4563 | 2061.7633 | 2129.6185 | 2182.9666 | 2224.9094 | 2257.885 | 2283.8107 | 2304.1936 | 2304.3303 | 2304.3782 | 2304.3943 | 2304.3994
F1_Industrial_Agriculture_Existing_Space Heating_Natural Gas_Gas Boiler - Burner Control Optimization_A_Technical Potential | F1 | Industrial | Agriculture | Existing | Space Heating | Natural Gas | Gas Boiler - Burner Control Optimization | A | Original Unit Energy Savings (kWh or therms) | Technical Potential | 0 | 0 | 0.46168 | 0.46052 | 0.45939 | 0.45828 | 0.4572 | 0.45615 | 0.45514 | 0.45415 | 0.45321 | 0.4523 | 0.45144 | 0.45061 | 0.44983 | 0.44908 | 0.44838 | 0.44773 | 0.44712 | 0.44656 | 0.44604 | 0.44557
F2_Industrial_Agriculture_Existing_Space Heating_Natural Gas_Gas Boiler - Burner Control Optimization_A_Technical Potential | F2 | Industrial | Agriculture | Existing | Space Heating | Natural Gas | Gas Boiler - Burner Control Optimization | A | Original Unit Summer Peak Savings (kW) | Technical Potential | 0 | 0 | 0 | 0 | 0 | 0 | 0 | 0 | 0 | 0 | 0 | 0 | 0 | 0 | 0 | 0 | 0 | 0 | 0 | 0 | 0 | 0
F3_Industrial_Agriculture_Existing_Space Heating_Natural Gas_Gas Boiler - Burner Control Optimization_A_Technical Potential | F3 | Industrial | Agriculture | Existing | Space Heating | Natural Gas | Gas Boiler - Burner Control Optimization | A | Original Unit Winter Peak Savings (kW) | Technical Potential | 0 | 0 | 0 | 0 | 0 | 0 | 0 | 0 | 0 | 0 | 0 | 0 | 0 | 0 | 0 | 0 | 0 | 0 | 0 | 0 | 0 | 0
F4_Industrial_Agriculture_Existing_Space Heating_Natural Gas_Gas Boiler - Burner Control Optimization_A_Technical Potential | F4 | Industrial | Agriculture | Existing | Space Heating | Natural Gas | Gas Boiler - Burner Control Optimization | A | Standalone Impact on Baseline Energy (%) | Technical Potential | 0% | 0% | 0.0003899% | 0.001009% | 0.002253% | 0.004436% | 0.00785% | 0.01266% | 0.01882% | 0.02608% | 0.03401% | 0.04206% | 0.04976% | 0.05673% | 0.06273% | 0.06773% | 0.07178% | 0.07504% | 0.07769% | 0.0799% | 0.08182% | 0.08361%
F5_Industrial_Agriculture_Existing_Space Heating_Natural Gas_Gas Boiler - Burner Control Optimization_A_Technical Potential | F5 | Industrial | Agriculture | Existing | Space Heating | Natural Gas | Gas Boiler - Burner Control Optimization | A | Standalone Impact on Baseline Summer Peak (%) | Technical Potential | bar: 2019 to 2040
F6_Industrial_Agriculture_Existing_Space Heating_Natural Gas_Gas Boiler - Burner Control Optimization_A_Technical Potential | F6 | Industrial | Agriculture | Existing | Space Heating | Natural Gas | Gas Boiler - Burner Control Optimization | A | Standalone Impact on Baseline Winter Peak (%) | Technical Potential | bar: 2019 to 2040
F7_Industrial_Agriculture_Existing_Space Heating_Natural Gas_Gas Boiler - Burner Control Optimization_A_Technical Potential | F7 | Industrial | Agriculture | Existing | Space Heating | Natural Gas | Gas Boiler - Burner Control Optimization | A | Incremental Energy Savings (MWh or mTherms) | Technical Potential | 0 | 0 | 0.0041222 | 0.0063519 | 0.012454 | 0.021367 | 0.032588 | 0.044734 | 0.055827 | 0.063871 | 0.067458 | 0.066162 | 0.06057 | 0.05199 | 0.042004 | 0.032053 | 0.023175 | 0.015919 | 0.010416 | 0.0065057 | 0.0038872 | 0.0025839
F8_Industrial_Agriculture_Existing_Space Heating_Natural Gas_Gas Boiler - Burner Control Optimization_A_Technical Potential | F8 | Industrial | Agriculture | Existing | Space Heating | Natural Gas | Gas Boiler - Burner Control Optimization | A | Incremental Summer Peak Savings (MW) | Technical Potential | 0 | 0 | 0 | 0 | 0 | 0 | 0 | 0 | 0 | 0 | 0 | 0 | 0 | 0 | 0 | 0 | 0 | 0 | 0 | 0 | 0 | 0
F9_Industrial_Agriculture_Existing_Space Heating_Natural Gas_Gas Boiler - Burner Control Optimization_A_Technical Potential | F9 | Industrial | Agriculture | Existing | Space Heating | Natural Gas | Gas Boiler - Burner Control Optimization | A | Incremental Winter Peak Savings (MW) | Technical Potential | 0 | 0 | 0 | 0 | 0 | 0 | 0 | 0 | 0 | 0 | 0 | 0 | 0 | 0 | 0 | 0 | 0 | 0 | 0 | 0 | 0 | 0
F10_Industrial_Agriculture_Existing_Space Heating_Natural Gas_Gas Boiler - Burner Control Optimization_A_Technical Potential | F10 | Industrial | Agriculture | Existing | Space Heating | Natural Gas | Gas Boiler - Burner Control Optimization | A | Cumulative Energy Savings (MWh or mTherms) | Technical Potential | 0 | 0 | 0.0041222 | 0.010464 | 0.022892 | 0.044204 | 0.076688 | 0.12125 | 0.1768 | 0.24029 | 0.30725 | 0.3728 | 0.43265 | 0.48385 | 0.52501 | 0.5562 | 0.57851 | 0.59358 | 0.60319 | 0.60894 | 0.61212 | 0.61406
F11_Industrial_Agriculture_Existing_Space Heating_Natural Gas_Gas Boiler - Burner Control Optimization_A_Technical Potential | F11 | Industrial | Agriculture | Existing | Space Heating | Natural Gas | Gas Boiler - Burner Control Optimization | A | Cumulative Summer Peak Savings (MW) | Technical Potential | 0 | 0 | 0 | 0 | 0 | 0 | 0 | 0 | 0 | 0 | 0 | 0 | 0 | 0 | 0 | 0 | 0 | 0 | 0 | 0 | 0 | 0
F12_Industrial_Agriculture_Existing_Space Heating_Natural Gas_Gas Boiler - Burner Control Optimization_A_Technical Potential | F12 | Industrial | Agriculture | Existing | Space Heating | Natural Gas | Gas Boiler - Burner Control Optimization | A | Cumulative Winter Peak Savings (MW) | Technical Potential | 0 | 0 | 0 | 0 | 0 | 0 | 0 | 0 | 0 | 0 | 0 | 0 | 0 | 0 | 0 | 0 | 0 | 0 | 0 | 0 | 0 | 0
F13_Industrial_Agriculture_Existing_Space Heating_Natural Gas_Gas Boiler - Burner Control Optimization_A_Technical Potential | F13 | Industrial | Agriculture | Existing | Space Heating | Natural Gas | Gas Boiler - Burner Control Optimization | A | Purchases (Incremental) | Technical Potential | 0 | 0 | 8.9286 | 13.7929 | 27.1102 | 46.6248 | 71.277 | 98.0674 | 122.6611 | 140.6372 | 148.8442 | 146.2779 | 134.1722 | 115.3765 | 93.3777 | 71.3749 | 51.6853 | 35.5559 | 23.2953 | 14.5687 | 8.715 | 5.799
F14_Industrial_Agriculture_Existing_Space Heating_Natural Gas_Gas Boiler - Burner Control Optimization_A_Technical Potential | F14 | Industrial | Agriculture | Existing | Space Heating | Natural Gas | Gas Boiler - Burner Control Optimization | A | Purchases (Cumulative) | Technical Potential | 0 | 0 | 8.9286 | 22.7215 | 49.8316 | 96.4565 | 167.7335 | 265.8009 | 388.4619 | 529.0992 | 677.9434 | 824.2213 | 958.3934 | 1073.7699 | 1167.1477 | 1238.5226 | 1290.2079 | 1325.7638 | 1349.0591 | 1363.6277 | 1372.3427 | 1378.1417
F1_Industrial_Agriculture_Existing_Process_Natural Gas_Gas Boiler - Burner Control Optimization_A_Technical Potential | F1 | Industrial | Agriculture | Existing | Process | Natural Gas | Gas Boiler - Burner Control Optimization | A | Original Unit Energy Savings (kWh or therms) | Technical Potential | 0 | 0 | 0.61528 | 0.61528 | 0.61528 | 0.61528 | 0.61528 | 0.61528 | 0.61528 | 0.61528 | 0.61528 | 0.61528 | 0.61528 | 0.61528 | 0.61528 | 0.61528 | 0.61528 | 0.61528 | 0.61528 | 0.61528 | 0.61528 | 0.61528
F2_Industrial_Agriculture_Existing_Process_Natural Gas_Gas Boiler - Burner Control Optimization_A_Technical Potential | F2 | Industrial | Agriculture | Existing | Process | Natural Gas | Gas Boiler - Burner Control Optimization | A | Original Unit Summer Peak Savings (kW) | Technical Potential | 0 | 0 | 0 | 0 | 0 | 0 | 0 | 0 | 0 | 0 | 0 | 0 | 0 | 0 | 0 | 0 | 0 | 0 | 0 | 0 | 0 | 0
F3_Industrial_Agriculture_Existing_Process_Natural Gas_Gas Boiler - Burner Control Optimization_A_Technical Potential | F3 | Industrial | Agriculture | Existing | Process | Natural Gas | Gas Boiler - Burner Control Optimization | A | Original Unit Winter Peak Savings (kW) | Technical Potential | 0 | 0 | 0 | 0 | 0 | 0 | 0 | 0 | 0 | 0 | 0 | 0 | 0 | 0 | 0 | 0 | 0 | 0 | 0 | 0 | 0 | 0
F4_Industrial_Agriculture_Existing_Process_Natural Gas_Gas Boiler - Burner Control Optimization_A_Technical Potential | F4 | Industrial | Agriculture | Existing | Process | Natural Gas | Gas Boiler - Burner Control Optimization | A | Standalone Impact on Baseline Energy (%) | Technical Potential | 0% | 0% | 0.002081% | 0.005389% | 0.01203% | 0.02369% | 0.04191% | 0.06758% | 0.1005% | 0.1393% | 0.1816% | 0.2247% | 0.2658% | 0.303% | 0.3352% | 0.3619% | 0.3836% | 0.4011% | 0.4153% | 0.4272% | 0.4375% | 0.447%
F5_Industrial_Agriculture_Existing_Process_Natural Gas_Gas Boiler - Burner Control Optimization_A_Technical Potential | F5 | Industrial | Agriculture | Existing | Process | Natural Gas | Gas Boiler - Burner Control Optimization | A | Standalone Impact on Baseline Summer Peak (%) | Technical Potential | bar: 2019 to 2040
F6_Industrial_Agriculture_Existing_Process_Natural Gas_Gas Boiler - Burner Control Optimization_A_Technical Potential | F6 | Industrial | Agriculture | Existing | Process | Natural Gas | Gas Boiler - Burner Control Optimization | A | Standalone Impact on Baseline Winter Peak (%) | Technical Potential | bar: 2019 to 2040
F7_Industrial_Agriculture_Existing_Process_Natural Gas_Gas Boiler - Burner Control Optimization_A_Technical Potential | F7 | Industrial | Agriculture | Existing | Process | Natural Gas | Gas Boiler - Burner Control Optimization | A | Incremental Energy Savings (MWh or mTherms) | Technical Potential | 0 | 0 | 0.045442 | 0.0702 | 0.13798 | 0.2373 | 0.36277 | 0.49912 | 0.62429 | 0.71578 | 0.75755 | 0.74449 | 0.68288 | 0.58722 | 0.47525 | 0.36327 | 0.26306 | 0.18096 | 0.11856 | 0.074148 | 0.044355 | 0.029515
F8_Industrial_Agriculture_Existing_Process_Natural Gas_Gas Boiler - Burner Control Optimization_A_Technical Potential | F8 | Industrial | Agriculture | Existing | Process | Natural Gas | Gas Boiler - Burner Control Optimization | A | Incremental Summer Peak Savings (MW) | Technical Potential | 0 | 0 | 0 | 0 | 0 | 0 | 0 | 0 | 0 | 0 | 0 | 0 | 0 | 0 | 0 | 0 | 0 | 0 | 0 | 0 | 0 | 0
F9_Industrial_Agriculture_Existing_Process_Natural Gas_Gas Boiler - Burner Control Optimization_A_Technical Potential | F9 | Industrial | Agriculture | Existing | Process | Natural Gas | Gas Boiler - Burner Control Optimization | A | Incremental Winter Peak Savings (MW) | Technical Potential | 0 | 0 | 0 | 0 | 0 | 0 | 0 | 0 | 0 | 0 | 0 | 0 | 0 | 0 | 0 | 0 | 0 | 0 | 0 | 0 | 0 | 0
F10_Industrial_Agriculture_Existing_Process_Natural Gas_Gas Boiler - Burner Control Optimization_A_Technical Potential | F10 | Industrial | Agriculture | Existing | Process | Natural Gas | Gas Boiler - Burner Control Optimization | A | Cumulative Energy Savings (MWh or mTherms) | Technical Potential | 0 | 0 | 0.045442 | 0.11564 | 0.25362 | 0.49092 | 0.85369 | 1.3528 | 1.9771 | 2.6929 | 3.4504 | 4.1949 | 4.8778 | 5.465 | 5.9403 | 6.3035 | 6.5666 | 6.7476 | 6.8661 | 6.9403 | 6.9846 | 7.0141
F11_Industrial_Agriculture_Existing_Process_Natural Gas_Gas Boiler - Burner Control Optimization_A_Technical Potential | F11 | Industrial | Agriculture | Existing | Process | Natural Gas | Gas Boiler - Burner Control Optimization | A | Cumulative Summer Peak Savings (MW) | Technical Potential | 0 | 0 | 0 | 0 | 0 | 0 | 0 | 0 | 0 | 0 | 0 | 0 | 0 | 0 | 0 | 0 | 0 | 0 | 0 | 0 | 0 | 0
F12_Industrial_Agriculture_Existing_Process_Natural Gas_Gas Boiler - Burner Control Optimization_A_Technical Potential | F12 | Industrial | Agriculture | Existing | Process | Natural Gas | Gas Boiler - Burner Control Optimization | A | Cumulative Winter Peak Savings (MW) | Technical Potential | 0 | 0 | 0 | 0 | 0 | 0 | 0 | 0 | 0 | 0 | 0 | 0 | 0 | 0 | 0 | 0 | 0 | 0 | 0 | 0 | 0 | 0
F13_Industrial_Agriculture_Existing_Process_Natural Gas_Gas Boiler - Burner Control Optimization_A_Technical Potential | F13 | Industrial | Agriculture | Existing | Process | Natural Gas | Gas Boiler - Burner Control Optimization | A | Purchases (Incremental) | Technical Potential | 0 | 0 | 73.8567 | 114.0943 | 224.2542 | 385.6786 | 589.6007 | 811.2092 | 1014.6473 | 1163.3456 | 1231.2331 | 1210.0049 | 1109.8666 | 954.3896 | 772.4167 | 590.4105 | 427.5386 | 294.1171 | 192.6974 | 120.5114 | 72.09 | 47.9694
F14_Industrial_Agriculture_Existing_Process_Natural Gas_Gas Boiler - Burner Control Optimization_A_Technical Potential | F14 | Industrial | Agriculture | Existing | Process | Natural Gas | Gas Boiler - Burner Control Optimization | A | Purchases (Cumulative) | Technical Potential | 0 | 0 | 73.8567 | 187.951 | 412.2052 | 797.8839 | 1387.4846 | 2198.6938 | 3213.341 | 4376.6866 | 5607.9197 | 6817.9247 | 7927.7913 | 8882.1809 | 9654.5976 | 10245.0081 | 10672.5467 | 10966.6638 | 11159.3612 | 11279.8726 | 11351.9626 | 11399.9321
F1_Industrial_Agriculture_Existing_Space Heating_Natural Gas_HVAC - Demand Controlled Ventilation_A_Technical Potential | F1 | Industrial | Agriculture | Existing | Space Heating | Natural Gas | HVAC - Demand Controlled Ventilation | A | Original Unit Energy Savings (kWh or therms) | Technical Potential | 0 | 0 | 0.076632 | 0.076208 | 0.075785 | 0.075366 | 0.074954 | 0.074553 | 0.074165 | 0.073793 | 0.07344 | 0.073107 | 0.072794 | 0.072499 | 0.072221 | 0.07196 | 0.071715 | 0.071483 | 0.071266 | 0.071061 | 0.070868 | 0.070686
F2_Industrial_Agriculture_Existing_Space Heating_Natural Gas_HVAC - Demand Controlled Ventilation_A_Technical Potential | F2 | Industrial | Agriculture | Existing | Space Heating | Natural Gas | HVAC - Demand Controlled Ventilation | A | Original Unit Summer Peak Savings (kW) | Technical Potential | 0 | 0 | 0 | 0 | 0 | 0 | 0 | 0 | 0 | 0 | 0 | 0 | 0 | 0 | 0 | 0 | 0 | 0 | 0 | 0 | 0 | 0
F3_Industrial_Agriculture_Existing_Space Heating_Natural Gas_HVAC - Demand Controlled Ventilation_A_Technical Potential | F3 | Industrial | Agriculture | Existing | Space Heating | Natural Gas | HVAC - Demand Controlled Ventilation | A | Original Unit Winter Peak Savings (kW) | Technical Potential | 0 | 0 | 0 | 0 | 0 | 0 | 0 | 0 | 0 | 0 | 0 | 0 | 0 | 0 | 0 | 0 | 0 | 0 | 0 | 0 | 0 | 0
F4_Industrial_Agriculture_Existing_Space Heating_Natural Gas_HVAC - Demand Controlled Ventilation_A_Technical Potential | F4 | Industrial | Agriculture | Existing | Space Heating | Natural Gas | HVAC - Demand Controlled Ventilation | A | Standalone Impact on Baseline Energy (%) | Technical Potential | 0% | 0% | 0.05009% | 0.1007% | 0.152% | 0.2038% | 0.2561% | 0.3091% | 0.3628% | 0.4171% | 0.4721% | 0.5279% | 0.5844% | 0.6418% | 0.7% | 0.7591% | 0.819% | 0.88% | 0.9418% | 1.005% | 1.069% | 1.133%
F5_Industrial_Agriculture_Existing_Space Heating_Natural Gas_HVAC - Demand Controlled Ventilation_A_Technical Potential | F5 | Industrial | Agriculture | Existing | Space Heating | Natural Gas | HVAC - Demand Controlled Ventilation | A | Standalone Impact on Baseline Summer Peak (%) | Technical Potential | bar: 2019 to 2040
F6_Industrial_Agriculture_Existing_Space Heating_Natural Gas_HVAC - Demand Controlled Ventilation_A_Technical Potential | F6 | Industrial | Agriculture | Existing | Space Heating | Natural Gas | HVAC - Demand Controlled Ventilation | A | Standalone Impact on Baseline Winter Peak (%) | Technical Potential | bar: 2019 to 2040
F7_Industrial_Agriculture_Existing_Space Heating_Natural Gas_HVAC - Demand Controlled Ventilation_A_Technical Potential | F7 | Industrial | Agriculture | Existing | Space Heating | Natural Gas | HVAC - Demand Controlled Ventilation | A | Incremental Energy Savings (MWh or mTherms) | Technical Potential | 0 | 0 | 0.52963 | 0.51762 | 0.50587 | 0.4944 | 0.48322 | 0.47235 | 0.46179 | 0.45155 | 0.44164 | 0.43206 | 0.42279 | 0.41382 | 0.40513 | 0.3967 | 0.38853 | 0.3806 | 0.3729 | 0.36542 | 0.35814 | 0.35107
F8_Industrial_Agriculture_Existing_Space Heating_Natural Gas_HVAC - Demand Controlled Ventilation_A_Technical Potential | F8 | Industrial | Agriculture | Existing | Space Heating | Natural Gas | HVAC - Demand Controlled Ventilation | A | Incremental Summer Peak Savings (MW) | Technical Potential | 0 | 0 | 0 | 0 | 0 | 0 | 0 | 0 | 0 | 0 | 0 | 0 | 0 | 0 | 0 | 0 | 0 | 0 | 0 | 0 | 0 | 0
F9_Industrial_Agriculture_Existing_Space Heating_Natural Gas_HVAC - Demand Controlled Ventilation_A_Technical Potential | F9 | Industrial | Agriculture | Existing | Space Heating | Natural Gas | HVAC - Demand Controlled Ventilation | A | Incremental Winter Peak Savings (MW) | Technical Potential | 0 | 0 | 0 | 0 | 0 | 0 | 0 | 0 | 0 | 0 | 0 | 0 | 0 | 0 | 0 | 0 | 0 | 0 | 0 | 0 | 0 | 0
F10_Industrial_Agriculture_Existing_Space Heating_Natural Gas_HVAC - Demand Controlled Ventilation_A_Technical Potential | F10 | Industrial | Agriculture | Existing | Space Heating | Natural Gas | HVAC - Demand Controlled Ventilation | A | Cumulative Energy Savings (MWh or mTherms) | Technical Potential | 0 | 0 | 0.52963 | 1.0443 | 1.5444 | 2.0303 | 2.5024 | 2.9613 | 3.4077 | 3.8422 | 4.2654 | 4.6782 | 5.0809 | 5.4742 | 5.8583 | 6.2339 | 6.6011 | 6.9604 | 7.3121 | 7.6565 | 7.9939 | 8.3245
F11_Industrial_Agriculture_Existing_Space Heating_Natural Gas_HVAC - Demand Controlled Ventilation_A_Technical Potential | F11 | Industrial | Agriculture | Existing | Space Heating | Natural Gas | HVAC - Demand Controlled Ventilation | A | Cumulative Summer Peak Savings (MW) | Technical Potential | 0 | 0 | 0 | 0 | 0 | 0 | 0 | 0 | 0 | 0 | 0 | 0 | 0 | 0 | 0 | 0 | 0 | 0 | 0 | 0 | 0 | 0
F12_Industrial_Agriculture_Existing_Space Heating_Natural Gas_HVAC - Demand Controlled Ventilation_A_Technical Potential | F12 | Industrial | Agriculture | Existing | Space Heating | Natural Gas | HVAC - Demand Controlled Ventilation | A | Cumulative Winter Peak Savings (MW) | Technical Potential | 0 | 0 | 0 | 0 | 0 | 0 | 0 | 0 | 0 | 0 | 0 | 0 | 0 | 0 | 0 | 0 | 0 | 0 | 0 | 0 | 0 | 0
F13_Industrial_Agriculture_Existing_Space Heating_Natural Gas_HVAC - Demand Controlled Ventilation_A_Technical Potential | F13 | Industrial | Agriculture | Existing | Space Heating | Natural Gas | HVAC - Demand Controlled Ventilation | A | Purchases (Incremental) | Technical Potential | 0 | 0 | 6911.3657 | 6792.2042 | 6675.0972 | 6560.0093 | 6446.9057 | 6335.7522 | 6226.5151 | 6119.1614 | 6013.6586 | 5909.9748 | 5808.0787 | 5707.9394 | 5609.5267 | 5512.8107 | 5417.7622 | 5324.3525 | 5232.5534 | 5142.3369 | 5053.6759 | 4966.5436
F14_Industrial_Agriculture_Existing_Space Heating_Natural Gas_HVAC - Demand Controlled Ventilation_A_Technical Potential | F14 | Industrial | Agriculture | Existing | Space Heating | Natural Gas | HVAC - Demand Controlled Ventilation | A | Purchases (Cumulative) | Technical Potential | 0 | 0 | 6911.3657 | 13703.5699 | 20378.6671 | 26938.6765 | 33385.5822 | 39721.3344 | 45947.8495 | 52067.0108 | 58080.6694 | 63990.6443 | 69798.723 | 75506.6624 | 81116.1891 | 86628.9997 | 92046.762 | 97371.1145 | 102603.6679 | 107746.0048 | 112799.6807 | 117766.2243
F1_Industrial_Agriculture_Existing_Space Heating_Natural Gas_Gas Boiler - Stack Economizer_A_Technical Potential | F1 | Industrial | Agriculture | Existing | Space Heating | Natural Gas | Gas Boiler - Stack Economizer | A | Original Unit Energy Savings (kWh or therms) | Technical Potential | 0 | 0 | 1.1622 | 1.1592 | 1.1564 | 1.1536 | 1.1509 | 1.1482 | 1.1457 | 1.1432 | 1.1408 | 1.1386 | 1.1364 | 1.1343 | 1.1323 | 1.1305 | 1.1287 | 1.127 | 1.1255 | 1.1241 | 1.1228 | 1.1216
F2_Industrial_Agriculture_Existing_Space Heating_Natural Gas_Gas Boiler - Stack Economizer_A_Technical Potential | F2 | Industrial | Agriculture | Existing | Space Heating | Natural Gas | Gas Boiler - Stack Economizer | A | Original Unit Summer Peak Savings (kW) | Technical Potential | 0 | 0 | 0 | 0 | 0 | 0 | 0 | 0 | 0 | 0 | 0 | 0 | 0 | 0 | 0 | 0 | 0 | 0 | 0 | 0 | 0 | 0
F3_Industrial_Agriculture_Existing_Space Heating_Natural Gas_Gas Boiler - Stack Economizer_A_Technical Potential | F3 | Industrial | Agriculture | Existing | Space Heating | Natural Gas | Gas Boiler - Stack Economizer | A | Original Unit Winter Peak Savings (kW) | Technical Potential | 0 | 0 | 0 | 0 | 0 | 0 | 0 | 0 | 0 | 0 | 0 | 0 | 0 | 0 | 0 | 0 | 0 | 0 | 0 | 0 | 0 | 0
F4_Industrial_Agriculture_Existing_Space Heating_Natural Gas_Gas Boiler - Stack Economizer_A_Technical Potential | F4 | Industrial | Agriculture | Existing | Space Heating | Natural Gas | Gas Boiler - Stack Economizer | A | Standalone Impact on Baseline Energy (%) | Technical Potential | 0% | 0% | 0.009702% | 0.01957% | 0.02961% | 0.03983% | 0.05023% | 0.05983% | 0.06786% | 0.07464% | 0.08041% | 0.08539% | 0.08973% | 0.09358% | 0.09704% | 0.1002% | 0.1031% | 0.1058% | 0.1077% | 0.1096% | 0.1115% | 0.1134%
F5_Industrial_Agriculture_Existing_Space Heating_Natural Gas_Gas Boiler - Stack Economizer_A_Technical Potential | F5 | Industrial | Agriculture | Existing | Space Heating | Natural Gas | Gas Boiler - Stack Economizer | A | Standalone Impact on Baseline Summer Peak (%) | Technical Potential | bar: 2019 to 2040
F6_Industrial_Agriculture_Existing_Space Heating_Natural Gas_Gas Boiler - Stack Economizer_A_Technical Potential | F6 | Industrial | Agriculture | Existing | Space Heating | Natural Gas | Gas Boiler - Stack Economizer | A | Standalone Impact on Baseline Winter Peak (%) | Technical Potential | bar: 2019 to 2040
F7_Industrial_Agriculture_Existing_Space Heating_Natural Gas_Gas Boiler - Stack Economizer_A_Technical Potential | F7 | Industrial | Agriculture | Existing | Space Heating | Natural Gas | Gas Boiler - Stack Economizer | A | Incremental Energy Savings (MWh or mTherms) | Technical Potential | 0 | 0 | 0.10258 | 0.10056 | 0.098578 | 0.096645 | 0.094755 | 0.083617 | 0.065594 | 0.051459 | 0.040373 | 0.031678 | 0.024858 | 0.019508 | 0.01531 | 0.012017 | 0.0094334 | 0.0074057 | 4.9574e-05 | 1.7378e-05 | 5.8154e-06 | 1.8617e-06
F8_Industrial_Agriculture_Existing_Space Heating_Natural Gas_Gas Boiler - Stack Economizer_A_Technical Potential | F8 | Industrial | Agriculture | Existing | Space Heating | Natural Gas | Gas Boiler - Stack Economizer | A | Incremental Summer Peak Savings (MW) | Technical Potential | 0 | 0 | 0 | 0 | 0 | 0 | 0 | 0 | 0 | 0 | 0 | 0 | 0 | 0 | 0 | 0 | 0 | 0 | 0 | 0 | 0 | 0
F9_Industrial_Agriculture_Existing_Space Heating_Natural Gas_Gas Boiler - Stack Economizer_A_Technical Potential | F9 | Industrial | Agriculture | Existing | Space Heating | Natural Gas | Gas Boiler - Stack Economizer | A | Incremental Winter Peak Savings (MW) | Technical Potential | 0 | 0 | 0 | 0 | 0 | 0 | 0 | 0 | 0 | 0 | 0 | 0 | 0 | 0 | 0 | 0 | 0 | 0 | 0 | 0 | 0 | 0
F10_Industrial_Agriculture_Existing_Space Heating_Natural Gas_Gas Boiler - Stack Economizer_A_Technical Potential | F10 | Industrial | Agriculture | Existing | Space Heating | Natural Gas | Gas Boiler - Stack Economizer | A | Cumulative Energy Savings (MWh or mTherms) | Technical Potential | 0 | 0 | 0.10258 | 0.20287 | 0.30095 | 0.39687 | 0.49069 | 0.57318 | 0.6375 | 0.68758 | 0.72653 | 0.75675 | 0.78016 | 0.79824 | 0.81216 | 0.82284 | 0.83099 | 0.83718 | 0.83609 | 0.83506 | 0.8341 | 0.83322
F11_Industrial_Agriculture_Existing_Space Heating_Natural Gas_Gas Boiler - Stack Economizer_A_Technical Potential | F11 | Industrial | Agriculture | Existing | Space Heating | Natural Gas | Gas Boiler - Stack Economizer | A | Cumulative Summer Peak Savings (MW) | Technical Potential | 0 | 0 | 0 | 0 | 0 | 0 | 0 | 0 | 0 | 0 | 0 | 0 | 0 | 0 | 0 | 0 | 0 | 0 | 0 | 0 | 0 | 0
F12_Industrial_Agriculture_Existing_Space Heating_Natural Gas_Gas Boiler - Stack Economizer_A_Technical Potential | F12 | Industrial | Agriculture | Existing | Space Heating | Natural Gas | Gas Boiler - Stack Economizer | A | Cumulative Winter Peak Savings (MW) | Technical Potential | 0 | 0 | 0 | 0 | 0 | 0 | 0 | 0 | 0 | 0 | 0 | 0 | 0 | 0 | 0 | 0 | 0 | 0 | 0 | 0 | 0 | 0
F13_Industrial_Agriculture_Existing_Space Heating_Natural Gas_Gas Boiler - Stack Economizer_A_Technical Potential | F13 | Industrial | Agriculture | Existing | Space Heating | Natural Gas | Gas Boiler - Stack Economizer | A | Purchases (Incremental) | Technical Potential | 0 | 0 | 88.2637 | 86.7419 | 85.2464 | 83.7766 | 82.3322 | 72.8214 | 57.2527 | 45.0124 | 35.3891 | 27.8231 | 21.8748 | 17.1981 | 13.5212 | 10.6305 | 8.3578 | 6.5709 | 0.044046 | 0.01546 | 0.0051794 | 0.0016598
F14_Industrial_Agriculture_Existing_Space Heating_Natural Gas_Gas Boiler - Stack Economizer_A_Technical Potential | F14 | Industrial | Agriculture | Existing | Space Heating | Natural Gas | Gas Boiler - Stack Economizer | A | Purchases (Cumulative) | Technical Potential | 0 | 0 | 88.2637 | 175.0056 | 260.2519 | 344.0285 | 426.3607 | 499.1821 | 556.4347 | 601.4472 | 636.8363 | 664.6594 | 686.5342 | 703.7323 | 717.2535 | 727.884 | 736.2418 | 742.8127 | 742.8568 | 742.8722 | 742.8774 | 742.8791
F1_Industrial_Agriculture_Existing_Process_Natural Gas_Gas Boiler - Stack Economizer_A_Technical Potential | F1 | Industrial | Agriculture | Existing | Process | Natural Gas | Gas Boiler - Stack Economizer | A | Original Unit Energy Savings (kWh or therms) | Technical Potential | 0 | 0 | 2.0368 | 2.0368 | 2.0368 | 2.0368 | 2.0368 | 2.0368 | 2.0368 | 2.0368 | 2.0368 | 2.0368 | 2.0368 | 2.0368 | 2.0368 | 2.0368 | 2.0368 | 2.0368 | 2.0368 | 2.0368 | 2.0368 | 2.0368
F2_Industrial_Agriculture_Existing_Process_Natural Gas_Gas Boiler - Stack Economizer_A_Technical Potential | F2 | Industrial | Agriculture | Existing | Process | Natural Gas | Gas Boiler - Stack Economizer | A | Original Unit Summer Peak Savings (kW) | Technical Potential | 0 | 0 | 0 | 0 | 0 | 0 | 0 | 0 | 0 | 0 | 0 | 0 | 0 | 0 | 0 | 0 | 0 | 0 | 0 | 0 | 0 | 0
F3_Industrial_Agriculture_Existing_Process_Natural Gas_Gas Boiler - Stack Economizer_A_Technical Potential | F3 | Industrial | Agriculture | Existing | Process | Natural Gas | Gas Boiler - Stack Economizer | A | Original Unit Winter Peak Savings (kW) | Technical Potential | 0 | 0 | 0 | 0 | 0 | 0 | 0 | 0 | 0 | 0 | 0 | 0 | 0 | 0 | 0 | 0 | 0 | 0 | 0 | 0 | 0 | 0
F4_Industrial_Agriculture_Existing_Process_Natural Gas_Gas Boiler - Stack Economizer_A_Technical Potential | F4 | Industrial | Agriculture | Existing | Process | Natural Gas | Gas Boiler - Stack Economizer | A | Standalone Impact on Baseline Energy (%) | Technical Potential | 0% | 0% | 0.0681% | 0.1374% | 0.2079% | 0.2797% | 0.3527% | 0.4202% | 0.4766% | 0.5242% | 0.5647% | 0.5997% | 0.6304% | 0.6575% | 0.6819% | 0.7041% | 0.7247% | 0.744% | 0.7571% | 0.7704% | 0.7839% | 0.7977%
F5_Industrial_Agriculture_Existing_Process_Natural Gas_Gas Boiler - Stack Economizer_A_Technical Potential | F5 | Industrial | Agriculture | Existing | Process | Natural Gas | Gas Boiler - Stack Economizer | A | Standalone Impact on Baseline Summer Peak (%) | Technical Potential | bar: 2019 to 2040
F6_Industrial_Agriculture_Existing_Process_Natural Gas_Gas Boiler - Stack Economizer_A_Technical Potential | F6 | Industrial | Agriculture | Existing | Process | Natural Gas | Gas Boiler - Stack Economizer | A | Standalone Impact on Baseline Winter Peak (%) | Technical Potential | bar: 2019 to 2040
F7_Industrial_Agriculture_Existing_Process_Natural Gas_Gas Boiler - Stack Economizer_A_Technical Potential | F7 | Industrial | Agriculture | Existing | Process | Natural Gas | Gas Boiler - Stack Economizer | A | Incremental Energy Savings (MWh or mTherms) | Technical Potential | 0 | 0 | 1.4871 | 1.4614 | 1.4362 | 1.4115 | 1.3871 | 1.2269 | 0.9646 | 0.75838 | 0.59624 | 0.46877 | 0.36855 | 0.28976 | 0.22781 | 0.1791 | 0.14081 | 0.11071 | 0.0007421 | 0.00026047 | 8.7264e-05 | 2.7965e-05
F8_Industrial_Agriculture_Existing_Process_Natural Gas_Gas Boiler - Stack Economizer_A_Technical Potential | F8 | Industrial | Agriculture | Existing | Process | Natural Gas | Gas Boiler - Stack Economizer | A | Incremental Summer Peak Savings (MW) | Technical Potential | 0 | 0 | 0 | 0 | 0 | 0 | 0 | 0 | 0 | 0 | 0 | 0 | 0 | 0 | 0 | 0 | 0 | 0 | 0 | 0 | 0 | 0
F9_Industrial_Agriculture_Existing_Process_Natural Gas_Gas Boiler - Stack Economizer_A_Technical Potential | F9 | Industrial | Agriculture | Existing | Process | Natural Gas | Gas Boiler - Stack Economizer | A | Incremental Winter Peak Savings (MW) | Technical Potential | 0 | 0 | 0 | 0 | 0 | 0 | 0 | 0 | 0 | 0 | 0 | 0 | 0 | 0 | 0 | 0 | 0 | 0 | 0 | 0 | 0 | 0
F10_Industrial_Agriculture_Existing_Process_Natural Gas_Gas Boiler - Stack Economizer_A_Technical Potential | F10 | Industrial | Agriculture | Existing | Process | Natural Gas | Gas Boiler - Stack Economizer | A | Cumulative Energy Savings (MWh or mTherms) | Technical Potential | 0 | 0 | 1.4871 | 2.9485 | 4.3848 | 5.7963 | 7.1834 | 8.4103 | 9.3749 | 10.1333 | 10.7295 | 11.1983 | 11.5669 | 11.8566 | 12.0844 | 12.2635 | 12.4043 | 12.515 | 12.5158 | 12.5161 | 12.5161 | 12.5162
F11_Industrial_Agriculture_Existing_Process_Natural Gas_Gas Boiler - Stack Economizer_A_Technical Potential | F11 | Industrial | Agriculture | Existing | Process | Natural Gas | Gas Boiler - Stack Economizer | A | Cumulative Summer Peak Savings (MW) | Technical Potential | 0 | 0 | 0 | 0 | 0 | 0 | 0 | 0 | 0 | 0 | 0 | 0 | 0 | 0 | 0 | 0 | 0 | 0 | 0 | 0 | 0 | 0
F12_Industrial_Agriculture_Existing_Process_Natural Gas_Gas Boiler - Stack Economizer_A_Technical Potential | F12 | Industrial | Agriculture | Existing | Process | Natural Gas | Gas Boiler - Stack Economizer | A | Cumulative Winter Peak Savings (MW) | Technical Potential | 0 | 0 | 0 | 0 | 0 | 0 | 0 | 0 | 0 | 0 | 0 | 0 | 0 | 0 | 0 | 0 | 0 | 0 | 0 | 0 | 0 | 0
F13_Industrial_Agriculture_Existing_Process_Natural Gas_Gas Boiler - Stack Economizer_A_Technical Potential | F13 | Industrial | Agriculture | Existing | Process | Natural Gas | Gas Boiler - Stack Economizer | A | Purchases (Incremental) | Technical Potential | 0 | 0 | 730.1136 | 717.5254 | 705.1543 | 692.9965 | 681.0483 | 602.3755 | 473.5917 | 372.3411 | 292.7371 | 230.152 | 180.9471 | 142.2618 | 111.8472 | 87.9351 | 69.1352 | 54.3545 | 0.36435 | 0.12788 | 0.042844 | 0.01373
F14_Industrial_Agriculture_Existing_Process_Natural Gas_Gas Boiler - Stack Economizer_A_Technical Potential | F14 | Industrial | Agriculture | Existing | Process | Natural Gas | Gas Boiler - Stack Economizer | A | Purchases (Cumulative) | Technical Potential | 0 | 0 | 730.1136 | 1447.6391 | 2152.7934 | 2845.7899 | 3526.8381 | 4129.2136 | 4602.8053 | 4975.1464 | 5267.8836 | 5498.0355 | 5678.9826 | 5821.2444 | 5933.0916 | 6021.0267 | 6090.1618 | 6144.5164 | 6144.8807 | 6145.0086 | 6145.0514 | 6145.0652
F1_Industrial_Agriculture_Existing_Space Heating_Natural Gas_Gas Furnace Tube Inserts_A_Technical Potential | F1 | Industrial | Agriculture | Existing | Space Heating | Natural Gas | Gas Furnace Tube Inserts | A | Original Unit Energy Savings (kWh or therms) | Technical Potential | 0 | 0 | 0.088102 | 0.087615 | 0.087128 | 0.086647 | 0.086173 | 0.085712 | 0.085266 | 0.084839 | 0.084432 | 0.08405 | 0.08369 | 0.083351 | 0.083032 | 0.082732 | 0.082449 | 0.082183 | 0.081933 | 0.081697 | 0.081476 | 0.081267
F2_Industrial_Agriculture_Existing_Space Heating_Natural Gas_Gas Furnace Tube Inserts_A_Technical Potential | F2 | Industrial | Agriculture | Existing | Space Heating | Natural Gas | Gas Furnace Tube Inserts | A | Original Unit Summer Peak Savings (kW) | Technical Potential | 0 | 0 | 0 | 0 | 0 | 0 | 0 | 0 | 0 | 0 | 0 | 0 | 0 | 0 | 0 | 0 | 0 | 0 | 0 | 0 | 0 | 0
F3_Industrial_Agriculture_Existing_Space Heating_Natural Gas_Gas Furnace Tube Inserts_A_Technical Potential | F3 | Industrial | Agriculture | Existing | Space Heating | Natural Gas | Gas Furnace Tube Inserts | A | Original Unit Winter Peak Savings (kW) | Technical Potential | 0 | 0 | 0 | 0 | 0 | 0 | 0 | 0 | 0 | 0 | 0 | 0 | 0 | 0 | 0 | 0 | 0 | 0 | 0 | 0 | 0 | 0
F4_Industrial_Agriculture_Existing_Space Heating_Natural Gas_Gas Furnace Tube Inserts_A_Technical Potential | F4 | Industrial | Agriculture | Existing | Space Heating | Natural Gas | Gas Furnace Tube Inserts | A | Standalone Impact on Baseline Energy (%) | Technical Potential | bar: 2019 to 2040
F5_Industrial_Agriculture_Existing_Space Heating_Natural Gas_Gas Furnace Tube Inserts_A_Technical Potential | F5 | Industrial | Agriculture | Existing | Space Heating | Natural Gas | Gas Furnace Tube Inserts | A | Standalone Impact on Baseline Summer Peak (%) | Technical Potential | bar: 2019 to 2040
F6_Industrial_Agriculture_Existing_Space Heating_Natural Gas_Gas Furnace Tube Inserts_A_Technical Potential | F6 | Industrial | Agriculture | Existing | Space Heating | Natural Gas | Gas Furnace Tube Inserts | A | Standalone Impact on Baseline Winter Peak (%) | Technical Potential | bar: 2019 to 2040
F7_Industrial_Agriculture_Existing_Space Heating_Natural Gas_Gas Furnace Tube Inserts_A_Technical Potential | F7 | Industrial | Agriculture | Existing | Space Heating | Natural Gas | Gas Furnace Tube Inserts | A | Incremental Energy Savings (MWh or mTherms) | Technical Potential | 0 | 0 | 0 | 0 | 0 | 0 | 0 | 0 | 0 | 0 | 0 | 0 | 0 | 0 | 0 | 0 | 0 | 0 | 0 | 0 | 0 | 0
F8_Industrial_Agriculture_Existing_Space Heating_Natural Gas_Gas Furnace Tube Inserts_A_Technical Potential | F8 | Industrial | Agriculture | Existing | Space Heating | Natural Gas | Gas Furnace Tube Inserts | A | Incremental Summer Peak Savings (MW) | Technical Potential | 0 | 0 | 0 | 0 | 0 | 0 | 0 | 0 | 0 | 0 | 0 | 0 | 0 | 0 | 0 | 0 | 0 | 0 | 0 | 0 | 0 | 0
F9_Industrial_Agriculture_Existing_Space Heating_Natural Gas_Gas Furnace Tube Inserts_A_Technical Potential | F9 | Industrial | Agriculture | Existing | Space Heating | Natural Gas | Gas Furnace Tube Inserts | A | Incremental Winter Peak Savings (MW) | Technical Potential | 0 | 0 | 0 | 0 | 0 | 0 | 0 | 0 | 0 | 0 | 0 | 0 | 0 | 0 | 0 | 0 | 0 | 0 | 0 | 0 | 0 | 0
F10_Industrial_Agriculture_Existing_Space Heating_Natural Gas_Gas Furnace Tube Inserts_A_Technical Potential | F10 | Industrial | Agriculture | Existing | Space Heating | Natural Gas | Gas Furnace Tube Inserts | A | Cumulative Energy Savings (MWh or mTherms) | Technical Potential | 0 | 0 | 0 | 0 | 0 | 0 | 0 | 0 | 0 | 0 | 0 | 0 | 0 | 0 | 0 | 0 | 0 | 0 | 0 | 0 | 0 | 0
F11_Industrial_Agriculture_Existing_Space Heating_Natural Gas_Gas Furnace Tube Inserts_A_Technical Potential | F11 | Industrial | Agriculture | Existing | Space Heating | Natural Gas | Gas Furnace Tube Inserts | A | Cumulative Summer Peak Savings (MW) | Technical Potential | 0 | 0 | 0 | 0 | 0 | 0 | 0 | 0 | 0 | 0 | 0 | 0 | 0 | 0 | 0 | 0 | 0 | 0 | 0 | 0 | 0 | 0
F12_Industrial_Agriculture_Existing_Space Heating_Natural Gas_Gas Furnace Tube Inserts_A_Technical Potential | F12 | Industrial | Agriculture | Existing | Space Heating | Natural Gas | Gas Furnace Tube Inserts | A | Cumulative Winter Peak Savings (MW) | Technical Potential | 0 | 0 | 0 | 0 | 0 | 0 | 0 | 0 | 0 | 0 | 0 | 0 | 0 | 0 | 0 | 0 | 0 | 0 | 0 | 0 | 0 | 0
F13_Industrial_Agriculture_Existing_Space Heating_Natural Gas_Gas Furnace Tube Inserts_A_Technical Potential | F13 | Industrial | Agriculture | Existing | Space Heating | Natural Gas | Gas Furnace Tube Inserts | A | Purchases (Incremental) | Technical Potential | 0 | 0 | 0 | 0 | 0 | 0 | 0 | 0 | 0 | 0 | 0 | 0 | 0 | 0 | 0 | 0 | 0 | 0 | 0 | 0 | 0 | 0
F14_Industrial_Agriculture_Existing_Space Heating_Natural Gas_Gas Furnace Tube Inserts_A_Technical Potential | F14 | Industrial | Agriculture | Existing | Space Heating | Natural Gas | Gas Furnace Tube Inserts | A | Purchases (Cumulative) | Technical Potential | 0 | 0 | 0 | 0 | 0 | 0 | 0 | 0 | 0 | 0 | 0 | 0 | 0 | 0 | 0 | 0 | 0 | 0 | 0 | 0 | 0 | 0
F1_Industrial_Agriculture_Existing_Space Heating_Natural Gas_Space Heating - Heat Recovery Ventilator_A_Technical Potential | F1 | Industrial | Agriculture | Existing | Space Heating | Natural Gas | Space Heating - Heat Recovery Ventilator | A | Original Unit Energy Savings (kWh or therms) | Technical Potential | 0 | 0 | 0.01336 | 0.013329 | 0.013297 | 0.013266 | 0.013235 | 0.013205 | 0.013176 | 0.013148 | 0.013122 | 0.013097 | 0.013074 | 0.013051 | 0.013031 | 0.013011 | 0.012992 | 0.012975 | 0.012959 | 0.012943 | 0.012929 | 0.012915
F2_Industrial_Agriculture_Existing_Space Heating_Natural Gas_Space Heating - Heat Recovery Ventilator_A_Technical Potential | F2 | Industrial | Agriculture | Existing | Space Heating | Natural Gas | Space Heating - Heat Recovery Ventilator | A | Original Unit Summer Peak Savings (kW) | Technical Potential | 0 | 0 | 0 | 0 | 0 | 0 | 0 | 0 | 0 | 0 | 0 | 0 | 0 | 0 | 0 | 0 | 0 | 0 | 0 | 0 | 0 | 0
F3_Industrial_Agriculture_Existing_Space Heating_Natural Gas_Space Heating - Heat Recovery Ventilator_A_Technical Potential | F3 | Industrial | Agriculture | Existing | Space Heating | Natural Gas | Space Heating - Heat Recovery Ventilator | A | Original Unit Winter Peak Savings (kW) | Technical Potential | 0 | 0 | 0 | 0 | 0 | 0 | 0 | 0 | 0 | 0 | 0 | 0 | 0 | 0 | 0 | 0 | 0 | 0 | 0 | 0 | 0 | 0
F4_Industrial_Agriculture_Existing_Space Heating_Natural Gas_Space Heating - Heat Recovery Ventilator_A_Technical Potential | F4 | Industrial | Agriculture | Existing | Space Heating | Natural Gas | Space Heating - Heat Recovery Ventilator | A | Standalone Impact on Baseline Energy (%) | Technical Potential | 0% | 0% | 0.02138% | 0.04313% | 0.06526% | 0.08779% | 0.1107% | 0.134% | 0.1578% | 0.1819% | 0.2065% | 0.2315% | 0.2569% | 0.2828% | 0.3091% | 0.3359% | 0.3632% | 0.391% | 0.4192% | 0.4479% | 0.4772% | 0.5069%
F5_Industrial_Agriculture_Existing_Space Heating_Natural Gas_Space Heating - Heat Recovery Ventilator_A_Technical Potential | F5 | Industrial | Agriculture | Existing | Space Heating | Natural Gas | Space Heating - Heat Recovery Ventilator | A | Standalone Impact on Baseline Summer Peak (%) | Technical Potential | bar: 2019 to 2040
F6_Industrial_Agriculture_Existing_Space Heating_Natural Gas_Space Heating - Heat Recovery Ventilator_A_Technical Potential | F6 | Industrial | Agriculture | Existing | Space Heating | Natural Gas | Space Heating - Heat Recovery Ventilator | A | Standalone Impact on Baseline Winter Peak (%) | Technical Potential | bar: 2019 to 2040
F7_Industrial_Agriculture_Existing_Space Heating_Natural Gas_Space Heating - Heat Recovery Ventilator_A_Technical Potential | F7 | Industrial | Agriculture | Existing | Space Heating | Natural Gas | Space Heating - Heat Recovery Ventilator | A | Incremental Energy Savings (MWh or mTherms) | Technical Potential | 0 | 0 | 0.22602 | 0.2216 | 0.21726 | 0.21301 | 0.20885 | 0.20479 | 0.20082 | 0.19694 | 0.19315 | 0.18946 | 0.18586 | 0.18235 | 0.17892 | 0.17557 | 0.17229 | 0.1691 | 0.16597 | 0.16292 | 0.15993 | 0.15701
F8_Industrial_Agriculture_Existing_Space Heating_Natural Gas_Space Heating - Heat Recovery Ventilator_A_Technical Potential | F8 | Industrial | Agriculture | Existing | Space Heating | Natural Gas | Space Heating - Heat Recovery Ventilator | A | Incremental Summer Peak Savings (MW) | Technical Potential | 0 | 0 | 0 | 0 | 0 | 0 | 0 | 0 | 0 | 0 | 0 | 0 | 0 | 0 | 0 | 0 | 0 | 0 | 0 | 0 | 0 | 0
F9_Industrial_Agriculture_Existing_Space Heating_Natural Gas_Space Heating - Heat Recovery Ventilator_A_Technical Potential | F9 | Industrial | Agriculture | Existing | Space Heating | Natural Gas | Space Heating - Heat Recovery Ventilator | A | Incremental Winter Peak Savings (MW) | Technical Potential | 0 | 0 | 0 | 0 | 0 | 0 | 0 | 0 | 0 | 0 | 0 | 0 | 0 | 0 | 0 | 0 | 0 | 0 | 0 | 0 | 0 | 0
F10_Industrial_Agriculture_Existing_Space Heating_Natural Gas_Space Heating - Heat Recovery Ventilator_A_Technical Potential | F10 | Industrial | Agriculture | Existing | Space Heating | Natural Gas | Space Heating - Heat Recovery Ventilator | A | Cumulative Energy Savings (MWh or mTherms) | Technical Potential | 0 | 0 | 0.22602 | 0.44708 | 0.66328 | 0.87472 | 1.0816 | 1.2839 | 1.4819 | 1.6757 | 1.8655 | 2.0514 | 2.2336 | 2.4122 | 2.5872 | 2.7589 | 2.9272 | 3.0924 | 3.2545 | 3.4136 | 3.5697 | 3.723
F11_Industrial_Agriculture_Existing_Space Heating_Natural Gas_Space Heating - Heat Recovery Ventilator_A_Technical Potential | F11 | Industrial | Agriculture | Existing | Space Heating | Natural Gas | Space Heating - Heat Recovery Ventilator | A | Cumulative Summer Peak Savings (MW) | Technical Potential | 0 | 0 | 0 | 0 | 0 | 0 | 0 | 0 | 0 | 0 | 0 | 0 | 0 | 0 | 0 | 0 | 0 | 0 | 0 | 0 | 0 | 0
F12_Industrial_Agriculture_Existing_Space Heating_Natural Gas_Space Heating - Heat Recovery Ventilator_A_Technical Potential | F12 | Industrial | Agriculture | Existing | Space Heating | Natural Gas | Space Heating - Heat Recovery Ventilator | A | Cumulative Winter Peak Savings (MW) | Technical Potential | 0 | 0 | 0 | 0 | 0 | 0 | 0 | 0 | 0 | 0 | 0 | 0 | 0 | 0 | 0 | 0 | 0 | 0 | 0 | 0 | 0 | 0
F13_Industrial_Agriculture_Existing_Space Heating_Natural Gas_Space Heating - Heat Recovery Ventilator_A_Technical Potential | F13 | Industrial | Agriculture | Existing | Space Heating | Natural Gas | Space Heating - Heat Recovery Ventilator | A | Purchases (Incremental) | Technical Potential | 0 | 0 | 16917.1333 | 16625.4586 | 16338.8127 | 16057.1091 | 15780.2624 | 15508.1889 | 15240.8063 | 14978.0338 | 14719.7918 | 14466.0023 | 14216.5885 | 13971.4749 | 13730.5874 | 13493.8531 | 13261.2005 | 13032.5591 | 12807.8598 | 12587.0346 | 12370.0168 | 12156.7406
F14_Industrial_Agriculture_Existing_Space Heating_Natural Gas_Space Heating - Heat Recovery Ventilator_A_Technical Potential | F14 | Industrial | Agriculture | Existing | Space Heating | Natural Gas | Space Heating - Heat Recovery Ventilator | A | Purchases (Cumulative) | Technical Potential | 0 | 0 | 16917.1333 | 33542.5919 | 49881.4046 | 65938.5137 | 81718.776 | 97226.9649 | 112467.7712 | 127445.805 | 142165.5968 | 156631.5991 | 170848.1876 | 184819.6625 | 198550.2499 | 212044.103 | 225305.3035 | 238337.8625 | 251145.7223 | 263732.757 | 276102.7738 | 288259.5144
F1_Industrial_Agriculture_Existing_Space Heating_Natural Gas_Thermostat - Programmable_A_Technical Potential | F1 | Industrial | Agriculture | Existing | Space Heating | Natural Gas | Thermostat - Programmable | A | Original Unit Energy Savings (kWh or therms) | Technical Potential | 0 | 0 | 0.0064634 | 0.006448 | 0.0064327 | 0.0064176 | 0.0064027 | 0.0063882 | 0.0063742 | 0.0063608 | 0.006348 | 0.006336 | 0.0063246 | 0.0063139 | 0.0063038 | 0.0062943 | 0.0062853 | 0.0062769 | 0.006269 | 0.0062616 | 0.0062546 | 0.006248
F2_Industrial_Agriculture_Existing_Space Heating_Natural Gas_Thermostat - Programmable_A_Technical Potential | F2 | Industrial | Agriculture | Existing | Space Heating | Natural Gas | Thermostat - Programmable | A | Original Unit Summer Peak Savings (kW) | Technical Potential | 0 | 0 | 0 | 0 | 0 | 0 | 0 | 0 | 0 | 0 | 0 | 0 | 0 | 0 | 0 | 0 | 0 | 0 | 0 | 0 | 0 | 0
F3_Industrial_Agriculture_Existing_Space Heating_Natural Gas_Thermostat - Programmable_A_Technical Potential | F3 | Industrial | Agriculture | Existing | Space Heating | Natural Gas | Thermostat - Programmable | A | Original Unit Winter Peak Savings (kW) | Technical Potential | 0 | 0 | 0 | 0 | 0 | 0 | 0 | 0 | 0 | 0 | 0 | 0 | 0 | 0 | 0 | 0 | 0 | 0 | 0 | 0 | 0 | 0
F4_Industrial_Agriculture_Existing_Space Heating_Natural Gas_Thermostat - Programmable_A_Technical Potential | F4 | Industrial | Agriculture | Existing | Space Heating | Natural Gas | Thermostat - Programmable | A | Standalone Impact on Baseline Energy (%) | Technical Potential | 0% | 0% | 0.03103% | 0.0626% | 0.09472% | 0.1274% | 0.1607% | 0.1945% | 0.229% | 0.264% | 0.2997% | 0.3359% | 0.3729% | 0.4104% | 0.4486% | 0.4875% | 0.5271% | 0.5674% | 0.6084% | 0.6501% | 0.6925% | 0.7357%
F5_Industrial_Agriculture_Existing_Space Heating_Natural Gas_Thermostat - Programmable_A_Technical Potential | F5 | Industrial | Agriculture | Existing | Space Heating | Natural Gas | Thermostat - Programmable | A | Standalone Impact on Baseline Summer Peak (%) | Technical Potential | bar: 2019 to 2040
F6_Industrial_Agriculture_Existing_Space Heating_Natural Gas_Thermostat - Programmable_A_Technical Potential | F6 | Industrial | Agriculture | Existing | Space Heating | Natural Gas | Thermostat - Programmable | A | Standalone Impact on Baseline Winter Peak (%) | Technical Potential | bar: 2019 to 2040
F7_Industrial_Agriculture_Existing_Space Heating_Natural Gas_Thermostat - Programmable_A_Technical Potential | F7 | Industrial | Agriculture | Existing | Space Heating | Natural Gas | Thermostat - Programmable | A | Incremental Energy Savings (MWh or mTherms) | Technical Potential | 0 | 0 | 0.32803 | 0.3216 | 0.31531 | 0.30914 | 0.30311 | 0.29721 | 0.29145 | 0.28582 | 0.28032 | 0.27497 | 0.26974 | 0.26464 | 0.25966 | 0.2548 | 0.25005 | 0.24541 | 0.24088 | 0.23644 | 0.23211 | 0.22787
F8_Industrial_Agriculture_Existing_Space Heating_Natural Gas_Thermostat - Programmable_A_Technical Potential | F8 | Industrial | Agriculture | Existing | Space Heating | Natural Gas | Thermostat - Programmable | A | Incremental Summer Peak Savings (MW) | Technical Potential | 0 | 0 | 0 | 0 | 0 | 0 | 0 | 0 | 0 | 0 | 0 | 0 | 0 | 0 | 0 | 0 | 0 | 0 | 0 | 0 | 0 | 0
F9_Industrial_Agriculture_Existing_Space Heating_Natural Gas_Thermostat - Programmable_A_Technical Potential | F9 | Industrial | Agriculture | Existing | Space Heating | Natural Gas | Thermostat - Programmable | A | Incremental Winter Peak Savings (MW) | Technical Potential | 0 | 0 | 0 | 0 | 0 | 0 | 0 | 0 | 0 | 0 | 0 | 0 | 0 | 0 | 0 | 0 | 0 | 0 | 0 | 0 | 0 | 0
F10_Industrial_Agriculture_Existing_Space Heating_Natural Gas_Thermostat - Programmable_A_Technical Potential | F10 | Industrial | Agriculture | Existing | Space Heating | Natural Gas | Thermostat - Programmable | A | Cumulative Energy Savings (MWh or mTherms) | Technical Potential | 0 | 0 | 0.32803 | 0.64885 | 0.96262 | 1.2695 | 1.5697 | 1.8633 | 2.1507 | 2.432 | 2.7074 | 2.9772 | 3.2416 | 3.5008 | 3.7548 | 4.004 | 4.2483 | 4.4881 | 4.7233 | 4.9541 | 5.1807 | 5.4032
F11_Industrial_Agriculture_Existing_Space Heating_Natural Gas_Thermostat - Programmable_A_Technical Potential | F11 | Industrial | Agriculture | Existing | Space Heating | Natural Gas | Thermostat - Programmable | A | Cumulative Summer Peak Savings (MW) | Technical Potential | 0 | 0 | 0 | 0 | 0 | 0 | 0 | 0 | 0 | 0 | 0 | 0 | 0 | 0 | 0 | 0 | 0 | 0 | 0 | 0 | 0 | 0
F12_Industrial_Agriculture_Existing_Space Heating_Natural Gas_Thermostat - Programmable_A_Technical Potential | F12 | Industrial | Agriculture | Existing | Space Heating | Natural Gas | Thermostat - Programmable | A | Cumulative Winter Peak Savings (MW) | Technical Potential | 0 | 0 | 0 | 0 | 0 | 0 | 0 | 0 | 0 | 0 | 0 | 0 | 0 | 0 | 0 | 0 | 0 | 0 | 0 | 0 | 0 | 0
F13_Industrial_Agriculture_Existing_Space Heating_Natural Gas_Thermostat - Programmable_A_Technical Potential | F13 | Industrial | Agriculture | Existing | Space Heating | Natural Gas | Thermostat - Programmable | A | Purchases (Incremental) | Technical Potential | 0 | 0 | 50751.3999 | 49876.3757 | 49016.4382 | 48171.3272 | 47340.7871 | 46524.5666 | 45722.4189 | 44934.1014 | 44159.3755 | 43398.0069 | 42649.7654 | 41914.4246 | 41191.7621 | 40481.5594 | 39783.6014 | 39097.6773 | 38423.5794 | 37761.1039 | 37110.0504 | 36470.2219
F14_Industrial_Agriculture_Existing_Space Heating_Natural Gas_Thermostat - Programmable_A_Technical Potential | F14 | Industrial | Agriculture | Existing | Space Heating | Natural Gas | Thermostat - Programmable | A | Purchases (Cumulative) | Technical Potential | 0 | 0 | 50751.3999 | 100627.7756 | 149644.2138 | 197815.541 | 245156.3281 | 291680.8947 | 337403.3136 | 382337.415 | 426496.7904 | 469894.7974 | 512544.5628 | 554458.9874 | 595650.7496 | 636132.3089 | 675915.9104 | 715013.5876 | 753437.167 | 791198.2709 | 828308.3213 | 864778.5432
F1_Industrial_Agriculture_Existing_Space Heating_Natural Gas_ENERGY STAR Connected Thermostat_A_Technical Potential | F1 | Industrial | Agriculture | Existing | Space Heating | Natural Gas | ENERGY STAR Connected Thermostat | A | Original Unit Energy Savings (kWh or therms) | Technical Potential | 0 | 0 | 0.015624 | 0.015587 | 0.01555 | 0.015514 | 0.015478 | 0.015443 | 0.015409 | 0.015376 | 0.015345 | 0.015316 | 0.015289 | 0.015263 | 0.015238 | 0.015215 | 0.015194 | 0.015173 | 0.015154 | 0.015136 | 0.01512 | 0.015104
F2_Industrial_Agriculture_Existing_Space Heating_Natural Gas_ENERGY STAR Connected Thermostat_A_Technical Potential | F2 | Industrial | Agriculture | Existing | Space Heating | Natural Gas | ENERGY STAR Connected Thermostat | A | Original Unit Summer Peak Savings (kW) | Technical Potential | 0 | 0 | 0 | 0 | 0 | 0 | 0 | 0 | 0 | 0 | 0 | 0 | 0 | 0 | 0 | 0 | 0 | 0 | 0 | 0 | 0 | 0
F3_Industrial_Agriculture_Existing_Space Heating_Natural Gas_ENERGY STAR Connected Thermostat_A_Technical Potential | F3 | Industrial | Agriculture | Existing | Space Heating | Natural Gas | ENERGY STAR Connected Thermostat | A | Original Unit Winter Peak Savings (kW) | Technical Potential | 0 | 0 | 0 | 0 | 0 | 0 | 0 | 0 | 0 | 0 | 0 | 0 | 0 | 0 | 0 | 0 | 0 | 0 | 0 | 0 | 0 | 0
F4_Industrial_Agriculture_Existing_Space Heating_Natural Gas_ENERGY STAR Connected Thermostat_A_Technical Potential | F4 | Industrial | Agriculture | Existing | Space Heating | Natural Gas | ENERGY STAR Connected Thermostat | A | Standalone Impact on Baseline Energy (%) | Technical Potential | 0% | 0% | 0.075% | 0.1513% | 0.229% | 0.308% | 0.3884% | 0.4702% | 0.5535% | 0.6382% | 0.7244% | 0.8121% | 0.9013% | 0.9921% | 1.085% | 1.179% | 1.274% | 1.372% | 1.471% | 1.571% | 1.674% | 1.778%
F5_Industrial_Agriculture_Existing_Space Heating_Natural Gas_ENERGY STAR Connected Thermostat_A_Technical Potential | F5 | Industrial | Agriculture | Existing | Space Heating | Natural Gas | ENERGY STAR Connected Thermostat | A | Standalone Impact on Baseline Summer Peak (%) | Technical Potential | bar: 2019 to 2040
F6_Industrial_Agriculture_Existing_Space Heating_Natural Gas_ENERGY STAR Connected Thermostat_A_Technical Potential | F6 | Industrial | Agriculture | Existing | Space Heating | Natural Gas | ENERGY STAR Connected Thermostat | A | Standalone Impact on Baseline Winter Peak (%) | Technical Potential | bar: 2019 to 2040
F7_Industrial_Agriculture_Existing_Space Heating_Natural Gas_ENERGY STAR Connected Thermostat_A_Technical Potential | F7 | Industrial | Agriculture | Existing | Space Heating | Natural Gas | ENERGY STAR Connected Thermostat | A | Incremental Energy Savings (MWh or mTherms) | Technical Potential | 0 | 0 | 0.79296 | 0.77743 | 0.76221 | 0.74731 | 0.73272 | 0.71846 | 0.70453 | 0.69092 | 0.67764 | 0.66469 | 0.65206 | 0.63973 | 0.6277 | 0.61595 | 0.60447 | 0.59325 | 0.58228 | 0.57157 | 0.56109 | 0.55084
F8_Industrial_Agriculture_Existing_Space Heating_Natural Gas_ENERGY STAR Connected Thermostat_A_Technical Potential | F8 | Industrial | Agriculture | Existing | Space Heating | Natural Gas | ENERGY STAR Connected Thermostat | A | Incremental Summer Peak Savings (MW) | Technical Potential | 0 | 0 | 0 | 0 | 0 | 0 | 0 | 0 | 0 | 0 | 0 | 0 | 0 | 0 | 0 | 0 | 0 | 0 | 0 | 0 | 0 | 0
F9_Industrial_Agriculture_Existing_Space Heating_Natural Gas_ENERGY STAR Connected Thermostat_A_Technical Potential | F9 | Industrial | Agriculture | Existing | Space Heating | Natural Gas | ENERGY STAR Connected Thermostat | A | Incremental Winter Peak Savings (MW) | Technical Potential | 0 | 0 | 0 | 0 | 0 | 0 | 0 | 0 | 0 | 0 | 0 | 0 | 0 | 0 | 0 | 0 | 0 | 0 | 0 | 0 | 0 | 0
F10_Industrial_Agriculture_Existing_Space Heating_Natural Gas_ENERGY STAR Connected Thermostat_A_Technical Potential | F10 | Industrial | Agriculture | Existing | Space Heating | Natural Gas | ENERGY STAR Connected Thermostat | A | Cumulative Energy Savings (MWh or mTherms) | Technical Potential | 0 | 0 | 0.79296 | 1.5685 | 2.327 | 3.0688 | 3.7944 | 4.5043 | 5.199 | 5.8789 | 6.5448 | 7.197 | 7.8362 | 8.4626 | 9.0768 | 9.679 | 10.2697 | 10.8492 | 11.4178 | 11.9759 | 12.5236 | 13.0614
F11_Industrial_Agriculture_Existing_Space Heating_Natural Gas_ENERGY STAR Connected Thermostat_A_Technical Potential | F11 | Industrial | Agriculture | Existing | Space Heating | Natural Gas | ENERGY STAR Connected Thermostat | A | Cumulative Summer Peak Savings (MW) | Technical Potential | 0 | 0 | 0 | 0 | 0 | 0 | 0 | 0 | 0 | 0 | 0 | 0 | 0 | 0 | 0 | 0 | 0 | 0 | 0 | 0 | 0 | 0
F12_Industrial_Agriculture_Existing_Space Heating_Natural Gas_ENERGY STAR Connected Thermostat_A_Technical Potential | F12 | Industrial | Agriculture | Existing | Space Heating | Natural Gas | ENERGY STAR Connected Thermostat | A | Cumulative Winter Peak Savings (MW) | Technical Potential | 0 | 0 | 0 | 0 | 0 | 0 | 0 | 0 | 0 | 0 | 0 | 0 | 0 | 0 | 0 | 0 | 0 | 0 | 0 | 0 | 0 | 0
F13_Industrial_Agriculture_Existing_Space Heating_Natural Gas_ENERGY STAR Connected Thermostat_A_Technical Potential | F13 | Industrial | Agriculture | Existing | Space Heating | Natural Gas | ENERGY STAR Connected Thermostat | A | Purchases (Incremental) | Technical Potential | 0 | 0 | 50751.3999 | 49876.3757 | 49016.4382 | 48171.3272 | 47340.7871 | 46524.5666 | 45722.4189 | 44934.1014 | 44159.3755 | 43398.0069 | 42649.7654 | 41914.4246 | 41191.7621 | 40481.5594 | 39783.6014 | 39097.6773 | 38423.5794 | 37761.1039 | 37110.0504 | 36470.2219
F14_Industrial_Agriculture_Existing_Space Heating_Natural Gas_ENERGY STAR Connected Thermostat_A_Technical Potential | F14 | Industrial | Agriculture | Existing | Space Heating | Natural Gas | ENERGY STAR Connected Thermostat | A | Purchases (Cumulative) | Technical Potential | 0 | 0 | 50751.3999 | 100627.7756 | 149644.2138 | 197815.541 | 245156.3281 | 291680.8947 | 337403.3136 | 382337.415 | 426496.7904 | 469894.7974 | 512544.5628 | 554458.9874 | 595650.7496 | 636132.3089 | 675915.9104 | 715013.5876 | 753437.167 | 791198.2709 | 828308.3213 | 864778.5432
F1_Industrial_Agriculture_Existing_Space Heating_Natural Gas_Destratification Fans (HVLS)_A_Technical Potential | F1 | Industrial | Agriculture | Existing | Space Heating | Natural Gas | Destratification Fans (HVLS) | A | Original Unit Energy Savings (kWh or therms) | Technical Potential | 0 | 0 | 0.015624 | 0.015587 | 0.01555 | 0.015514 | 0.015478 | 0.015443 | 0.015409 | 0.015376 | 0.015345 | 0.015316 | 0.015289 | 0.015263 | 0.015238 | 0.015215 | 0.015194 | 0.015173 | 0.015154 | 0.015136 | 0.01512 | 0.015104
F2_Industrial_Agriculture_Existing_Space Heating_Natural Gas_Destratification Fans (HVLS)_A_Technical Potential | F2 | Industrial | Agriculture | Existing | Space Heating | Natural Gas | Destratification Fans (HVLS) | A | Original Unit Summer Peak Savings (kW) | Technical Potential | 0 | 0 | 0 | 0 | 0 | 0 | 0 | 0 | 0 | 0 | 0 | 0 | 0 | 0 | 0 | 0 | 0 | 0 | 0 | 0 | 0 | 0
F3_Industrial_Agriculture_Existing_Space Heating_Natural Gas_Destratification Fans (HVLS)_A_Technical Potential | F3 | Industrial | Agriculture | Existing | Space Heating | Natural Gas | Destratification Fans (HVLS) | A | Original Unit Winter Peak Savings (kW) | Technical Potential | 0 | 0 | 0 | 0 | 0 | 0 | 0 | 0 | 0 | 0 | 0 | 0 | 0 | 0 | 0 | 0 | 0 | 0 | 0 | 0 | 0 | 0
F4_Industrial_Agriculture_Existing_Space Heating_Natural Gas_Destratification Fans (HVLS)_A_Technical Potential | F4 | Industrial | Agriculture | Existing | Space Heating | Natural Gas | Destratification Fans (HVLS) | A | Standalone Impact on Baseline Energy (%) | Technical Potential | 0% | 0% | 0.075% | 0.1513% | 0.229% | 0.308% | 0.3884% | 0.4702% | 0.5535% | 0.6382% | 0.7244% | 0.8121% | 0.9013% | 0.9921% | 1.085% | 1.179% | 1.274% | 1.372% | 1.471% | 1.571% | 1.674% | 1.778%
F5_Industrial_Agriculture_Existing_Space Heating_Natural Gas_Destratification Fans (HVLS)_A_Technical Potential | F5 | Industrial | Agriculture | Existing | Space Heating | Natural Gas | Destratification Fans (HVLS) | A | Standalone Impact on Baseline Summer Peak (%) | Technical Potential | bar: 2019 to 2040
F6_Industrial_Agriculture_Existing_Space Heating_Natural Gas_Destratification Fans (HVLS)_A_Technical Potential | F6 | Industrial | Agriculture | Existing | Space Heating | Natural Gas | Destratification Fans (HVLS) | A | Standalone Impact on Baseline Winter Peak (%) | Technical Potential | bar: 2019 to 2040
F7_Industrial_Agriculture_Existing_Space Heating_Natural Gas_Destratification Fans (HVLS)_A_Technical Potential | F7 | Industrial | Agriculture | Existing | Space Heating | Natural Gas | Destratification Fans (HVLS) | A | Incremental Energy Savings (MWh or mTherms) | Technical Potential | 0 | 0 | 0.79296 | 0.77743 | 0.76221 | 0.74731 | 0.73272 | 0.71846 | 0.70453 | 0.69092 | 0.67764 | 0.66469 | 0.65206 | 0.63973 | 0.6277 | 0.61595 | 0.60447 | 0.59325 | 0.58228 | 0.57157 | 0.56109 | 0.55084
F8_Industrial_Agriculture_Existing_Space Heating_Natural Gas_Destratification Fans (HVLS)_A_Technical Potential | F8 | Industrial | Agriculture | Existing | Space Heating | Natural Gas | Destratification Fans (HVLS) | A | Incremental Summer Peak Savings (MW) | Technical Potential | 0 | 0 | 0 | 0 | 0 | 0 | 0 | 0 | 0 | 0 | 0 | 0 | 0 | 0 | 0 | 0 | 0 | 0 | 0 | 0 | 0 | 0
F9_Industrial_Agriculture_Existing_Space Heating_Natural Gas_Destratification Fans (HVLS)_A_Technical Potential | F9 | Industrial | Agriculture | Existing | Space Heating | Natural Gas | Destratification Fans (HVLS) | A | Incremental Winter Peak Savings (MW) | Technical Potential | 0 | 0 | 0 | 0 | 0 | 0 | 0 | 0 | 0 | 0 | 0 | 0 | 0 | 0 | 0 | 0 | 0 | 0 | 0 | 0 | 0 | 0
F10_Industrial_Agriculture_Existing_Space Heating_Natural Gas_Destratification Fans (HVLS)_A_Technical Potential | F10 | Industrial | Agriculture | Existing | Space Heating | Natural Gas | Destratification Fans (HVLS) | A | Cumulative Energy Savings (MWh or mTherms) | Technical Potential | 0 | 0 | 0.79296 | 1.5685 | 2.327 | 3.0688 | 3.7944 | 4.5043 | 5.199 | 5.8789 | 6.5448 | 7.197 | 7.8362 | 8.4626 | 9.0768 | 9.679 | 10.2697 | 10.8492 | 11.4178 | 11.9759 | 12.5236 | 13.0614
F11_Industrial_Agriculture_Existing_Space Heating_Natural Gas_Destratification Fans (HVLS)_A_Technical Potential | F11 | Industrial | Agriculture | Existing | Space Heating | Natural Gas | Destratification Fans (HVLS) | A | Cumulative Summer Peak Savings (MW) | Technical Potential | 0 | 0 | 0 | 0 | 0 | 0 | 0 | 0 | 0 | 0 | 0 | 0 | 0 | 0 | 0 | 0 | 0 | 0 | 0 | 0 | 0 | 0
F12_Industrial_Agriculture_Existing_Space Heating_Natural Gas_Destratification Fans (HVLS)_A_Technical Potential | F12 | Industrial | Agriculture | Existing | Space Heating | Natural Gas | Destratification Fans (HVLS) | A | Cumulative Winter Peak Savings (MW) | Technical Potential | 0 | 0 | 0 | 0 | 0 | 0 | 0 | 0 | 0 | 0 | 0 | 0 | 0 | 0 | 0 | 0 | 0 | 0 | 0 | 0 | 0 | 0
F13_Industrial_Agriculture_Existing_Space Heating_Natural Gas_Destratification Fans (HVLS)_A_Technical Potential | F13 | Industrial | Agriculture | Existing | Space Heating | Natural Gas | Destratification Fans (HVLS) | A | Purchases (Incremental) | Technical Potential | 0 | 0 | 50751.3999 | 49876.3757 | 49016.4382 | 48171.3272 | 47340.7871 | 46524.5666 | 45722.4189 | 44934.1014 | 44159.3755 | 43398.0069 | 42649.7654 | 41914.4246 | 41191.7621 | 40481.5594 | 39783.6014 | 39097.6773 | 38423.5794 | 37761.1039 | 37110.0504 | 36470.2219
F14_Industrial_Agriculture_Existing_Space Heating_Natural Gas_Destratification Fans (HVLS)_A_Technical Potential | F14 | Industrial | Agriculture | Existing | Space Heating | Natural Gas | Destratification Fans (HVLS) | A | Purchases (Cumulative) | Technical Potential | 0 | 0 | 50751.3999 | 100627.7756 | 149644.2138 | 197815.541 | 245156.3281 | 291680.8947 | 337403.3136 | 382337.415 | 426496.7904 | 469894.7974 | 512544.5628 | 554458.9874 | 595650.7496 | 636132.3089 | 675915.9104 | 715013.5876 | 753437.167 | 791198.2709 | 828308.3213 | 864778.5432
F1_Industrial_Agriculture_Existing_Space Heating_Natural Gas_Gas Boiler - Insulate Steam Lines/Condensate Tank_A_Technical Potential | F1 | Industrial | Agriculture | Existing | Space Heating | Natural Gas | Gas Boiler - Insulate Steam Lines/Condensate Tank | A | Original Unit Energy Savings (kWh or therms) | Technical Potential | 0 | 0 | 12.6435 | 12.6118 | 12.5807 | 12.5504 | 12.5208 | 12.4921 | 12.4643 | 12.4374 | 12.4116 | 12.3867 | 12.363 | 12.3404 | 12.3189 | 12.2985 | 12.2794 | 12.2615 | 12.2448 | 12.2294 | 12.2152 | 12.2023
F2_Industrial_Agriculture_Existing_Space Heating_Natural Gas_Gas Boiler - Insulate Steam Lines/Condensate Tank_A_Technical Potential | F2 | Industrial | Agriculture | Existing | Space Heating | Natural Gas | Gas Boiler - Insulate Steam Lines/Condensate Tank | A | Original Unit Summer Peak Savings (kW) | Technical Potential | 0 | 0 | 0 | 0 | 0 | 0 | 0 | 0 | 0 | 0 | 0 | 0 | 0 | 0 | 0 | 0 | 0 | 0 | 0 | 0 | 0 | 0
F3_Industrial_Agriculture_Existing_Space Heating_Natural Gas_Gas Boiler - Insulate Steam Lines/Condensate Tank_A_Technical Potential | F3 | Industrial | Agriculture | Existing | Space Heating | Natural Gas | Gas Boiler - Insulate Steam Lines/Condensate Tank | A | Original Unit Winter Peak Savings (kW) | Technical Potential | 0 | 0 | 0 | 0 | 0 | 0 | 0 | 0 | 0 | 0 | 0 | 0 | 0 | 0 | 0 | 0 | 0 | 0 | 0 | 0 | 0 | 0
F4_Industrial_Agriculture_Existing_Space Heating_Natural Gas_Gas Boiler - Insulate Steam Lines/Condensate Tank_A_Technical Potential | F4 | Industrial | Agriculture | Existing | Space Heating | Natural Gas | Gas Boiler - Insulate Steam Lines/Condensate Tank | A | Standalone Impact on Baseline Energy (%) | Technical Potential | 0% | 0% | 0.006032% | 0.01217% | 0.01841% | 0.02476% | 0.03122% | 0.0378% | 0.04449% | 0.0513% | 0.05822% | 0.06527% | 0.07243% | 0.07972% | 0.08713% | 0.09467% | 0.1023% | 0.1101% | 0.1181% | 0.1262% | 0.1344% | 0.1428%
F5_Industrial_Agriculture_Existing_Space Heating_Natural Gas_Gas Boiler - Insulate Steam Lines/Condensate Tank_A_Technical Potential | F5 | Industrial | Agriculture | Existing | Space Heating | Natural Gas | Gas Boiler - Insulate Steam Lines/Condensate Tank | A | Standalone Impact on Baseline Summer Peak (%) | Technical Potential | bar: 2019 to 2040
F6_Industrial_Agriculture_Existing_Space Heating_Natural Gas_Gas Boiler - Insulate Steam Lines/Condensate Tank_A_Technical Potential | F6 | Industrial | Agriculture | Existing | Space Heating | Natural Gas | Gas Boiler - Insulate Steam Lines/Condensate Tank | A | Standalone Impact on Baseline Winter Peak (%) | Technical Potential | bar: 2019 to 2040
F7_Industrial_Agriculture_Existing_Space Heating_Natural Gas_Gas Boiler - Insulate Steam Lines/Condensate Tank_A_Technical Potential | F7 | Industrial | Agriculture | Existing | Space Heating | Natural Gas | Gas Boiler - Insulate Steam Lines/Condensate Tank | A | Incremental Energy Savings (MWh or mTherms) | Technical Potential | 0 | 0 | 0.06377 | 0.062513 | 0.061284 | 0.060082 | 0.058907 | 0.057758 | 0.056636 | 0.05554 | 0.054469 | 0.053423 | 0.052401 | 0.051403 | 0.050429 | 0.049478 | 0.048549 | 0.047642 | 0.046757 | 0.045893 | 0.045049 | 0.044226
F8_Industrial_Agriculture_Existing_Space Heating_Natural Gas_Gas Boiler - Insulate Steam Lines/Condensate Tank_A_Technical Potential | F8 | Industrial | Agriculture | Existing | Space Heating | Natural Gas | Gas Boiler - Insulate Steam Lines/Condensate Tank | A | Incremental Summer Peak Savings (MW) | Technical Potential | 0 | 0 | 0 | 0 | 0 | 0 | 0 | 0 | 0 | 0 | 0 | 0 | 0 | 0 | 0 | 0 | 0 | 0 | 0 | 0 | 0 | 0
F9_Industrial_Agriculture_Existing_Space Heating_Natural Gas_Gas Boiler - Insulate Steam Lines/Condensate Tank_A_Technical Potential | F9 | Industrial | Agriculture | Existing | Space Heating | Natural Gas | Gas Boiler - Insulate Steam Lines/Condensate Tank | A | Incremental Winter Peak Savings (MW) | Technical Potential | 0 | 0 | 0 | 0 | 0 | 0 | 0 | 0 | 0 | 0 | 0 | 0 | 0 | 0 | 0 | 0 | 0 | 0 | 0 | 0 | 0 | 0
F10_Industrial_Agriculture_Existing_Space Heating_Natural Gas_Gas Boiler - Insulate Steam Lines/Condensate Tank_A_Technical Potential | F10 | Industrial | Agriculture | Existing | Space Heating | Natural Gas | Gas Boiler - Insulate Steam Lines/Condensate Tank | A | Cumulative Energy Savings (MWh or mTherms) | Technical Potential | 0 | 0 | 0.06377 | 0.12612 | 0.1871 | 0.24673 | 0.30505 | 0.36211 | 0.41794 | 0.47258 | 0.52607 | 0.57844 | 0.62973 | 0.67998 | 0.72922 | 0.7775 | 0.82484 | 0.87127 | 0.91684 | 0.96158 | 1.0055 | 1.0487
F11_Industrial_Agriculture_Existing_Space Heating_Natural Gas_Gas Boiler - Insulate Steam Lines/Condensate Tank_A_Technical Potential | F11 | Industrial | Agriculture | Existing | Space Heating | Natural Gas | Gas Boiler - Insulate Steam Lines/Condensate Tank | A | Cumulative Summer Peak Savings (MW) | Technical Potential | 0 | 0 | 0 | 0 | 0 | 0 | 0 | 0 | 0 | 0 | 0 | 0 | 0 | 0 | 0 | 0 | 0 | 0 | 0 | 0 | 0 | 0
F12_Industrial_Agriculture_Existing_Space Heating_Natural Gas_Gas Boiler - Insulate Steam Lines/Condensate Tank_A_Technical Potential | F12 | Industrial | Agriculture | Existing | Space Heating | Natural Gas | Gas Boiler - Insulate Steam Lines/Condensate Tank | A | Cumulative Winter Peak Savings (MW) | Technical Potential | 0 | 0 | 0 | 0 | 0 | 0 | 0 | 0 | 0 | 0 | 0 | 0 | 0 | 0 | 0 | 0 | 0 | 0 | 0 | 0 | 0 | 0
F13_Industrial_Agriculture_Existing_Space Heating_Natural Gas_Gas Boiler - Insulate Steam Lines/Condensate Tank_A_Technical Potential | F13 | Industrial | Agriculture | Existing | Space Heating | Natural Gas | Gas Boiler - Insulate Steam Lines/Condensate Tank | A | Purchases (Incremental) | Technical Potential | 0 | 0 | 5.0437 | 4.9567 | 4.8712 | 4.7873 | 4.7047 | 4.6236 | 4.5439 | 4.4655 | 4.3885 | 4.3129 | 4.2385 | 4.1654 | 4.0936 | 4.023 | 3.9537 | 3.8855 | 3.8185 | 3.7527 | 3.688 | 3.6244
F14_Industrial_Agriculture_Existing_Space Heating_Natural Gas_Gas Boiler - Insulate Steam Lines/Condensate Tank_A_Technical Potential | F14 | Industrial | Agriculture | Existing | Space Heating | Natural Gas | Gas Boiler - Insulate Steam Lines/Condensate Tank | A | Purchases (Cumulative) | Technical Potential | 0 | 0 | 5.0437 | 10.0004 | 14.8716 | 19.6588 | 24.3636 | 28.9872 | 33.531 | 37.9966 | 42.3851 | 46.698 | 50.9365 | 55.102 | 59.1956 | 63.2186 | 67.1723 | 71.0578 | 74.8763 | 78.629 | 82.317 | 85.9414
F1_Industrial_Agriculture_Existing_Process_Natural Gas_Gas Boiler - Insulate Steam Lines/Condensate Tank_A_Technical Potential | F1 | Industrial | Agriculture | Existing | Process | Natural Gas | Gas Boiler - Insulate Steam Lines/Condensate Tank | A | Original Unit Energy Savings (kWh or therms) | Technical Potential | 0 | 0 | 16.8499 | 16.8499 | 16.8499 | 16.8499 | 16.8499 | 16.8499 | 16.8499 | 16.8499 | 16.8499 | 16.8499 | 16.8499 | 16.8499 | 16.8499 | 16.8499 | 16.8499 | 16.8499 | 16.8499 | 16.8499 | 16.8499 | 16.8499
F2_Industrial_Agriculture_Existing_Process_Natural Gas_Gas Boiler - Insulate Steam Lines/Condensate Tank_A_Technical Potential | F2 | Industrial | Agriculture | Existing | Process | Natural Gas | Gas Boiler - Insulate Steam Lines/Condensate Tank | A | Original Unit Summer Peak Savings (kW) | Technical Potential | 0 | 0 | 0 | 0 | 0 | 0 | 0 | 0 | 0 | 0 | 0 | 0 | 0 | 0 | 0 | 0 | 0 | 0 | 0 | 0 | 0 | 0
F3_Industrial_Agriculture_Existing_Process_Natural Gas_Gas Boiler - Insulate Steam Lines/Condensate Tank_A_Technical Potential | F3 | Industrial | Agriculture | Existing | Process | Natural Gas | Gas Boiler - Insulate Steam Lines/Condensate Tank | A | Original Unit Winter Peak Savings (kW) | Technical Potential | 0 | 0 | 0 | 0 | 0 | 0 | 0 | 0 | 0 | 0 | 0 | 0 | 0 | 0 | 0 | 0 | 0 | 0 | 0 | 0 | 0 | 0
F4_Industrial_Agriculture_Existing_Process_Natural Gas_Gas Boiler - Insulate Steam Lines/Condensate Tank_A_Technical Potential | F4 | Industrial | Agriculture | Existing | Process | Natural Gas | Gas Boiler - Insulate Steam Lines/Condensate Tank | A | Standalone Impact on Baseline Energy (%) | Technical Potential | 0% | 0% | 0.03219% | 0.06495% | 0.09829% | 0.1322% | 0.1667% | 0.2018% | 0.2376% | 0.2739% | 0.3109% | 0.3486% | 0.3869% | 0.4259% | 0.4656% | 0.5059% | 0.547% | 0.5888% | 0.6313% | 0.6746% | 0.7186% | 0.7634%
F5_Industrial_Agriculture_Existing_Process_Natural Gas_Gas Boiler - Insulate Steam Lines/Condensate Tank_A_Technical Potential | F5 | Industrial | Agriculture | Existing | Process | Natural Gas | Gas Boiler - Insulate Steam Lines/Condensate Tank | A | Standalone Impact on Baseline Summer Peak (%) | Technical Potential | bar: 2019 to 2040
F6_Industrial_Agriculture_Existing_Process_Natural Gas_Gas Boiler - Insulate Steam Lines/Condensate Tank_A_Technical Potential | F6 | Industrial | Agriculture | Existing | Process | Natural Gas | Gas Boiler - Insulate Steam Lines/Condensate Tank | A | Standalone Impact on Baseline Winter Peak (%) | Technical Potential | bar: 2019 to 2040
F7_Industrial_Agriculture_Existing_Process_Natural Gas_Gas Boiler - Insulate Steam Lines/Condensate Tank_A_Technical Potential | F7 | Industrial | Agriculture | Existing | Process | Natural Gas | Gas Boiler - Insulate Steam Lines/Condensate Tank | A | Incremental Energy Savings (MWh or mTherms) | Technical Potential | 0 | 0 | 0.70299 | 0.69087 | 0.67896 | 0.66726 | 0.65575 | 0.64445 | 0.63333 | 0.62241 | 0.61168 | 0.60114 | 0.59077 | 0.58059 | 0.57058 | 0.56074 | 0.55107 | 0.54157 | 0.53223 | 0.52306 | 0.51404 | 0.50518
F8_Industrial_Agriculture_Existing_Process_Natural Gas_Gas Boiler - Insulate Steam Lines/Condensate Tank_A_Technical Potential | F8 | Industrial | Agriculture | Existing | Process | Natural Gas | Gas Boiler - Insulate Steam Lines/Condensate Tank | A | Incremental Summer Peak Savings (MW) | Technical Potential | 0 | 0 | 0 | 0 | 0 | 0 | 0 | 0 | 0 | 0 | 0 | 0 | 0 | 0 | 0 | 0 | 0 | 0 | 0 | 0 | 0 | 0
F9_Industrial_Agriculture_Existing_Process_Natural Gas_Gas Boiler - Insulate Steam Lines/Condensate Tank_A_Technical Potential | F9 | Industrial | Agriculture | Existing | Process | Natural Gas | Gas Boiler - Insulate Steam Lines/Condensate Tank | A | Incremental Winter Peak Savings (MW) | Technical Potential | 0 | 0 | 0 | 0 | 0 | 0 | 0 | 0 | 0 | 0 | 0 | 0 | 0 | 0 | 0 | 0 | 0 | 0 | 0 | 0 | 0 | 0
F10_Industrial_Agriculture_Existing_Process_Natural Gas_Gas Boiler - Insulate Steam Lines/Condensate Tank_A_Technical Potential | F10 | Industrial | Agriculture | Existing | Process | Natural Gas | Gas Boiler - Insulate Steam Lines/Condensate Tank | A | Cumulative Energy Savings (MWh or mTherms) | Technical Potential | 0 | 0 | 0.70299 | 1.3939 | 2.0728 | 2.7401 | 3.3958 | 4.0403 | 4.6736 | 5.296 | 5.9077 | 6.5089 | 7.0996 | 7.6802 | 8.2508 | 8.8115 | 9.3626 | 9.9042 | 10.4364 | 10.9595 | 11.4735 | 11.9787
F11_Industrial_Agriculture_Existing_Process_Natural Gas_Gas Boiler - Insulate Steam Lines/Condensate Tank_A_Technical Potential | F11 | Industrial | Agriculture | Existing | Process | Natural Gas | Gas Boiler - Insulate Steam Lines/Condensate Tank | A | Cumulative Summer Peak Savings (MW) | Technical Potential | 0 | 0 | 0 | 0 | 0 | 0 | 0 | 0 | 0 | 0 | 0 | 0 | 0 | 0 | 0 | 0 | 0 | 0 | 0 | 0 | 0 | 0
F12_Industrial_Agriculture_Existing_Process_Natural Gas_Gas Boiler - Insulate Steam Lines/Condensate Tank_A_Technical Potential | F12 | Industrial | Agriculture | Existing | Process | Natural Gas | Gas Boiler - Insulate Steam Lines/Condensate Tank | A | Cumulative Winter Peak Savings (MW) | Technical Potential | 0 | 0 | 0 | 0 | 0 | 0 | 0 | 0 | 0 | 0 | 0 | 0 | 0 | 0 | 0 | 0 | 0 | 0 | 0 | 0 | 0 | 0
F13_Industrial_Agriculture_Existing_Process_Natural Gas_Gas Boiler - Insulate Steam Lines/Condensate Tank_A_Technical Potential | F13 | Industrial | Agriculture | Existing | Process | Natural Gas | Gas Boiler - Insulate Steam Lines/Condensate Tank | A | Purchases (Incremental) | Technical Potential | 0 | 0 | 41.7209 | 41.0016 | 40.2947 | 39.5999 | 38.9172 | 38.2462 | 37.5868 | 36.9387 | 36.3019 | 35.676 | 35.0609 | 34.4564 | 33.8623 | 33.2785 | 32.7047 | 32.1408 | 31.5867 | 31.0421 | 30.5069 | 29.9809
F14_Industrial_Agriculture_Existing_Process_Natural Gas_Gas Boiler - Insulate Steam Lines/Condensate Tank_A_Technical Potential | F14 | Industrial | Agriculture | Existing | Process | Natural Gas | Gas Boiler - Insulate Steam Lines/Condensate Tank | A | Purchases (Cumulative) | Technical Potential | 0 | 0 | 41.7209 | 82.7225 | 123.0172 | 162.6172 | 201.5344 | 239.7806 | 277.3673 | 314.3061 | 350.6079 | 386.2839 | 421.3448 | 455.8011 | 489.6634 | 522.9419 | 555.6466 | 587.7874 | 619.3741 | 650.4161 | 680.923 | 710.9039
F1_Industrial_Agriculture_Existing_Space Heating_Natural Gas_Gas Boiler - Insulate Hot Water Lines_A_Technical Potential | F1 | Industrial | Agriculture | Existing | Space Heating | Natural Gas | Gas Boiler - Insulate Hot Water Lines | A | Original Unit Energy Savings (kWh or therms) | Technical Potential | 0 | 0 | 14.2912 | 14.2553 | 14.2202 | 14.1859 | 14.1524 | 14.12 | 14.0885 | 14.0582 | 14.029 | 14.0009 | 13.9741 | 13.9485 | 13.9242 | 13.9012 | 13.8796 | 13.8593 | 13.8405 | 13.823 | 13.807 | 13.7925
F2_Industrial_Agriculture_Existing_Space Heating_Natural Gas_Gas Boiler - Insulate Hot Water Lines_A_Technical Potential | F2 | Industrial | Agriculture | Existing | Space Heating | Natural Gas | Gas Boiler - Insulate Hot Water Lines | A | Original Unit Summer Peak Savings (kW) | Technical Potential | 0 | 0 | 0 | 0 | 0 | 0 | 0 | 0 | 0 | 0 | 0 | 0 | 0 | 0 | 0 | 0 | 0 | 0 | 0 | 0 | 0 | 0
F3_Industrial_Agriculture_Existing_Space Heating_Natural Gas_Gas Boiler - Insulate Hot Water Lines_A_Technical Potential | F3 | Industrial | Agriculture | Existing | Space Heating | Natural Gas | Gas Boiler - Insulate Hot Water Lines | A | Original Unit Winter Peak Savings (kW) | Technical Potential | 0 | 0 | 0 | 0 | 0 | 0 | 0 | 0 | 0 | 0 | 0 | 0 | 0 | 0 | 0 | 0 | 0 | 0 | 0 | 0 | 0 | 0
F4_Industrial_Agriculture_Existing_Space Heating_Natural Gas_Gas Boiler - Insulate Hot Water Lines_A_Technical Potential | F4 | Industrial | Agriculture | Existing | Space Heating | Natural Gas | Gas Boiler - Insulate Hot Water Lines | A | Standalone Impact on Baseline Energy (%) | Technical Potential | 0% | 0% | 0.01364% | 0.02751% | 0.04162% | 0.05598% | 0.07059% | 0.08545% | 0.1006% | 0.116% | 0.1316% | 0.1475% | 0.1637% | 0.1802% | 0.197% | 0.214% | 0.2314% | 0.249% | 0.267% | 0.2852% | 0.3038% | 0.3228%
F5_Industrial_Agriculture_Existing_Space Heating_Natural Gas_Gas Boiler - Insulate Hot Water Lines_A_Technical Potential | F5 | Industrial | Agriculture | Existing | Space Heating | Natural Gas | Gas Boiler - Insulate Hot Water Lines | A | Standalone Impact on Baseline Summer Peak (%) | Technical Potential | bar: 2019 to 2040
F6_Industrial_Agriculture_Existing_Space Heating_Natural Gas_Gas Boiler - Insulate Hot Water Lines_A_Technical Potential | F6 | Industrial | Agriculture | Existing | Space Heating | Natural Gas | Gas Boiler - Insulate Hot Water Lines | A | Standalone Impact on Baseline Winter Peak (%) | Technical Potential | bar: 2019 to 2040
F7_Industrial_Agriculture_Existing_Space Heating_Natural Gas_Gas Boiler - Insulate Hot Water Lines_A_Technical Potential | F7 | Industrial | Agriculture | Existing | Space Heating | Natural Gas | Gas Boiler - Insulate Hot Water Lines | A | Incremental Energy Savings (MWh or mTherms) | Technical Potential | 0 | 0 | 0.14416 | 0.14132 | 0.13854 | 0.13582 | 0.13317 | 0.13057 | 0.12803 | 0.12555 | 0.12313 | 0.12077 | 0.11846 | 0.1162 | 0.114 | 0.11185 | 0.10975 | 0.1077 | 0.1057 | 0.10375 | 0.10184 | 0.099979
F8_Industrial_Agriculture_Existing_Space Heating_Natural Gas_Gas Boiler - Insulate Hot Water Lines_A_Technical Potential | F8 | Industrial | Agriculture | Existing | Space Heating | Natural Gas | Gas Boiler - Insulate Hot Water Lines | A | Incremental Summer Peak Savings (MW) | Technical Potential | 0 | 0 | 0 | 0 | 0 | 0 | 0 | 0 | 0 | 0 | 0 | 0 | 0 | 0 | 0 | 0 | 0 | 0 | 0 | 0 | 0 | 0
F9_Industrial_Agriculture_Existing_Space Heating_Natural Gas_Gas Boiler - Insulate Hot Water Lines_A_Technical Potential | F9 | Industrial | Agriculture | Existing | Space Heating | Natural Gas | Gas Boiler - Insulate Hot Water Lines | A | Incremental Winter Peak Savings (MW) | Technical Potential | 0 | 0 | 0 | 0 | 0 | 0 | 0 | 0 | 0 | 0 | 0 | 0 | 0 | 0 | 0 | 0 | 0 | 0 | 0 | 0 | 0 | 0
F10_Industrial_Agriculture_Existing_Space Heating_Natural Gas_Gas Boiler - Insulate Hot Water Lines_A_Technical Potential | F10 | Industrial | Agriculture | Existing | Space Heating | Natural Gas | Gas Boiler - Insulate Hot Water Lines | A | Cumulative Energy Savings (MWh or mTherms) | Technical Potential | 0 | 0 | 0.14416 | 0.28512 | 0.42295 | 0.55776 | 0.68961 | 0.8186 | 0.94481 | 1.0683 | 1.1892 | 1.3076 | 1.4236 | 1.5372 | 1.6485 | 1.7576 | 1.8646 | 1.9696 | 2.0726 | 2.1738 | 2.2731 | 2.3707
F11_Industrial_Agriculture_Existing_Space Heating_Natural Gas_Gas Boiler - Insulate Hot Water Lines_A_Technical Potential | F11 | Industrial | Agriculture | Existing | Space Heating | Natural Gas | Gas Boiler - Insulate Hot Water Lines | A | Cumulative Summer Peak Savings (MW) | Technical Potential | 0 | 0 | 0 | 0 | 0 | 0 | 0 | 0 | 0 | 0 | 0 | 0 | 0 | 0 | 0 | 0 | 0 | 0 | 0 | 0 | 0 | 0
F12_Industrial_Agriculture_Existing_Space Heating_Natural Gas_Gas Boiler - Insulate Hot Water Lines_A_Technical Potential | F12 | Industrial | Agriculture | Existing | Space Heating | Natural Gas | Gas Boiler - Insulate Hot Water Lines | A | Cumulative Winter Peak Savings (MW) | Technical Potential | 0 | 0 | 0 | 0 | 0 | 0 | 0 | 0 | 0 | 0 | 0 | 0 | 0 | 0 | 0 | 0 | 0 | 0 | 0 | 0 | 0 | 0
F13_Industrial_Agriculture_Existing_Space Heating_Natural Gas_Gas Boiler - Insulate Hot Water Lines_A_Technical Potential | F13 | Industrial | Agriculture | Existing | Space Heating | Natural Gas | Gas Boiler - Insulate Hot Water Lines | A | Purchases (Incremental) | Technical Potential | 0 | 0 | 10.0873 | 9.9134 | 9.7425 | 9.5745 | 9.4094 | 9.2472 | 9.0878 | 8.9311 | 8.7771 | 8.6258 | 8.477 | 8.3309 | 8.1872 | 8.0461 | 7.9074 | 7.771 | 7.637 | 7.5054 | 7.376 | 7.2488
F14_Industrial_Agriculture_Existing_Space Heating_Natural Gas_Gas Boiler - Insulate Hot Water Lines_A_Technical Potential | F14 | Industrial | Agriculture | Existing | Space Heating | Natural Gas | Gas Boiler - Insulate Hot Water Lines | A | Purchases (Cumulative) | Technical Potential | 0 | 0 | 10.0873 | 20.0007 | 29.7432 | 39.3177 | 48.7271 | 57.9743 | 67.0621 | 75.9931 | 84.7702 | 93.396 | 101.873 | 110.2039 | 118.3912 | 126.4373 | 134.3446 | 142.1156 | 149.7527 | 157.2581 | 164.634 | 171.8828
F1_Industrial_Agriculture_Existing_Process_Natural Gas_Gas Boiler - Insulate Hot Water Lines_A_Technical Potential | F1 | Industrial | Agriculture | Existing | Process | Natural Gas | Gas Boiler - Insulate Hot Water Lines | A | Original Unit Energy Savings (kWh or therms) | Technical Potential | 0 | 0 | 19.0457 | 19.0457 | 19.0457 | 19.0457 | 19.0457 | 19.0457 | 19.0457 | 19.0457 | 19.0457 | 19.0457 | 19.0457 | 19.0457 | 19.0457 | 19.0457 | 19.0457 | 19.0457 | 19.0457 | 19.0457 | 19.0457 | 19.0457
F2_Industrial_Agriculture_Existing_Process_Natural Gas_Gas Boiler - Insulate Hot Water Lines_A_Technical Potential | F2 | Industrial | Agriculture | Existing | Process | Natural Gas | Gas Boiler - Insulate Hot Water Lines | A | Original Unit Summer Peak Savings (kW) | Technical Potential | 0 | 0 | 0 | 0 | 0 | 0 | 0 | 0 | 0 | 0 | 0 | 0 | 0 | 0 | 0 | 0 | 0 | 0 | 0 | 0 | 0 | 0
F3_Industrial_Agriculture_Existing_Process_Natural Gas_Gas Boiler - Insulate Hot Water Lines_A_Technical Potential | F3 | Industrial | Agriculture | Existing | Process | Natural Gas | Gas Boiler - Insulate Hot Water Lines | A | Original Unit Winter Peak Savings (kW) | Technical Potential | 0 | 0 | 0 | 0 | 0 | 0 | 0 | 0 | 0 | 0 | 0 | 0 | 0 | 0 | 0 | 0 | 0 | 0 | 0 | 0 | 0 | 0
F4_Industrial_Agriculture_Existing_Process_Natural Gas_Gas Boiler - Insulate Hot Water Lines_A_Technical Potential | F4 | Industrial | Agriculture | Existing | Process | Natural Gas | Gas Boiler - Insulate Hot Water Lines | A | Standalone Impact on Baseline Energy (%) | Technical Potential | 0% | 0% | 0.07278% | 0.1468% | 0.2222% | 0.2989% | 0.3769% | 0.4563% | 0.5371% | 0.6193% | 0.7029% | 0.788% | 0.8746% | 0.9628% | 1.052% | 1.144% | 1.237% | 1.331% | 1.427% | 1.525% | 1.624% | 1.726%
F5_Industrial_Agriculture_Existing_Process_Natural Gas_Gas Boiler - Insulate Hot Water Lines_A_Technical Potential | F5 | Industrial | Agriculture | Existing | Process | Natural Gas | Gas Boiler - Insulate Hot Water Lines | A | Standalone Impact on Baseline Summer Peak (%) | Technical Potential | bar: 2019 to 2040
F6_Industrial_Agriculture_Existing_Process_Natural Gas_Gas Boiler - Insulate Hot Water Lines_A_Technical Potential | F6 | Industrial | Agriculture | Existing | Process | Natural Gas | Gas Boiler - Insulate Hot Water Lines | A | Standalone Impact on Baseline Winter Peak (%) | Technical Potential | bar: 2019 to 2040
F7_Industrial_Agriculture_Existing_Process_Natural Gas_Gas Boiler - Insulate Hot Water Lines_A_Technical Potential | F7 | Industrial | Agriculture | Existing | Process | Natural Gas | Gas Boiler - Insulate Hot Water Lines | A | Incremental Energy Savings (MWh or mTherms) | Technical Potential | 0 | 0 | 1.5892 | 1.5618 | 1.5349 | 1.5084 | 1.4824 | 1.4569 | 1.4317 | 1.407 | 1.3828 | 1.3589 | 1.3355 | 1.3125 | 1.2899 | 1.2676 | 1.2458 | 1.2243 | 1.2032 | 1.1824 | 1.162 | 1.142
F8_Industrial_Agriculture_Existing_Process_Natural Gas_Gas Boiler - Insulate Hot Water Lines_A_Technical Potential | F8 | Industrial | Agriculture | Existing | Process | Natural Gas | Gas Boiler - Insulate Hot Water Lines | A | Incremental Summer Peak Savings (MW) | Technical Potential | 0 | 0 | 0 | 0 | 0 | 0 | 0 | 0 | 0 | 0 | 0 | 0 | 0 | 0 | 0 | 0 | 0 | 0 | 0 | 0 | 0 | 0
F9_Industrial_Agriculture_Existing_Process_Natural Gas_Gas Boiler - Insulate Hot Water Lines_A_Technical Potential | F9 | Industrial | Agriculture | Existing | Process | Natural Gas | Gas Boiler - Insulate Hot Water Lines | A | Incremental Winter Peak Savings (MW) | Technical Potential | 0 | 0 | 0 | 0 | 0 | 0 | 0 | 0 | 0 | 0 | 0 | 0 | 0 | 0 | 0 | 0 | 0 | 0 | 0 | 0 | 0 | 0
F10_Industrial_Agriculture_Existing_Process_Natural Gas_Gas Boiler - Insulate Hot Water Lines_A_Technical Potential | F10 | Industrial | Agriculture | Existing | Process | Natural Gas | Gas Boiler - Insulate Hot Water Lines | A | Cumulative Energy Savings (MWh or mTherms) | Technical Potential | 0 | 0 | 1.5892 | 3.151 | 4.6859 | 6.1943 | 7.6767 | 9.1336 | 10.5653 | 11.9724 | 13.3552 | 14.7141 | 16.0496 | 17.3621 | 18.652 | 19.9196 | 21.1654 | 22.3897 | 23.5928 | 24.7753 | 25.9373 | 27.0793
F11_Industrial_Agriculture_Existing_Process_Natural Gas_Gas Boiler - Insulate Hot Water Lines_A_Technical Potential | F11 | Industrial | Agriculture | Existing | Process | Natural Gas | Gas Boiler - Insulate Hot Water Lines | A | Cumulative Summer Peak Savings (MW) | Technical Potential | 0 | 0 | 0 | 0 | 0 | 0 | 0 | 0 | 0 | 0 | 0 | 0 | 0 | 0 | 0 | 0 | 0 | 0 | 0 | 0 | 0 | 0
F12_Industrial_Agriculture_Existing_Process_Natural Gas_Gas Boiler - Insulate Hot Water Lines_A_Technical Potential | F12 | Industrial | Agriculture | Existing | Process | Natural Gas | Gas Boiler - Insulate Hot Water Lines | A | Cumulative Winter Peak Savings (MW) | Technical Potential | 0 | 0 | 0 | 0 | 0 | 0 | 0 | 0 | 0 | 0 | 0 | 0 | 0 | 0 | 0 | 0 | 0 | 0 | 0 | 0 | 0 | 0
F13_Industrial_Agriculture_Existing_Process_Natural Gas_Gas Boiler - Insulate Hot Water Lines_A_Technical Potential | F13 | Industrial | Agriculture | Existing | Process | Natural Gas | Gas Boiler - Insulate Hot Water Lines | A | Purchases (Incremental) | Technical Potential | 0 | 0 | 83.4419 | 82.0032 | 80.5894 | 79.1999 | 77.8344 | 76.4924 | 75.1736 | 73.8775 | 72.6037 | 71.3519 | 70.1217 | 68.9127 | 67.7246 | 66.5569 | 65.4094 | 64.2816 | 63.1733 | 62.0841 | 61.0137 | 59.9618
F14_Industrial_Agriculture_Existing_Process_Natural Gas_Gas Boiler - Insulate Hot Water Lines_A_Technical Potential | F14 | Industrial | Agriculture | Existing | Process | Natural Gas | Gas Boiler - Insulate Hot Water Lines | A | Purchases (Cumulative) | Technical Potential | 0 | 0 | 83.4419 | 165.4451 | 246.0344 | 325.2343 | 403.0687 | 479.5611 | 554.7347 | 628.6122 | 701.2159 | 772.5678 | 842.6896 | 911.6023 | 979.3269 | 1045.8838 | 1111.2932 | 1175.5748 | 1238.7481 | 1300.8323 | 1361.846 | 1421.8078
F1_Industrial_Agriculture_Existing_Process_Natural Gas_Process - Insulate Heated Process Fluids_A_Technical Potential | F1 | Industrial | Agriculture | Existing | Process | Natural Gas | Process - Insulate Heated Process Fluids | A | Original Unit Energy Savings (kWh or therms) | Technical Potential | 0 | 0 | 13.6092 | 13.6092 | 13.6092 | 13.6092 | 13.6092 | 13.6092 | 13.6092 | 13.6092 | 13.6092 | 13.6092 | 13.6092 | 13.6092 | 13.6092 | 13.6092 | 13.6092 | 13.6092 | 13.6092 | 13.6092 | 13.6092 | 13.6092
F2_Industrial_Agriculture_Existing_Process_Natural Gas_Process - Insulate Heated Process Fluids_A_Technical Potential | F2 | Industrial | Agriculture | Existing | Process | Natural Gas | Process - Insulate Heated Process Fluids | A | Original Unit Summer Peak Savings (kW) | Technical Potential | 0 | 0 | 0 | 0 | 0 | 0 | 0 | 0 | 0 | 0 | 0 | 0 | 0 | 0 | 0 | 0 | 0 | 0 | 0 | 0 | 0 | 0
F3_Industrial_Agriculture_Existing_Process_Natural Gas_Process - Insulate Heated Process Fluids_A_Technical Potential | F3 | Industrial | Agriculture | Existing | Process | Natural Gas | Process - Insulate Heated Process Fluids | A | Original Unit Winter Peak Savings (kW) | Technical Potential | 0 | 0 | 0 | 0 | 0 | 0 | 0 | 0 | 0 | 0 | 0 | 0 | 0 | 0 | 0 | 0 | 0 | 0 | 0 | 0 | 0 | 0
F4_Industrial_Agriculture_Existing_Process_Natural Gas_Process - Insulate Heated Process Fluids_A_Technical Potential | F4 | Industrial | Agriculture | Existing | Process | Natural Gas | Process - Insulate Heated Process Fluids | A | Standalone Impact on Baseline Energy (%) | Technical Potential | 0% | 0% | 0.05688% | 0.1148% | 0.1737% | 0.2336% | 0.2946% | 0.3509% | 0.398% | 0.4378% | 0.4717% | 0.5009% | 0.5265% | 0.5491% | 0.5695% | 0.5881% | 0.6053% | 0.6214% | 0.6323% | 0.6434% | 0.6547% | 0.6662%
F5_Industrial_Agriculture_Existing_Process_Natural Gas_Process - Insulate Heated Process Fluids_A_Technical Potential | F5 | Industrial | Agriculture | Existing | Process | Natural Gas | Process - Insulate Heated Process Fluids | A | Standalone Impact on Baseline Summer Peak (%) | Technical Potential | bar: 2019 to 2040
F6_Industrial_Agriculture_Existing_Process_Natural Gas_Process - Insulate Heated Process Fluids_A_Technical Potential | F6 | Industrial | Agriculture | Existing | Process | Natural Gas | Process - Insulate Heated Process Fluids | A | Standalone Impact on Baseline Winter Peak (%) | Technical Potential | bar: 2019 to 2040
F7_Industrial_Agriculture_Existing_Process_Natural Gas_Process - Insulate Heated Process Fluids_A_Technical Potential | F7 | Industrial | Agriculture | Existing | Process | Natural Gas | Process - Insulate Heated Process Fluids | A | Incremental Energy Savings (MWh or mTherms) | Technical Potential | 0 | 0 | 1.242 | 1.2206 | 1.1996 | 1.1789 | 1.1586 | 1.0247 | 0.80565 | 0.63341 | 0.49799 | 0.39152 | 0.30782 | 0.24201 | 0.19027 | 0.14959 | 0.11761 | 0.092465 | 0.00061981 | 0.00021754 | 7.2884e-05 | 2.3357e-05
F8_Industrial_Agriculture_Existing_Process_Natural Gas_Process - Insulate Heated Process Fluids_A_Technical Potential | F8 | Industrial | Agriculture | Existing | Process | Natural Gas | Process - Insulate Heated Process Fluids | A | Incremental Summer Peak Savings (MW) | Technical Potential | 0 | 0 | 0 | 0 | 0 | 0 | 0 | 0 | 0 | 0 | 0 | 0 | 0 | 0 | 0 | 0 | 0 | 0 | 0 | 0 | 0 | 0
F9_Industrial_Agriculture_Existing_Process_Natural Gas_Process - Insulate Heated Process Fluids_A_Technical Potential | F9 | Industrial | Agriculture | Existing | Process | Natural Gas | Process - Insulate Heated Process Fluids | A | Incremental Winter Peak Savings (MW) | Technical Potential | 0 | 0 | 0 | 0 | 0 | 0 | 0 | 0 | 0 | 0 | 0 | 0 | 0 | 0 | 0 | 0 | 0 | 0 | 0 | 0 | 0 | 0
F10_Industrial_Agriculture_Existing_Process_Natural Gas_Process - Insulate Heated Process Fluids_A_Technical Potential | F10 | Industrial | Agriculture | Existing | Process | Natural Gas | Process - Insulate Heated Process Fluids | A | Cumulative Energy Savings (MWh or mTherms) | Technical Potential | 0 | 0 | 1.242 | 2.4627 | 3.6622 | 4.8411 | 5.9997 | 7.0244 | 7.8301 | 8.4635 | 8.9615 | 9.353 | 9.6608 | 9.9028 | 10.0931 | 10.2427 | 10.3603 | 10.4528 | 10.4534 | 10.4536 | 10.4537 | 10.4537
F11_Industrial_Agriculture_Existing_Process_Natural Gas_Process - Insulate Heated Process Fluids_A_Technical Potential | F11 | Industrial | Agriculture | Existing | Process | Natural Gas | Process - Insulate Heated Process Fluids | A | Cumulative Summer Peak Savings (MW) | Technical Potential | 0 | 0 | 0 | 0 | 0 | 0 | 0 | 0 | 0 | 0 | 0 | 0 | 0 | 0 | 0 | 0 | 0 | 0 | 0 | 0 | 0 | 0
F12_Industrial_Agriculture_Existing_Process_Natural Gas_Process - Insulate Heated Process Fluids_A_Technical Potential | F12 | Industrial | Agriculture | Existing | Process | Natural Gas | Process - Insulate Heated Process Fluids | A | Cumulative Winter Peak Savings (MW) | Technical Potential | 0 | 0 | 0 | 0 | 0 | 0 | 0 | 0 | 0 | 0 | 0 | 0 | 0 | 0 | 0 | 0 | 0 | 0 | 0 | 0 | 0 | 0
F13_Industrial_Agriculture_Existing_Process_Natural Gas_Process - Insulate Heated Process Fluids_A_Technical Potential | F13 | Industrial | Agriculture | Existing | Process | Natural Gas | Process - Insulate Heated Process Fluids | A | Purchases (Incremental) | Technical Potential | 0 | 0 | 91.2642 | 89.6907 | 88.1443 | 86.6246 | 85.131 | 75.2969 | 59.199 | 46.5426 | 36.5921 | 28.769 | 22.6184 | 17.7827 | 13.9809 | 10.9919 | 8.6419 | 6.7943 | 0.045543 | 0.015985 | 0.0053555 | 0.0017162
F14_Industrial_Agriculture_Existing_Process_Natural Gas_Process - Insulate Heated Process Fluids_A_Technical Potential | F14 | Industrial | Agriculture | Existing | Process | Natural Gas | Process - Insulate Heated Process Fluids | A | Purchases (Cumulative) | Technical Potential | 0 | 0 | 91.2642 | 180.9549 | 269.0992 | 355.7237 | 440.8548 | 516.1517 | 575.3507 | 621.8933 | 658.4854 | 687.2544 | 709.8728 | 727.6555 | 741.6365 | 752.6283 | 761.2702 | 768.0645 | 768.1101 | 768.1261 | 768.1314 | 768.1331
F1_Industrial_Agriculture_Existing_Process_Natural Gas_Process Heat Recovery_A_Technical Potential | F1 | Industrial | Agriculture | Existing | Process | Natural Gas | Process Heat Recovery | A | Original Unit Energy Savings (kWh or therms) | Technical Potential | 0 | 0 | 0.13629 | 0.13629 | 0.13629 | 0.13629 | 0.13629 | 0.13629 | 0.13629 | 0.13629 | 0.13629 | 0.13629 | 0.13629 | 0.13629 | 0.13629 | 0.13629 | 0.13629 | 0.13629 | 0.13629 | 0.13629 | 0.13629 | 0.13629
F2_Industrial_Agriculture_Existing_Process_Natural Gas_Process Heat Recovery_A_Technical Potential | F2 | Industrial | Agriculture | Existing | Process | Natural Gas | Process Heat Recovery | A | Original Unit Summer Peak Savings (kW) | Technical Potential | 0 | 0 | 0 | 0 | 0 | 0 | 0 | 0 | 0 | 0 | 0 | 0 | 0 | 0 | 0 | 0 | 0 | 0 | 0 | 0 | 0 | 0
F3_Industrial_Agriculture_Existing_Process_Natural Gas_Process Heat Recovery_A_Technical Potential | F3 | Industrial | Agriculture | Existing | Process | Natural Gas | Process Heat Recovery | A | Original Unit Winter Peak Savings (kW) | Technical Potential | 0 | 0 | 0 | 0 | 0 | 0 | 0 | 0 | 0 | 0 | 0 | 0 | 0 | 0 | 0 | 0 | 0 | 0 | 0 | 0 | 0 | 0
F4_Industrial_Agriculture_Existing_Process_Natural Gas_Process Heat Recovery_A_Technical Potential | F4 | Industrial | Agriculture | Existing | Process | Natural Gas | Process Heat Recovery | A | Standalone Impact on Baseline Energy (%) | Technical Potential | 0% | 0% | 0.02051% | 0.04138% | 0.06261% | 0.08422% | 0.1062% | 0.1265% | 0.1435% | 0.1578% | 0.1701% | 0.1806% | 0.1898% | 0.198% | 0.2053% | 0.212% | 0.2182% | 0.224% | 0.228% | 0.232% | 0.2361% | 0.2402%
F5_Industrial_Agriculture_Existing_Process_Natural Gas_Process Heat Recovery_A_Technical Potential | F5 | Industrial | Agriculture | Existing | Process | Natural Gas | Process Heat Recovery | A | Standalone Impact on Baseline Summer Peak (%) | Technical Potential | bar: 2019 to 2040
F6_Industrial_Agriculture_Existing_Process_Natural Gas_Process Heat Recovery_A_Technical Potential | F6 | Industrial | Agriculture | Existing | Process | Natural Gas | Process Heat Recovery | A | Standalone Impact on Baseline Winter Peak (%) | Technical Potential | bar: 2019 to 2040
F7_Industrial_Agriculture_Existing_Process_Natural Gas_Process Heat Recovery_A_Technical Potential | F7 | Industrial | Agriculture | Existing | Process | Natural Gas | Process Heat Recovery | A | Incremental Energy Savings (MWh or mTherms) | Technical Potential | 0 | 0 | 0.4478 | 0.44008 | 0.43249 | 0.42503 | 0.4177 | 0.36945 | 0.29047 | 0.22837 | 0.17954 | 0.14116 | 0.11098 | 0.087253 | 0.068599 | 0.053933 | 0.042402 | 0.033337 | 0.00022346 | 7.8432e-05 | 2.6277e-05 | 8.4209e-06
F8_Industrial_Agriculture_Existing_Process_Natural Gas_Process Heat Recovery_A_Technical Potential | F8 | Industrial | Agriculture | Existing | Process | Natural Gas | Process Heat Recovery | A | Incremental Summer Peak Savings (MW) | Technical Potential | 0 | 0 | 0 | 0 | 0 | 0 | 0 | 0 | 0 | 0 | 0 | 0 | 0 | 0 | 0 | 0 | 0 | 0 | 0 | 0 | 0 | 0
F9_Industrial_Agriculture_Existing_Process_Natural Gas_Process Heat Recovery_A_Technical Potential | F9 | Industrial | Agriculture | Existing | Process | Natural Gas | Process Heat Recovery | A | Incremental Winter Peak Savings (MW) | Technical Potential | 0 | 0 | 0 | 0 | 0 | 0 | 0 | 0 | 0 | 0 | 0 | 0 | 0 | 0 | 0 | 0 | 0 | 0 | 0 | 0 | 0 | 0
F10_Industrial_Agriculture_Existing_Process_Natural Gas_Process Heat Recovery_A_Technical Potential | F10 | Industrial | Agriculture | Existing | Process | Natural Gas | Process Heat Recovery | A | Cumulative Energy Savings (MWh or mTherms) | Technical Potential | 0 | 0 | 0.4478 | 0.88787 | 1.3204 | 1.7454 | 2.1631 | 2.5325 | 2.823 | 3.0514 | 3.2309 | 3.3721 | 3.4831 | 3.5703 | 3.6389 | 3.6928 | 3.7352 | 3.7686 | 3.7688 | 3.7689 | 3.7689 | 3.7689
F11_Industrial_Agriculture_Existing_Process_Natural Gas_Process Heat Recovery_A_Technical Potential | F11 | Industrial | Agriculture | Existing | Process | Natural Gas | Process Heat Recovery | A | Cumulative Summer Peak Savings (MW) | Technical Potential | 0 | 0 | 0 | 0 | 0 | 0 | 0 | 0 | 0 | 0 | 0 | 0 | 0 | 0 | 0 | 0 | 0 | 0 | 0 | 0 | 0 | 0
F12_Industrial_Agriculture_Existing_Process_Natural Gas_Process Heat Recovery_A_Technical Potential | F12 | Industrial | Agriculture | Existing | Process | Natural Gas | Process Heat Recovery | A | Cumulative Winter Peak Savings (MW) | Technical Potential | 0 | 0 | 0 | 0 | 0 | 0 | 0 | 0 | 0 | 0 | 0 | 0 | 0 | 0 | 0 | 0 | 0 | 0 | 0 | 0 | 0 | 0
F13_Industrial_Agriculture_Existing_Process_Natural Gas_Process Heat Recovery_A_Technical Potential | F13 | Industrial | Agriculture | Existing | Process | Natural Gas | Process Heat Recovery | A | Purchases (Incremental) | Technical Potential | 0 | 0 | 3285.5113 | 3228.8645 | 3173.1944 | 3118.4842 | 3064.7172 | 2710.6895 | 2131.1628 | 1675.5349 | 1317.3171 | 1035.6838 | 814.2617 | 640.1782 | 503.3125 | 395.7078 | 311.1082 | 244.5954 | 1.6396 | 0.57546 | 0.1928 | 0.061785
F14_Industrial_Agriculture_Existing_Process_Natural Gas_Process Heat Recovery_A_Technical Potential | F14 | Industrial | Agriculture | Existing | Process | Natural Gas | Process Heat Recovery | A | Purchases (Cumulative) | Technical Potential | 0 | 0 | 3285.5113 | 6514.3758 | 9687.5702 | 12806.0544 | 15870.7717 | 18581.4612 | 20712.624 | 22388.1589 | 23705.476 | 24741.1598 | 25555.4216 | 26195.5998 | 26698.9123 | 27094.62 | 27405.7282 | 27650.3236 | 27651.9632 | 27652.5386 | 27652.7314 | 27652.7932
F1_Industrial_Agriculture_Existing_Space Heating_Natural Gas_Building Automation System_A_Technical Potential | F1 | Industrial | Agriculture | Existing | Space Heating | Natural Gas | Building Automation System | A | Original Unit Energy Savings (kWh or therms) | Technical Potential | 0 | 0 | 0.015624 | 0.015587 | 0.01555 | 0.015514 | 0.015478 | 0.015443 | 0.015409 | 0.015376 | 0.015345 | 0.015316 | 0.015289 | 0.015263 | 0.015238 | 0.015215 | 0.015194 | 0.015173 | 0.015154 | 0.015136 | 0.01512 | 0.015104
F2_Industrial_Agriculture_Existing_Space Heating_Natural Gas_Building Automation System_A_Technical Potential | F2 | Industrial | Agriculture | Existing | Space Heating | Natural Gas | Building Automation System | A | Original Unit Summer Peak Savings (kW) | Technical Potential | 0 | 0 | 0 | 0 | 0 | 0 | 0 | 0 | 0 | 0 | 0 | 0 | 0 | 0 | 0 | 0 | 0 | 0 | 0 | 0 | 0 | 0
F3_Industrial_Agriculture_Existing_Space Heating_Natural Gas_Building Automation System_A_Technical Potential | F3 | Industrial | Agriculture | Existing | Space Heating | Natural Gas | Building Automation System | A | Original Unit Winter Peak Savings (kW) | Technical Potential | 0 | 0 | 0 | 0 | 0 | 0 | 0 | 0 | 0 | 0 | 0 | 0 | 0 | 0 | 0 | 0 | 0 | 0 | 0 | 0 | 0 | 0
F4_Industrial_Agriculture_Existing_Space Heating_Natural Gas_Building Automation System_A_Technical Potential | F4 | Industrial | Agriculture | Existing | Space Heating | Natural Gas | Building Automation System | A | Standalone Impact on Baseline Energy (%) | Technical Potential | 0% | 0% | 0.01539% | 0.04641% | 0.1018% | 0.1925% | 0.3307% | 0.5296% | 0.8015% | 1.156% | 1.598% | 2.122% | 2.717% | 3.357% | 4.011% | 4.643% | 5.218% | 5.717% | 6.129% | 6.453% | 6.704% | 6.912%
F5_Industrial_Agriculture_Existing_Space Heating_Natural Gas_Building Automation System_A_Technical Potential | F5 | Industrial | Agriculture | Existing | Space Heating | Natural Gas | Building Automation System | A | Standalone Impact on Baseline Summer Peak (%) | Technical Potential | bar: 2019 to 2040
F6_Industrial_Agriculture_Existing_Space Heating_Natural Gas_Building Automation System_A_Technical Potential | F6 | Industrial | Agriculture | Existing | Space Heating | Natural Gas | Building Automation System | A | Standalone Impact on Baseline Winter Peak (%) | Technical Potential | bar: 2019 to 2040
F7_Industrial_Agriculture_Existing_Space Heating_Natural Gas_Building Automation System_A_Technical Potential | F7 | Industrial | Agriculture | Existing | Space Heating | Natural Gas | Building Automation System | A | Incremental Energy Savings (MWh or mTherms) | Technical Potential | 0 | 0 | 0.16268 | 0.31881 | 0.55499 | 0.88511 | 1.3172 | 1.8499 | 2.4675 | 3.137 | 3.8054 | 4.4017 | 4.8446 | 5.0563 | 4.9819 | 4.6083 | 3.9762 | 3.2273 | 2.4223 | 1.6461 | 1.0324 | 0.661
F8_Industrial_Agriculture_Existing_Space Heating_Natural Gas_Building Automation System_A_Technical Potential | F8 | Industrial | Agriculture | Existing | Space Heating | Natural Gas | Building Automation System | A | Incremental Summer Peak Savings (MW) | Technical Potential | 0 | 0 | 0 | 0 | 0 | 0 | 0 | 0 | 0 | 0 | 0 | 0 | 0 | 0 | 0 | 0 | 0 | 0 | 0 | 0 | 0 | 0
F9_Industrial_Agriculture_Existing_Space Heating_Natural Gas_Building Automation System_A_Technical Potential | F9 | Industrial | Agriculture | Existing | Space Heating | Natural Gas | Building Automation System | A | Incremental Winter Peak Savings (MW) | Technical Potential | 0 | 0 | 0 | 0 | 0 | 0 | 0 | 0 | 0 | 0 | 0 | 0 | 0 | 0 | 0 | 0 | 0 | 0 | 0 | 0 | 0 | 0
F10_Industrial_Agriculture_Existing_Space Heating_Natural Gas_Building Automation System_A_Technical Potential | F10 | Industrial | Agriculture | Existing | Space Heating | Natural Gas | Building Automation System | A | Cumulative Energy Savings (MWh or mTherms) | Technical Potential | 0 | 0 | 0.16268 | 0.4811 | 1.0349 | 1.9176 | 3.2304 | 5.073 | 7.5294 | 10.6505 | 14.4345 | 18.8088 | 23.6196 | 28.6359 | 33.5719 | 38.1296 | 42.0516 | 45.2226 | 47.5879 | 49.1775 | 50.1551 | 50.7637
F11_Industrial_Agriculture_Existing_Space Heating_Natural Gas_Building Automation System_A_Technical Potential | F11 | Industrial | Agriculture | Existing | Space Heating | Natural Gas | Building Automation System | A | Cumulative Summer Peak Savings (MW) | Technical Potential | 0 | 0 | 0 | 0 | 0 | 0 | 0 | 0 | 0 | 0 | 0 | 0 | 0 | 0 | 0 | 0 | 0 | 0 | 0 | 0 | 0 | 0
F12_Industrial_Agriculture_Existing_Space Heating_Natural Gas_Building Automation System_A_Technical Potential | F12 | Industrial | Agriculture | Existing | Space Heating | Natural Gas | Building Automation System | A | Cumulative Winter Peak Savings (MW) | Technical Potential | 0 | 0 | 0 | 0 | 0 | 0 | 0 | 0 | 0 | 0 | 0 | 0 | 0 | 0 | 0 | 0 | 0 | 0 | 0 | 0 | 0 | 0
F13_Industrial_Agriculture_Existing_Space Heating_Natural Gas_Building Automation System_A_Technical Potential | F13 | Industrial | Agriculture | Existing | Space Heating | Natural Gas | Building Automation System | A | Purchases (Incremental) | Technical Potential | 0 | 0 | 10411.7393 | 20453.5498 | 35690.0624 | 57053.8337 | 85106.6516 | 119789.3431 | 160136.9826 | 204016.1364 | 247982.2334 | 287388.0659 | 316871.5826 | 331279.778 | 326927.2613 | 302870.5603 | 261699.738 | 212691.3643 | 159842.0902 | 108751.9792 | 68282.4927 | 43764.2663
F14_Industrial_Agriculture_Existing_Space Heating_Natural Gas_Building Automation System_A_Technical Potential | F14 | Industrial | Agriculture | Existing | Space Heating | Natural Gas | Building Automation System | A | Purchases (Cumulative) | Technical Potential | 0 | 0 | 10411.7393 | 30865.2891 | 66555.3515 | 123609.1852 | 208715.8368 | 328505.1799 | 488642.1625 | 692658.2989 | 940640.5323 | 1228028.5982 | 1544900.1808 | 1876179.9588 | 2203107.2201 | 2505977.7805 | 2767677.5185 | 2980368.8829 | 3140210.9731 | 3248962.9523 | 3317245.4449 | 3361009.7112
F1_Industrial_Agriculture_Existing_Space Heating_Natural Gas_Steam System Efficiency Improvements_A_Technical Potential | F1 | Industrial | Agriculture | Existing | Space Heating | Natural Gas | Steam System Efficiency Improvements | A | Original Unit Energy Savings (kWh or therms) | Technical Potential | 0 | 0 | 0.13953 | 0.13917 | 0.13883 | 0.1385 | 0.13817 | 0.13785 | 0.13755 | 0.13725 | 0.13697 | 0.13669 | 0.13643 | 0.13618 | 0.13594 | 0.13572 | 0.13551 | 0.13531 | 0.13512 | 0.13495 | 0.1348 | 0.13466
F2_Industrial_Agriculture_Existing_Space Heating_Natural Gas_Steam System Efficiency Improvements_A_Technical Potential | F2 | Industrial | Agriculture | Existing | Space Heating | Natural Gas | Steam System Efficiency Improvements | A | Original Unit Summer Peak Savings (kW) | Technical Potential | 0 | 0 | 0 | 0 | 0 | 0 | 0 | 0 | 0 | 0 | 0 | 0 | 0 | 0 | 0 | 0 | 0 | 0 | 0 | 0 | 0 | 0
F3_Industrial_Agriculture_Existing_Space Heating_Natural Gas_Steam System Efficiency Improvements_A_Technical Potential | F3 | Industrial | Agriculture | Existing | Space Heating | Natural Gas | Steam System Efficiency Improvements | A | Original Unit Winter Peak Savings (kW) | Technical Potential | 0 | 0 | 0 | 0 | 0 | 0 | 0 | 0 | 0 | 0 | 0 | 0 | 0 | 0 | 0 | 0 | 0 | 0 | 0 | 0 | 0 | 0
F4_Industrial_Agriculture_Existing_Space Heating_Natural Gas_Steam System Efficiency Improvements_A_Technical Potential | F4 | Industrial | Agriculture | Existing | Space Heating | Natural Gas | Steam System Efficiency Improvements | A | Standalone Impact on Baseline Energy (%) | Technical Potential | 0% | 0% | 0.0009738% | 0.002937% | 0.006444% | 0.01218% | 0.02092% | 0.0335% | 0.05071% | 0.07314% | 0.1011% | 0.1342% | 0.1718% | 0.2123% | 0.2536% | 0.2935% | 0.3298% | 0.3613% | 0.3873% | 0.4078% | 0.4236% | 0.4367%
F5_Industrial_Agriculture_Existing_Space Heating_Natural Gas_Steam System Efficiency Improvements_A_Technical Potential | F5 | Industrial | Agriculture | Existing | Space Heating | Natural Gas | Steam System Efficiency Improvements | A | Standalone Impact on Baseline Summer Peak (%) | Technical Potential | bar: 2019 to 2040
F6_Industrial_Agriculture_Existing_Space Heating_Natural Gas_Steam System Efficiency Improvements_A_Technical Potential | F6 | Industrial | Agriculture | Existing | Space Heating | Natural Gas | Steam System Efficiency Improvements | A | Standalone Impact on Baseline Winter Peak (%) | Technical Potential | bar: 2019 to 2040
F7_Industrial_Agriculture_Existing_Space Heating_Natural Gas_Steam System Efficiency Improvements_A_Technical Potential | F7 | Industrial | Agriculture | Existing | Space Heating | Natural Gas | Steam System Efficiency Improvements | A | Incremental Energy Savings (MWh or mTherms) | Technical Potential | 0 | 0 | 0.010295 | 0.020174 | 0.035116 | 0.056001 | 0.083339 | 0.11703 | 0.1561 | 0.19845 | 0.24071 | 0.27841 | 0.30638 | 0.31972 | 0.31497 | 0.29132 | 0.25132 | 0.20396 | 0.15307 | 0.10401 | 0.065232 | 0.041765
F8_Industrial_Agriculture_Existing_Space Heating_Natural Gas_Steam System Efficiency Improvements_A_Technical Potential | F8 | Industrial | Agriculture | Existing | Space Heating | Natural Gas | Steam System Efficiency Improvements | A | Incremental Summer Peak Savings (MW) | Technical Potential | 0 | 0 | 0 | 0 | 0 | 0 | 0 | 0 | 0 | 0 | 0 | 0 | 0 | 0 | 0 | 0 | 0 | 0 | 0 | 0 | 0 | 0
F9_Industrial_Agriculture_Existing_Space Heating_Natural Gas_Steam System Efficiency Improvements_A_Technical Potential | F9 | Industrial | Agriculture | Existing | Space Heating | Natural Gas | Steam System Efficiency Improvements | A | Incremental Winter Peak Savings (MW) | Technical Potential | 0 | 0 | 0 | 0 | 0 | 0 | 0 | 0 | 0 | 0 | 0 | 0 | 0 | 0 | 0 | 0 | 0 | 0 | 0 | 0 | 0 | 0
F10_Industrial_Agriculture_Existing_Space Heating_Natural Gas_Steam System Efficiency Improvements_A_Technical Potential | F10 | Industrial | Agriculture | Existing | Space Heating | Natural Gas | Steam System Efficiency Improvements | A | Cumulative Energy Savings (MWh or mTherms) | Technical Potential | 0 | 0 | 0.010295 | 0.030444 | 0.065485 | 0.12133 | 0.20438 | 0.32094 | 0.47633 | 0.67376 | 0.91307 | 1.1896 | 1.4937 | 1.8107 | 2.1226 | 2.4104 | 2.6579 | 2.858 | 3.0072 | 3.1074 | 3.1691 | 3.2075
F11_Industrial_Agriculture_Existing_Space Heating_Natural Gas_Steam System Efficiency Improvements_A_Technical Potential | F11 | Industrial | Agriculture | Existing | Space Heating | Natural Gas | Steam System Efficiency Improvements | A | Cumulative Summer Peak Savings (MW) | Technical Potential | 0 | 0 | 0 | 0 | 0 | 0 | 0 | 0 | 0 | 0 | 0 | 0 | 0 | 0 | 0 | 0 | 0 | 0 | 0 | 0 | 0 | 0
F12_Industrial_Agriculture_Existing_Space Heating_Natural Gas_Steam System Efficiency Improvements_A_Technical Potential | F12 | Industrial | Agriculture | Existing | Space Heating | Natural Gas | Steam System Efficiency Improvements | A | Cumulative Winter Peak Savings (MW) | Technical Potential | 0 | 0 | 0 | 0 | 0 | 0 | 0 | 0 | 0 | 0 | 0 | 0 | 0 | 0 | 0 | 0 | 0 | 0 | 0 | 0 | 0 | 0
F13_Industrial_Agriculture_Existing_Space Heating_Natural Gas_Steam System Efficiency Improvements_A_Technical Potential | F13 | Industrial | Agriculture | Existing | Space Heating | Natural Gas | Steam System Efficiency Improvements | A | Purchases (Incremental) | Technical Potential | 0 | 0 | 73.7893 | 144.9568 | 252.9398 | 404.3475 | 603.1613 | 848.9617 | 1134.9104 | 1445.8873 | 1757.4804 | 2036.7544 | 2245.7077 | 2347.8203 | 2316.9735 | 2146.4807 | 1854.6981 | 1507.3697 | 1132.8204 | 770.7386 | 483.9264 | 310.1627
F14_Industrial_Agriculture_Existing_Space Heating_Natural Gas_Steam System Efficiency Improvements_A_Technical Potential | F14 | Industrial | Agriculture | Existing | Space Heating | Natural Gas | Steam System Efficiency Improvements | A | Purchases (Cumulative) | Technical Potential | 0 | 0 | 73.7893 | 218.7461 | 471.6859 | 876.0334 | 1479.1947 | 2328.1564 | 3463.0668 | 4908.9541 | 6666.4345 | 8703.1889 | 10948.8966 | 13296.7169 | 15613.6904 | 17760.1711 | 19614.8691 | 21122.2388 | 22255.0593 | 23025.7979 | 23509.7242 | 23819.8869
F1_Industrial_Agriculture_Existing_Process_Natural Gas_Steam System Efficiency Improvements_A_Technical Potential | F1 | Industrial | Agriculture | Existing | Process | Natural Gas | Steam System Efficiency Improvements | A | Original Unit Energy Savings (kWh or therms) | Technical Potential | 0 | 0 | 0.18594 | 0.18594 | 0.18594 | 0.18594 | 0.18594 | 0.18594 | 0.18594 | 0.18594 | 0.18594 | 0.18594 | 0.18594 | 0.18594 | 0.18594 | 0.18594 | 0.18594 | 0.18594 | 0.18594 | 0.18594 | 0.18594 | 0.18594
F2_Industrial_Agriculture_Existing_Process_Natural Gas_Steam System Efficiency Improvements_A_Technical Potential | F2 | Industrial | Agriculture | Existing | Process | Natural Gas | Steam System Efficiency Improvements | A | Original Unit Summer Peak Savings (kW) | Technical Potential | 0 | 0 | 0 | 0 | 0 | 0 | 0 | 0 | 0 | 0 | 0 | 0 | 0 | 0 | 0 | 0 | 0 | 0 | 0 | 0 | 0 | 0
F3_Industrial_Agriculture_Existing_Process_Natural Gas_Steam System Efficiency Improvements_A_Technical Potential | F3 | Industrial | Agriculture | Existing | Process | Natural Gas | Steam System Efficiency Improvements | A | Original Unit Winter Peak Savings (kW) | Technical Potential | 0 | 0 | 0 | 0 | 0 | 0 | 0 | 0 | 0 | 0 | 0 | 0 | 0 | 0 | 0 | 0 | 0 | 0 | 0 | 0 | 0 | 0
F4_Industrial_Agriculture_Existing_Process_Natural Gas_Steam System Efficiency Improvements_A_Technical Potential | F4 | Industrial | Agriculture | Existing | Process | Natural Gas | Steam System Efficiency Improvements | A | Standalone Impact on Baseline Energy (%) | Technical Potential | 0% | 0% | 0.0001093% | 0.0003298% | 0.0007236% | 0.001367% | 0.00235% | 0.003763% | 0.005695% | 0.008215% | 0.01135% | 0.01508% | 0.0193% | 0.02385% | 0.0285% | 0.03299% | 0.03707% | 0.04062% | 0.04355% | 0.04585% | 0.04764% | 0.04911%
F5_Industrial_Agriculture_Existing_Process_Natural Gas_Steam System Efficiency Improvements_A_Technical Potential | F5 | Industrial | Agriculture | Existing | Process | Natural Gas | Steam System Efficiency Improvements | A | Standalone Impact on Baseline Summer Peak (%) | Technical Potential | bar: 2019 to 2040
F6_Industrial_Agriculture_Existing_Process_Natural Gas_Steam System Efficiency Improvements_A_Technical Potential | F6 | Industrial | Agriculture | Existing | Process | Natural Gas | Steam System Efficiency Improvements | A | Standalone Impact on Baseline Winter Peak (%) | Technical Potential | bar: 2019 to 2040
F7_Industrial_Agriculture_Existing_Process_Natural Gas_Steam System Efficiency Improvements_A_Technical Potential | F7 | Industrial | Agriculture | Existing | Process | Natural Gas | Steam System Efficiency Improvements | A | Incremental Energy Savings (MWh or mTherms) | Technical Potential | 0 | 0 | 0.0023873 | 0.0046897 | 0.0081833 | 0.013082 | 0.019514 | 0.027466 | 0.036717 | 0.046778 | 0.056859 | 0.065894 | 0.072654 | 0.075958 | 0.07496 | 0.069444 | 0.060004 | 0.048767 | 0.03665 | 0.024935 | 0.015656 | 0.010035
F8_Industrial_Agriculture_Existing_Process_Natural Gas_Steam System Efficiency Improvements_A_Technical Potential | F8 | Industrial | Agriculture | Existing | Process | Natural Gas | Steam System Efficiency Improvements | A | Incremental Summer Peak Savings (MW) | Technical Potential | 0 | 0 | 0 | 0 | 0 | 0 | 0 | 0 | 0 | 0 | 0 | 0 | 0 | 0 | 0 | 0 | 0 | 0 | 0 | 0 | 0 | 0
F9_Industrial_Agriculture_Existing_Process_Natural Gas_Steam System Efficiency Improvements_A_Technical Potential | F9 | Industrial | Agriculture | Existing | Process | Natural Gas | Steam System Efficiency Improvements | A | Incremental Winter Peak Savings (MW) | Technical Potential | 0 | 0 | 0 | 0 | 0 | 0 | 0 | 0 | 0 | 0 | 0 | 0 | 0 | 0 | 0 | 0 | 0 | 0 | 0 | 0 | 0 | 0
F10_Industrial_Agriculture_Existing_Process_Natural Gas_Steam System Efficiency Improvements_A_Technical Potential | F10 | Industrial | Agriculture | Existing | Process | Natural Gas | Steam System Efficiency Improvements | A | Cumulative Energy Savings (MWh or mTherms) | Technical Potential | 0 | 0 | 0.0023873 | 0.007077 | 0.01526 | 0.028342 | 0.047856 | 0.075322 | 0.11204 | 0.15882 | 0.21568 | 0.28157 | 0.35422 | 0.43018 | 0.50514 | 0.57459 | 0.63459 | 0.68336 | 0.72001 | 0.74494 | 0.7606 | 0.77063
F11_Industrial_Agriculture_Existing_Process_Natural Gas_Steam System Efficiency Improvements_A_Technical Potential | F11 | Industrial | Agriculture | Existing | Process | Natural Gas | Steam System Efficiency Improvements | A | Cumulative Summer Peak Savings (MW) | Technical Potential | 0 | 0 | 0 | 0 | 0 | 0 | 0 | 0 | 0 | 0 | 0 | 0 | 0 | 0 | 0 | 0 | 0 | 0 | 0 | 0 | 0 | 0
F12_Industrial_Agriculture_Existing_Process_Natural Gas_Steam System Efficiency Improvements_A_Technical Potential | F12 | Industrial | Agriculture | Existing | Process | Natural Gas | Steam System Efficiency Improvements | A | Cumulative Winter Peak Savings (MW) | Technical Potential | 0 | 0 | 0 | 0 | 0 | 0 | 0 | 0 | 0 | 0 | 0 | 0 | 0 | 0 | 0 | 0 | 0 | 0 | 0 | 0 | 0 | 0
F13_Industrial_Agriculture_Existing_Process_Natural Gas_Steam System Efficiency Improvements_A_Technical Potential | F13 | Industrial | Agriculture | Existing | Process | Natural Gas | Steam System Efficiency Improvements | A | Purchases (Incremental) | Technical Potential | 0 | 0 | 12.8387 | 25.2212 | 44.0093 | 70.3529 | 104.9448 | 147.7119 | 197.4644 | 251.5717 | 305.7861 | 354.3774 | 390.7334 | 408.5001 | 403.133 | 373.4688 | 322.7012 | 262.2691 | 197.1008 | 134.1017 | 84.1989 | 53.9656
F14_Industrial_Agriculture_Existing_Process_Natural Gas_Steam System Efficiency Improvements_A_Technical Potential | F14 | Industrial | Agriculture | Existing | Process | Natural Gas | Steam System Efficiency Improvements | A | Purchases (Cumulative) | Technical Potential | 0 | 0 | 12.8387 | 38.0599 | 82.0692 | 152.4221 | 257.3669 | 405.0788 | 602.5432 | 854.1149 | 1159.901 | 1514.2784 | 1905.0118 | 2313.5119 | 2716.6449 | 3090.1137 | 3412.8148 | 3675.0839 | 3872.1847 | 4006.2865 | 4090.4854 | 4144.451
F1_Industrial_Agriculture_Existing_Space Heating_Natural Gas_Strategic Energy Management_A_Technical Potential | F1 | Industrial | Agriculture | Existing | Space Heating | Natural Gas | Strategic Energy Management | A | Original Unit Energy Savings (kWh or therms) | Technical Potential | 0 | 0 | 4.12 | 4.1102 | 4.1004 | 4.0908 | 4.0813 | 4.0721 | 4.0632 | 4.0546 | 4.0464 | 4.0387 | 4.0315 | 4.0247 | 4.0182 | 4.0122 | 4.0065 | 4.0011 | 3.9961 | 3.9913 | 3.9869 | 3.9827
F2_Industrial_Agriculture_Existing_Space Heating_Natural Gas_Strategic Energy Management_A_Technical Potential | F2 | Industrial | Agriculture | Existing | Space Heating | Natural Gas | Strategic Energy Management | A | Original Unit Summer Peak Savings (kW) | Technical Potential | 0 | 0 | 0 | 0 | 0 | 0 | 0 | 0 | 0 | 0 | 0 | 0 | 0 | 0 | 0 | 0 | 0 | 0 | 0 | 0 | 0 | 0
F3_Industrial_Agriculture_Existing_Space Heating_Natural Gas_Strategic Energy Management_A_Technical Potential | F3 | Industrial | Agriculture | Existing | Space Heating | Natural Gas | Strategic Energy Management | A | Original Unit Winter Peak Savings (kW) | Technical Potential | 0 | 0 | 0 | 0 | 0 | 0 | 0 | 0 | 0 | 0 | 0 | 0 | 0 | 0 | 0 | 0 | 0 | 0 | 0 | 0 | 0 | 0
F4_Industrial_Agriculture_Existing_Space Heating_Natural Gas_Strategic Energy Management_A_Technical Potential | F4 | Industrial | Agriculture | Existing | Space Heating | Natural Gas | Strategic Energy Management | A | Standalone Impact on Baseline Energy (%) | Technical Potential | 0% | 0% | 0.09675% | 0.1952% | 0.2954% | 0.3973% | 0.501% | 0.6066% | 0.714% | 0.8232% | 0.9344% | 1.048% | 1.163% | 1.28% | 1.399% | 1.52% | 1.644% | 1.769% | 1.897% | 2.027% | 2.159% | 2.294%
F5_Industrial_Agriculture_Existing_Space Heating_Natural Gas_Strategic Energy Management_A_Technical Potential | F5 | Industrial | Agriculture | Existing | Space Heating | Natural Gas | Strategic Energy Management | A | Standalone Impact on Baseline Summer Peak (%) | Technical Potential | bar: 2019 to 2040
F6_Industrial_Agriculture_Existing_Space Heating_Natural Gas_Strategic Energy Management_A_Technical Potential | F6 | Industrial | Agriculture | Existing | Space Heating | Natural Gas | Strategic Energy Management | A | Standalone Impact on Baseline Winter Peak (%) | Technical Potential | bar: 2019 to 2040
F7_Industrial_Agriculture_Existing_Space Heating_Natural Gas_Strategic Energy Management_A_Technical Potential | F7 | Industrial | Agriculture | Existing | Space Heating | Natural Gas | Strategic Energy Management | A | Incremental Energy Savings (MWh or mTherms) | Technical Potential | 0 | 0 | 1.0229 | 1.0029 | 0.98325 | 0.96403 | 0.94521 | 0.92682 | 0.90884 | 0.89129 | 0.87416 | 0.85746 | 0.84116 | 0.82526 | 0.80973 | 0.79457 | 0.77976 | 0.76529 | 0.75115 | 0.73732 | 0.7238 | 0.71058
F8_Industrial_Agriculture_Existing_Space Heating_Natural Gas_Strategic Energy Management_A_Technical Potential | F8 | Industrial | Agriculture | Existing | Space Heating | Natural Gas | Strategic Energy Management | A | Incremental Summer Peak Savings (MW) | Technical Potential | 0 | 0 | 0 | 0 | 0 | 0 | 0 | 0 | 0 | 0 | 0 | 0 | 0 | 0 | 0 | 0 | 0 | 0 | 0 | 0 | 0 | 0
F9_Industrial_Agriculture_Existing_Space Heating_Natural Gas_Strategic Energy Management_A_Technical Potential | F9 | Industrial | Agriculture | Existing | Space Heating | Natural Gas | Strategic Energy Management | A | Incremental Winter Peak Savings (MW) | Technical Potential | 0 | 0 | 0 | 0 | 0 | 0 | 0 | 0 | 0 | 0 | 0 | 0 | 0 | 0 | 0 | 0 | 0 | 0 | 0 | 0 | 0 | 0
F10_Industrial_Agriculture_Existing_Space Heating_Natural Gas_Strategic Energy Management_A_Technical Potential | F10 | Industrial | Agriculture | Existing | Space Heating | Natural Gas | Strategic Energy Management | A | Cumulative Energy Savings (MWh or mTherms) | Technical Potential | 0 | 0 | 1.0229 | 2.0234 | 3.0018 | 3.9588 | 4.8948 | 5.8106 | 6.7067 | 7.5838 | 8.4427 | 9.2842 | 10.1087 | 10.9168 | 11.7091 | 12.486 | 13.248 | 13.9955 | 14.729 | 15.4489 | 16.1555 | 16.8491
F11_Industrial_Agriculture_Existing_Space Heating_Natural Gas_Strategic Energy Management_A_Technical Potential | F11 | Industrial | Agriculture | Existing | Space Heating | Natural Gas | Strategic Energy Management | A | Cumulative Summer Peak Savings (MW) | Technical Potential | 0 | 0 | 0 | 0 | 0 | 0 | 0 | 0 | 0 | 0 | 0 | 0 | 0 | 0 | 0 | 0 | 0 | 0 | 0 | 0 | 0 | 0
F12_Industrial_Agriculture_Existing_Space Heating_Natural Gas_Strategic Energy Management_A_Technical Potential | F12 | Industrial | Agriculture | Existing | Space Heating | Natural Gas | Strategic Energy Management | A | Cumulative Winter Peak Savings (MW) | Technical Potential | 0 | 0 | 0 | 0 | 0 | 0 | 0 | 0 | 0 | 0 | 0 | 0 | 0 | 0 | 0 | 0 | 0 | 0 | 0 | 0 | 0 | 0
F13_Industrial_Agriculture_Existing_Space Heating_Natural Gas_Strategic Energy Management_A_Technical Potential | F13 | Industrial | Agriculture | Existing | Space Heating | Natural Gas | Strategic Energy Management | A | Purchases (Incremental) | Technical Potential | 0 | 0 | 248.2808 | 244.0001 | 239.7932 | 235.6588 | 231.5958 | 227.6027 | 223.6785 | 219.822 | 216.032 | 212.3073 | 208.6468 | 205.0495 | 201.5141 | 198.0397 | 194.6253 | 191.2697 | 187.9719 | 184.731 | 181.546 | 178.4159
F14_Industrial_Agriculture_Existing_Space Heating_Natural Gas_Strategic Energy Management_A_Technical Potential | F14 | Industrial | Agriculture | Existing | Space Heating | Natural Gas | Strategic Energy Management | A | Purchases (Cumulative) | Technical Potential | 0 | 0 | 248.2808 | 492.2809 | 732.0741 | 967.733 | 1199.3287 | 1426.9315 | 1650.61 | 1870.432 | 2086.464 | 2298.7713 | 2507.4181 | 2712.4676 | 2913.9817 | 3112.0215 | 3306.6467 | 3497.9164 | 3685.8883 | 3870.6193 | 4052.1653 | 4230.5812
F1_Industrial_Agriculture_Existing_Process_Natural Gas_Strategic Energy Management_A_Technical Potential | F1 | Industrial | Agriculture | Existing | Process | Natural Gas | Strategic Energy Management | A | Original Unit Energy Savings (kWh or therms) | Technical Potential | 0 | 0 | 1.4066 | 1.4066 | 1.4066 | 1.4066 | 1.4066 | 1.4066 | 1.4066 | 1.4066 | 1.4066 | 1.4066 | 1.4066 | 1.4066 | 1.4066 | 1.4066 | 1.4066 | 1.4066 | 1.4066 | 1.4066 | 1.4066 | 1.4066
F2_Industrial_Agriculture_Existing_Process_Natural Gas_Strategic Energy Management_A_Technical Potential | F2 | Industrial | Agriculture | Existing | Process | Natural Gas | Strategic Energy Management | A | Original Unit Summer Peak Savings (kW) | Technical Potential | 0 | 0 | 0 | 0 | 0 | 0 | 0 | 0 | 0 | 0 | 0 | 0 | 0 | 0 | 0 | 0 | 0 | 0 | 0 | 0 | 0 | 0
F3_Industrial_Agriculture_Existing_Process_Natural Gas_Strategic Energy Management_A_Technical Potential | F3 | Industrial | Agriculture | Existing | Process | Natural Gas | Strategic Energy Management | A | Original Unit Winter Peak Savings (kW) | Technical Potential | 0 | 0 | 0 | 0 | 0 | 0 | 0 | 0 | 0 | 0 | 0 | 0 | 0 | 0 | 0 | 0 | 0 | 0 | 0 | 0 | 0 | 0
F4_Industrial_Agriculture_Existing_Process_Natural Gas_Strategic Energy Management_A_Technical Potential | F4 | Industrial | Agriculture | Existing | Process | Natural Gas | Strategic Energy Management | A | Standalone Impact on Baseline Energy (%) | Technical Potential | 0% | 0% | 0.09675% | 0.1952% | 0.2954% | 0.3973% | 0.501% | 0.6066% | 0.714% | 0.8232% | 0.9344% | 1.048% | 1.163% | 1.28% | 1.399% | 1.52% | 1.644% | 1.769% | 1.897% | 2.027% | 2.159% | 2.294%
F5_Industrial_Agriculture_Existing_Process_Natural Gas_Strategic Energy Management_A_Technical Potential | F5 | Industrial | Agriculture | Existing | Process | Natural Gas | Strategic Energy Management | A | Standalone Impact on Baseline Summer Peak (%) | Technical Potential | bar: 2019 to 2040
F6_Industrial_Agriculture_Existing_Process_Natural Gas_Strategic Energy Management_A_Technical Potential | F6 | Industrial | Agriculture | Existing | Process | Natural Gas | Strategic Energy Management | A | Standalone Impact on Baseline Winter Peak (%) | Technical Potential | bar: 2019 to 2040
F7_Industrial_Agriculture_Existing_Process_Natural Gas_Strategic Energy Management_A_Technical Potential | F7 | Industrial | Agriculture | Existing | Process | Natural Gas | Strategic Energy Management | A | Incremental Energy Savings (MWh or mTherms) | Technical Potential | 0 | 0 | 2.1126 | 2.0762 | 2.0404 | 2.0052 | 1.9706 | 1.9366 | 1.9032 | 1.8704 | 1.8382 | 1.8065 | 1.7753 | 1.7447 | 1.7147 | 1.6851 | 1.656 | 1.6275 | 1.5994 | 1.5718 | 1.5447 | 1.5181
F8_Industrial_Agriculture_Existing_Process_Natural Gas_Strategic Energy Management_A_Technical Potential | F8 | Industrial | Agriculture | Existing | Process | Natural Gas | Strategic Energy Management | A | Incremental Summer Peak Savings (MW) | Technical Potential | 0 | 0 | 0 | 0 | 0 | 0 | 0 | 0 | 0 | 0 | 0 | 0 | 0 | 0 | 0 | 0 | 0 | 0 | 0 | 0 | 0 | 0
F9_Industrial_Agriculture_Existing_Process_Natural Gas_Strategic Energy Management_A_Technical Potential | F9 | Industrial | Agriculture | Existing | Process | Natural Gas | Strategic Energy Management | A | Incremental Winter Peak Savings (MW) | Technical Potential | 0 | 0 | 0 | 0 | 0 | 0 | 0 | 0 | 0 | 0 | 0 | 0 | 0 | 0 | 0 | 0 | 0 | 0 | 0 | 0 | 0 | 0
F10_Industrial_Agriculture_Existing_Process_Natural Gas_Strategic Energy Management_A_Technical Potential | F10 | Industrial | Agriculture | Existing | Process | Natural Gas | Strategic Energy Management | A | Cumulative Energy Savings (MWh or mTherms) | Technical Potential | 0 | 0 | 2.1126 | 4.1887 | 6.2291 | 8.2343 | 10.2049 | 12.1416 | 14.0448 | 15.9152 | 17.7534 | 19.5599 | 21.3353 | 23.08 | 24.7946 | 26.4797 | 28.1358 | 29.7633 | 31.3627 | 32.9345 | 34.4793 | 35.9974
F11_Industrial_Agriculture_Existing_Process_Natural Gas_Strategic Energy Management_A_Technical Potential | F11 | Industrial | Agriculture | Existing | Process | Natural Gas | Strategic Energy Management | A | Cumulative Summer Peak Savings (MW) | Technical Potential | 0 | 0 | 0 | 0 | 0 | 0 | 0 | 0 | 0 | 0 | 0 | 0 | 0 | 0 | 0 | 0 | 0 | 0 | 0 | 0 | 0 | 0
F12_Industrial_Agriculture_Existing_Process_Natural Gas_Strategic Energy Management_A_Technical Potential | F12 | Industrial | Agriculture | Existing | Process | Natural Gas | Strategic Energy Management | A | Cumulative Winter Peak Savings (MW) | Technical Potential | 0 | 0 | 0 | 0 | 0 | 0 | 0 | 0 | 0 | 0 | 0 | 0 | 0 | 0 | 0 | 0 | 0 | 0 | 0 | 0 | 0 | 0
F13_Industrial_Agriculture_Existing_Process_Natural Gas_Strategic Energy Management_A_Technical Potential | F13 | Industrial | Agriculture | Existing | Process | Natural Gas | Strategic Energy Management | A | Purchases (Incremental) | Technical Potential | 0 | 0 | 1501.9536 | 1476.0578 | 1450.6086 | 1425.5981 | 1401.0188 | 1376.8633 | 1353.1243 | 1329.7945 | 1306.867 | 1284.3349 | 1262.1911 | 1240.4292 | 1219.0425 | 1198.0245 | 1177.369 | 1157.0695 | 1137.12 | 1117.5145 | 1098.247 | 1079.3117
F14_Industrial_Agriculture_Existing_Process_Natural Gas_Strategic Energy Management_A_Technical Potential | F14 | Industrial | Agriculture | Existing | Process | Natural Gas | Strategic Energy Management | A | Purchases (Cumulative) | Technical Potential | 0 | 0 | 1501.9536 | 2978.0114 | 4428.62 | 5854.218 | 7255.2368 | 8632.1001 | 9985.2243 | 11315.0189 | 12621.8859 | 13906.2208 | 15168.4119 | 16408.8412 | 17627.8837 | 18825.9082 | 20003.2772 | 21160.3467 | 22297.4667 | 23414.9812 | 24513.2282 | 25592.5399
F1_Industrial_Agriculture_Existing_Miscellaneous_Natural Gas_Strategic Energy Management_A_Technical Potential | F1 | Industrial | Agriculture | Existing | Miscellaneous | Natural Gas | Strategic Energy Management | A | Original Unit Energy Savings (kWh or therms) | Technical Potential | 0 | 0 | 0.89787 | 0.89787 | 0.89787 | 0.89787 | 0.89787 | 0.89787 | 0.89787 | 0.89787 | 0.89787 | 0.89787 | 0.89787 | 0.89787 | 0.89787 | 0.89787 | 0.89787 | 0.89787 | 0.89787 | 0.89787 | 0.89787 | 0.89787
F2_Industrial_Agriculture_Existing_Miscellaneous_Natural Gas_Strategic Energy Management_A_Technical Potential | F2 | Industrial | Agriculture | Existing | Miscellaneous | Natural Gas | Strategic Energy Management | A | Original Unit Summer Peak Savings (kW) | Technical Potential | 0 | 0 | 0 | 0 | 0 | 0 | 0 | 0 | 0 | 0 | 0 | 0 | 0 | 0 | 0 | 0 | 0 | 0 | 0 | 0 | 0 | 0
F3_Industrial_Agriculture_Existing_Miscellaneous_Natural Gas_Strategic Energy Management_A_Technical Potential | F3 | Industrial | Agriculture | Existing | Miscellaneous | Natural Gas | Strategic Energy Management | A | Original Unit Winter Peak Savings (kW) | Technical Potential | 0 | 0 | 0 | 0 | 0 | 0 | 0 | 0 | 0 | 0 | 0 | 0 | 0 | 0 | 0 | 0 | 0 | 0 | 0 | 0 | 0 | 0
F4_Industrial_Agriculture_Existing_Miscellaneous_Natural Gas_Strategic Energy Management_A_Technical Potential | F4 | Industrial | Agriculture | Existing | Miscellaneous | Natural Gas | Strategic Energy Management | A | Standalone Impact on Baseline Energy (%) | Technical Potential | 0% | 0% | 0.09675% | 0.1952% | 0.2954% | 0.3973% | 0.501% | 0.6066% | 0.714% | 0.8232% | 0.9344% | 1.048% | 1.163% | 1.28% | 1.399% | 1.52% | 1.644% | 1.769% | 1.897% | 2.027% | 2.159% | 2.294%
F5_Industrial_Agriculture_Existing_Miscellaneous_Natural Gas_Strategic Energy Management_A_Technical Potential | F5 | Industrial | Agriculture | Existing | Miscellaneous | Natural Gas | Strategic Energy Management | A | Standalone Impact on Baseline Summer Peak (%) | Technical Potential | bar: 2019 to 2040
F6_Industrial_Agriculture_Existing_Miscellaneous_Natural Gas_Strategic Energy Management_A_Technical Potential | F6 | Industrial | Agriculture | Existing | Miscellaneous | Natural Gas | Strategic Energy Management | A | Standalone Impact on Baseline Winter Peak (%) | Technical Potential | bar: 2019 to 2040
F7_Industrial_Agriculture_Existing_Miscellaneous_Natural Gas_Strategic Energy Management_A_Technical Potential | F7 | Industrial | Agriculture | Existing | Miscellaneous | Natural Gas | Strategic Energy Management | A | Incremental Energy Savings (MWh or mTherms) | Technical Potential | 0 | 0 | 0.33714 | 0.33133 | 0.32561 | 0.32 | 0.31448 | 0.30906 | 0.30373 | 0.2985 | 0.29335 | 0.28829 | 0.28332 | 0.27844 | 0.27364 | 0.26892 | 0.26428 | 0.25972 | 0.25525 | 0.25085 | 0.24652 | 0.24227
F8_Industrial_Agriculture_Existing_Miscellaneous_Natural Gas_Strategic Energy Management_A_Technical Potential | F8 | Industrial | Agriculture | Existing | Miscellaneous | Natural Gas | Strategic Energy Management | A | Incremental Summer Peak Savings (MW) | Technical Potential | 0 | 0 | 0 | 0 | 0 | 0 | 0 | 0 | 0 | 0 | 0 | 0 | 0 | 0 | 0 | 0 | 0 | 0 | 0 | 0 | 0 | 0
F9_Industrial_Agriculture_Existing_Miscellaneous_Natural Gas_Strategic Energy Management_A_Technical Potential | F9 | Industrial | Agriculture | Existing | Miscellaneous | Natural Gas | Strategic Energy Management | A | Incremental Winter Peak Savings (MW) | Technical Potential | 0 | 0 | 0 | 0 | 0 | 0 | 0 | 0 | 0 | 0 | 0 | 0 | 0 | 0 | 0 | 0 | 0 | 0 | 0 | 0 | 0 | 0
F10_Industrial_Agriculture_Existing_Miscellaneous_Natural Gas_Strategic Energy Management_A_Technical Potential | F10 | Industrial | Agriculture | Existing | Miscellaneous | Natural Gas | Strategic Energy Management | A | Cumulative Energy Savings (MWh or mTherms) | Technical Potential | 0 | 0 | 0.33714 | 0.66847 | 0.99408 | 1.3141 | 1.6286 | 1.9376 | 2.2414 | 2.5399 | 2.8332 | 3.1215 | 3.4048 | 3.6833 | 3.9569 | 4.2258 | 4.4901 | 4.7498 | 5.0051 | 5.2559 | 5.5024 | 5.7447
F11_Industrial_Agriculture_Existing_Miscellaneous_Natural Gas_Strategic Energy Management_A_Technical Potential | F11 | Industrial | Agriculture | Existing | Miscellaneous | Natural Gas | Strategic Energy Management | A | Cumulative Summer Peak Savings (MW) | Technical Potential | 0 | 0 | 0 | 0 | 0 | 0 | 0 | 0 | 0 | 0 | 0 | 0 | 0 | 0 | 0 | 0 | 0 | 0 | 0 | 0 | 0 | 0
F12_Industrial_Agriculture_Existing_Miscellaneous_Natural Gas_Strategic Energy Management_A_Technical Potential | F12 | Industrial | Agriculture | Existing | Miscellaneous | Natural Gas | Strategic Energy Management | A | Cumulative Winter Peak Savings (MW) | Technical Potential | 0 | 0 | 0 | 0 | 0 | 0 | 0 | 0 | 0 | 0 | 0 | 0 | 0 | 0 | 0 | 0 | 0 | 0 | 0 | 0 | 0 | 0
F13_Industrial_Agriculture_Existing_Miscellaneous_Natural Gas_Strategic Energy Management_A_Technical Potential | F13 | Industrial | Agriculture | Existing | Miscellaneous | Natural Gas | Strategic Energy Management | A | Purchases (Incremental) | Technical Potential | 0 | 0 | 375.4884 | 369.0145 | 362.6521 | 356.3995 | 350.2547 | 344.2158 | 338.2811 | 332.4486 | 326.7168 | 321.0837 | 315.5478 | 310.1073 | 304.7606 | 299.5061 | 294.3422 | 289.2674 | 284.28 | 279.3786 | 274.5618 | 269.8279
F14_Industrial_Agriculture_Existing_Miscellaneous_Natural Gas_Strategic Energy Management_A_Technical Potential | F14 | Industrial | Agriculture | Existing | Miscellaneous | Natural Gas | Strategic Energy Management | A | Purchases (Cumulative) | Technical Potential | 0 | 0 | 375.4884 | 744.5028 | 1107.155 | 1463.5545 | 1813.8092 | 2158.025 | 2496.3061 | 2828.7547 | 3155.4715 | 3476.5552 | 3792.103 | 4102.2103 | 4406.9709 | 4706.4771 | 5000.8193 | 5290.0867 | 5574.3667 | 5853.7453 | 6128.307 | 6398.135
F1_Industrial_Agriculture_Existing_Space Heating_Natural Gas_Commissioning_A_Technical Potential | F1 | Industrial | Agriculture | Existing | Space Heating | Natural Gas | Commissioning | A | Original Unit Energy Savings (kWh or therms) | Technical Potential | 0 | 0 | 3.8012 | 3.7922 | 3.7832 | 3.7743 | 3.7656 | 3.757 | 3.7488 | 3.7409 | 3.7334 | 3.7263 | 3.7196 | 3.7133 | 3.7074 | 3.7018 | 3.6965 | 3.6916 | 3.6869 | 3.6825 | 3.6784 | 3.6746
F2_Industrial_Agriculture_Existing_Space Heating_Natural Gas_Commissioning_A_Technical Potential | F2 | Industrial | Agriculture | Existing | Space Heating | Natural Gas | Commissioning | A | Original Unit Summer Peak Savings (kW) | Technical Potential | 0 | 0 | 0 | 0 | 0 | 0 | 0 | 0 | 0 | 0 | 0 | 0 | 0 | 0 | 0 | 0 | 0 | 0 | 0 | 0 | 0 | 0
F3_Industrial_Agriculture_Existing_Space Heating_Natural Gas_Commissioning_A_Technical Potential | F3 | Industrial | Agriculture | Existing | Space Heating | Natural Gas | Commissioning | A | Original Unit Winter Peak Savings (kW) | Technical Potential | 0 | 0 | 0 | 0 | 0 | 0 | 0 | 0 | 0 | 0 | 0 | 0 | 0 | 0 | 0 | 0 | 0 | 0 | 0 | 0 | 0 | 0
F4_Industrial_Agriculture_Existing_Space Heating_Natural Gas_Commissioning_A_Technical Potential | F4 | Industrial | Agriculture | Existing | Space Heating | Natural Gas | Commissioning | A | Standalone Impact on Baseline Energy (%) | Technical Potential | bar: 2019 to 2040
F5_Industrial_Agriculture_Existing_Space Heating_Natural Gas_Commissioning_A_Technical Potential | F5 | Industrial | Agriculture | Existing | Space Heating | Natural Gas | Commissioning | A | Standalone Impact on Baseline Summer Peak (%) | Technical Potential | bar: 2019 to 2040
F6_Industrial_Agriculture_Existing_Space Heating_Natural Gas_Commissioning_A_Technical Potential | F6 | Industrial | Agriculture | Existing | Space Heating | Natural Gas | Commissioning | A | Standalone Impact on Baseline Winter Peak (%) | Technical Potential | bar: 2019 to 2040
F7_Industrial_Agriculture_Existing_Space Heating_Natural Gas_Commissioning_A_Technical Potential | F7 | Industrial | Agriculture | Existing | Space Heating | Natural Gas | Commissioning | A | Incremental Energy Savings (MWh or mTherms) | Technical Potential | 0 | 0 | 0 | 0 | 0 | 0 | 0 | 0 | 0 | 0 | 0 | 0 | 0 | 0 | 0 | 0 | 0 | 0 | 0 | 0 | 0 | 0
F8_Industrial_Agriculture_Existing_Space Heating_Natural Gas_Commissioning_A_Technical Potential | F8 | Industrial | Agriculture | Existing | Space Heating | Natural Gas | Commissioning | A | Incremental Summer Peak Savings (MW) | Technical Potential | 0 | 0 | 0 | 0 | 0 | 0 | 0 | 0 | 0 | 0 | 0 | 0 | 0 | 0 | 0 | 0 | 0 | 0 | 0 | 0 | 0 | 0
F9_Industrial_Agriculture_Existing_Space Heating_Natural Gas_Commissioning_A_Technical Potential | F9 | Industrial | Agriculture | Existing | Space Heating | Natural Gas | Commissioning | A | Incremental Winter Peak Savings (MW) | Technical Potential | 0 | 0 | 0 | 0 | 0 | 0 | 0 | 0 | 0 | 0 | 0 | 0 | 0 | 0 | 0 | 0 | 0 | 0 | 0 | 0 | 0 | 0
F10_Industrial_Agriculture_Existing_Space Heating_Natural Gas_Commissioning_A_Technical Potential | F10 | Industrial | Agriculture | Existing | Space Heating | Natural Gas | Commissioning | A | Cumulative Energy Savings (MWh or mTherms) | Technical Potential | 0 | 0 | 0 | 0 | 0 | 0 | 0 | 0 | 0 | 0 | 0 | 0 | 0 | 0 | 0 | 0 | 0 | 0 | 0 | 0 | 0 | 0
F11_Industrial_Agriculture_Existing_Space Heating_Natural Gas_Commissioning_A_Technical Potential | F11 | Industrial | Agriculture | Existing | Space Heating | Natural Gas | Commissioning | A | Cumulative Summer Peak Savings (MW) | Technical Potential | 0 | 0 | 0 | 0 | 0 | 0 | 0 | 0 | 0 | 0 | 0 | 0 | 0 | 0 | 0 | 0 | 0 | 0 | 0 | 0 | 0 | 0
F12_Industrial_Agriculture_Existing_Space Heating_Natural Gas_Commissioning_A_Technical Potential | F12 | Industrial | Agriculture | Existing | Space Heating | Natural Gas | Commissioning | A | Cumulative Winter Peak Savings (MW) | Technical Potential | 0 | 0 | 0 | 0 | 0 | 0 | 0 | 0 | 0 | 0 | 0 | 0 | 0 | 0 | 0 | 0 | 0 | 0 | 0 | 0 | 0 | 0
F13_Industrial_Agriculture_Existing_Space Heating_Natural Gas_Commissioning_A_Technical Potential | F13 | Industrial | Agriculture | Existing | Space Heating | Natural Gas | Commissioning | A | Purchases (Incremental) | Technical Potential | 0 | 0 | 0 | 0 | 0 | 0 | 0 | 0 | 0 | 0 | 0 | 0 | 0 | 0 | 0 | 0 | 0 | 0 | 0 | 0 | 0 | 0
F14_Industrial_Agriculture_Existing_Space Heating_Natural Gas_Commissioning_A_Technical Potential | F14 | Industrial | Agriculture | Existing | Space Heating | Natural Gas | Commissioning | A | Purchases (Cumulative) | Technical Potential | 0 | 0 | 0 | 0 | 0 | 0 | 0 | 0 | 0 | 0 | 0 | 0 | 0 | 0 | 0 | 0 | 0 | 0 | 0 | 0 | 0 | 0
F1_Industrial_Agriculture_Existing_Process_Natural Gas_Commissioning_A_Technical Potential | F1 | Industrial | Agriculture | Existing | Process | Natural Gas | Commissioning | A | Original Unit Energy Savings (kWh or therms) | Technical Potential | 0 | 0 | 7.8506 | 7.8506 | 7.8506 | 7.8506 | 7.8506 | 7.8506 | 7.8506 | 7.8506 | 7.8506 | 7.8506 | 7.8506 | 7.8506 | 7.8506 | 7.8506 | 7.8506 | 7.8506 | 7.8506 | 7.8506 | 7.8506 | 7.8506
F2_Industrial_Agriculture_Existing_Process_Natural Gas_Commissioning_A_Technical Potential | F2 | Industrial | Agriculture | Existing | Process | Natural Gas | Commissioning | A | Original Unit Summer Peak Savings (kW) | Technical Potential | 0 | 0 | 0 | 0 | 0 | 0 | 0 | 0 | 0 | 0 | 0 | 0 | 0 | 0 | 0 | 0 | 0 | 0 | 0 | 0 | 0 | 0
F3_Industrial_Agriculture_Existing_Process_Natural Gas_Commissioning_A_Technical Potential | F3 | Industrial | Agriculture | Existing | Process | Natural Gas | Commissioning | A | Original Unit Winter Peak Savings (kW) | Technical Potential | 0 | 0 | 0 | 0 | 0 | 0 | 0 | 0 | 0 | 0 | 0 | 0 | 0 | 0 | 0 | 0 | 0 | 0 | 0 | 0 | 0 | 0
F4_Industrial_Agriculture_Existing_Process_Natural Gas_Commissioning_A_Technical Potential | F4 | Industrial | Agriculture | Existing | Process | Natural Gas | Commissioning | A | Standalone Impact on Baseline Energy (%) | Technical Potential | bar: 2019 to 2040
F5_Industrial_Agriculture_Existing_Process_Natural Gas_Commissioning_A_Technical Potential | F5 | Industrial | Agriculture | Existing | Process | Natural Gas | Commissioning | A | Standalone Impact on Baseline Summer Peak (%) | Technical Potential | bar: 2019 to 2040
F6_Industrial_Agriculture_Existing_Process_Natural Gas_Commissioning_A_Technical Potential | F6 | Industrial | Agriculture | Existing | Process | Natural Gas | Commissioning | A | Standalone Impact on Baseline Winter Peak (%) | Technical Potential | bar: 2019 to 2040
F7_Industrial_Agriculture_Existing_Process_Natural Gas_Commissioning_A_Technical Potential | F7 | Industrial | Agriculture | Existing | Process | Natural Gas | Commissioning | A | Incremental Energy Savings (MWh or mTherms) | Technical Potential | 0 | 0 | 0 | 0 | 0 | 0 | 0 | 0 | 0 | 0 | 0 | 0 | 0 | 0 | 0 | 0 | 0 | 0 | 0 | 0 | 0 | 0
F8_Industrial_Agriculture_Existing_Process_Natural Gas_Commissioning_A_Technical Potential | F8 | Industrial | Agriculture | Existing | Process | Natural Gas | Commissioning | A | Incremental Summer Peak Savings (MW) | Technical Potential | 0 | 0 | 0 | 0 | 0 | 0 | 0 | 0 | 0 | 0 | 0 | 0 | 0 | 0 | 0 | 0 | 0 | 0 | 0 | 0 | 0 | 0
F9_Industrial_Agriculture_Existing_Process_Natural Gas_Commissioning_A_Technical Potential | F9 | Industrial | Agriculture | Existing | Process | Natural Gas | Commissioning | A | Incremental Winter Peak Savings (MW) | Technical Potential | 0 | 0 | 0 | 0 | 0 | 0 | 0 | 0 | 0 | 0 | 0 | 0 | 0 | 0 | 0 | 0 | 0 | 0 | 0 | 0 | 0 | 0
F10_Industrial_Agriculture_Existing_Process_Natural Gas_Commissioning_A_Technical Potential | F10 | Industrial | Agriculture | Existing | Process | Natural Gas | Commissioning | A | Cumulative Energy Savings (MWh or mTherms) | Technical Potential | 0 | 0 | 0 | 0 | 0 | 0 | 0 | 0 | 0 | 0 | 0 | 0 | 0 | 0 | 0 | 0 | 0 | 0 | 0 | 0 | 0 | 0
F11_Industrial_Agriculture_Existing_Process_Natural Gas_Commissioning_A_Technical Potential | F11 | Industrial | Agriculture | Existing | Process | Natural Gas | Commissioning | A | Cumulative Summer Peak Savings (MW) | Technical Potential | 0 | 0 | 0 | 0 | 0 | 0 | 0 | 0 | 0 | 0 | 0 | 0 | 0 | 0 | 0 | 0 | 0 | 0 | 0 | 0 | 0 | 0
F12_Industrial_Agriculture_Existing_Process_Natural Gas_Commissioning_A_Technical Potential | F12 | Industrial | Agriculture | Existing | Process | Natural Gas | Commissioning | A | Cumulative Winter Peak Savings (MW) | Technical Potential | 0 | 0 | 0 | 0 | 0 | 0 | 0 | 0 | 0 | 0 | 0 | 0 | 0 | 0 | 0 | 0 | 0 | 0 | 0 | 0 | 0 | 0
F13_Industrial_Agriculture_Existing_Process_Natural Gas_Commissioning_A_Technical Potential | F13 | Industrial | Agriculture | Existing | Process | Natural Gas | Commissioning | A | Purchases (Incremental) | Technical Potential | 0 | 0 | 0 | 0 | 0 | 0 | 0 | 0 | 0 | 0 | 0 | 0 | 0 | 0 | 0 | 0 | 0 | 0 | 0 | 0 | 0 | 0
F14_Industrial_Agriculture_Existing_Process_Natural Gas_Commissioning_A_Technical Potential | F14 | Industrial | Agriculture | Existing | Process | Natural Gas | Commissioning | A | Purchases (Cumulative) | Technical Potential | 0 | 0 | 0 | 0 | 0 | 0 | 0 | 0 | 0 | 0 | 0 | 0 | 0 | 0 | 0 | 0 | 0 | 0 | 0 | 0 | 0 | 0
F1_Industrial_Agriculture_Existing_Space Heating_Natural Gas_Retrocommissioning_A_Technical Potential | F1 | Industrial | Agriculture | Existing | Space Heating | Natural Gas | Retrocommissioning | A | Original Unit Energy Savings (kWh or therms) | Technical Potential | 0 | 0 | 0.52796 | 0.52671 | 0.52546 | 0.52422 | 0.52301 | 0.52183 | 0.52068 | 0.51958 | 0.51854 | 0.51756 | 0.51663 | 0.51575 | 0.51493 | 0.51415 | 0.51342 | 0.51273 | 0.51208 | 0.51148 | 0.51091 | 0.51037
F2_Industrial_Agriculture_Existing_Space Heating_Natural Gas_Retrocommissioning_A_Technical Potential | F2 | Industrial | Agriculture | Existing | Space Heating | Natural Gas | Retrocommissioning | A | Original Unit Summer Peak Savings (kW) | Technical Potential | 0 | 0 | 0 | 0 | 0 | 0 | 0 | 0 | 0 | 0 | 0 | 0 | 0 | 0 | 0 | 0 | 0 | 0 | 0 | 0 | 0 | 0
F3_Industrial_Agriculture_Existing_Space Heating_Natural Gas_Retrocommissioning_A_Technical Potential | F3 | Industrial | Agriculture | Existing | Space Heating | Natural Gas | Retrocommissioning | A | Original Unit Winter Peak Savings (kW) | Technical Potential | 0 | 0 | 0 | 0 | 0 | 0 | 0 | 0 | 0 | 0 | 0 | 0 | 0 | 0 | 0 | 0 | 0 | 0 | 0 | 0 | 0 | 0
F4_Industrial_Agriculture_Existing_Space Heating_Natural Gas_Retrocommissioning_A_Technical Potential | F4 | Industrial | Agriculture | Existing | Space Heating | Natural Gas | Retrocommissioning | A | Standalone Impact on Baseline Energy (%) | Technical Potential | 0% | 0% | 0.01458% | 0.02942% | 0.04452% | 0.05989% | 0.07552% | 0.09143% | 0.1076% | 0.1241% | 0.1409% | 0.1579% | 0.1753% | 0.1929% | 0.2109% | 0.2292% | 0.2478% | 0.2667% | 0.286% | 0.3056% | 0.3255% | 0.3458%
F5_Industrial_Agriculture_Existing_Space Heating_Natural Gas_Retrocommissioning_A_Technical Potential | F5 | Industrial | Agriculture | Existing | Space Heating | Natural Gas | Retrocommissioning | A | Standalone Impact on Baseline Summer Peak (%) | Technical Potential | bar: 2019 to 2040
F6_Industrial_Agriculture_Existing_Space Heating_Natural Gas_Retrocommissioning_A_Technical Potential | F6 | Industrial | Agriculture | Existing | Space Heating | Natural Gas | Retrocommissioning | A | Standalone Impact on Baseline Winter Peak (%) | Technical Potential | bar: 2019 to 2040
F7_Industrial_Agriculture_Existing_Space Heating_Natural Gas_Retrocommissioning_A_Technical Potential | F7 | Industrial | Agriculture | Existing | Space Heating | Natural Gas | Retrocommissioning | A | Incremental Energy Savings (MWh or mTherms) | Technical Potential | 0 | 0 | 0.15419 | 0.15117 | 0.14821 | 0.14531 | 0.14248 | 0.13971 | 0.137 | 0.13435 | 0.13177 | 0.12925 | 0.12679 | 0.1244 | 0.12206 | 0.11977 | 0.11754 | 0.11536 | 0.11323 | 0.11114 | 0.1091 | 0.10711
F8_Industrial_Agriculture_Existing_Space Heating_Natural Gas_Retrocommissioning_A_Technical Potential | F8 | Industrial | Agriculture | Existing | Space Heating | Natural Gas | Retrocommissioning | A | Incremental Summer Peak Savings (MW) | Technical Potential | 0 | 0 | 0 | 0 | 0 | 0 | 0 | 0 | 0 | 0 | 0 | 0 | 0 | 0 | 0 | 0 | 0 | 0 | 0 | 0 | 0 | 0
F9_Industrial_Agriculture_Existing_Space Heating_Natural Gas_Retrocommissioning_A_Technical Potential | F9 | Industrial | Agriculture | Existing | Space Heating | Natural Gas | Retrocommissioning | A | Incremental Winter Peak Savings (MW) | Technical Potential | 0 | 0 | 0 | 0 | 0 | 0 | 0 | 0 | 0 | 0 | 0 | 0 | 0 | 0 | 0 | 0 | 0 | 0 | 0 | 0 | 0 | 0
F10_Industrial_Agriculture_Existing_Space Heating_Natural Gas_Retrocommissioning_A_Technical Potential | F10 | Industrial | Agriculture | Existing | Space Heating | Natural Gas | Retrocommissioning | A | Cumulative Energy Savings (MWh or mTherms) | Technical Potential | 0 | 0 | 0.15419 | 0.305 | 0.45248 | 0.59673 | 0.73783 | 0.87587 | 1.0109 | 1.1432 | 1.2726 | 1.3995 | 1.5237 | 1.6456 | 1.765 | 1.8821 | 1.997 | 2.1096 | 2.2202 | 2.3287 | 2.4352 | 2.5398
F11_Industrial_Agriculture_Existing_Space Heating_Natural Gas_Retrocommissioning_A_Technical Potential | F11 | Industrial | Agriculture | Existing | Space Heating | Natural Gas | Retrocommissioning | A | Cumulative Summer Peak Savings (MW) | Technical Potential | 0 | 0 | 0 | 0 | 0 | 0 | 0 | 0 | 0 | 0 | 0 | 0 | 0 | 0 | 0 | 0 | 0 | 0 | 0 | 0 | 0 | 0
F12_Industrial_Agriculture_Existing_Space Heating_Natural Gas_Retrocommissioning_A_Technical Potential | F12 | Industrial | Agriculture | Existing | Space Heating | Natural Gas | Retrocommissioning | A | Cumulative Winter Peak Savings (MW) | Technical Potential | 0 | 0 | 0 | 0 | 0 | 0 | 0 | 0 | 0 | 0 | 0 | 0 | 0 | 0 | 0 | 0 | 0 | 0 | 0 | 0 | 0 | 0
F13_Industrial_Agriculture_Existing_Space Heating_Natural Gas_Retrocommissioning_A_Technical Potential | F13 | Industrial | Agriculture | Existing | Space Heating | Natural Gas | Retrocommissioning | A | Purchases (Incremental) | Technical Potential | 0 | 0 | 292.0465 | 287.0112 | 282.0628 | 277.1996 | 272.4203 | 267.7234 | 263.1075 | 258.5712 | 254.113 | 249.7318 | 245.4261 | 241.1946 | 237.036 | 232.9492 | 228.9329 | 224.9857 | 221.1067 | 217.2945 | 213.548 | 209.8662
F14_Industrial_Agriculture_Existing_Space Heating_Natural Gas_Retrocommissioning_A_Technical Potential | F14 | Industrial | Agriculture | Existing | Space Heating | Natural Gas | Retrocommissioning | A | Purchases (Cumulative) | Technical Potential | 0 | 0 | 292.0465 | 579.0578 | 861.1205 | 1138.3202 | 1410.7405 | 1678.4639 | 1941.5714 | 2200.1426 | 2454.2556 | 2703.9874 | 2949.4134 | 3190.608 | 3427.644 | 3660.5933 | 3889.5261 | 4114.5119 | 4335.6185 | 4552.913 | 4766.461 | 4976.3272
F1_Industrial_Agriculture_Existing_Process_Natural Gas_Retrocommissioning_A_Technical Potential | F1 | Industrial | Agriculture | Existing | Process | Natural Gas | Retrocommissioning | A | Original Unit Energy Savings (kWh or therms) | Technical Potential | 0 | 0 | 0 | 0 | 0 | 0 | 0 | 0 | 0 | 0 | 0 | 0 | 0 | 0 | 0 | 0 | 0 | 0 | 0 | 0 | 0 | 0
F2_Industrial_Agriculture_Existing_Process_Natural Gas_Retrocommissioning_A_Technical Potential | F2 | Industrial | Agriculture | Existing | Process | Natural Gas | Retrocommissioning | A | Original Unit Summer Peak Savings (kW) | Technical Potential | 0 | 0 | 0 | 0 | 0 | 0 | 0 | 0 | 0 | 0 | 0 | 0 | 0 | 0 | 0 | 0 | 0 | 0 | 0 | 0 | 0 | 0
F3_Industrial_Agriculture_Existing_Process_Natural Gas_Retrocommissioning_A_Technical Potential | F3 | Industrial | Agriculture | Existing | Process | Natural Gas | Retrocommissioning | A | Original Unit Winter Peak Savings (kW) | Technical Potential | 0 | 0 | 0 | 0 | 0 | 0 | 0 | 0 | 0 | 0 | 0 | 0 | 0 | 0 | 0 | 0 | 0 | 0 | 0 | 0 | 0 | 0
F4_Industrial_Agriculture_Existing_Process_Natural Gas_Retrocommissioning_A_Technical Potential | F4 | Industrial | Agriculture | Existing | Process | Natural Gas | Retrocommissioning | A | Standalone Impact on Baseline Energy (%) | Technical Potential | bar: 2019 to 2040
F5_Industrial_Agriculture_Existing_Process_Natural Gas_Retrocommissioning_A_Technical Potential | F5 | Industrial | Agriculture | Existing | Process | Natural Gas | Retrocommissioning | A | Standalone Impact on Baseline Summer Peak (%) | Technical Potential | bar: 2019 to 2040
F6_Industrial_Agriculture_Existing_Process_Natural Gas_Retrocommissioning_A_Technical Potential | F6 | Industrial | Agriculture | Existing | Process | Natural Gas | Retrocommissioning | A | Standalone Impact on Baseline Winter Peak (%) | Technical Potential | bar: 2019 to 2040
F7_Industrial_Agriculture_Existing_Process_Natural Gas_Retrocommissioning_A_Technical Potential | F7 | Industrial | Agriculture | Existing | Process | Natural Gas | Retrocommissioning | A | Incremental Energy Savings (MWh or mTherms) | Technical Potential | 0 | 0 | 0 | 0 | 0 | 0 | 0 | 0 | 0 | 0 | 0 | 0 | 0 | 0 | 0 | 0 | 0 | 0 | 0 | 0 | 0 | 0
F8_Industrial_Agriculture_Existing_Process_Natural Gas_Retrocommissioning_A_Technical Potential | F8 | Industrial | Agriculture | Existing | Process | Natural Gas | Retrocommissioning | A | Incremental Summer Peak Savings (MW) | Technical Potential | 0 | 0 | 0 | 0 | 0 | 0 | 0 | 0 | 0 | 0 | 0 | 0 | 0 | 0 | 0 | 0 | 0 | 0 | 0 | 0 | 0 | 0
F9_Industrial_Agriculture_Existing_Process_Natural Gas_Retrocommissioning_A_Technical Potential | F9 | Industrial | Agriculture | Existing | Process | Natural Gas | Retrocommissioning | A | Incremental Winter Peak Savings (MW) | Technical Potential | 0 | 0 | 0 | 0 | 0 | 0 | 0 | 0 | 0 | 0 | 0 | 0 | 0 | 0 | 0 | 0 | 0 | 0 | 0 | 0 | 0 | 0
F10_Industrial_Agriculture_Existing_Process_Natural Gas_Retrocommissioning_A_Technical Potential | F10 | Industrial | Agriculture | Existing | Process | Natural Gas | Retrocommissioning | A | Cumulative Energy Savings (MWh or mTherms) | Technical Potential | 0 | 0 | 0 | 0 | 0 | 0 | 0 | 0 | 0 | 0 | 0 | 0 | 0 | 0 | 0 | 0 | 0 | 0 | 0 | 0 | 0 | 0
F11_Industrial_Agriculture_Existing_Process_Natural Gas_Retrocommissioning_A_Technical Potential | F11 | Industrial | Agriculture | Existing | Process | Natural Gas | Retrocommissioning | A | Cumulative Summer Peak Savings (MW) | Technical Potential | 0 | 0 | 0 | 0 | 0 | 0 | 0 | 0 | 0 | 0 | 0 | 0 | 0 | 0 | 0 | 0 | 0 | 0 | 0 | 0 | 0 | 0
F12_Industrial_Agriculture_Existing_Process_Natural Gas_Retrocommissioning_A_Technical Potential | F12 | Industrial | Agriculture | Existing | Process | Natural Gas | Retrocommissioning | A | Cumulative Winter Peak Savings (MW) | Technical Potential | 0 | 0 | 0 | 0 | 0 | 0 | 0 | 0 | 0 | 0 | 0 | 0 | 0 | 0 | 0 | 0 | 0 | 0 | 0 | 0 | 0 | 0
F13_Industrial_Agriculture_Existing_Process_Natural Gas_Retrocommissioning_A_Technical Potential | F13 | Industrial | Agriculture | Existing | Process | Natural Gas | Retrocommissioning | A | Purchases (Incremental) | Technical Potential | 0 | 0 | 292.0465 | 287.0112 | 282.0628 | 277.1996 | 272.4203 | 267.7234 | 263.1075 | 258.5712 | 254.113 | 249.7318 | 245.4261 | 241.1946 | 237.036 | 232.9492 | 228.9329 | 224.9857 | 221.1067 | 217.2945 | 213.548 | 209.8662
F14_Industrial_Agriculture_Existing_Process_Natural Gas_Retrocommissioning_A_Technical Potential | F14 | Industrial | Agriculture | Existing | Process | Natural Gas | Retrocommissioning | A | Purchases (Cumulative) | Technical Potential | 0 | 0 | 292.0465 | 579.0578 | 861.1205 | 1138.3202 | 1410.7405 | 1678.4639 | 1941.5714 | 2200.1426 | 2454.2556 | 2703.9874 | 2949.4134 | 3190.608 | 3427.644 | 3660.5933 | 3889.5261 | 4114.5119 | 4335.6185 | 4552.913 | 4766.461 | 4976.3272
F1_Industrial_Agriculture_New_Space Heating_Natural Gas_Insulation - Roof/Ceiling_A_Technical Potential | F1 | Industrial | Agriculture | New | Space Heating | Natural Gas | Insulation - Roof/Ceiling | A | Original Unit Energy Savings (kWh or therms) | Technical Potential | 0 | 0 | 0.078976 | 0.078976 | 0.078976 | 0.078976 | 0.078976 | 0.078976 | 0.078976 | 0.078976 | 0.078976 | 0.078976 | 0.078976 | 0.078976 | 0.078976 | 0.078976 | 0.078976 | 0.078976 | 0.078976 | 0.078976 | 0.078976 | 0.078976
F2_Industrial_Agriculture_New_Space Heating_Natural Gas_Insulation - Roof/Ceiling_A_Technical Potential | F2 | Industrial | Agriculture | New | Space Heating | Natural Gas | Insulation - Roof/Ceiling | A | Original Unit Summer Peak Savings (kW) | Technical Potential | 0 | 0 | 0 | 0 | 0 | 0 | 0 | 0 | 0 | 0 | 0 | 0 | 0 | 0 | 0 | 0 | 0 | 0 | 0 | 0 | 0 | 0
F3_Industrial_Agriculture_New_Space Heating_Natural Gas_Insulation - Roof/Ceiling_A_Technical Potential | F3 | Industrial | Agriculture | New | Space Heating | Natural Gas | Insulation - Roof/Ceiling | A | Original Unit Winter Peak Savings (kW) | Technical Potential | 0 | 0 | 0 | 0 | 0 | 0 | 0 | 0 | 0 | 0 | 0 | 0 | 0 | 0 | 0 | 0 | 0 | 0 | 0 | 0 | 0 | 0
F4_Industrial_Agriculture_New_Space Heating_Natural Gas_Insulation - Roof/Ceiling_A_Technical Potential | F4 | Industrial | Agriculture | New | Space Heating | Natural Gas | Insulation - Roof/Ceiling | A | Standalone Impact on Baseline Energy (%) | Technical Potential | bar: 2019 to 2040
F5_Industrial_Agriculture_New_Space Heating_Natural Gas_Insulation - Roof/Ceiling_A_Technical Potential | F5 | Industrial | Agriculture | New | Space Heating | Natural Gas | Insulation - Roof/Ceiling | A | Standalone Impact on Baseline Summer Peak (%) | Technical Potential | bar: 2019 to 2040
F6_Industrial_Agriculture_New_Space Heating_Natural Gas_Insulation - Roof/Ceiling_A_Technical Potential | F6 | Industrial | Agriculture | New | Space Heating | Natural Gas | Insulation - Roof/Ceiling | A | Standalone Impact on Baseline Winter Peak (%) | Technical Potential | bar: 2019 to 2040
F7_Industrial_Agriculture_New_Space Heating_Natural Gas_Insulation - Roof/Ceiling_A_Technical Potential | F7 | Industrial | Agriculture | New | Space Heating | Natural Gas | Insulation - Roof/Ceiling | A | Incremental Energy Savings (MWh or mTherms) | Technical Potential | 0 | 0 | 0 | 0 | 0 | 0 | 0 | 0 | 0 | 0 | 0 | 0 | 0 | 0 | 0 | 0 | 0 | 0 | 0 | 0 | 0 | 0
F8_Industrial_Agriculture_New_Space Heating_Natural Gas_Insulation - Roof/Ceiling_A_Technical Potential | F8 | Industrial | Agriculture | New | Space Heating | Natural Gas | Insulation - Roof/Ceiling | A | Incremental Summer Peak Savings (MW) | Technical Potential | 0 | 0 | 0 | 0 | 0 | 0 | 0 | 0 | 0 | 0 | 0 | 0 | 0 | 0 | 0 | 0 | 0 | 0 | 0 | 0 | 0 | 0
F9_Industrial_Agriculture_New_Space Heating_Natural Gas_Insulation - Roof/Ceiling_A_Technical Potential | F9 | Industrial | Agriculture | New | Space Heating | Natural Gas | Insulation - Roof/Ceiling | A | Incremental Winter Peak Savings (MW) | Technical Potential | 0 | 0 | 0 | 0 | 0 | 0 | 0 | 0 | 0 | 0 | 0 | 0 | 0 | 0 | 0 | 0 | 0 | 0 | 0 | 0 | 0 | 0
F10_Industrial_Agriculture_New_Space Heating_Natural Gas_Insulation - Roof/Ceiling_A_Technical Potential | F10 | Industrial | Agriculture | New | Space Heating | Natural Gas | Insulation - Roof/Ceiling | A | Cumulative Energy Savings (MWh or mTherms) | Technical Potential | 0 | 0 | 0 | 0 | 0 | 0 | 0 | 0 | 0 | 0 | 0 | 0 | 0 | 0 | 0 | 0 | 0 | 0 | 0 | 0 | 0 | 0
F11_Industrial_Agriculture_New_Space Heating_Natural Gas_Insulation - Roof/Ceiling_A_Technical Potential | F11 | Industrial | Agriculture | New | Space Heating | Natural Gas | Insulation - Roof/Ceiling | A | Cumulative Summer Peak Savings (MW) | Technical Potential | 0 | 0 | 0 | 0 | 0 | 0 | 0 | 0 | 0 | 0 | 0 | 0 | 0 | 0 | 0 | 0 | 0 | 0 | 0 | 0 | 0 | 0
F12_Industrial_Agriculture_New_Space Heating_Natural Gas_Insulation - Roof/Ceiling_A_Technical Potential | F12 | Industrial | Agriculture | New | Space Heating | Natural Gas | Insulation - Roof/Ceiling | A | Cumulative Winter Peak Savings (MW) | Technical Potential | 0 | 0 | 0 | 0 | 0 | 0 | 0 | 0 | 0 | 0 | 0 | 0 | 0 | 0 | 0 | 0 | 0 | 0 | 0 | 0 | 0 | 0
F13_Industrial_Agriculture_New_Space Heating_Natural Gas_Insulation - Roof/Ceiling_A_Technical Potential | F13 | Industrial | Agriculture | New | Space Heating | Natural Gas | Insulation - Roof/Ceiling | A | Purchases (Incremental) | Technical Potential | 0 | 0 | 0 | 0 | 0 | 0 | 0 | 0 | 0 | 0 | 0 | 0 | 0 | 0 | 0 | 0 | 0 | 0 | 0 | 0 | 0 | 0
F14_Industrial_Agriculture_New_Space Heating_Natural Gas_Insulation - Roof/Ceiling_A_Technical Potential | F14 | Industrial | Agriculture | New | Space Heating | Natural Gas | Insulation - Roof/Ceiling | A | Purchases (Cumulative) | Technical Potential | 0 | 0 | 0 | 0 | 0 | 0 | 0 | 0 | 0 | 0 | 0 | 0 | 0 | 0 | 0 | 0 | 0 | 0 | 0 | 0 | 0 | 0
F1_Industrial_Agriculture_New_Space Heating_Natural Gas_Insulation - Wall Cavity_A_Technical Potential | F1 | Industrial | Agriculture | New | Space Heating | Natural Gas | Insulation - Wall Cavity | A | Original Unit Energy Savings (kWh or therms) | Technical Potential | 0 | 0 | 0.017277 | 0.017277 | 0.017277 | 0.017277 | 0.017277 | 0.017277 | 0.017277 | 0.017277 | 0.017277 | 0.017277 | 0.017277 | 0.017277 | 0.017277 | 0.017277 | 0.017277 | 0.017277 | 0.017277 | 0.017277 | 0.017277 | 0.017277
F2_Industrial_Agriculture_New_Space Heating_Natural Gas_Insulation - Wall Cavity_A_Technical Potential | F2 | Industrial | Agriculture | New | Space Heating | Natural Gas | Insulation - Wall Cavity | A | Original Unit Summer Peak Savings (kW) | Technical Potential | 0 | 0 | 0 | 0 | 0 | 0 | 0 | 0 | 0 | 0 | 0 | 0 | 0 | 0 | 0 | 0 | 0 | 0 | 0 | 0 | 0 | 0
F3_Industrial_Agriculture_New_Space Heating_Natural Gas_Insulation - Wall Cavity_A_Technical Potential | F3 | Industrial | Agriculture | New | Space Heating | Natural Gas | Insulation - Wall Cavity | A | Original Unit Winter Peak Savings (kW) | Technical Potential | 0 | 0 | 0 | 0 | 0 | 0 | 0 | 0 | 0 | 0 | 0 | 0 | 0 | 0 | 0 | 0 | 0 | 0 | 0 | 0 | 0 | 0
F4_Industrial_Agriculture_New_Space Heating_Natural Gas_Insulation - Wall Cavity_A_Technical Potential | F4 | Industrial | Agriculture | New | Space Heating | Natural Gas | Insulation - Wall Cavity | A | Standalone Impact on Baseline Energy (%) | Technical Potential | bar: 2019 to 2040
F5_Industrial_Agriculture_New_Space Heating_Natural Gas_Insulation - Wall Cavity_A_Technical Potential | F5 | Industrial | Agriculture | New | Space Heating | Natural Gas | Insulation - Wall Cavity | A | Standalone Impact on Baseline Summer Peak (%) | Technical Potential | bar: 2019 to 2040
F6_Industrial_Agriculture_New_Space Heating_Natural Gas_Insulation - Wall Cavity_A_Technical Potential | F6 | Industrial | Agriculture | New | Space Heating | Natural Gas | Insulation - Wall Cavity | A | Standalone Impact on Baseline Winter Peak (%) | Technical Potential | bar: 2019 to 2040
F7_Industrial_Agriculture_New_Space Heating_Natural Gas_Insulation - Wall Cavity_A_Technical Potential | F7 | Industrial | Agriculture | New | Space Heating | Natural Gas | Insulation - Wall Cavity | A | Incremental Energy Savings (MWh or mTherms) | Technical Potential | 0 | 0 | 0 | 0 | 0 | 0 | 0 | 0 | 0 | 0 | 0 | 0 | 0 | 0 | 0 | 0 | 0 | 0 | 0 | 0 | 0 | 0
F8_Industrial_Agriculture_New_Space Heating_Natural Gas_Insulation - Wall Cavity_A_Technical Potential | F8 | Industrial | Agriculture | New | Space Heating | Natural Gas | Insulation - Wall Cavity | A | Incremental Summer Peak Savings (MW) | Technical Potential | 0 | 0 | 0 | 0 | 0 | 0 | 0 | 0 | 0 | 0 | 0 | 0 | 0 | 0 | 0 | 0 | 0 | 0 | 0 | 0 | 0 | 0
F9_Industrial_Agriculture_New_Space Heating_Natural Gas_Insulation - Wall Cavity_A_Technical Potential | F9 | Industrial | Agriculture | New | Space Heating | Natural Gas | Insulation - Wall Cavity | A | Incremental Winter Peak Savings (MW) | Technical Potential | 0 | 0 | 0 | 0 | 0 | 0 | 0 | 0 | 0 | 0 | 0 | 0 | 0 | 0 | 0 | 0 | 0 | 0 | 0 | 0 | 0 | 0
F10_Industrial_Agriculture_New_Space Heating_Natural Gas_Insulation - Wall Cavity_A_Technical Potential | F10 | Industrial | Agriculture | New | Space Heating | Natural Gas | Insulation - Wall Cavity | A | Cumulative Energy Savings (MWh or mTherms) | Technical Potential | 0 | 0 | 0 | 0 | 0 | 0 | 0 | 0 | 0 | 0 | 0 | 0 | 0 | 0 | 0 | 0 | 0 | 0 | 0 | 0 | 0 | 0
F11_Industrial_Agriculture_New_Space Heating_Natural Gas_Insulation - Wall Cavity_A_Technical Potential | F11 | Industrial | Agriculture | New | Space Heating | Natural Gas | Insulation - Wall Cavity | A | Cumulative Summer Peak Savings (MW) | Technical Potential | 0 | 0 | 0 | 0 | 0 | 0 | 0 | 0 | 0 | 0 | 0 | 0 | 0 | 0 | 0 | 0 | 0 | 0 | 0 | 0 | 0 | 0
F12_Industrial_Agriculture_New_Space Heating_Natural Gas_Insulation - Wall Cavity_A_Technical Potential | F12 | Industrial | Agriculture | New | Space Heating | Natural Gas | Insulation - Wall Cavity | A | Cumulative Winter Peak Savings (MW) | Technical Potential | 0 | 0 | 0 | 0 | 0 | 0 | 0 | 0 | 0 | 0 | 0 | 0 | 0 | 0 | 0 | 0 | 0 | 0 | 0 | 0 | 0 | 0
F13_Industrial_Agriculture_New_Space Heating_Natural Gas_Insulation - Wall Cavity_A_Technical Potential | F13 | Industrial | Agriculture | New | Space Heating | Natural Gas | Insulation - Wall Cavity | A | Purchases (Incremental) | Technical Potential | 0 | 0 | 0 | 0 | 0 | 0 | 0 | 0 | 0 | 0 | 0 | 0 | 0 | 0 | 0 | 0 | 0 | 0 | 0 | 0 | 0 | 0
F14_Industrial_Agriculture_New_Space Heating_Natural Gas_Insulation - Wall Cavity_A_Technical Potential | F14 | Industrial | Agriculture | New | Space Heating | Natural Gas | Insulation - Wall Cavity | A | Purchases (Cumulative) | Technical Potential | 0 | 0 | 0 | 0 | 0 | 0 | 0 | 0 | 0 | 0 | 0 | 0 | 0 | 0 | 0 | 0 | 0 | 0 | 0 | 0 | 0 | 0
F1_Industrial_Agriculture_New_Space Heating_Natural Gas_Insulation - Ducting_A_Technical Potential | F1 | Industrial | Agriculture | New | Space Heating | Natural Gas | Insulation - Ducting | A | Original Unit Energy Savings (kWh or therms) | Technical Potential | 0 | 0 | 0.0012737 | 0.0012737 | 0.0012737 | 0.0012737 | 0.0012737 | 0.0012737 | 0.0012737 | 0.0012737 | 0.0012737 | 0.0012737 | 0.0012737 | 0.0012737 | 0.0012737 | 0.0012737 | 0.0012737 | 0.0012737 | 0.0012737 | 0.0012737 | 0.0012737 | 0.0012737
F2_Industrial_Agriculture_New_Space Heating_Natural Gas_Insulation - Ducting_A_Technical Potential | F2 | Industrial | Agriculture | New | Space Heating | Natural Gas | Insulation - Ducting | A | Original Unit Summer Peak Savings (kW) | Technical Potential | 0 | 0 | 0 | 0 | 0 | 0 | 0 | 0 | 0 | 0 | 0 | 0 | 0 | 0 | 0 | 0 | 0 | 0 | 0 | 0 | 0 | 0
F3_Industrial_Agriculture_New_Space Heating_Natural Gas_Insulation - Ducting_A_Technical Potential | F3 | Industrial | Agriculture | New | Space Heating | Natural Gas | Insulation - Ducting | A | Original Unit Winter Peak Savings (kW) | Technical Potential | 0 | 0 | 0 | 0 | 0 | 0 | 0 | 0 | 0 | 0 | 0 | 0 | 0 | 0 | 0 | 0 | 0 | 0 | 0 | 0 | 0 | 0
F4_Industrial_Agriculture_New_Space Heating_Natural Gas_Insulation - Ducting_A_Technical Potential | F4 | Industrial | Agriculture | New | Space Heating | Natural Gas | Insulation - Ducting | A | Standalone Impact on Baseline Energy (%) | Technical Potential | bar: 2019 to 2040
F5_Industrial_Agriculture_New_Space Heating_Natural Gas_Insulation - Ducting_A_Technical Potential | F5 | Industrial | Agriculture | New | Space Heating | Natural Gas | Insulation - Ducting | A | Standalone Impact on Baseline Summer Peak (%) | Technical Potential | bar: 2019 to 2040
F6_Industrial_Agriculture_New_Space Heating_Natural Gas_Insulation - Ducting_A_Technical Potential | F6 | Industrial | Agriculture | New | Space Heating | Natural Gas | Insulation - Ducting | A | Standalone Impact on Baseline Winter Peak (%) | Technical Potential | bar: 2019 to 2040
F7_Industrial_Agriculture_New_Space Heating_Natural Gas_Insulation - Ducting_A_Technical Potential | F7 | Industrial | Agriculture | New | Space Heating | Natural Gas | Insulation - Ducting | A | Incremental Energy Savings (MWh or mTherms) | Technical Potential | 0 | 0 | 0 | 0 | 0 | 0 | 0 | 0 | 0 | 0 | 0 | 0 | 0 | 0 | 0 | 0 | 0 | 0 | 0 | 0 | 0 | 0
F8_Industrial_Agriculture_New_Space Heating_Natural Gas_Insulation - Ducting_A_Technical Potential | F8 | Industrial | Agriculture | New | Space Heating | Natural Gas | Insulation - Ducting | A | Incremental Summer Peak Savings (MW) | Technical Potential | 0 | 0 | 0 | 0 | 0 | 0 | 0 | 0 | 0 | 0 | 0 | 0 | 0 | 0 | 0 | 0 | 0 | 0 | 0 | 0 | 0 | 0
F9_Industrial_Agriculture_New_Space Heating_Natural Gas_Insulation - Ducting_A_Technical Potential | F9 | Industrial | Agriculture | New | Space Heating | Natural Gas | Insulation - Ducting | A | Incremental Winter Peak Savings (MW) | Technical Potential | 0 | 0 | 0 | 0 | 0 | 0 | 0 | 0 | 0 | 0 | 0 | 0 | 0 | 0 | 0 | 0 | 0 | 0 | 0 | 0 | 0 | 0
F10_Industrial_Agriculture_New_Space Heating_Natural Gas_Insulation - Ducting_A_Technical Potential | F10 | Industrial | Agriculture | New | Space Heating | Natural Gas | Insulation - Ducting | A | Cumulative Energy Savings (MWh or mTherms) | Technical Potential | 0 | 0 | 0 | 0 | 0 | 0 | 0 | 0 | 0 | 0 | 0 | 0 | 0 | 0 | 0 | 0 | 0 | 0 | 0 | 0 | 0 | 0
F11_Industrial_Agriculture_New_Space Heating_Natural Gas_Insulation - Ducting_A_Technical Potential | F11 | Industrial | Agriculture | New | Space Heating | Natural Gas | Insulation - Ducting | A | Cumulative Summer Peak Savings (MW) | Technical Potential | 0 | 0 | 0 | 0 | 0 | 0 | 0 | 0 | 0 | 0 | 0 | 0 | 0 | 0 | 0 | 0 | 0 | 0 | 0 | 0 | 0 | 0
F12_Industrial_Agriculture_New_Space Heating_Natural Gas_Insulation - Ducting_A_Technical Potential | F12 | Industrial | Agriculture | New | Space Heating | Natural Gas | Insulation - Ducting | A | Cumulative Winter Peak Savings (MW) | Technical Potential | 0 | 0 | 0 | 0 | 0 | 0 | 0 | 0 | 0 | 0 | 0 | 0 | 0 | 0 | 0 | 0 | 0 | 0 | 0 | 0 | 0 | 0
F13_Industrial_Agriculture_New_Space Heating_Natural Gas_Insulation - Ducting_A_Technical Potential | F13 | Industrial | Agriculture | New | Space Heating | Natural Gas | Insulation - Ducting | A | Purchases (Incremental) | Technical Potential | 0 | 0 | 0 | 0 | 0 | 0 | 0 | 0 | 0 | 0 | 0 | 0 | 0 | 0 | 0 | 0 | 0 | 0 | 0 | 0 | 0 | 0
F14_Industrial_Agriculture_New_Space Heating_Natural Gas_Insulation - Ducting_A_Technical Potential | F14 | Industrial | Agriculture | New | Space Heating | Natural Gas | Insulation - Ducting | A | Purchases (Cumulative) | Technical Potential | 0 | 0 | 0 | 0 | 0 | 0 | 0 | 0 | 0 | 0 | 0 | 0 | 0 | 0 | 0 | 0 | 0 | 0 | 0 | 0 | 0 | 0
F1_Industrial_Agriculture_New_Space Heating_Natural Gas_HVAC - Duct Repair and Sealing_A_Technical Potential | F1 | Industrial | Agriculture | New | Space Heating | Natural Gas | HVAC - Duct Repair and Sealing | A | Original Unit Energy Savings (kWh or therms) | Technical Potential | 0 | 0 | 0.0036023 | 0.0036023 | 0.0036023 | 0.0036023 | 0.0036023 | 0.0036023 | 0.0036023 | 0.0036023 | 0.0036023 | 0.0036023 | 0.0036023 | 0.0036023 | 0.0036023 | 0.0036023 | 0.0036023 | 0.0036023 | 0.0036023 | 0.0036023 | 0.0036023 | 0.0036023
F2_Industrial_Agriculture_New_Space Heating_Natural Gas_HVAC - Duct Repair and Sealing_A_Technical Potential | F2 | Industrial | Agriculture | New | Space Heating | Natural Gas | HVAC - Duct Repair and Sealing | A | Original Unit Summer Peak Savings (kW) | Technical Potential | 0 | 0 | 0 | 0 | 0 | 0 | 0 | 0 | 0 | 0 | 0 | 0 | 0 | 0 | 0 | 0 | 0 | 0 | 0 | 0 | 0 | 0
F3_Industrial_Agriculture_New_Space Heating_Natural Gas_HVAC - Duct Repair and Sealing_A_Technical Potential | F3 | Industrial | Agriculture | New | Space Heating | Natural Gas | HVAC - Duct Repair and Sealing | A | Original Unit Winter Peak Savings (kW) | Technical Potential | 0 | 0 | 0 | 0 | 0 | 0 | 0 | 0 | 0 | 0 | 0 | 0 | 0 | 0 | 0 | 0 | 0 | 0 | 0 | 0 | 0 | 0
F4_Industrial_Agriculture_New_Space Heating_Natural Gas_HVAC - Duct Repair and Sealing_A_Technical Potential | F4 | Industrial | Agriculture | New | Space Heating | Natural Gas | HVAC - Duct Repair and Sealing | A | Standalone Impact on Baseline Energy (%) | Technical Potential | bar: 2019 to 2040
F5_Industrial_Agriculture_New_Space Heating_Natural Gas_HVAC - Duct Repair and Sealing_A_Technical Potential | F5 | Industrial | Agriculture | New | Space Heating | Natural Gas | HVAC - Duct Repair and Sealing | A | Standalone Impact on Baseline Summer Peak (%) | Technical Potential | bar: 2019 to 2040
F6_Industrial_Agriculture_New_Space Heating_Natural Gas_HVAC - Duct Repair and Sealing_A_Technical Potential | F6 | Industrial | Agriculture | New | Space Heating | Natural Gas | HVAC - Duct Repair and Sealing | A | Standalone Impact on Baseline Winter Peak (%) | Technical Potential | bar: 2019 to 2040
F7_Industrial_Agriculture_New_Space Heating_Natural Gas_HVAC - Duct Repair and Sealing_A_Technical Potential | F7 | Industrial | Agriculture | New | Space Heating | Natural Gas | HVAC - Duct Repair and Sealing | A | Incremental Energy Savings (MWh or mTherms) | Technical Potential | 0 | 0 | 0 | 0 | 0 | 0 | 0 | 0 | 0 | 0 | 0 | 0 | 0 | 0 | 0 | 0 | 0 | 0 | 0 | 0 | 0 | 0
F8_Industrial_Agriculture_New_Space Heating_Natural Gas_HVAC - Duct Repair and Sealing_A_Technical Potential | F8 | Industrial | Agriculture | New | Space Heating | Natural Gas | HVAC - Duct Repair and Sealing | A | Incremental Summer Peak Savings (MW) | Technical Potential | 0 | 0 | 0 | 0 | 0 | 0 | 0 | 0 | 0 | 0 | 0 | 0 | 0 | 0 | 0 | 0 | 0 | 0 | 0 | 0 | 0 | 0
F9_Industrial_Agriculture_New_Space Heating_Natural Gas_HVAC - Duct Repair and Sealing_A_Technical Potential | F9 | Industrial | Agriculture | New | Space Heating | Natural Gas | HVAC - Duct Repair and Sealing | A | Incremental Winter Peak Savings (MW) | Technical Potential | 0 | 0 | 0 | 0 | 0 | 0 | 0 | 0 | 0 | 0 | 0 | 0 | 0 | 0 | 0 | 0 | 0 | 0 | 0 | 0 | 0 | 0
F10_Industrial_Agriculture_New_Space Heating_Natural Gas_HVAC - Duct Repair and Sealing_A_Technical Potential | F10 | Industrial | Agriculture | New | Space Heating | Natural Gas | HVAC - Duct Repair and Sealing | A | Cumulative Energy Savings (MWh or mTherms) | Technical Potential | 0 | 0 | 0 | 0 | 0 | 0 | 0 | 0 | 0 | 0 | 0 | 0 | 0 | 0 | 0 | 0 | 0 | 0 | 0 | 0 | 0 | 0
F11_Industrial_Agriculture_New_Space Heating_Natural Gas_HVAC - Duct Repair and Sealing_A_Technical Potential | F11 | Industrial | Agriculture | New | Space Heating | Natural Gas | HVAC - Duct Repair and Sealing | A | Cumulative Summer Peak Savings (MW) | Technical Potential | 0 | 0 | 0 | 0 | 0 | 0 | 0 | 0 | 0 | 0 | 0 | 0 | 0 | 0 | 0 | 0 | 0 | 0 | 0 | 0 | 0 | 0
F12_Industrial_Agriculture_New_Space Heating_Natural Gas_HVAC - Duct Repair and Sealing_A_Technical Potential | F12 | Industrial | Agriculture | New | Space Heating | Natural Gas | HVAC - Duct Repair and Sealing | A | Cumulative Winter Peak Savings (MW) | Technical Potential | 0 | 0 | 0 | 0 | 0 | 0 | 0 | 0 | 0 | 0 | 0 | 0 | 0 | 0 | 0 | 0 | 0 | 0 | 0 | 0 | 0 | 0
F13_Industrial_Agriculture_New_Space Heating_Natural Gas_HVAC - Duct Repair and Sealing_A_Technical Potential | F13 | Industrial | Agriculture | New | Space Heating | Natural Gas | HVAC - Duct Repair and Sealing | A | Purchases (Incremental) | Technical Potential | 0 | 0 | 0 | 0 | 0 | 0 | 0 | 0 | 0 | 0 | 0 | 0 | 0 | 0 | 0 | 0 | 0 | 0 | 0 | 0 | 0 | 0
F14_Industrial_Agriculture_New_Space Heating_Natural Gas_HVAC - Duct Repair and Sealing_A_Technical Potential | F14 | Industrial | Agriculture | New | Space Heating | Natural Gas | HVAC - Duct Repair and Sealing | A | Purchases (Cumulative) | Technical Potential | 0 | 0 | 0 | 0 | 0 | 0 | 0 | 0 | 0 | 0 | 0 | 0 | 0 | 0 | 0 | 0 | 0 | 0 | 0 | 0 | 0 | 0
F1_Industrial_Agriculture_New_Space Heating_Natural Gas_Windows - High Efficiency_A_Technical Potential | F1 | Industrial | Agriculture | New | Space Heating | Natural Gas | Windows - High Efficiency | A | Original Unit Energy Savings (kWh or therms) | Technical Potential | 0 | 0 | 0.0073878 | 0.0073878 | 0.0073878 | 0.0073878 | 0.0073878 | 0.0073878 | 0.0073878 | 0.0073878 | 0.0073878 | 0.0073878 | 0.0073878 | 0.0073878 | 0.0073878 | 0.0073878 | 0.0073878 | 0.0073878 | 0.0073878 | 0.0073878 | 0.0073878 | 0.0073878
F2_Industrial_Agriculture_New_Space Heating_Natural Gas_Windows - High Efficiency_A_Technical Potential | F2 | Industrial | Agriculture | New | Space Heating | Natural Gas | Windows - High Efficiency | A | Original Unit Summer Peak Savings (kW) | Technical Potential | 0 | 0 | 0 | 0 | 0 | 0 | 0 | 0 | 0 | 0 | 0 | 0 | 0 | 0 | 0 | 0 | 0 | 0 | 0 | 0 | 0 | 0
F3_Industrial_Agriculture_New_Space Heating_Natural Gas_Windows - High Efficiency_A_Technical Potential | F3 | Industrial | Agriculture | New | Space Heating | Natural Gas | Windows - High Efficiency | A | Original Unit Winter Peak Savings (kW) | Technical Potential | 0 | 0 | 0 | 0 | 0 | 0 | 0 | 0 | 0 | 0 | 0 | 0 | 0 | 0 | 0 | 0 | 0 | 0 | 0 | 0 | 0 | 0
F4_Industrial_Agriculture_New_Space Heating_Natural Gas_Windows - High Efficiency_A_Technical Potential | F4 | Industrial | Agriculture | New | Space Heating | Natural Gas | Windows - High Efficiency | A | Standalone Impact on Baseline Energy (%) | Technical Potential | bar: 2019 to 2040
F5_Industrial_Agriculture_New_Space Heating_Natural Gas_Windows - High Efficiency_A_Technical Potential | F5 | Industrial | Agriculture | New | Space Heating | Natural Gas | Windows - High Efficiency | A | Standalone Impact on Baseline Summer Peak (%) | Technical Potential | bar: 2019 to 2040
F6_Industrial_Agriculture_New_Space Heating_Natural Gas_Windows - High Efficiency_A_Technical Potential | F6 | Industrial | Agriculture | New | Space Heating | Natural Gas | Windows - High Efficiency | A | Standalone Impact on Baseline Winter Peak (%) | Technical Potential | bar: 2019 to 2040
F7_Industrial_Agriculture_New_Space Heating_Natural Gas_Windows - High Efficiency_A_Technical Potential | F7 | Industrial | Agriculture | New | Space Heating | Natural Gas | Windows - High Efficiency | A | Incremental Energy Savings (MWh or mTherms) | Technical Potential | 0 | 0 | 0 | 0 | 0 | 0 | 0 | 0 | 0 | 0 | 0 | 0 | 0 | 0 | 0 | 0 | 0 | 0 | 0 | 0 | 0 | 0
F8_Industrial_Agriculture_New_Space Heating_Natural Gas_Windows - High Efficiency_A_Technical Potential | F8 | Industrial | Agriculture | New | Space Heating | Natural Gas | Windows - High Efficiency | A | Incremental Summer Peak Savings (MW) | Technical Potential | 0 | 0 | 0 | 0 | 0 | 0 | 0 | 0 | 0 | 0 | 0 | 0 | 0 | 0 | 0 | 0 | 0 | 0 | 0 | 0 | 0 | 0
F9_Industrial_Agriculture_New_Space Heating_Natural Gas_Windows - High Efficiency_A_Technical Potential | F9 | Industrial | Agriculture | New | Space Heating | Natural Gas | Windows - High Efficiency | A | Incremental Winter Peak Savings (MW) | Technical Potential | 0 | 0 | 0 | 0 | 0 | 0 | 0 | 0 | 0 | 0 | 0 | 0 | 0 | 0 | 0 | 0 | 0 | 0 | 0 | 0 | 0 | 0
F10_Industrial_Agriculture_New_Space Heating_Natural Gas_Windows - High Efficiency_A_Technical Potential | F10 | Industrial | Agriculture | New | Space Heating | Natural Gas | Windows - High Efficiency | A | Cumulative Energy Savings (MWh or mTherms) | Technical Potential | 0 | 0 | 0 | 0 | 0 | 0 | 0 | 0 | 0 | 0 | 0 | 0 | 0 | 0 | 0 | 0 | 0 | 0 | 0 | 0 | 0 | 0
F11_Industrial_Agriculture_New_Space Heating_Natural Gas_Windows - High Efficiency_A_Technical Potential | F11 | Industrial | Agriculture | New | Space Heating | Natural Gas | Windows - High Efficiency | A | Cumulative Summer Peak Savings (MW) | Technical Potential | 0 | 0 | 0 | 0 | 0 | 0 | 0 | 0 | 0 | 0 | 0 | 0 | 0 | 0 | 0 | 0 | 0 | 0 | 0 | 0 | 0 | 0
F12_Industrial_Agriculture_New_Space Heating_Natural Gas_Windows - High Efficiency_A_Technical Potential | F12 | Industrial | Agriculture | New | Space Heating | Natural Gas | Windows - High Efficiency | A | Cumulative Winter Peak Savings (MW) | Technical Potential | 0 | 0 | 0 | 0 | 0 | 0 | 0 | 0 | 0 | 0 | 0 | 0 | 0 | 0 | 0 | 0 | 0 | 0 | 0 | 0 | 0 | 0
F13_Industrial_Agriculture_New_Space Heating_Natural Gas_Windows - High Efficiency_A_Technical Potential | F13 | Industrial | Agriculture | New | Space Heating | Natural Gas | Windows - High Efficiency | A | Purchases (Incremental) | Technical Potential | 0 | 0 | 0 | 0 | 0 | 0 | 0 | 0 | 0 | 0 | 0 | 0 | 0 | 0 | 0 | 0 | 0 | 0 | 0 | 0 | 0 | 0
F14_Industrial_Agriculture_New_Space Heating_Natural Gas_Windows - High Efficiency_A_Technical Potential | F14 | Industrial | Agriculture | New | Space Heating | Natural Gas | Windows - High Efficiency | A | Purchases (Cumulative) | Technical Potential | 0 | 0 | 0 | 0 | 0 | 0 | 0 | 0 | 0 | 0 | 0 | 0 | 0 | 0 | 0 | 0 | 0 | 0 | 0 | 0 | 0 | 0
F1_Industrial_Agriculture_New_Space Heating_Natural Gas_Gas Boiler - Maintenance_A_Technical Potential | F1 | Industrial | Agriculture | New | Space Heating | Natural Gas | Gas Boiler - Maintenance | A | Original Unit Energy Savings (kWh or therms) | Technical Potential | 0 | 0 | 1.1147 | 1.1147 | 1.1147 | 1.1147 | 1.1147 | 1.1147 | 1.1147 | 1.1147 | 1.1147 | 1.1147 | 1.1147 | 1.1147 | 1.1147 | 1.1147 | 1.1147 | 1.1147 | 1.1147 | 1.1147 | 1.1147 | 1.1147
F2_Industrial_Agriculture_New_Space Heating_Natural Gas_Gas Boiler - Maintenance_A_Technical Potential | F2 | Industrial | Agriculture | New | Space Heating | Natural Gas | Gas Boiler - Maintenance | A | Original Unit Summer Peak Savings (kW) | Technical Potential | 0 | 0 | 0 | 0 | 0 | 0 | 0 | 0 | 0 | 0 | 0 | 0 | 0 | 0 | 0 | 0 | 0 | 0 | 0 | 0 | 0 | 0
F3_Industrial_Agriculture_New_Space Heating_Natural Gas_Gas Boiler - Maintenance_A_Technical Potential | F3 | Industrial | Agriculture | New | Space Heating | Natural Gas | Gas Boiler - Maintenance | A | Original Unit Winter Peak Savings (kW) | Technical Potential | 0 | 0 | 0 | 0 | 0 | 0 | 0 | 0 | 0 | 0 | 0 | 0 | 0 | 0 | 0 | 0 | 0 | 0 | 0 | 0 | 0 | 0
F4_Industrial_Agriculture_New_Space Heating_Natural Gas_Gas Boiler - Maintenance_A_Technical Potential | F4 | Industrial | Agriculture | New | Space Heating | Natural Gas | Gas Boiler - Maintenance | A | Standalone Impact on Baseline Energy (%) | Technical Potential | 0% | 0% | 0.002473% | 0.003151% | 0.00341% | 0.002745% | 0.002412% | 0.002124% | 0.001879% | 0.001663% | 0.001532% | 0.001404% | 0.001298% | 0.001193% | 0.001131% | 0.001064% | 0.001004% | 0.0009424% | 0.0009057% | 0.0008643% | 0.0008274% | 0.0007937%
F5_Industrial_Agriculture_New_Space Heating_Natural Gas_Gas Boiler - Maintenance_A_Technical Potential | F5 | Industrial | Agriculture | New | Space Heating | Natural Gas | Gas Boiler - Maintenance | A | Standalone Impact on Baseline Summer Peak (%) | Technical Potential | bar: 2019 to 2040
F6_Industrial_Agriculture_New_Space Heating_Natural Gas_Gas Boiler - Maintenance_A_Technical Potential | F6 | Industrial | Agriculture | New | Space Heating | Natural Gas | Gas Boiler - Maintenance | A | Standalone Impact on Baseline Winter Peak (%) | Technical Potential | bar: 2019 to 2040
F7_Industrial_Agriculture_New_Space Heating_Natural Gas_Gas Boiler - Maintenance_A_Technical Potential | F7 | Industrial | Agriculture | New | Space Heating | Natural Gas | Gas Boiler - Maintenance | A | Incremental Energy Savings (MWh or mTherms) | Technical Potential | 0 | 0 | 0.0013759 | 0.001683 | 0.0016614 | 0.0017271 | 0.0017418 | 0.0017368 | 0.0017271 | 0.0017418 | 0.0017368 | 0.003103 | 0.0034248 | 0.0033982 | 0.0062059 | 0.0068496 | 0.0067964 | 0.012412 | 0.013699 | 0.013593 | 0.025175 | 0.027457
F8_Industrial_Agriculture_New_Space Heating_Natural Gas_Gas Boiler - Maintenance_A_Technical Potential | F8 | Industrial | Agriculture | New | Space Heating | Natural Gas | Gas Boiler - Maintenance | A | Incremental Summer Peak Savings (MW) | Technical Potential | 0 | 0 | 0 | 0 | 0 | 0 | 0 | 0 | 0 | 0 | 0 | 0 | 0 | 0 | 0 | 0 | 0 | 0 | 0 | 0 | 0 | 0
F9_Industrial_Agriculture_New_Space Heating_Natural Gas_Gas Boiler - Maintenance_A_Technical Potential | F9 | Industrial | Agriculture | New | Space Heating | Natural Gas | Gas Boiler - Maintenance | A | Incremental Winter Peak Savings (MW) | Technical Potential | 0 | 0 | 0 | 0 | 0 | 0 | 0 | 0 | 0 | 0 | 0 | 0 | 0 | 0 | 0 | 0 | 0 | 0 | 0 | 0 | 0 | 0
F10_Industrial_Agriculture_New_Space Heating_Natural Gas_Gas Boiler - Maintenance_A_Technical Potential | F10 | Industrial | Agriculture | New | Space Heating | Natural Gas | Gas Boiler - Maintenance | A | Cumulative Energy Savings (MWh or mTherms) | Technical Potential | 0 | 0 | 0.0013759 | 0.0030589 | 0.0047203 | 0.0050715 | 0.0051302 | 0.0052057 | 0.0052057 | 0.0052057 | 0.0052057 | 0.0052057 | 0.0052057 | 0.0052057 | 0.0052057 | 0.0052057 | 0.0052057 | 0.0052057 | 0.0052057 | 0.0052057 | 0.0052057 | 0.0052057
F11_Industrial_Agriculture_New_Space Heating_Natural Gas_Gas Boiler - Maintenance_A_Technical Potential | F11 | Industrial | Agriculture | New | Space Heating | Natural Gas | Gas Boiler - Maintenance | A | Cumulative Summer Peak Savings (MW) | Technical Potential | 0 | 0 | 0 | 0 | 0 | 0 | 0 | 0 | 0 | 0 | 0 | 0 | 0 | 0 | 0 | 0 | 0 | 0 | 0 | 0 | 0 | 0
F12_Industrial_Agriculture_New_Space Heating_Natural Gas_Gas Boiler - Maintenance_A_Technical Potential | F12 | Industrial | Agriculture | New | Space Heating | Natural Gas | Gas Boiler - Maintenance | A | Cumulative Winter Peak Savings (MW) | Technical Potential | 0 | 0 | 0 | 0 | 0 | 0 | 0 | 0 | 0 | 0 | 0 | 0 | 0 | 0 | 0 | 0 | 0 | 0 | 0 | 0 | 0 | 0
F13_Industrial_Agriculture_New_Space Heating_Natural Gas_Gas Boiler - Maintenance_A_Technical Potential | F13 | Industrial | Agriculture | New | Space Heating | Natural Gas | Gas Boiler - Maintenance | A | Purchases (Incremental) | Technical Potential | 0 | 0 | 1.2343 | 1.5098 | 1.4904 | 1.5493 | 1.5625 | 1.5581 | 1.5493 | 1.5625 | 1.5581 | 2.7836 | 3.0723 | 3.0484 | 5.5672 | 6.1446 | 6.0969 | 11.1344 | 12.2892 | 12.1938 | 22.5838 | 24.6311
F14_Industrial_Agriculture_New_Space Heating_Natural Gas_Gas Boiler - Maintenance_A_Technical Potential | F14 | Industrial | Agriculture | New | Space Heating | Natural Gas | Gas Boiler - Maintenance | A | Purchases (Cumulative) | Technical Potential | 0 | 0 | 1.2343 | 2.7441 | 4.2344 | 4.5495 | 4.6022 | 4.6699 | 4.6699 | 4.6699 | 4.6699 | 4.6699 | 4.6699 | 4.6699 | 4.6699 | 4.6699 | 4.6699 | 4.6699 | 4.6699 | 4.6699 | 4.6699 | 4.6699
F1_Industrial_Agriculture_New_Process_Natural Gas_Gas Boiler - Maintenance_A_Technical Potential | F1 | Industrial | Agriculture | New | Process | Natural Gas | Gas Boiler - Maintenance | A | Original Unit Energy Savings (kWh or therms) | Technical Potential | 0 | 0 | 1.5559 | 1.5559 | 1.5559 | 1.5559 | 1.5559 | 1.5559 | 1.5559 | 1.5559 | 1.5559 | 1.5559 | 1.5559 | 1.5559 | 1.5559 | 1.5559 | 1.5559 | 1.5559 | 1.5559 | 1.5559 | 1.5559 | 1.5559
F2_Industrial_Agriculture_New_Process_Natural Gas_Gas Boiler - Maintenance_A_Technical Potential | F2 | Industrial | Agriculture | New | Process | Natural Gas | Gas Boiler - Maintenance | A | Original Unit Summer Peak Savings (kW) | Technical Potential | 0 | 0 | 0 | 0 | 0 | 0 | 0 | 0 | 0 | 0 | 0 | 0 | 0 | 0 | 0 | 0 | 0 | 0 | 0 | 0 | 0 | 0
F3_Industrial_Agriculture_New_Process_Natural Gas_Gas Boiler - Maintenance_A_Technical Potential | F3 | Industrial | Agriculture | New | Process | Natural Gas | Gas Boiler - Maintenance | A | Original Unit Winter Peak Savings (kW) | Technical Potential | 0 | 0 | 0 | 0 | 0 | 0 | 0 | 0 | 0 | 0 | 0 | 0 | 0 | 0 | 0 | 0 | 0 | 0 | 0 | 0 | 0 | 0
F4_Industrial_Agriculture_New_Process_Natural Gas_Gas Boiler - Maintenance_A_Technical Potential | F4 | Industrial | Agriculture | New | Process | Natural Gas | Gas Boiler - Maintenance | A | Standalone Impact on Baseline Energy (%) | Technical Potential | 0% | 0% | 0.01315% | 0.01675% | 0.01813% | 0.01459% | 0.01283% | 0.01129% | 0.00999% | 0.008841% | 0.008144% | 0.007467% | 0.0069% | 0.006343% | 0.006013% | 0.005655% | 0.005338% | 0.005011% | 0.004816% | 0.004595% | 0.0044% | 0.00422%
F5_Industrial_Agriculture_New_Process_Natural Gas_Gas Boiler - Maintenance_A_Technical Potential | F5 | Industrial | Agriculture | New | Process | Natural Gas | Gas Boiler - Maintenance | A | Standalone Impact on Baseline Summer Peak (%) | Technical Potential | bar: 2019 to 2040
F6_Industrial_Agriculture_New_Process_Natural Gas_Gas Boiler - Maintenance_A_Technical Potential | F6 | Industrial | Agriculture | New | Process | Natural Gas | Gas Boiler - Maintenance | A | Standalone Impact on Baseline Winter Peak (%) | Technical Potential | bar: 2019 to 2040
F7_Industrial_Agriculture_New_Process_Natural Gas_Gas Boiler - Maintenance_A_Technical Potential | F7 | Industrial | Agriculture | New | Process | Natural Gas | Gas Boiler - Maintenance | A | Incremental Energy Savings (MWh or mTherms) | Technical Potential | 0 | 0 | 0.015885 | 0.019431 | 0.019181 | 0.01994 | 0.02011 | 0.020053 | 0.01994 | 0.02011 | 0.020053 | 0.035825 | 0.039541 | 0.039234 | 0.07165 | 0.079082 | 0.078468 | 0.1433 | 0.15816 | 0.15694 | 0.29066 | 0.31701
F8_Industrial_Agriculture_New_Process_Natural Gas_Gas Boiler - Maintenance_A_Technical Potential | F8 | Industrial | Agriculture | New | Process | Natural Gas | Gas Boiler - Maintenance | A | Incremental Summer Peak Savings (MW) | Technical Potential | 0 | 0 | 0 | 0 | 0 | 0 | 0 | 0 | 0 | 0 | 0 | 0 | 0 | 0 | 0 | 0 | 0 | 0 | 0 | 0 | 0 | 0
F9_Industrial_Agriculture_New_Process_Natural Gas_Gas Boiler - Maintenance_A_Technical Potential | F9 | Industrial | Agriculture | New | Process | Natural Gas | Gas Boiler - Maintenance | A | Incremental Winter Peak Savings (MW) | Technical Potential | 0 | 0 | 0 | 0 | 0 | 0 | 0 | 0 | 0 | 0 | 0 | 0 | 0 | 0 | 0 | 0 | 0 | 0 | 0 | 0 | 0 | 0
F10_Industrial_Agriculture_New_Process_Natural Gas_Gas Boiler - Maintenance_A_Technical Potential | F10 | Industrial | Agriculture | New | Process | Natural Gas | Gas Boiler - Maintenance | A | Cumulative Energy Savings (MWh or mTherms) | Technical Potential | 0 | 0 | 0.015885 | 0.035317 | 0.054498 | 0.058553 | 0.059231 | 0.060102 | 0.060102 | 0.060102 | 0.060102 | 0.060102 | 0.060102 | 0.060102 | 0.060102 | 0.060102 | 0.060102 | 0.060102 | 0.060102 | 0.060102 | 0.060102 | 0.060102
F11_Industrial_Agriculture_New_Process_Natural Gas_Gas Boiler - Maintenance_A_Technical Potential | F11 | Industrial | Agriculture | New | Process | Natural Gas | Gas Boiler - Maintenance | A | Cumulative Summer Peak Savings (MW) | Technical Potential | 0 | 0 | 0 | 0 | 0 | 0 | 0 | 0 | 0 | 0 | 0 | 0 | 0 | 0 | 0 | 0 | 0 | 0 | 0 | 0 | 0 | 0
F12_Industrial_Agriculture_New_Process_Natural Gas_Gas Boiler - Maintenance_A_Technical Potential | F12 | Industrial | Agriculture | New | Process | Natural Gas | Gas Boiler - Maintenance | A | Cumulative Winter Peak Savings (MW) | Technical Potential | 0 | 0 | 0 | 0 | 0 | 0 | 0 | 0 | 0 | 0 | 0 | 0 | 0 | 0 | 0 | 0 | 0 | 0 | 0 | 0 | 0 | 0
F13_Industrial_Agriculture_New_Process_Natural Gas_Gas Boiler - Maintenance_A_Technical Potential | F13 | Industrial | Agriculture | New | Process | Natural Gas | Gas Boiler - Maintenance | A | Purchases (Incremental) | Technical Potential | 0 | 0 | 10.2098 | 12.489 | 12.3284 | 12.816 | 12.9249 | 12.8883 | 12.816 | 12.9249 | 12.8883 | 23.0257 | 25.4139 | 25.2166 | 46.0515 | 50.8279 | 50.4333 | 92.103 | 101.6557 | 100.8666 | 186.8121 | 203.7473
F14_Industrial_Agriculture_New_Process_Natural Gas_Gas Boiler - Maintenance_A_Technical Potential | F14 | Industrial | Agriculture | New | Process | Natural Gas | Gas Boiler - Maintenance | A | Purchases (Cumulative) | Technical Potential | 0 | 0 | 10.2098 | 22.6988 | 35.0272 | 37.6333 | 38.0692 | 38.6292 | 38.6292 | 38.6292 | 38.6292 | 38.6292 | 38.6292 | 38.6292 | 38.6292 | 38.6292 | 38.6292 | 38.6292 | 38.6292 | 38.6292 | 38.6292 | 38.6292
F1_Industrial_Agriculture_New_Space Heating_Natural Gas_Gas Furnace - Maintenance_A_Technical Potential | F1 | Industrial | Agriculture | New | Space Heating | Natural Gas | Gas Furnace - Maintenance | A | Original Unit Energy Savings (kWh or therms) | Technical Potential | 0 | 0 | 0.0083129 | 0.0083129 | 0.0083129 | 0.0083129 | 0.0083129 | 0.0083129 | 0.0083129 | 0.0083129 | 0.0083129 | 0.0083129 | 0.0083129 | 0.0083129 | 0.0083129 | 0.0083129 | 0.0083129 | 0.0083129 | 0.0083129 | 0.0083129 | 0.0083129 | 0.0083129
F2_Industrial_Agriculture_New_Space Heating_Natural Gas_Gas Furnace - Maintenance_A_Technical Potential | F2 | Industrial | Agriculture | New | Space Heating | Natural Gas | Gas Furnace - Maintenance | A | Original Unit Summer Peak Savings (kW) | Technical Potential | 0 | 0 | 0 | 0 | 0 | 0 | 0 | 0 | 0 | 0 | 0 | 0 | 0 | 0 | 0 | 0 | 0 | 0 | 0 | 0 | 0 | 0
F3_Industrial_Agriculture_New_Space Heating_Natural Gas_Gas Furnace - Maintenance_A_Technical Potential | F3 | Industrial | Agriculture | New | Space Heating | Natural Gas | Gas Furnace - Maintenance | A | Original Unit Winter Peak Savings (kW) | Technical Potential | 0 | 0 | 0 | 0 | 0 | 0 | 0 | 0 | 0 | 0 | 0 | 0 | 0 | 0 | 0 | 0 | 0 | 0 | 0 | 0 | 0 | 0
F4_Industrial_Agriculture_New_Space Heating_Natural Gas_Gas Furnace - Maintenance_A_Technical Potential | F4 | Industrial | Agriculture | New | Space Heating | Natural Gas | Gas Furnace - Maintenance | A | Standalone Impact on Baseline Energy (%) | Technical Potential | 0% | 0% | 3.728e-05% | 4.75e-05% | 5.14e-05% | 4.137e-05% | 3.636e-05% | 3.202e-05% | 2.832e-05% | 2.506e-05% | 2.309e-05% | 2.117e-05% | 1.956e-05% | 1.798e-05% | 1.705e-05% | 1.603e-05% | 1.513e-05% | 1.42e-05% | 1.365e-05% | 1.303e-05% | 1.247e-05% | 1.196e-05%
F5_Industrial_Agriculture_New_Space Heating_Natural Gas_Gas Furnace - Maintenance_A_Technical Potential | F5 | Industrial | Agriculture | New | Space Heating | Natural Gas | Gas Furnace - Maintenance | A | Standalone Impact on Baseline Summer Peak (%) | Technical Potential | bar: 2019 to 2040
F6_Industrial_Agriculture_New_Space Heating_Natural Gas_Gas Furnace - Maintenance_A_Technical Potential | F6 | Industrial | Agriculture | New | Space Heating | Natural Gas | Gas Furnace - Maintenance | A | Standalone Impact on Baseline Winter Peak (%) | Technical Potential | bar: 2019 to 2040
F7_Industrial_Agriculture_New_Space Heating_Natural Gas_Gas Furnace - Maintenance_A_Technical Potential | F7 | Industrial | Agriculture | New | Space Heating | Natural Gas | Gas Furnace - Maintenance | A | Incremental Energy Savings (MWh or mTherms) | Technical Potential | 0 | 0 | 2.0739e-05 | 2.5369e-05 | 2.5042e-05 | 2.6033e-05 | 2.6254e-05 | 2.618e-05 | 2.6033e-05 | 2.6254e-05 | 2.618e-05 | 4.6772e-05 | 5.1623e-05 | 5.1222e-05 | 9.3544e-05 | 0.00010325 | 0.00010244 | 0.00018709 | 0.00020649 | 0.00020489 | 0.00037947 | 0.00041387
F8_Industrial_Agriculture_New_Space Heating_Natural Gas_Gas Furnace - Maintenance_A_Technical Potential | F8 | Industrial | Agriculture | New | Space Heating | Natural Gas | Gas Furnace - Maintenance | A | Incremental Summer Peak Savings (MW) | Technical Potential | 0 | 0 | 0 | 0 | 0 | 0 | 0 | 0 | 0 | 0 | 0 | 0 | 0 | 0 | 0 | 0 | 0 | 0 | 0 | 0 | 0 | 0
F9_Industrial_Agriculture_New_Space Heating_Natural Gas_Gas Furnace - Maintenance_A_Technical Potential | F9 | Industrial | Agriculture | New | Space Heating | Natural Gas | Gas Furnace - Maintenance | A | Incremental Winter Peak Savings (MW) | Technical Potential | 0 | 0 | 0 | 0 | 0 | 0 | 0 | 0 | 0 | 0 | 0 | 0 | 0 | 0 | 0 | 0 | 0 | 0 | 0 | 0 | 0 | 0
F10_Industrial_Agriculture_New_Space Heating_Natural Gas_Gas Furnace - Maintenance_A_Technical Potential | F10 | Industrial | Agriculture | New | Space Heating | Natural Gas | Gas Furnace - Maintenance | A | Cumulative Energy Savings (MWh or mTherms) | Technical Potential | 0 | 0 | 2.0739e-05 | 4.6108e-05 | 7.115e-05 | 7.6444e-05 | 7.733e-05 | 7.8467e-05 | 7.8467e-05 | 7.8467e-05 | 7.8467e-05 | 7.8467e-05 | 7.8467e-05 | 7.8467e-05 | 7.8467e-05 | 7.8467e-05 | 7.8467e-05 | 7.8467e-05 | 7.8467e-05 | 7.8467e-05 | 7.8467e-05 | 7.8467e-05
F11_Industrial_Agriculture_New_Space Heating_Natural Gas_Gas Furnace - Maintenance_A_Technical Potential | F11 | Industrial | Agriculture | New | Space Heating | Natural Gas | Gas Furnace - Maintenance | A | Cumulative Summer Peak Savings (MW) | Technical Potential | 0 | 0 | 0 | 0 | 0 | 0 | 0 | 0 | 0 | 0 | 0 | 0 | 0 | 0 | 0 | 0 | 0 | 0 | 0 | 0 | 0 | 0
F12_Industrial_Agriculture_New_Space Heating_Natural Gas_Gas Furnace - Maintenance_A_Technical Potential | F12 | Industrial | Agriculture | New | Space Heating | Natural Gas | Gas Furnace - Maintenance | A | Cumulative Winter Peak Savings (MW) | Technical Potential | 0 | 0 | 0 | 0 | 0 | 0 | 0 | 0 | 0 | 0 | 0 | 0 | 0 | 0 | 0 | 0 | 0 | 0 | 0 | 0 | 0 | 0
F13_Industrial_Agriculture_New_Space Heating_Natural Gas_Gas Furnace - Maintenance_A_Technical Potential | F13 | Industrial | Agriculture | New | Space Heating | Natural Gas | Gas Furnace - Maintenance | A | Purchases (Incremental) | Technical Potential | 0 | 0 | 2.4948 | 3.0517 | 3.0125 | 3.1316 | 3.1583 | 3.1493 | 3.1316 | 3.1583 | 3.1493 | 5.6264 | 6.21 | 6.1618 | 11.2529 | 12.42 | 12.3236 | 22.5057 | 24.84 | 24.6471 | 45.6483 | 49.7865
F14_Industrial_Agriculture_New_Space Heating_Natural Gas_Gas Furnace - Maintenance_A_Technical Potential | F14 | Industrial | Agriculture | New | Space Heating | Natural Gas | Gas Furnace - Maintenance | A | Purchases (Cumulative) | Technical Potential | 0 | 0 | 2.4948 | 5.5465 | 8.559 | 9.1959 | 9.3024 | 9.4392 | 9.4392 | 9.4392 | 9.4392 | 9.4392 | 9.4392 | 9.4392 | 9.4392 | 9.4392 | 9.4392 | 9.4392 | 9.4392 | 9.4392 | 9.4392 | 9.4392
F1_Industrial_Agriculture_New_Space Heating_Natural Gas_Gas Boiler - Hot Water Reset_A_Technical Potential | F1 | Industrial | Agriculture | New | Space Heating | Natural Gas | Gas Boiler - Hot Water Reset | A | Original Unit Energy Savings (kWh or therms) | Technical Potential | 0 | 0 | 4.0536 | 4.0536 | 4.0536 | 4.0536 | 4.0536 | 4.0536 | 4.0536 | 4.0536 | 4.0536 | 4.0536 | 4.0536 | 4.0536 | 4.0536 | 4.0536 | 4.0536 | 4.0536 | 4.0536 | 4.0536 | 4.0536 | 4.0536
F2_Industrial_Agriculture_New_Space Heating_Natural Gas_Gas Boiler - Hot Water Reset_A_Technical Potential | F2 | Industrial | Agriculture | New | Space Heating | Natural Gas | Gas Boiler - Hot Water Reset | A | Original Unit Summer Peak Savings (kW) | Technical Potential | 0 | 0 | 0 | 0 | 0 | 0 | 0 | 0 | 0 | 0 | 0 | 0 | 0 | 0 | 0 | 0 | 0 | 0 | 0 | 0 | 0 | 0
F3_Industrial_Agriculture_New_Space Heating_Natural Gas_Gas Boiler - Hot Water Reset_A_Technical Potential | F3 | Industrial | Agriculture | New | Space Heating | Natural Gas | Gas Boiler - Hot Water Reset | A | Original Unit Winter Peak Savings (kW) | Technical Potential | 0 | 0 | 0 | 0 | 0 | 0 | 0 | 0 | 0 | 0 | 0 | 0 | 0 | 0 | 0 | 0 | 0 | 0 | 0 | 0 | 0 | 0
F4_Industrial_Agriculture_New_Space Heating_Natural Gas_Gas Boiler - Hot Water Reset_A_Technical Potential | F4 | Industrial | Agriculture | New | Space Heating | Natural Gas | Gas Boiler - Hot Water Reset | A | Standalone Impact on Baseline Energy (%) | Technical Potential | 0% | 0% | 0.008742% | 0.01574% | 0.02418% | 0.03336% | 0.04638% | 0.06058% | 0.07589% | 0.08996% | 0.1043% | 0.1141% | 0.1198% | 0.1195% | 0.1188% | 0.1144% | 0.1091% | 0.1028% | 0.0988% | 0.09428% | 0.09026% | 0.08658%
F5_Industrial_Agriculture_New_Space Heating_Natural Gas_Gas Boiler - Hot Water Reset_A_Technical Potential | F5 | Industrial | Agriculture | New | Space Heating | Natural Gas | Gas Boiler - Hot Water Reset | A | Standalone Impact on Baseline Summer Peak (%) | Technical Potential | bar: 2019 to 2040
F6_Industrial_Agriculture_New_Space Heating_Natural Gas_Gas Boiler - Hot Water Reset_A_Technical Potential | F6 | Industrial | Agriculture | New | Space Heating | Natural Gas | Gas Boiler - Hot Water Reset | A | Standalone Impact on Baseline Winter Peak (%) | Technical Potential | bar: 2019 to 2040
F7_Industrial_Agriculture_New_Space Heating_Natural Gas_Gas Boiler - Hot Water Reset_A_Technical Potential | F7 | Industrial | Agriculture | New | Space Heating | Natural Gas | Gas Boiler - Hot Water Reset | A | Incremental Energy Savings (MWh or mTherms) | Technical Potential | 0 | 0 | 0.004863 | 0.01042 | 0.018183 | 0.028175 | 0.036991 | 0.049836 | 0.061808 | 0.071342 | 0.072987 | 0.068429 | 0.057299 | 0.041257 | 0.025271 | 0.012937 | 0.0057984 | 0.0022462 | 0.004863 | 0.01042 | 0.018183 | 0.028175
F8_Industrial_Agriculture_New_Space Heating_Natural Gas_Gas Boiler - Hot Water Reset_A_Technical Potential | F8 | Industrial | Agriculture | New | Space Heating | Natural Gas | Gas Boiler - Hot Water Reset | A | Incremental Summer Peak Savings (MW) | Technical Potential | 0 | 0 | 0 | 0 | 0 | 0 | 0 | 0 | 0 | 0 | 0 | 0 | 0 | 0 | 0 | 0 | 0 | 0 | 0 | 0 | 0 | 0
F9_Industrial_Agriculture_New_Space Heating_Natural Gas_Gas Boiler - Hot Water Reset_A_Technical Potential | F9 | Industrial | Agriculture | New | Space Heating | Natural Gas | Gas Boiler - Hot Water Reset | A | Incremental Winter Peak Savings (MW) | Technical Potential | 0 | 0 | 0 | 0 | 0 | 0 | 0 | 0 | 0 | 0 | 0 | 0 | 0 | 0 | 0 | 0 | 0 | 0 | 0 | 0 | 0 | 0
F10_Industrial_Agriculture_New_Space Heating_Natural Gas_Gas Boiler - Hot Water Reset_A_Technical Potential | F10 | Industrial | Agriculture | New | Space Heating | Natural Gas | Gas Boiler - Hot Water Reset | A | Cumulative Energy Savings (MWh or mTherms) | Technical Potential | 0 | 0 | 0.004863 | 0.015283 | 0.033466 | 0.061641 | 0.098633 | 0.14847 | 0.21028 | 0.28162 | 0.35461 | 0.42303 | 0.48033 | 0.52159 | 0.54686 | 0.5598 | 0.5656 | 0.56784 | 0.56784 | 0.56784 | 0.56784 | 0.56784
F11_Industrial_Agriculture_New_Space Heating_Natural Gas_Gas Boiler - Hot Water Reset_A_Technical Potential | F11 | Industrial | Agriculture | New | Space Heating | Natural Gas | Gas Boiler - Hot Water Reset | A | Cumulative Summer Peak Savings (MW) | Technical Potential | 0 | 0 | 0 | 0 | 0 | 0 | 0 | 0 | 0 | 0 | 0 | 0 | 0 | 0 | 0 | 0 | 0 | 0 | 0 | 0 | 0 | 0
F12_Industrial_Agriculture_New_Space Heating_Natural Gas_Gas Boiler - Hot Water Reset_A_Technical Potential | F12 | Industrial | Agriculture | New | Space Heating | Natural Gas | Gas Boiler - Hot Water Reset | A | Cumulative Winter Peak Savings (MW) | Technical Potential | 0 | 0 | 0 | 0 | 0 | 0 | 0 | 0 | 0 | 0 | 0 | 0 | 0 | 0 | 0 | 0 | 0 | 0 | 0 | 0 | 0 | 0
F13_Industrial_Agriculture_New_Space Heating_Natural Gas_Gas Boiler - Hot Water Reset_A_Technical Potential | F13 | Industrial | Agriculture | New | Space Heating | Natural Gas | Gas Boiler - Hot Water Reset | A | Purchases (Incremental) | Technical Potential | 0 | 0 | 1.1997 | 2.5707 | 4.4857 | 6.9506 | 9.1256 | 12.2943 | 15.2477 | 17.5997 | 18.0056 | 16.8812 | 14.1353 | 10.178 | 6.2341 | 3.1914 | 1.4304 | 0.55413 | 1.1997 | 2.5707 | 4.4857 | 6.9506
F14_Industrial_Agriculture_New_Space Heating_Natural Gas_Gas Boiler - Hot Water Reset_A_Technical Potential | F14 | Industrial | Agriculture | New | Space Heating | Natural Gas | Gas Boiler - Hot Water Reset | A | Purchases (Cumulative) | Technical Potential | 0 | 0 | 1.1997 | 3.7704 | 8.256 | 15.2066 | 24.3322 | 36.6266 | 51.8742 | 69.4739 | 87.4795 | 104.3607 | 118.496 | 128.674 | 134.9081 | 138.0995 | 139.53 | 140.0841 | 140.0841 | 140.0841 | 140.0841 | 140.0841
F1_Industrial_Agriculture_New_Process_Natural Gas_Gas Boiler - Hot Water Reset_A_Technical Potential | F1 | Industrial | Agriculture | New | Process | Natural Gas | Gas Boiler - Hot Water Reset | A | Original Unit Energy Savings (kWh or therms) | Technical Potential | 0 | 0 | 2.8289 | 2.8289 | 2.8289 | 2.8289 | 2.8289 | 2.8289 | 2.8289 | 2.8289 | 2.8289 | 2.8289 | 2.8289 | 2.8289 | 2.8289 | 2.8289 | 2.8289 | 2.8289 | 2.8289 | 2.8289 | 2.8289 | 2.8289
F2_Industrial_Agriculture_New_Process_Natural Gas_Gas Boiler - Hot Water Reset_A_Technical Potential | F2 | Industrial | Agriculture | New | Process | Natural Gas | Gas Boiler - Hot Water Reset | A | Original Unit Summer Peak Savings (kW) | Technical Potential | 0 | 0 | 0 | 0 | 0 | 0 | 0 | 0 | 0 | 0 | 0 | 0 | 0 | 0 | 0 | 0 | 0 | 0 | 0 | 0 | 0 | 0
F3_Industrial_Agriculture_New_Process_Natural Gas_Gas Boiler - Hot Water Reset_A_Technical Potential | F3 | Industrial | Agriculture | New | Process | Natural Gas | Gas Boiler - Hot Water Reset | A | Original Unit Winter Peak Savings (kW) | Technical Potential | 0 | 0 | 0 | 0 | 0 | 0 | 0 | 0 | 0 | 0 | 0 | 0 | 0 | 0 | 0 | 0 | 0 | 0 | 0 | 0 | 0 | 0
F4_Industrial_Agriculture_New_Process_Natural Gas_Gas Boiler - Hot Water Reset_A_Technical Potential | F4 | Industrial | Agriculture | New | Process | Natural Gas | Gas Boiler - Hot Water Reset | A | Standalone Impact on Baseline Energy (%) | Technical Potential | 0% | 0% | 0.02324% | 0.04186% | 0.06427% | 0.08869% | 0.1233% | 0.161% | 0.2018% | 0.2391% | 0.2774% | 0.3034% | 0.3184% | 0.3177% | 0.3158% | 0.3041% | 0.29% | 0.2733% | 0.2627% | 0.2506% | 0.24% | 0.2302%
F5_Industrial_Agriculture_New_Process_Natural Gas_Gas Boiler - Hot Water Reset_A_Technical Potential | F5 | Industrial | Agriculture | New | Process | Natural Gas | Gas Boiler - Hot Water Reset | A | Standalone Impact on Baseline Summer Peak (%) | Technical Potential | bar: 2019 to 2040
F6_Industrial_Agriculture_New_Process_Natural Gas_Gas Boiler - Hot Water Reset_A_Technical Potential | F6 | Industrial | Agriculture | New | Process | Natural Gas | Gas Boiler - Hot Water Reset | A | Standalone Impact on Baseline Winter Peak (%) | Technical Potential | bar: 2019 to 2040
F7_Industrial_Agriculture_New_Process_Natural Gas_Gas Boiler - Hot Water Reset_A_Technical Potential | F7 | Industrial | Agriculture | New | Process | Natural Gas | Gas Boiler - Hot Water Reset | A | Incremental Energy Savings (MWh or mTherms) | Technical Potential | 0 | 0 | 0.028073 | 0.060155 | 0.10497 | 0.16265 | 0.21354 | 0.28769 | 0.3568 | 0.41184 | 0.42134 | 0.39502 | 0.33077 | 0.23817 | 0.14588 | 0.07468 | 0.033473 | 0.012967 | 0.028073 | 0.060155 | 0.10497 | 0.16265
F8_Industrial_Agriculture_New_Process_Natural Gas_Gas Boiler - Hot Water Reset_A_Technical Potential | F8 | Industrial | Agriculture | New | Process | Natural Gas | Gas Boiler - Hot Water Reset | A | Incremental Summer Peak Savings (MW) | Technical Potential | 0 | 0 | 0 | 0 | 0 | 0 | 0 | 0 | 0 | 0 | 0 | 0 | 0 | 0 | 0 | 0 | 0 | 0 | 0 | 0 | 0 | 0
F9_Industrial_Agriculture_New_Process_Natural Gas_Gas Boiler - Hot Water Reset_A_Technical Potential | F9 | Industrial | Agriculture | New | Process | Natural Gas | Gas Boiler - Hot Water Reset | A | Incremental Winter Peak Savings (MW) | Technical Potential | 0 | 0 | 0 | 0 | 0 | 0 | 0 | 0 | 0 | 0 | 0 | 0 | 0 | 0 | 0 | 0 | 0 | 0 | 0 | 0 | 0 | 0
F10_Industrial_Agriculture_New_Process_Natural Gas_Gas Boiler - Hot Water Reset_A_Technical Potential | F10 | Industrial | Agriculture | New | Process | Natural Gas | Gas Boiler - Hot Water Reset | A | Cumulative Energy Savings (MWh or mTherms) | Technical Potential | 0 | 0 | 0.028073 | 0.088227 | 0.19319 | 0.35584 | 0.56938 | 0.85707 | 1.2139 | 1.6257 | 2.047 | 2.4421 | 2.7728 | 3.011 | 3.1569 | 3.2316 | 3.265 | 3.278 | 3.278 | 3.278 | 3.278 | 3.278
F11_Industrial_Agriculture_New_Process_Natural Gas_Gas Boiler - Hot Water Reset_A_Technical Potential | F11 | Industrial | Agriculture | New | Process | Natural Gas | Gas Boiler - Hot Water Reset | A | Cumulative Summer Peak Savings (MW) | Technical Potential | 0 | 0 | 0 | 0 | 0 | 0 | 0 | 0 | 0 | 0 | 0 | 0 | 0 | 0 | 0 | 0 | 0 | 0 | 0 | 0 | 0 | 0
F12_Industrial_Agriculture_New_Process_Natural Gas_Gas Boiler - Hot Water Reset_A_Technical Potential | F12 | Industrial | Agriculture | New | Process | Natural Gas | Gas Boiler - Hot Water Reset | A | Cumulative Winter Peak Savings (MW) | Technical Potential | 0 | 0 | 0 | 0 | 0 | 0 | 0 | 0 | 0 | 0 | 0 | 0 | 0 | 0 | 0 | 0 | 0 | 0 | 0 | 0 | 0 | 0
F13_Industrial_Agriculture_New_Process_Natural Gas_Gas Boiler - Hot Water Reset_A_Technical Potential | F13 | Industrial | Agriculture | New | Process | Natural Gas | Gas Boiler - Hot Water Reset | A | Purchases (Incremental) | Technical Potential | 0 | 0 | 9.9237 | 21.2645 | 37.1054 | 57.4949 | 75.4868 | 101.6982 | 126.1281 | 145.5839 | 148.9414 | 139.6403 | 116.9267 | 84.1922 | 51.5686 | 26.3992 | 11.8326 | 4.5837 | 9.9237 | 21.2645 | 37.1054 | 57.4949
F14_Industrial_Agriculture_New_Process_Natural Gas_Gas Boiler - Hot Water Reset_A_Technical Potential | F14 | Industrial | Agriculture | New | Process | Natural Gas | Gas Boiler - Hot Water Reset | A | Purchases (Cumulative) | Technical Potential | 0 | 0 | 9.9237 | 31.1882 | 68.2936 | 125.7885 | 201.2753 | 302.9735 | 429.1016 | 574.6855 | 723.6268 | 863.2672 | 980.1939 | 1064.3861 | 1115.9546 | 1142.3538 | 1154.1864 | 1158.7701 | 1158.7701 | 1158.7701 | 1158.7701 | 1158.7701
F1_Industrial_Agriculture_New_Space Heating_Natural Gas_Steam Trap Maintenance_A_Technical Potential | F1 | Industrial | Agriculture | New | Space Heating | Natural Gas | Steam Trap Maintenance | A | Original Unit Energy Savings (kWh or therms) | Technical Potential | 0 | 0 | 1.432 | 1.432 | 1.432 | 1.432 | 1.432 | 1.432 | 1.432 | 1.432 | 1.432 | 1.432 | 1.432 | 1.432 | 1.432 | 1.432 | 1.432 | 1.432 | 1.432 | 1.432 | 1.432 | 1.432
F2_Industrial_Agriculture_New_Space Heating_Natural Gas_Steam Trap Maintenance_A_Technical Potential | F2 | Industrial | Agriculture | New | Space Heating | Natural Gas | Steam Trap Maintenance | A | Original Unit Summer Peak Savings (kW) | Technical Potential | 0 | 0 | 0 | 0 | 0 | 0 | 0 | 0 | 0 | 0 | 0 | 0 | 0 | 0 | 0 | 0 | 0 | 0 | 0 | 0 | 0 | 0
F3_Industrial_Agriculture_New_Space Heating_Natural Gas_Steam Trap Maintenance_A_Technical Potential | F3 | Industrial | Agriculture | New | Space Heating | Natural Gas | Steam Trap Maintenance | A | Original Unit Winter Peak Savings (kW) | Technical Potential | 0 | 0 | 0 | 0 | 0 | 0 | 0 | 0 | 0 | 0 | 0 | 0 | 0 | 0 | 0 | 0 | 0 | 0 | 0 | 0 | 0 | 0
F4_Industrial_Agriculture_New_Space Heating_Natural Gas_Steam Trap Maintenance_A_Technical Potential | F4 | Industrial | Agriculture | New | Space Heating | Natural Gas | Steam Trap Maintenance | A | Standalone Impact on Baseline Energy (%) | Technical Potential | bar: 2019 to 2040
F5_Industrial_Agriculture_New_Space Heating_Natural Gas_Steam Trap Maintenance_A_Technical Potential | F5 | Industrial | Agriculture | New | Space Heating | Natural Gas | Steam Trap Maintenance | A | Standalone Impact on Baseline Summer Peak (%) | Technical Potential | bar: 2019 to 2040
F6_Industrial_Agriculture_New_Space Heating_Natural Gas_Steam Trap Maintenance_A_Technical Potential | F6 | Industrial | Agriculture | New | Space Heating | Natural Gas | Steam Trap Maintenance | A | Standalone Impact on Baseline Winter Peak (%) | Technical Potential | bar: 2019 to 2040
F7_Industrial_Agriculture_New_Space Heating_Natural Gas_Steam Trap Maintenance_A_Technical Potential | F7 | Industrial | Agriculture | New | Space Heating | Natural Gas | Steam Trap Maintenance | A | Incremental Energy Savings (MWh or mTherms) | Technical Potential | 0 | 0 | 0 | 0 | 0 | 0 | 0 | 0 | 0 | 0 | 0 | 0 | 0 | 0 | 0 | 0 | 0 | 0 | 0 | 0 | 0 | 0
F8_Industrial_Agriculture_New_Space Heating_Natural Gas_Steam Trap Maintenance_A_Technical Potential | F8 | Industrial | Agriculture | New | Space Heating | Natural Gas | Steam Trap Maintenance | A | Incremental Summer Peak Savings (MW) | Technical Potential | 0 | 0 | 0 | 0 | 0 | 0 | 0 | 0 | 0 | 0 | 0 | 0 | 0 | 0 | 0 | 0 | 0 | 0 | 0 | 0 | 0 | 0
F9_Industrial_Agriculture_New_Space Heating_Natural Gas_Steam Trap Maintenance_A_Technical Potential | F9 | Industrial | Agriculture | New | Space Heating | Natural Gas | Steam Trap Maintenance | A | Incremental Winter Peak Savings (MW) | Technical Potential | 0 | 0 | 0 | 0 | 0 | 0 | 0 | 0 | 0 | 0 | 0 | 0 | 0 | 0 | 0 | 0 | 0 | 0 | 0 | 0 | 0 | 0
F10_Industrial_Agriculture_New_Space Heating_Natural Gas_Steam Trap Maintenance_A_Technical Potential | F10 | Industrial | Agriculture | New | Space Heating | Natural Gas | Steam Trap Maintenance | A | Cumulative Energy Savings (MWh or mTherms) | Technical Potential | 0 | 0 | 0 | 0 | 0 | 0 | 0 | 0 | 0 | 0 | 0 | 0 | 0 | 0 | 0 | 0 | 0 | 0 | 0 | 0 | 0 | 0
F11_Industrial_Agriculture_New_Space Heating_Natural Gas_Steam Trap Maintenance_A_Technical Potential | F11 | Industrial | Agriculture | New | Space Heating | Natural Gas | Steam Trap Maintenance | A | Cumulative Summer Peak Savings (MW) | Technical Potential | 0 | 0 | 0 | 0 | 0 | 0 | 0 | 0 | 0 | 0 | 0 | 0 | 0 | 0 | 0 | 0 | 0 | 0 | 0 | 0 | 0 | 0
F12_Industrial_Agriculture_New_Space Heating_Natural Gas_Steam Trap Maintenance_A_Technical Potential | F12 | Industrial | Agriculture | New | Space Heating | Natural Gas | Steam Trap Maintenance | A | Cumulative Winter Peak Savings (MW) | Technical Potential | 0 | 0 | 0 | 0 | 0 | 0 | 0 | 0 | 0 | 0 | 0 | 0 | 0 | 0 | 0 | 0 | 0 | 0 | 0 | 0 | 0 | 0
F13_Industrial_Agriculture_New_Space Heating_Natural Gas_Steam Trap Maintenance_A_Technical Potential | F13 | Industrial | Agriculture | New | Space Heating | Natural Gas | Steam Trap Maintenance | A | Purchases (Incremental) | Technical Potential | 0 | 0 | 0 | 0 | 0 | 0 | 0 | 0 | 0 | 0 | 0 | 0 | 0 | 0 | 0 | 0 | 0 | 0 | 0 | 0 | 0 | 0
F14_Industrial_Agriculture_New_Space Heating_Natural Gas_Steam Trap Maintenance_A_Technical Potential | F14 | Industrial | Agriculture | New | Space Heating | Natural Gas | Steam Trap Maintenance | A | Purchases (Cumulative) | Technical Potential | 0 | 0 | 0 | 0 | 0 | 0 | 0 | 0 | 0 | 0 | 0 | 0 | 0 | 0 | 0 | 0 | 0 | 0 | 0 | 0 | 0 | 0
F1_Industrial_Agriculture_New_Process_Natural Gas_Steam Trap Maintenance_A_Technical Potential | F1 | Industrial | Agriculture | New | Process | Natural Gas | Steam Trap Maintenance | A | Original Unit Energy Savings (kWh or therms) | Technical Potential | 0 | 0 | 1.9988 | 1.9988 | 1.9988 | 1.9988 | 1.9988 | 1.9988 | 1.9988 | 1.9988 | 1.9988 | 1.9988 | 1.9988 | 1.9988 | 1.9988 | 1.9988 | 1.9988 | 1.9988 | 1.9988 | 1.9988 | 1.9988 | 1.9988
F2_Industrial_Agriculture_New_Process_Natural Gas_Steam Trap Maintenance_A_Technical Potential | F2 | Industrial | Agriculture | New | Process | Natural Gas | Steam Trap Maintenance | A | Original Unit Summer Peak Savings (kW) | Technical Potential | 0 | 0 | 0 | 0 | 0 | 0 | 0 | 0 | 0 | 0 | 0 | 0 | 0 | 0 | 0 | 0 | 0 | 0 | 0 | 0 | 0 | 0
F3_Industrial_Agriculture_New_Process_Natural Gas_Steam Trap Maintenance_A_Technical Potential | F3 | Industrial | Agriculture | New | Process | Natural Gas | Steam Trap Maintenance | A | Original Unit Winter Peak Savings (kW) | Technical Potential | 0 | 0 | 0 | 0 | 0 | 0 | 0 | 0 | 0 | 0 | 0 | 0 | 0 | 0 | 0 | 0 | 0 | 0 | 0 | 0 | 0 | 0
F4_Industrial_Agriculture_New_Process_Natural Gas_Steam Trap Maintenance_A_Technical Potential | F4 | Industrial | Agriculture | New | Process | Natural Gas | Steam Trap Maintenance | A | Standalone Impact on Baseline Energy (%) | Technical Potential | bar: 2019 to 2040
F5_Industrial_Agriculture_New_Process_Natural Gas_Steam Trap Maintenance_A_Technical Potential | F5 | Industrial | Agriculture | New | Process | Natural Gas | Steam Trap Maintenance | A | Standalone Impact on Baseline Summer Peak (%) | Technical Potential | bar: 2019 to 2040
F6_Industrial_Agriculture_New_Process_Natural Gas_Steam Trap Maintenance_A_Technical Potential | F6 | Industrial | Agriculture | New | Process | Natural Gas | Steam Trap Maintenance | A | Standalone Impact on Baseline Winter Peak (%) | Technical Potential | bar: 2019 to 2040
F7_Industrial_Agriculture_New_Process_Natural Gas_Steam Trap Maintenance_A_Technical Potential | F7 | Industrial | Agriculture | New | Process | Natural Gas | Steam Trap Maintenance | A | Incremental Energy Savings (MWh or mTherms) | Technical Potential | 0 | 0 | 0 | 0 | 0 | 0 | 0 | 0 | 0 | 0 | 0 | 0 | 0 | 0 | 0 | 0 | 0 | 0 | 0 | 0 | 0 | 0
F8_Industrial_Agriculture_New_Process_Natural Gas_Steam Trap Maintenance_A_Technical Potential | F8 | Industrial | Agriculture | New | Process | Natural Gas | Steam Trap Maintenance | A | Incremental Summer Peak Savings (MW) | Technical Potential | 0 | 0 | 0 | 0 | 0 | 0 | 0 | 0 | 0 | 0 | 0 | 0 | 0 | 0 | 0 | 0 | 0 | 0 | 0 | 0 | 0 | 0
F9_Industrial_Agriculture_New_Process_Natural Gas_Steam Trap Maintenance_A_Technical Potential | F9 | Industrial | Agriculture | New | Process | Natural Gas | Steam Trap Maintenance | A | Incremental Winter Peak Savings (MW) | Technical Potential | 0 | 0 | 0 | 0 | 0 | 0 | 0 | 0 | 0 | 0 | 0 | 0 | 0 | 0 | 0 | 0 | 0 | 0 | 0 | 0 | 0 | 0
F10_Industrial_Agriculture_New_Process_Natural Gas_Steam Trap Maintenance_A_Technical Potential | F10 | Industrial | Agriculture | New | Process | Natural Gas | Steam Trap Maintenance | A | Cumulative Energy Savings (MWh or mTherms) | Technical Potential | 0 | 0 | 0 | 0 | 0 | 0 | 0 | 0 | 0 | 0 | 0 | 0 | 0 | 0 | 0 | 0 | 0 | 0 | 0 | 0 | 0 | 0
F11_Industrial_Agriculture_New_Process_Natural Gas_Steam Trap Maintenance_A_Technical Potential | F11 | Industrial | Agriculture | New | Process | Natural Gas | Steam Trap Maintenance | A | Cumulative Summer Peak Savings (MW) | Technical Potential | 0 | 0 | 0 | 0 | 0 | 0 | 0 | 0 | 0 | 0 | 0 | 0 | 0 | 0 | 0 | 0 | 0 | 0 | 0 | 0 | 0 | 0
F12_Industrial_Agriculture_New_Process_Natural Gas_Steam Trap Maintenance_A_Technical Potential | F12 | Industrial | Agriculture | New | Process | Natural Gas | Steam Trap Maintenance | A | Cumulative Winter Peak Savings (MW) | Technical Potential | 0 | 0 | 0 | 0 | 0 | 0 | 0 | 0 | 0 | 0 | 0 | 0 | 0 | 0 | 0 | 0 | 0 | 0 | 0 | 0 | 0 | 0
F13_Industrial_Agriculture_New_Process_Natural Gas_Steam Trap Maintenance_A_Technical Potential | F13 | Industrial | Agriculture | New | Process | Natural Gas | Steam Trap Maintenance | A | Purchases (Incremental) | Technical Potential | 0 | 0 | 0 | 0 | 0 | 0 | 0 | 0 | 0 | 0 | 0 | 0 | 0 | 0 | 0 | 0 | 0 | 0 | 0 | 0 | 0 | 0
F14_Industrial_Agriculture_New_Process_Natural Gas_Steam Trap Maintenance_A_Technical Potential | F14 | Industrial | Agriculture | New | Process | Natural Gas | Steam Trap Maintenance | A | Purchases (Cumulative) | Technical Potential | 0 | 0 | 0 | 0 | 0 | 0 | 0 | 0 | 0 | 0 | 0 | 0 | 0 | 0 | 0 | 0 | 0 | 0 | 0 | 0 | 0 | 0
F1_Industrial_Agriculture_New_Space Heating_Natural Gas_Gas Boiler - High Turndown_A_Technical Potential | F1 | Industrial | Agriculture | New | Space Heating | Natural Gas | Gas Boiler - High Turndown | A | Original Unit Energy Savings (kWh or therms) | Technical Potential | 0 | 0 | 1.5201 | 1.5201 | 1.5201 | 1.5201 | 1.5201 | 1.5201 | 1.5201 | 1.5201 | 1.5201 | 1.5201 | 1.5201 | 1.5201 | 1.5201 | 1.5201 | 1.5201 | 1.5201 | 1.5201 | 1.5201 | 1.5201 | 1.5201
F2_Industrial_Agriculture_New_Space Heating_Natural Gas_Gas Boiler - High Turndown_A_Technical Potential | F2 | Industrial | Agriculture | New | Space Heating | Natural Gas | Gas Boiler - High Turndown | A | Original Unit Summer Peak Savings (kW) | Technical Potential | 0 | 0 | 0 | 0 | 0 | 0 | 0 | 0 | 0 | 0 | 0 | 0 | 0 | 0 | 0 | 0 | 0 | 0 | 0 | 0 | 0 | 0
F3_Industrial_Agriculture_New_Space Heating_Natural Gas_Gas Boiler - High Turndown_A_Technical Potential | F3 | Industrial | Agriculture | New | Space Heating | Natural Gas | Gas Boiler - High Turndown | A | Original Unit Winter Peak Savings (kW) | Technical Potential | 0 | 0 | 0 | 0 | 0 | 0 | 0 | 0 | 0 | 0 | 0 | 0 | 0 | 0 | 0 | 0 | 0 | 0 | 0 | 0 | 0 | 0
F4_Industrial_Agriculture_New_Space Heating_Natural Gas_Gas Boiler - High Turndown_A_Technical Potential | F4 | Industrial | Agriculture | New | Space Heating | Natural Gas | Gas Boiler - High Turndown | A | Standalone Impact on Baseline Energy (%) | Technical Potential | 0% | 0% | 0.005003% | 0.00787% | 0.01052% | 0.01289% | 0.0162% | 0.01856% | 0.02002% | 0.0206% | 0.02128% | 0.02136% | 0.02121% | 0.02068% | 0.02055% | 0.02008% | 0.01956% | 0.01836% | 0.01764% | 0.01684% | 0.01612% | 0.01546%
F5_Industrial_Agriculture_New_Space Heating_Natural Gas_Gas Boiler - High Turndown_A_Technical Potential | F5 | Industrial | Agriculture | New | Space Heating | Natural Gas | Gas Boiler - High Turndown | A | Standalone Impact on Baseline Summer Peak (%) | Technical Potential | bar: 2019 to 2040
F6_Industrial_Agriculture_New_Space Heating_Natural Gas_Gas Boiler - High Turndown_A_Technical Potential | F6 | Industrial | Agriculture | New | Space Heating | Natural Gas | Gas Boiler - High Turndown | A | Standalone Impact on Baseline Winter Peak (%) | Technical Potential | bar: 2019 to 2040
F7_Industrial_Agriculture_New_Space Heating_Natural Gas_Gas Boiler - High Turndown_A_Technical Potential | F7 | Industrial | Agriculture | New | Space Heating | Natural Gas | Gas Boiler - High Turndown | A | Incremental Energy Savings (MWh or mTherms) | Technical Potential | 0 | 0 | 0.0027831 | 0.0048571 | 0.0069259 | 0.0092448 | 0.010641 | 0.011036 | 0.0099815 | 0.0090224 | 0.0078358 | 0.0068373 | 0.0059187 | 0.0051515 | 0.0043473 | 0.0036978 | 0.003134 | 0.0027831 | 0.0048571 | 0.0069259 | 0.0092448 | 0.010641
F8_Industrial_Agriculture_New_Space Heating_Natural Gas_Gas Boiler - High Turndown_A_Technical Potential | F8 | Industrial | Agriculture | New | Space Heating | Natural Gas | Gas Boiler - High Turndown | A | Incremental Summer Peak Savings (MW) | Technical Potential | 0 | 0 | 0 | 0 | 0 | 0 | 0 | 0 | 0 | 0 | 0 | 0 | 0 | 0 | 0 | 0 | 0 | 0 | 0 | 0 | 0 | 0
F9_Industrial_Agriculture_New_Space Heating_Natural Gas_Gas Boiler - High Turndown_A_Technical Potential | F9 | Industrial | Agriculture | New | Space Heating | Natural Gas | Gas Boiler - High Turndown | A | Incremental Winter Peak Savings (MW) | Technical Potential | 0 | 0 | 0 | 0 | 0 | 0 | 0 | 0 | 0 | 0 | 0 | 0 | 0 | 0 | 0 | 0 | 0 | 0 | 0 | 0 | 0 | 0
F10_Industrial_Agriculture_New_Space Heating_Natural Gas_Gas Boiler - High Turndown_A_Technical Potential | F10 | Industrial | Agriculture | New | Space Heating | Natural Gas | Gas Boiler - High Turndown | A | Cumulative Energy Savings (MWh or mTherms) | Technical Potential | 0 | 0 | 0.0027831 | 0.0076402 | 0.014566 | 0.023811 | 0.034452 | 0.045488 | 0.05547 | 0.064492 | 0.072328 | 0.079165 | 0.085084 | 0.090236 | 0.094583 | 0.098281 | 0.10141 | 0.10141 | 0.10141 | 0.10141 | 0.10141 | 0.10141
F11_Industrial_Agriculture_New_Space Heating_Natural Gas_Gas Boiler - High Turndown_A_Technical Potential | F11 | Industrial | Agriculture | New | Space Heating | Natural Gas | Gas Boiler - High Turndown | A | Cumulative Summer Peak Savings (MW) | Technical Potential | 0 | 0 | 0 | 0 | 0 | 0 | 0 | 0 | 0 | 0 | 0 | 0 | 0 | 0 | 0 | 0 | 0 | 0 | 0 | 0 | 0 | 0
F12_Industrial_Agriculture_New_Space Heating_Natural Gas_Gas Boiler - High Turndown_A_Technical Potential | F12 | Industrial | Agriculture | New | Space Heating | Natural Gas | Gas Boiler - High Turndown | A | Cumulative Winter Peak Savings (MW) | Technical Potential | 0 | 0 | 0 | 0 | 0 | 0 | 0 | 0 | 0 | 0 | 0 | 0 | 0 | 0 | 0 | 0 | 0 | 0 | 0 | 0 | 0 | 0
F13_Industrial_Agriculture_New_Space Heating_Natural Gas_Gas Boiler - High Turndown_A_Technical Potential | F13 | Industrial | Agriculture | New | Space Heating | Natural Gas | Gas Boiler - High Turndown | A | Purchases (Incremental) | Technical Potential | 0 | 0 | 1.8309 | 3.1953 | 4.5563 | 6.0817 | 7.0004 | 7.2602 | 6.5664 | 5.9354 | 5.1548 | 4.4979 | 3.8936 | 3.3889 | 2.8599 | 2.4326 | 2.0617 | 1.8309 | 3.1953 | 4.5563 | 6.0817 | 7.0004
F14_Industrial_Agriculture_New_Space Heating_Natural Gas_Gas Boiler - High Turndown_A_Technical Potential | F14 | Industrial | Agriculture | New | Space Heating | Natural Gas | Gas Boiler - High Turndown | A | Purchases (Cumulative) | Technical Potential | 0 | 0 | 1.8309 | 5.0261 | 9.5824 | 15.6641 | 22.6646 | 29.9248 | 36.4912 | 42.4266 | 47.5815 | 52.0794 | 55.973 | 59.3619 | 62.2218 | 64.6544 | 66.7161 | 66.7161 | 66.7161 | 66.7161 | 66.7161 | 66.7161
F1_Industrial_Agriculture_New_Process_Natural Gas_Gas Boiler - High Turndown_A_Technical Potential | F1 | Industrial | Agriculture | New | Process | Natural Gas | Gas Boiler - High Turndown | A | Original Unit Energy Savings (kWh or therms) | Technical Potential | 0 | 0 | 2.1216 | 2.1216 | 2.1216 | 2.1216 | 2.1216 | 2.1216 | 2.1216 | 2.1216 | 2.1216 | 2.1216 | 2.1216 | 2.1216 | 2.1216 | 2.1216 | 2.1216 | 2.1216 | 2.1216 | 2.1216 | 2.1216 | 2.1216
F2_Industrial_Agriculture_New_Process_Natural Gas_Gas Boiler - High Turndown_A_Technical Potential | F2 | Industrial | Agriculture | New | Process | Natural Gas | Gas Boiler - High Turndown | A | Original Unit Summer Peak Savings (kW) | Technical Potential | 0 | 0 | 0 | 0 | 0 | 0 | 0 | 0 | 0 | 0 | 0 | 0 | 0 | 0 | 0 | 0 | 0 | 0 | 0 | 0 | 0 | 0
F3_Industrial_Agriculture_New_Process_Natural Gas_Gas Boiler - High Turndown_A_Technical Potential | F3 | Industrial | Agriculture | New | Process | Natural Gas | Gas Boiler - High Turndown | A | Original Unit Winter Peak Savings (kW) | Technical Potential | 0 | 0 | 0 | 0 | 0 | 0 | 0 | 0 | 0 | 0 | 0 | 0 | 0 | 0 | 0 | 0 | 0 | 0 | 0 | 0 | 0 | 0
F4_Industrial_Agriculture_New_Process_Natural Gas_Gas Boiler - High Turndown_A_Technical Potential | F4 | Industrial | Agriculture | New | Process | Natural Gas | Gas Boiler - High Turndown | A | Standalone Impact on Baseline Energy (%) | Technical Potential | 0% | 0% | 0.0266% | 0.04185% | 0.05595% | 0.06852% | 0.08613% | 0.09869% | 0.1064% | 0.1095% | 0.1132% | 0.1136% | 0.1128% | 0.1099% | 0.1092% | 0.1068% | 0.104% | 0.09762% | 0.09382% | 0.08952% | 0.08571% | 0.08222%
F5_Industrial_Agriculture_New_Process_Natural Gas_Gas Boiler - High Turndown_A_Technical Potential | F5 | Industrial | Agriculture | New | Process | Natural Gas | Gas Boiler - High Turndown | A | Standalone Impact on Baseline Summer Peak (%) | Technical Potential | bar: 2019 to 2040
F6_Industrial_Agriculture_New_Process_Natural Gas_Gas Boiler - High Turndown_A_Technical Potential | F6 | Industrial | Agriculture | New | Process | Natural Gas | Gas Boiler - High Turndown | A | Standalone Impact on Baseline Winter Peak (%) | Technical Potential | bar: 2019 to 2040
F7_Industrial_Agriculture_New_Process_Natural Gas_Gas Boiler - High Turndown_A_Technical Potential | F7 | Industrial | Agriculture | New | Process | Natural Gas | Gas Boiler - High Turndown | A | Incremental Energy Savings (MWh or mTherms) | Technical Potential | 0 | 0 | 0.032132 | 0.056077 | 0.079963 | 0.10674 | 0.12286 | 0.12742 | 0.11524 | 0.10417 | 0.090469 | 0.07894 | 0.068334 | 0.059476 | 0.050192 | 0.042692 | 0.036183 | 0.032132 | 0.056077 | 0.079963 | 0.10674 | 0.12286
F8_Industrial_Agriculture_New_Process_Natural Gas_Gas Boiler - High Turndown_A_Technical Potential | F8 | Industrial | Agriculture | New | Process | Natural Gas | Gas Boiler - High Turndown | A | Incremental Summer Peak Savings (MW) | Technical Potential | 0 | 0 | 0 | 0 | 0 | 0 | 0 | 0 | 0 | 0 | 0 | 0 | 0 | 0 | 0 | 0 | 0 | 0 | 0 | 0 | 0 | 0
F9_Industrial_Agriculture_New_Process_Natural Gas_Gas Boiler - High Turndown_A_Technical Potential | F9 | Industrial | Agriculture | New | Process | Natural Gas | Gas Boiler - High Turndown | A | Incremental Winter Peak Savings (MW) | Technical Potential | 0 | 0 | 0 | 0 | 0 | 0 | 0 | 0 | 0 | 0 | 0 | 0 | 0 | 0 | 0 | 0 | 0 | 0 | 0 | 0 | 0 | 0
F10_Industrial_Agriculture_New_Process_Natural Gas_Gas Boiler - High Turndown_A_Technical Potential | F10 | Industrial | Agriculture | New | Process | Natural Gas | Gas Boiler - High Turndown | A | Cumulative Energy Savings (MWh or mTherms) | Technical Potential | 0 | 0 | 0.032132 | 0.08821 | 0.16817 | 0.27491 | 0.39777 | 0.52519 | 0.64043 | 0.7446 | 0.83506 | 0.914 | 0.98234 | 1.0418 | 1.092 | 1.1347 | 1.1709 | 1.1709 | 1.1709 | 1.1709 | 1.1709 | 1.1709
F11_Industrial_Agriculture_New_Process_Natural Gas_Gas Boiler - High Turndown_A_Technical Potential | F11 | Industrial | Agriculture | New | Process | Natural Gas | Gas Boiler - High Turndown | A | Cumulative Summer Peak Savings (MW) | Technical Potential | 0 | 0 | 0 | 0 | 0 | 0 | 0 | 0 | 0 | 0 | 0 | 0 | 0 | 0 | 0 | 0 | 0 | 0 | 0 | 0 | 0 | 0
F12_Industrial_Agriculture_New_Process_Natural Gas_Gas Boiler - High Turndown_A_Technical Potential | F12 | Industrial | Agriculture | New | Process | Natural Gas | Gas Boiler - High Turndown | A | Cumulative Winter Peak Savings (MW) | Technical Potential | 0 | 0 | 0 | 0 | 0 | 0 | 0 | 0 | 0 | 0 | 0 | 0 | 0 | 0 | 0 | 0 | 0 | 0 | 0 | 0 | 0 | 0
F13_Industrial_Agriculture_New_Process_Natural Gas_Gas Boiler - High Turndown_A_Technical Potential | F13 | Industrial | Agriculture | New | Process | Natural Gas | Gas Boiler - High Turndown | A | Purchases (Incremental) | Technical Potential | 0 | 0 | 15.1451 | 26.431 | 37.6892 | 50.3079 | 57.9074 | 60.0564 | 54.3169 | 49.0974 | 42.6407 | 37.2067 | 32.2078 | 28.033 | 23.6571 | 20.1223 | 17.0544 | 15.1451 | 26.431 | 37.6892 | 50.3079 | 57.9074
F14_Industrial_Agriculture_New_Process_Natural Gas_Gas Boiler - High Turndown_A_Technical Potential | F14 | Industrial | Agriculture | New | Process | Natural Gas | Gas Boiler - High Turndown | A | Purchases (Cumulative) | Technical Potential | 0 | 0 | 15.1451 | 41.576 | 79.2652 | 129.5731 | 187.4805 | 247.5369 | 301.8539 | 350.9512 | 393.5919 | 430.7987 | 463.0065 | 491.0395 | 514.6965 | 534.8188 | 551.8732 | 551.8732 | 551.8732 | 551.8732 | 551.8732 | 551.8732
F1_Industrial_Agriculture_New_Space Heating_Natural Gas_Gas Boiler - Burner Control Optimization_A_Technical Potential | F1 | Industrial | Agriculture | New | Space Heating | Natural Gas | Gas Boiler - Burner Control Optimization | A | Original Unit Energy Savings (kWh or therms) | Technical Potential | 0 | 0 | 0.44083 | 0.44083 | 0.44083 | 0.44083 | 0.44083 | 0.44083 | 0.44083 | 0.44083 | 0.44083 | 0.44083 | 0.44083 | 0.44083 | 0.44083 | 0.44083 | 0.44083 | 0.44083 | 0.44083 | 0.44083 | 0.44083 | 0.44083
F2_Industrial_Agriculture_New_Space Heating_Natural Gas_Gas Boiler - Burner Control Optimization_A_Technical Potential | F2 | Industrial | Agriculture | New | Space Heating | Natural Gas | Gas Boiler - Burner Control Optimization | A | Original Unit Summer Peak Savings (kW) | Technical Potential | 0 | 0 | 0 | 0 | 0 | 0 | 0 | 0 | 0 | 0 | 0 | 0 | 0 | 0 | 0 | 0 | 0 | 0 | 0 | 0 | 0 | 0
F3_Industrial_Agriculture_New_Space Heating_Natural Gas_Gas Boiler - Burner Control Optimization_A_Technical Potential | F3 | Industrial | Agriculture | New | Space Heating | Natural Gas | Gas Boiler - Burner Control Optimization | A | Original Unit Winter Peak Savings (kW) | Technical Potential | 0 | 0 | 0 | 0 | 0 | 0 | 0 | 0 | 0 | 0 | 0 | 0 | 0 | 0 | 0 | 0 | 0 | 0 | 0 | 0 | 0 | 0
F4_Industrial_Agriculture_New_Space Heating_Natural Gas_Gas Boiler - Burner Control Optimization_A_Technical Potential | F4 | Industrial | Agriculture | New | Space Heating | Natural Gas | Gas Boiler - Burner Control Optimization | A | Standalone Impact on Baseline Energy (%) | Technical Potential | 0% | 0% | 0.0003914% | 0.0008395% | 0.001819% | 0.003516% | 0.006405% | 0.01025% | 0.01503% | 0.02027% | 0.02617% | 0.03149% | 0.0361% | 0.03931% | 0.04231% | 0.04371% | 0.04415% | 0.04347% | 0.04313% | 0.04201% | 0.04071% | 0.03931%
F5_Industrial_Agriculture_New_Space Heating_Natural Gas_Gas Boiler - Burner Control Optimization_A_Technical Potential | F5 | Industrial | Agriculture | New | Space Heating | Natural Gas | Gas Boiler - Burner Control Optimization | A | Standalone Impact on Baseline Summer Peak (%) | Technical Potential | bar: 2019 to 2040
F6_Industrial_Agriculture_New_Space Heating_Natural Gas_Gas Boiler - Burner Control Optimization_A_Technical Potential | F6 | Industrial | Agriculture | New | Space Heating | Natural Gas | Gas Boiler - Burner Control Optimization | A | Standalone Impact on Baseline Winter Peak (%) | Technical Potential | bar: 2019 to 2040
F7_Industrial_Agriculture_New_Space Heating_Natural Gas_Gas Boiler - Burner Control Optimization_A_Technical Potential | F7 | Industrial | Agriculture | New | Space Heating | Natural Gas | Gas Boiler - Burner Control Optimization | A | Incremental Energy Savings (MWh or mTherms) | Technical Potential | 0 | 0 | 0.00021772 | 0.00059727 | 0.0017033 | 0.0039789 | 0.0071243 | 0.011494 | 0.016538 | 0.0218 | 0.025487 | 0.027799 | 0.028074 | 0.026726 | 0.023218 | 0.0192 | 0.014988 | 0.011177 | 0.0077527 | 0.0051701 | 0.0032871 | 0.0023202
F8_Industrial_Agriculture_New_Space Heating_Natural Gas_Gas Boiler - Burner Control Optimization_A_Technical Potential | F8 | Industrial | Agriculture | New | Space Heating | Natural Gas | Gas Boiler - Burner Control Optimization | A | Incremental Summer Peak Savings (MW) | Technical Potential | 0 | 0 | 0 | 0 | 0 | 0 | 0 | 0 | 0 | 0 | 0 | 0 | 0 | 0 | 0 | 0 | 0 | 0 | 0 | 0 | 0 | 0
F9_Industrial_Agriculture_New_Space Heating_Natural Gas_Gas Boiler - Burner Control Optimization_A_Technical Potential | F9 | Industrial | Agriculture | New | Space Heating | Natural Gas | Gas Boiler - Burner Control Optimization | A | Incremental Winter Peak Savings (MW) | Technical Potential | 0 | 0 | 0 | 0 | 0 | 0 | 0 | 0 | 0 | 0 | 0 | 0 | 0 | 0 | 0 | 0 | 0 | 0 | 0 | 0 | 0 | 0
F10_Industrial_Agriculture_New_Space Heating_Natural Gas_Gas Boiler - Burner Control Optimization_A_Technical Potential | F10 | Industrial | Agriculture | New | Space Heating | Natural Gas | Gas Boiler - Burner Control Optimization | A | Cumulative Energy Savings (MWh or mTherms) | Technical Potential | 0 | 0 | 0.00021772 | 0.00081499 | 0.0025183 | 0.0064972 | 0.013621 | 0.025115 | 0.041653 | 0.063453 | 0.088939 | 0.11674 | 0.14481 | 0.17154 | 0.19476 | 0.21396 | 0.22894 | 0.24012 | 0.24787 | 0.25304 | 0.25611 | 0.25784
F11_Industrial_Agriculture_New_Space Heating_Natural Gas_Gas Boiler - Burner Control Optimization_A_Technical Potential | F11 | Industrial | Agriculture | New | Space Heating | Natural Gas | Gas Boiler - Burner Control Optimization | A | Cumulative Summer Peak Savings (MW) | Technical Potential | 0 | 0 | 0 | 0 | 0 | 0 | 0 | 0 | 0 | 0 | 0 | 0 | 0 | 0 | 0 | 0 | 0 | 0 | 0 | 0 | 0 | 0
F12_Industrial_Agriculture_New_Space Heating_Natural Gas_Gas Boiler - Burner Control Optimization_A_Technical Potential | F12 | Industrial | Agriculture | New | Space Heating | Natural Gas | Gas Boiler - Burner Control Optimization | A | Cumulative Winter Peak Savings (MW) | Technical Potential | 0 | 0 | 0 | 0 | 0 | 0 | 0 | 0 | 0 | 0 | 0 | 0 | 0 | 0 | 0 | 0 | 0 | 0 | 0 | 0 | 0 | 0
F13_Industrial_Agriculture_New_Space Heating_Natural Gas_Gas Boiler - Burner Control Optimization_A_Technical Potential | F13 | Industrial | Agriculture | New | Space Heating | Natural Gas | Gas Boiler - Burner Control Optimization | A | Purchases (Incremental) | Technical Potential | 0 | 0 | 0.49389 | 1.3549 | 3.864 | 9.0259 | 16.1612 | 26.0727 | 37.5151 | 49.4523 | 57.8159 | 63.06 | 63.6856 | 60.6271 | 52.6682 | 43.5542 | 33.9996 | 25.3537 | 17.5868 | 11.7282 | 7.4566 | 5.2633
F14_Industrial_Agriculture_New_Space Heating_Natural Gas_Gas Boiler - Burner Control Optimization_A_Technical Potential | F14 | Industrial | Agriculture | New | Space Heating | Natural Gas | Gas Boiler - Burner Control Optimization | A | Purchases (Cumulative) | Technical Potential | 0 | 0 | 0.49389 | 1.8488 | 5.7127 | 14.7386 | 30.8999 | 56.9725 | 94.4877 | 143.94 | 201.7559 | 264.8159 | 328.5015 | 389.1286 | 441.7967 | 485.3509 | 519.3504 | 544.7041 | 562.2909 | 574.0191 | 580.9819 | 584.8903
F1_Industrial_Agriculture_New_Process_Natural Gas_Gas Boiler - Burner Control Optimization_A_Technical Potential | F1 | Industrial | Agriculture | New | Process | Natural Gas | Gas Boiler - Burner Control Optimization | A | Original Unit Energy Savings (kWh or therms) | Technical Potential | 0 | 0 | 0.61528 | 0.61528 | 0.61528 | 0.61528 | 0.61528 | 0.61528 | 0.61528 | 0.61528 | 0.61528 | 0.61528 | 0.61528 | 0.61528 | 0.61528 | 0.61528 | 0.61528 | 0.61528 | 0.61528 | 0.61528 | 0.61528 | 0.61528
F2_Industrial_Agriculture_New_Process_Natural Gas_Gas Boiler - Burner Control Optimization_A_Technical Potential | F2 | Industrial | Agriculture | New | Process | Natural Gas | Gas Boiler - Burner Control Optimization | A | Original Unit Summer Peak Savings (kW) | Technical Potential | 0 | 0 | 0 | 0 | 0 | 0 | 0 | 0 | 0 | 0 | 0 | 0 | 0 | 0 | 0 | 0 | 0 | 0 | 0 | 0 | 0 | 0
F3_Industrial_Agriculture_New_Process_Natural Gas_Gas Boiler - Burner Control Optimization_A_Technical Potential | F3 | Industrial | Agriculture | New | Process | Natural Gas | Gas Boiler - Burner Control Optimization | A | Original Unit Winter Peak Savings (kW) | Technical Potential | 0 | 0 | 0 | 0 | 0 | 0 | 0 | 0 | 0 | 0 | 0 | 0 | 0 | 0 | 0 | 0 | 0 | 0 | 0 | 0 | 0 | 0
F4_Industrial_Agriculture_New_Process_Natural Gas_Gas Boiler - Burner Control Optimization_A_Technical Potential | F4 | Industrial | Agriculture | New | Process | Natural Gas | Gas Boiler - Burner Control Optimization | A | Standalone Impact on Baseline Energy (%) | Technical Potential | 0% | 0% | 0.002081% | 0.004464% | 0.009673% | 0.0187% | 0.03405% | 0.05449% | 0.07993% | 0.1078% | 0.1391% | 0.1674% | 0.192% | 0.209% | 0.2249% | 0.2324% | 0.2348% | 0.2311% | 0.2293% | 0.2234% | 0.2165% | 0.209%
F5_Industrial_Agriculture_New_Process_Natural Gas_Gas Boiler - Burner Control Optimization_A_Technical Potential | F5 | Industrial | Agriculture | New | Process | Natural Gas | Gas Boiler - Burner Control Optimization | A | Standalone Impact on Baseline Summer Peak (%) | Technical Potential | bar: 2019 to 2040
F6_Industrial_Agriculture_New_Process_Natural Gas_Gas Boiler - Burner Control Optimization_A_Technical Potential | F6 | Industrial | Agriculture | New | Process | Natural Gas | Gas Boiler - Burner Control Optimization | A | Standalone Impact on Baseline Winter Peak (%) | Technical Potential | bar: 2019 to 2040
F7_Industrial_Agriculture_New_Process_Natural Gas_Gas Boiler - Burner Control Optimization_A_Technical Potential | F7 | Industrial | Agriculture | New | Process | Natural Gas | Gas Boiler - Burner Control Optimization | A | Incremental Energy Savings (MWh or mTherms) | Technical Potential | 0 | 0 | 0.0025137 | 0.0068957 | 0.019666 | 0.045938 | 0.082253 | 0.1327 | 0.19094 | 0.25169 | 0.29426 | 0.32095 | 0.32413 | 0.30856 | 0.26806 | 0.22167 | 0.17304 | 0.12904 | 0.089509 | 0.059691 | 0.037951 | 0.026788
F8_Industrial_Agriculture_New_Process_Natural Gas_Gas Boiler - Burner Control Optimization_A_Technical Potential | F8 | Industrial | Agriculture | New | Process | Natural Gas | Gas Boiler - Burner Control Optimization | A | Incremental Summer Peak Savings (MW) | Technical Potential | 0 | 0 | 0 | 0 | 0 | 0 | 0 | 0 | 0 | 0 | 0 | 0 | 0 | 0 | 0 | 0 | 0 | 0 | 0 | 0 | 0 | 0
F9_Industrial_Agriculture_New_Process_Natural Gas_Gas Boiler - Burner Control Optimization_A_Technical Potential | F9 | Industrial | Agriculture | New | Process | Natural Gas | Gas Boiler - Burner Control Optimization | A | Incremental Winter Peak Savings (MW) | Technical Potential | 0 | 0 | 0 | 0 | 0 | 0 | 0 | 0 | 0 | 0 | 0 | 0 | 0 | 0 | 0 | 0 | 0 | 0 | 0 | 0 | 0 | 0
F10_Industrial_Agriculture_New_Process_Natural Gas_Gas Boiler - Burner Control Optimization_A_Technical Potential | F10 | Industrial | Agriculture | New | Process | Natural Gas | Gas Boiler - Burner Control Optimization | A | Cumulative Energy Savings (MWh or mTherms) | Technical Potential | 0 | 0 | 0.0025137 | 0.0094094 | 0.029075 | 0.075013 | 0.15727 | 0.28997 | 0.4809 | 0.73259 | 1.0268 | 1.3478 | 1.6719 | 1.9805 | 2.2485 | 2.4702 | 2.6433 | 2.7723 | 2.8618 | 2.9215 | 2.9569 | 2.9768
F11_Industrial_Agriculture_New_Process_Natural Gas_Gas Boiler - Burner Control Optimization_A_Technical Potential | F11 | Industrial | Agriculture | New | Process | Natural Gas | Gas Boiler - Burner Control Optimization | A | Cumulative Summer Peak Savings (MW) | Technical Potential | 0 | 0 | 0 | 0 | 0 | 0 | 0 | 0 | 0 | 0 | 0 | 0 | 0 | 0 | 0 | 0 | 0 | 0 | 0 | 0 | 0 | 0
F12_Industrial_Agriculture_New_Process_Natural Gas_Gas Boiler - Burner Control Optimization_A_Technical Potential | F12 | Industrial | Agriculture | New | Process | Natural Gas | Gas Boiler - Burner Control Optimization | A | Cumulative Winter Peak Savings (MW) | Technical Potential | 0 | 0 | 0 | 0 | 0 | 0 | 0 | 0 | 0 | 0 | 0 | 0 | 0 | 0 | 0 | 0 | 0 | 0 | 0 | 0 | 0 | 0
F13_Industrial_Agriculture_New_Process_Natural Gas_Gas Boiler - Burner Control Optimization_A_Technical Potential | F13 | Industrial | Agriculture | New | Process | Natural Gas | Gas Boiler - Burner Control Optimization | A | Purchases (Incremental) | Technical Potential | 0 | 0 | 4.0854 | 11.2075 | 31.9626 | 74.662 | 133.685 | 215.6721 | 310.3237 | 409.0674 | 478.2506 | 521.6298 | 526.8048 | 501.5047 | 435.6688 | 360.2783 | 281.243 | 209.7248 | 145.4772 | 97.0152 | 61.681 | 43.5375
F14_Industrial_Agriculture_New_Process_Natural Gas_Gas Boiler - Burner Control Optimization_A_Technical Potential | F14 | Industrial | Agriculture | New | Process | Natural Gas | Gas Boiler - Burner Control Optimization | A | Purchases (Cumulative) | Technical Potential | 0 | 0 | 4.0854 | 15.2929 | 47.2555 | 121.9175 | 255.6025 | 471.2746 | 781.5983 | 1190.6657 | 1668.9163 | 2190.5461 | 2717.3509 | 3218.8555 | 3654.5243 | 4014.8026 | 4296.0456 | 4505.7704 | 4651.2476 | 4748.2627 | 4805.8583 | 4838.1883
F1_Industrial_Agriculture_New_Space Heating_Natural Gas_HVAC - Demand Controlled Ventilation_A_Technical Potential | F1 | Industrial | Agriculture | New | Space Heating | Natural Gas | HVAC - Demand Controlled Ventilation | A | Original Unit Energy Savings (kWh or therms) | Technical Potential | 0 | 0 | 0.067787 | 0.067787 | 0.067787 | 0.067787 | 0.067787 | 0.067787 | 0.067787 | 0.067787 | 0.067787 | 0.067787 | 0.067787 | 0.067787 | 0.067787 | 0.067787 | 0.067787 | 0.067787 | 0.067787 | 0.067787 | 0.067787 | 0.067787
F2_Industrial_Agriculture_New_Space Heating_Natural Gas_HVAC - Demand Controlled Ventilation_A_Technical Potential | F2 | Industrial | Agriculture | New | Space Heating | Natural Gas | HVAC - Demand Controlled Ventilation | A | Original Unit Summer Peak Savings (kW) | Technical Potential | 0 | 0 | 0 | 0 | 0 | 0 | 0 | 0 | 0 | 0 | 0 | 0 | 0 | 0 | 0 | 0 | 0 | 0 | 0 | 0 | 0 | 0
F3_Industrial_Agriculture_New_Space Heating_Natural Gas_HVAC - Demand Controlled Ventilation_A_Technical Potential | F3 | Industrial | Agriculture | New | Space Heating | Natural Gas | HVAC - Demand Controlled Ventilation | A | Original Unit Winter Peak Savings (kW) | Technical Potential | 0 | 0 | 0 | 0 | 0 | 0 | 0 | 0 | 0 | 0 | 0 | 0 | 0 | 0 | 0 | 0 | 0 | 0 | 0 | 0 | 0 | 0
F4_Industrial_Agriculture_New_Space Heating_Natural Gas_HVAC - Demand Controlled Ventilation_A_Technical Potential | F4 | Industrial | Agriculture | New | Space Heating | Natural Gas | HVAC - Demand Controlled Ventilation | A | Standalone Impact on Baseline Energy (%) | Technical Potential | 0% | 0% | 0.04659% | 0.07329% | 0.09798% | 0.12% | 0.1508% | 0.1775% | 0.2036% | 0.2268% | 0.2555% | 0.2808% | 0.3061% | 0.328% | 0.3575% | 0.3828% | 0.4079% | 0.4248% | 0.447% | 0.4624% | 0.4756% | 0.4877%
F5_Industrial_Agriculture_New_Space Heating_Natural Gas_HVAC - Demand Controlled Ventilation_A_Technical Potential | F5 | Industrial | Agriculture | New | Space Heating | Natural Gas | HVAC - Demand Controlled Ventilation | A | Standalone Impact on Baseline Summer Peak (%) | Technical Potential | bar: 2019 to 2040
F6_Industrial_Agriculture_New_Space Heating_Natural Gas_HVAC - Demand Controlled Ventilation_A_Technical Potential | F6 | Industrial | Agriculture | New | Space Heating | Natural Gas | HVAC - Demand Controlled Ventilation | A | Standalone Impact on Baseline Winter Peak (%) | Technical Potential | bar: 2019 to 2040
F7_Industrial_Agriculture_New_Space Heating_Natural Gas_HVAC - Demand Controlled Ventilation_A_Technical Potential | F7 | Industrial | Agriculture | New | Space Heating | Natural Gas | HVAC - Demand Controlled Ventilation | A | Incremental Energy Savings (MWh or mTherms) | Technical Potential | 0 | 0 | 0.025915 | 0.045227 | 0.064492 | 0.086084 | 0.099088 | 0.11418 | 0.12909 | 0.14586 | 0.15834 | 0.17271 | 0.18688 | 0.20332 | 0.21448 | 0.22804 | 0.24159 | 0.25736 | 0.26778 | 0.28062 | 0.29311 | 0.30556
F8_Industrial_Agriculture_New_Space Heating_Natural Gas_HVAC - Demand Controlled Ventilation_A_Technical Potential | F8 | Industrial | Agriculture | New | Space Heating | Natural Gas | HVAC - Demand Controlled Ventilation | A | Incremental Summer Peak Savings (MW) | Technical Potential | 0 | 0 | 0 | 0 | 0 | 0 | 0 | 0 | 0 | 0 | 0 | 0 | 0 | 0 | 0 | 0 | 0 | 0 | 0 | 0 | 0 | 0
F9_Industrial_Agriculture_New_Space Heating_Natural Gas_HVAC - Demand Controlled Ventilation_A_Technical Potential | F9 | Industrial | Agriculture | New | Space Heating | Natural Gas | HVAC - Demand Controlled Ventilation | A | Incremental Winter Peak Savings (MW) | Technical Potential | 0 | 0 | 0 | 0 | 0 | 0 | 0 | 0 | 0 | 0 | 0 | 0 | 0 | 0 | 0 | 0 | 0 | 0 | 0 | 0 | 0 | 0
F10_Industrial_Agriculture_New_Space Heating_Natural Gas_HVAC - Demand Controlled Ventilation_A_Technical Potential | F10 | Industrial | Agriculture | New | Space Heating | Natural Gas | HVAC - Demand Controlled Ventilation | A | Cumulative Energy Savings (MWh or mTherms) | Technical Potential | 0 | 0 | 0.025915 | 0.071143 | 0.13563 | 0.22172 | 0.32081 | 0.43499 | 0.56408 | 0.70994 | 0.86828 | 1.041 | 1.2279 | 1.4312 | 1.6457 | 1.8737 | 2.1153 | 2.3467 | 2.5693 | 2.7854 | 2.9924 | 3.1989
F11_Industrial_Agriculture_New_Space Heating_Natural Gas_HVAC - Demand Controlled Ventilation_A_Technical Potential | F11 | Industrial | Agriculture | New | Space Heating | Natural Gas | HVAC - Demand Controlled Ventilation | A | Cumulative Summer Peak Savings (MW) | Technical Potential | 0 | 0 | 0 | 0 | 0 | 0 | 0 | 0 | 0 | 0 | 0 | 0 | 0 | 0 | 0 | 0 | 0 | 0 | 0 | 0 | 0 | 0
F12_Industrial_Agriculture_New_Space Heating_Natural Gas_HVAC - Demand Controlled Ventilation_A_Technical Potential | F12 | Industrial | Agriculture | New | Space Heating | Natural Gas | HVAC - Demand Controlled Ventilation | A | Cumulative Winter Peak Savings (MW) | Technical Potential | 0 | 0 | 0 | 0 | 0 | 0 | 0 | 0 | 0 | 0 | 0 | 0 | 0 | 0 | 0 | 0 | 0 | 0 | 0 | 0 | 0 | 0
F13_Industrial_Agriculture_New_Space Heating_Natural Gas_HVAC - Demand Controlled Ventilation_A_Technical Potential | F13 | Industrial | Agriculture | New | Space Heating | Natural Gas | HVAC - Demand Controlled Ventilation | A | Purchases (Incremental) | Technical Potential | 0 | 0 | 382.3076 | 667.1991 | 951.3909 | 1269.9255 | 1461.76 | 1684.4542 | 1904.3419 | 2151.6816 | 2335.8988 | 2547.7739 | 2756.839 | 2999.3602 | 3163.9603 | 3364.0088 | 3563.9059 | 3796.6131 | 3950.3231 | 4139.7301 | 4323.9785 | 4507.6827
F14_Industrial_Agriculture_New_Space Heating_Natural Gas_HVAC - Demand Controlled Ventilation_A_Technical Potential | F14 | Industrial | Agriculture | New | Space Heating | Natural Gas | HVAC - Demand Controlled Ventilation | A | Purchases (Cumulative) | Technical Potential | 0 | 0 | 382.3076 | 1049.5067 | 2000.8976 | 3270.8231 | 4732.583 | 6417.0372 | 8321.3791 | 10473.0607 | 12808.9596 | 15356.7335 | 18113.5725 | 21112.9327 | 24276.893 | 27640.9018 | 31204.8077 | 34619.1131 | 37902.2371 | 41090.5763 | 44144.6293 | 47190.5521
F1_Industrial_Agriculture_New_Space Heating_Natural Gas_Gas Boiler - Stack Economizer_A_Technical Potential | F1 | Industrial | Agriculture | New | Space Heating | Natural Gas | Gas Boiler - Stack Economizer | A | Original Unit Energy Savings (kWh or therms) | Technical Potential | 0 | 0 | 1.1097 | 1.1097 | 1.1097 | 1.1097 | 1.1097 | 1.1097 | 1.1097 | 1.1097 | 1.1097 | 1.1097 | 1.1097 | 1.1097 | 1.1097 | 1.1097 | 1.1097 | 1.1097 | 1.1097 | 1.1097 | 1.1097 | 1.1097
F2_Industrial_Agriculture_New_Space Heating_Natural Gas_Gas Boiler - Stack Economizer_A_Technical Potential | F2 | Industrial | Agriculture | New | Space Heating | Natural Gas | Gas Boiler - Stack Economizer | A | Original Unit Summer Peak Savings (kW) | Technical Potential | 0 | 0 | 0 | 0 | 0 | 0 | 0 | 0 | 0 | 0 | 0 | 0 | 0 | 0 | 0 | 0 | 0 | 0 | 0 | 0 | 0 | 0
F3_Industrial_Agriculture_New_Space Heating_Natural Gas_Gas Boiler - Stack Economizer_A_Technical Potential | F3 | Industrial | Agriculture | New | Space Heating | Natural Gas | Gas Boiler - Stack Economizer | A | Original Unit Winter Peak Savings (kW) | Technical Potential | 0 | 0 | 0 | 0 | 0 | 0 | 0 | 0 | 0 | 0 | 0 | 0 | 0 | 0 | 0 | 0 | 0 | 0 | 0 | 0 | 0 | 0
F4_Industrial_Agriculture_New_Space Heating_Natural Gas_Gas Boiler - Stack Economizer_A_Technical Potential | F4 | Industrial | Agriculture | New | Space Heating | Natural Gas | Gas Boiler - Stack Economizer | A | Standalone Impact on Baseline Energy (%) | Technical Potential | 0% | 0% | 0.00974% | 0.01532% | 0.02048% | 0.02509% | 0.03153% | 0.03613% | 0.03897% | 0.0401% | 0.04143% | 0.04157% | 0.04129% | 0.04025% | 0.04% | 0.03909% | 0.03807% | 0.03574% | 0.03435% | 0.03278% | 0.03138% | 0.0301%
F5_Industrial_Agriculture_New_Space Heating_Natural Gas_Gas Boiler - Stack Economizer_A_Technical Potential | F5 | Industrial | Agriculture | New | Space Heating | Natural Gas | Gas Boiler - Stack Economizer | A | Standalone Impact on Baseline Summer Peak (%) | Technical Potential | bar: 2019 to 2040
F6_Industrial_Agriculture_New_Space Heating_Natural Gas_Gas Boiler - Stack Economizer_A_Technical Potential | F6 | Industrial | Agriculture | New | Space Heating | Natural Gas | Gas Boiler - Stack Economizer | A | Standalone Impact on Baseline Winter Peak (%) | Technical Potential | bar: 2019 to 2040
F7_Industrial_Agriculture_New_Space Heating_Natural Gas_Gas Boiler - Stack Economizer_A_Technical Potential | F7 | Industrial | Agriculture | New | Space Heating | Natural Gas | Gas Boiler - Stack Economizer | A | Incremental Energy Savings (MWh or mTherms) | Technical Potential | 0 | 0 | 0.0054178 | 0.0094551 | 0.013482 | 0.017997 | 0.020715 | 0.021484 | 0.019431 | 0.017564 | 0.015254 | 0.01331 | 0.011522 | 0.010028 | 0.0084628 | 0.0071983 | 0.0061008 | 0.0054178 | 0.0094551 | 0.013482 | 0.017997 | 0.020715
F8_Industrial_Agriculture_New_Space Heating_Natural Gas_Gas Boiler - Stack Economizer_A_Technical Potential | F8 | Industrial | Agriculture | New | Space Heating | Natural Gas | Gas Boiler - Stack Economizer | A | Incremental Summer Peak Savings (MW) | Technical Potential | 0 | 0 | 0 | 0 | 0 | 0 | 0 | 0 | 0 | 0 | 0 | 0 | 0 | 0 | 0 | 0 | 0 | 0 | 0 | 0 | 0 | 0
F9_Industrial_Agriculture_New_Space Heating_Natural Gas_Gas Boiler - Stack Economizer_A_Technical Potential | F9 | Industrial | Agriculture | New | Space Heating | Natural Gas | Gas Boiler - Stack Economizer | A | Incremental Winter Peak Savings (MW) | Technical Potential | 0 | 0 | 0 | 0 | 0 | 0 | 0 | 0 | 0 | 0 | 0 | 0 | 0 | 0 | 0 | 0 | 0 | 0 | 0 | 0 | 0 | 0
F10_Industrial_Agriculture_New_Space Heating_Natural Gas_Gas Boiler - Stack Economizer_A_Technical Potential | F10 | Industrial | Agriculture | New | Space Heating | Natural Gas | Gas Boiler - Stack Economizer | A | Cumulative Energy Savings (MWh or mTherms) | Technical Potential | 0 | 0 | 0.0054178 | 0.014873 | 0.028355 | 0.046352 | 0.067067 | 0.088551 | 0.10798 | 0.12555 | 0.1408 | 0.15411 | 0.16563 | 0.17566 | 0.18412 | 0.19132 | 0.19742 | 0.19742 | 0.19742 | 0.19742 | 0.19742 | 0.19742
F11_Industrial_Agriculture_New_Space Heating_Natural Gas_Gas Boiler - Stack Economizer_A_Technical Potential | F11 | Industrial | Agriculture | New | Space Heating | Natural Gas | Gas Boiler - Stack Economizer | A | Cumulative Summer Peak Savings (MW) | Technical Potential | 0 | 0 | 0 | 0 | 0 | 0 | 0 | 0 | 0 | 0 | 0 | 0 | 0 | 0 | 0 | 0 | 0 | 0 | 0 | 0 | 0 | 0
F12_Industrial_Agriculture_New_Space Heating_Natural Gas_Gas Boiler - Stack Economizer_A_Technical Potential | F12 | Industrial | Agriculture | New | Space Heating | Natural Gas | Gas Boiler - Stack Economizer | A | Cumulative Winter Peak Savings (MW) | Technical Potential | 0 | 0 | 0 | 0 | 0 | 0 | 0 | 0 | 0 | 0 | 0 | 0 | 0 | 0 | 0 | 0 | 0 | 0 | 0 | 0 | 0 | 0
F13_Industrial_Agriculture_New_Space Heating_Natural Gas_Gas Boiler - Stack Economizer_A_Technical Potential | F13 | Industrial | Agriculture | New | Space Heating | Natural Gas | Gas Boiler - Stack Economizer | A | Purchases (Incremental) | Technical Potential | 0 | 0 | 4.8824 | 8.5207 | 12.15 | 16.218 | 18.6678 | 19.3606 | 17.5104 | 15.8277 | 13.7463 | 11.9945 | 10.383 | 9.0371 | 7.6264 | 6.4869 | 5.4979 | 4.8824 | 8.5207 | 12.15 | 16.218 | 18.6678
F14_Industrial_Agriculture_New_Space Heating_Natural Gas_Gas Boiler - Stack Economizer_A_Technical Potential | F14 | Industrial | Agriculture | New | Space Heating | Natural Gas | Gas Boiler - Stack Economizer | A | Purchases (Cumulative) | Technical Potential | 0 | 0 | 4.8824 | 13.403 | 25.5531 | 41.771 | 60.4389 | 79.7995 | 97.3099 | 113.1376 | 126.8839 | 138.8784 | 149.2614 | 158.2985 | 165.9249 | 172.4118 | 177.9097 | 177.9097 | 177.9097 | 177.9097 | 177.9097 | 177.9097
F1_Industrial_Agriculture_New_Process_Natural Gas_Gas Boiler - Stack Economizer_A_Technical Potential | F1 | Industrial | Agriculture | New | Process | Natural Gas | Gas Boiler - Stack Economizer | A | Original Unit Energy Savings (kWh or therms) | Technical Potential | 0 | 0 | 2.0368 | 2.0368 | 2.0368 | 2.0368 | 2.0368 | 2.0368 | 2.0368 | 2.0368 | 2.0368 | 2.0368 | 2.0368 | 2.0368 | 2.0368 | 2.0368 | 2.0368 | 2.0368 | 2.0368 | 2.0368 | 2.0368 | 2.0368
F2_Industrial_Agriculture_New_Process_Natural Gas_Gas Boiler - Stack Economizer_A_Technical Potential | F2 | Industrial | Agriculture | New | Process | Natural Gas | Gas Boiler - Stack Economizer | A | Original Unit Summer Peak Savings (kW) | Technical Potential | 0 | 0 | 0 | 0 | 0 | 0 | 0 | 0 | 0 | 0 | 0 | 0 | 0 | 0 | 0 | 0 | 0 | 0 | 0 | 0 | 0 | 0
F3_Industrial_Agriculture_New_Process_Natural Gas_Gas Boiler - Stack Economizer_A_Technical Potential | F3 | Industrial | Agriculture | New | Process | Natural Gas | Gas Boiler - Stack Economizer | A | Original Unit Winter Peak Savings (kW) | Technical Potential | 0 | 0 | 0 | 0 | 0 | 0 | 0 | 0 | 0 | 0 | 0 | 0 | 0 | 0 | 0 | 0 | 0 | 0 | 0 | 0 | 0 | 0
F4_Industrial_Agriculture_New_Process_Natural Gas_Gas Boiler - Stack Economizer_A_Technical Potential | F4 | Industrial | Agriculture | New | Process | Natural Gas | Gas Boiler - Stack Economizer | A | Standalone Impact on Baseline Energy (%) | Technical Potential | 0% | 0% | 0.0681% | 0.1071% | 0.1432% | 0.1754% | 0.2205% | 0.2526% | 0.2725% | 0.2804% | 0.2897% | 0.2907% | 0.2887% | 0.2815% | 0.2797% | 0.2733% | 0.2662% | 0.2499% | 0.2402% | 0.2292% | 0.2194% | 0.2105%
F5_Industrial_Agriculture_New_Process_Natural Gas_Gas Boiler - Stack Economizer_A_Technical Potential | F5 | Industrial | Agriculture | New | Process | Natural Gas | Gas Boiler - Stack Economizer | A | Standalone Impact on Baseline Summer Peak (%) | Technical Potential | bar: 2019 to 2040
F6_Industrial_Agriculture_New_Process_Natural Gas_Gas Boiler - Stack Economizer_A_Technical Potential | F6 | Industrial | Agriculture | New | Process | Natural Gas | Gas Boiler - Stack Economizer | A | Standalone Impact on Baseline Winter Peak (%) | Technical Potential | bar: 2019 to 2040
F7_Industrial_Agriculture_New_Process_Natural Gas_Gas Boiler - Stack Economizer_A_Technical Potential | F7 | Industrial | Agriculture | New | Process | Natural Gas | Gas Boiler - Stack Economizer | A | Incremental Energy Savings (MWh or mTherms) | Technical Potential | 0 | 0 | 0.082259 | 0.14356 | 0.20471 | 0.27324 | 0.31452 | 0.32619 | 0.29502 | 0.26667 | 0.2316 | 0.20209 | 0.17493 | 0.15226 | 0.12849 | 0.10929 | 0.09263 | 0.082259 | 0.14356 | 0.20471 | 0.27324 | 0.31452
F8_Industrial_Agriculture_New_Process_Natural Gas_Gas Boiler - Stack Economizer_A_Technical Potential | F8 | Industrial | Agriculture | New | Process | Natural Gas | Gas Boiler - Stack Economizer | A | Incremental Summer Peak Savings (MW) | Technical Potential | 0 | 0 | 0 | 0 | 0 | 0 | 0 | 0 | 0 | 0 | 0 | 0 | 0 | 0 | 0 | 0 | 0 | 0 | 0 | 0 | 0 | 0
F9_Industrial_Agriculture_New_Process_Natural Gas_Gas Boiler - Stack Economizer_A_Technical Potential | F9 | Industrial | Agriculture | New | Process | Natural Gas | Gas Boiler - Stack Economizer | A | Incremental Winter Peak Savings (MW) | Technical Potential | 0 | 0 | 0 | 0 | 0 | 0 | 0 | 0 | 0 | 0 | 0 | 0 | 0 | 0 | 0 | 0 | 0 | 0 | 0 | 0 | 0 | 0
F10_Industrial_Agriculture_New_Process_Natural Gas_Gas Boiler - Stack Economizer_A_Technical Potential | F10 | Industrial | Agriculture | New | Process | Natural Gas | Gas Boiler - Stack Economizer | A | Cumulative Energy Savings (MWh or mTherms) | Technical Potential | 0 | 0 | 0.082259 | 0.22582 | 0.43052 | 0.70377 | 1.0183 | 1.3445 | 1.6395 | 1.9062 | 2.1378 | 2.3398 | 2.5148 | 2.667 | 2.7955 | 2.9048 | 2.9975 | 2.9975 | 2.9975 | 2.9975 | 2.9975 | 2.9975
F11_Industrial_Agriculture_New_Process_Natural Gas_Gas Boiler - Stack Economizer_A_Technical Potential | F11 | Industrial | Agriculture | New | Process | Natural Gas | Gas Boiler - Stack Economizer | A | Cumulative Summer Peak Savings (MW) | Technical Potential | 0 | 0 | 0 | 0 | 0 | 0 | 0 | 0 | 0 | 0 | 0 | 0 | 0 | 0 | 0 | 0 | 0 | 0 | 0 | 0 | 0 | 0
F12_Industrial_Agriculture_New_Process_Natural Gas_Gas Boiler - Stack Economizer_A_Technical Potential | F12 | Industrial | Agriculture | New | Process | Natural Gas | Gas Boiler - Stack Economizer | A | Cumulative Winter Peak Savings (MW) | Technical Potential | 0 | 0 | 0 | 0 | 0 | 0 | 0 | 0 | 0 | 0 | 0 | 0 | 0 | 0 | 0 | 0 | 0 | 0 | 0 | 0 | 0 | 0
F13_Industrial_Agriculture_New_Process_Natural Gas_Gas Boiler - Stack Economizer_A_Technical Potential | F13 | Industrial | Agriculture | New | Process | Natural Gas | Gas Boiler - Stack Economizer | A | Purchases (Incremental) | Technical Potential | 0 | 0 | 40.3868 | 70.4826 | 100.5045 | 134.1544 | 154.4197 | 160.1505 | 144.8452 | 130.9264 | 113.7085 | 99.2179 | 85.8876 | 74.7546 | 63.0856 | 53.6594 | 45.4784 | 40.3868 | 70.4826 | 100.5045 | 134.1544 | 154.4197
F14_Industrial_Agriculture_New_Process_Natural Gas_Gas Boiler - Stack Economizer_A_Technical Potential | F14 | Industrial | Agriculture | New | Process | Natural Gas | Gas Boiler - Stack Economizer | A | Purchases (Cumulative) | Technical Potential | 0 | 0 | 40.3868 | 110.8694 | 211.3739 | 345.5283 | 499.948 | 660.0985 | 804.9436 | 935.87 | 1049.5785 | 1148.7964 | 1234.684 | 1309.4385 | 1372.5241 | 1426.1835 | 1471.662 | 1471.662 | 1471.662 | 1471.662 | 1471.662 | 1471.662
F1_Industrial_Agriculture_New_Space Heating_Natural Gas_Gas Furnace Tube Inserts_A_Technical Potential | F1 | Industrial | Agriculture | New | Space Heating | Natural Gas | Gas Furnace Tube Inserts | A | Original Unit Energy Savings (kWh or therms) | Technical Potential | 0 | 0 | 0.077933 | 0.077933 | 0.077933 | 0.077933 | 0.077933 | 0.077933 | 0.077933 | 0.077933 | 0.077933 | 0.077933 | 0.077933 | 0.077933 | 0.077933 | 0.077933 | 0.077933 | 0.077933 | 0.077933 | 0.077933 | 0.077933 | 0.077933
F2_Industrial_Agriculture_New_Space Heating_Natural Gas_Gas Furnace Tube Inserts_A_Technical Potential | F2 | Industrial | Agriculture | New | Space Heating | Natural Gas | Gas Furnace Tube Inserts | A | Original Unit Summer Peak Savings (kW) | Technical Potential | 0 | 0 | 0 | 0 | 0 | 0 | 0 | 0 | 0 | 0 | 0 | 0 | 0 | 0 | 0 | 0 | 0 | 0 | 0 | 0 | 0 | 0
F3_Industrial_Agriculture_New_Space Heating_Natural Gas_Gas Furnace Tube Inserts_A_Technical Potential | F3 | Industrial | Agriculture | New | Space Heating | Natural Gas | Gas Furnace Tube Inserts | A | Original Unit Winter Peak Savings (kW) | Technical Potential | 0 | 0 | 0 | 0 | 0 | 0 | 0 | 0 | 0 | 0 | 0 | 0 | 0 | 0 | 0 | 0 | 0 | 0 | 0 | 0 | 0 | 0
F4_Industrial_Agriculture_New_Space Heating_Natural Gas_Gas Furnace Tube Inserts_A_Technical Potential | F4 | Industrial | Agriculture | New | Space Heating | Natural Gas | Gas Furnace Tube Inserts | A | Standalone Impact on Baseline Energy (%) | Technical Potential | bar: 2019 to 2040
F5_Industrial_Agriculture_New_Space Heating_Natural Gas_Gas Furnace Tube Inserts_A_Technical Potential | F5 | Industrial | Agriculture | New | Space Heating | Natural Gas | Gas Furnace Tube Inserts | A | Standalone Impact on Baseline Summer Peak (%) | Technical Potential | bar: 2019 to 2040
F6_Industrial_Agriculture_New_Space Heating_Natural Gas_Gas Furnace Tube Inserts_A_Technical Potential | F6 | Industrial | Agriculture | New | Space Heating | Natural Gas | Gas Furnace Tube Inserts | A | Standalone Impact on Baseline Winter Peak (%) | Technical Potential | bar: 2019 to 2040
F7_Industrial_Agriculture_New_Space Heating_Natural Gas_Gas Furnace Tube Inserts_A_Technical Potential | F7 | Industrial | Agriculture | New | Space Heating | Natural Gas | Gas Furnace Tube Inserts | A | Incremental Energy Savings (MWh or mTherms) | Technical Potential | 0 | 0 | 0 | 0 | 0 | 0 | 0 | 0 | 0 | 0 | 0 | 0 | 0 | 0 | 0 | 0 | 0 | 0 | 0 | 0 | 0 | 0
F8_Industrial_Agriculture_New_Space Heating_Natural Gas_Gas Furnace Tube Inserts_A_Technical Potential | F8 | Industrial | Agriculture | New | Space Heating | Natural Gas | Gas Furnace Tube Inserts | A | Incremental Summer Peak Savings (MW) | Technical Potential | 0 | 0 | 0 | 0 | 0 | 0 | 0 | 0 | 0 | 0 | 0 | 0 | 0 | 0 | 0 | 0 | 0 | 0 | 0 | 0 | 0 | 0
F9_Industrial_Agriculture_New_Space Heating_Natural Gas_Gas Furnace Tube Inserts_A_Technical Potential | F9 | Industrial | Agriculture | New | Space Heating | Natural Gas | Gas Furnace Tube Inserts | A | Incremental Winter Peak Savings (MW) | Technical Potential | 0 | 0 | 0 | 0 | 0 | 0 | 0 | 0 | 0 | 0 | 0 | 0 | 0 | 0 | 0 | 0 | 0 | 0 | 0 | 0 | 0 | 0
F10_Industrial_Agriculture_New_Space Heating_Natural Gas_Gas Furnace Tube Inserts_A_Technical Potential | F10 | Industrial | Agriculture | New | Space Heating | Natural Gas | Gas Furnace Tube Inserts | A | Cumulative Energy Savings (MWh or mTherms) | Technical Potential | 0 | 0 | 0 | 0 | 0 | 0 | 0 | 0 | 0 | 0 | 0 | 0 | 0 | 0 | 0 | 0 | 0 | 0 | 0 | 0 | 0 | 0
F11_Industrial_Agriculture_New_Space Heating_Natural Gas_Gas Furnace Tube Inserts_A_Technical Potential | F11 | Industrial | Agriculture | New | Space Heating | Natural Gas | Gas Furnace Tube Inserts | A | Cumulative Summer Peak Savings (MW) | Technical Potential | 0 | 0 | 0 | 0 | 0 | 0 | 0 | 0 | 0 | 0 | 0 | 0 | 0 | 0 | 0 | 0 | 0 | 0 | 0 | 0 | 0 | 0
F12_Industrial_Agriculture_New_Space Heating_Natural Gas_Gas Furnace Tube Inserts_A_Technical Potential | F12 | Industrial | Agriculture | New | Space Heating | Natural Gas | Gas Furnace Tube Inserts | A | Cumulative Winter Peak Savings (MW) | Technical Potential | 0 | 0 | 0 | 0 | 0 | 0 | 0 | 0 | 0 | 0 | 0 | 0 | 0 | 0 | 0 | 0 | 0 | 0 | 0 | 0 | 0 | 0
F13_Industrial_Agriculture_New_Space Heating_Natural Gas_Gas Furnace Tube Inserts_A_Technical Potential | F13 | Industrial | Agriculture | New | Space Heating | Natural Gas | Gas Furnace Tube Inserts | A | Purchases (Incremental) | Technical Potential | 0 | 0 | 0 | 0 | 0 | 0 | 0 | 0 | 0 | 0 | 0 | 0 | 0 | 0 | 0 | 0 | 0 | 0 | 0 | 0 | 0 | 0
F14_Industrial_Agriculture_New_Space Heating_Natural Gas_Gas Furnace Tube Inserts_A_Technical Potential | F14 | Industrial | Agriculture | New | Space Heating | Natural Gas | Gas Furnace Tube Inserts | A | Purchases (Cumulative) | Technical Potential | 0 | 0 | 0 | 0 | 0 | 0 | 0 | 0 | 0 | 0 | 0 | 0 | 0 | 0 | 0 | 0 | 0 | 0 | 0 | 0 | 0 | 0
F1_Industrial_Agriculture_New_Space Heating_Natural Gas_Space Heating - Heat Recovery Ventilator_A_Technical Potential | F1 | Industrial | Agriculture | New | Space Heating | Natural Gas | Space Heating - Heat Recovery Ventilator | A | Original Unit Energy Savings (kWh or therms) | Technical Potential | 0 | 0 | 0.012707 | 0.012707 | 0.012707 | 0.012707 | 0.012707 | 0.012707 | 0.012707 | 0.012707 | 0.012707 | 0.012707 | 0.012707 | 0.012707 | 0.012707 | 0.012707 | 0.012707 | 0.012707 | 0.012707 | 0.012707 | 0.012707 | 0.012707
F2_Industrial_Agriculture_New_Space Heating_Natural Gas_Space Heating - Heat Recovery Ventilator_A_Technical Potential | F2 | Industrial | Agriculture | New | Space Heating | Natural Gas | Space Heating - Heat Recovery Ventilator | A | Original Unit Summer Peak Savings (kW) | Technical Potential | 0 | 0 | 0 | 0 | 0 | 0 | 0 | 0 | 0 | 0 | 0 | 0 | 0 | 0 | 0 | 0 | 0 | 0 | 0 | 0 | 0 | 0
F3_Industrial_Agriculture_New_Space Heating_Natural Gas_Space Heating - Heat Recovery Ventilator_A_Technical Potential | F3 | Industrial | Agriculture | New | Space Heating | Natural Gas | Space Heating - Heat Recovery Ventilator | A | Original Unit Winter Peak Savings (kW) | Technical Potential | 0 | 0 | 0 | 0 | 0 | 0 | 0 | 0 | 0 | 0 | 0 | 0 | 0 | 0 | 0 | 0 | 0 | 0 | 0 | 0 | 0 | 0
F4_Industrial_Agriculture_New_Space Heating_Natural Gas_Space Heating - Heat Recovery Ventilator_A_Technical Potential | F4 | Industrial | Agriculture | New | Space Heating | Natural Gas | Space Heating - Heat Recovery Ventilator | A | Standalone Impact on Baseline Energy (%) | Technical Potential | 0% | 0% | 0.02138% | 0.03363% | 0.04496% | 0.05506% | 0.06921% | 0.08144% | 0.09341% | 0.1041% | 0.1172% | 0.1289% | 0.1405% | 0.1505% | 0.164% | 0.1757% | 0.1872% | 0.1949% | 0.2051% | 0.2122% | 0.2183% | 0.2238%
F5_Industrial_Agriculture_New_Space Heating_Natural Gas_Space Heating - Heat Recovery Ventilator_A_Technical Potential | F5 | Industrial | Agriculture | New | Space Heating | Natural Gas | Space Heating - Heat Recovery Ventilator | A | Standalone Impact on Baseline Summer Peak (%) | Technical Potential | bar: 2019 to 2040
F6_Industrial_Agriculture_New_Space Heating_Natural Gas_Space Heating - Heat Recovery Ventilator_A_Technical Potential | F6 | Industrial | Agriculture | New | Space Heating | Natural Gas | Space Heating - Heat Recovery Ventilator | A | Standalone Impact on Baseline Winter Peak (%) | Technical Potential | bar: 2019 to 2040
F7_Industrial_Agriculture_New_Space Heating_Natural Gas_Space Heating - Heat Recovery Ventilator_A_Technical Potential | F7 | Industrial | Agriculture | New | Space Heating | Natural Gas | Space Heating - Heat Recovery Ventilator | A | Incremental Energy Savings (MWh or mTherms) | Technical Potential | 0 | 0 | 0.011891 | 0.020753 | 0.029592 | 0.0395 | 0.045467 | 0.052393 | 0.059233 | 0.066926 | 0.072656 | 0.079246 | 0.085749 | 0.093292 | 0.098412 | 0.10463 | 0.11085 | 0.11809 | 0.12287 | 0.12876 | 0.13449 | 0.14021
F8_Industrial_Agriculture_New_Space Heating_Natural Gas_Space Heating - Heat Recovery Ventilator_A_Technical Potential | F8 | Industrial | Agriculture | New | Space Heating | Natural Gas | Space Heating - Heat Recovery Ventilator | A | Incremental Summer Peak Savings (MW) | Technical Potential | 0 | 0 | 0 | 0 | 0 | 0 | 0 | 0 | 0 | 0 | 0 | 0 | 0 | 0 | 0 | 0 | 0 | 0 | 0 | 0 | 0 | 0
F9_Industrial_Agriculture_New_Space Heating_Natural Gas_Space Heating - Heat Recovery Ventilator_A_Technical Potential | F9 | Industrial | Agriculture | New | Space Heating | Natural Gas | Space Heating - Heat Recovery Ventilator | A | Incremental Winter Peak Savings (MW) | Technical Potential | 0 | 0 | 0 | 0 | 0 | 0 | 0 | 0 | 0 | 0 | 0 | 0 | 0 | 0 | 0 | 0 | 0 | 0 | 0 | 0 | 0 | 0
F10_Industrial_Agriculture_New_Space Heating_Natural Gas_Space Heating - Heat Recovery Ventilator_A_Technical Potential | F10 | Industrial | Agriculture | New | Space Heating | Natural Gas | Space Heating - Heat Recovery Ventilator | A | Cumulative Energy Savings (MWh or mTherms) | Technical Potential | 0 | 0 | 0.011891 | 0.032644 | 0.062236 | 0.10174 | 0.1472 | 0.1996 | 0.25883 | 0.32575 | 0.39841 | 0.47766 | 0.5634 | 0.6567 | 0.75511 | 0.85974 | 0.97059 | 1.0768 | 1.1789 | 1.2781 | 1.3731 | 1.4678
F11_Industrial_Agriculture_New_Space Heating_Natural Gas_Space Heating - Heat Recovery Ventilator_A_Technical Potential | F11 | Industrial | Agriculture | New | Space Heating | Natural Gas | Space Heating - Heat Recovery Ventilator | A | Cumulative Summer Peak Savings (MW) | Technical Potential | 0 | 0 | 0 | 0 | 0 | 0 | 0 | 0 | 0 | 0 | 0 | 0 | 0 | 0 | 0 | 0 | 0 | 0 | 0 | 0 | 0 | 0
F12_Industrial_Agriculture_New_Space Heating_Natural Gas_Space Heating - Heat Recovery Ventilator_A_Technical Potential | F12 | Industrial | Agriculture | New | Space Heating | Natural Gas | Space Heating - Heat Recovery Ventilator | A | Cumulative Winter Peak Savings (MW) | Technical Potential | 0 | 0 | 0 | 0 | 0 | 0 | 0 | 0 | 0 | 0 | 0 | 0 | 0 | 0 | 0 | 0 | 0 | 0 | 0 | 0 | 0 | 0
F13_Industrial_Agriculture_New_Space Heating_Natural Gas_Space Heating - Heat Recovery Ventilator_A_Technical Potential | F13 | Industrial | Agriculture | New | Space Heating | Natural Gas | Space Heating - Heat Recovery Ventilator | A | Purchases (Incremental) | Technical Potential | 0 | 0 | 935.7845 | 1633.1209 | 2328.7448 | 3108.4303 | 3577.9887 | 4123.0832 | 4661.3082 | 5266.7282 | 5717.6416 | 6236.2539 | 6747.9879 | 7341.6136 | 7744.5096 | 8234.1737 | 8723.467 | 9293.0707 | 9669.3106 | 10132.9272 | 10583.9171 | 11033.5747
F14_Industrial_Agriculture_New_Space Heating_Natural Gas_Space Heating - Heat Recovery Ventilator_A_Technical Potential | F14 | Industrial | Agriculture | New | Space Heating | Natural Gas | Space Heating - Heat Recovery Ventilator | A | Purchases (Cumulative) | Technical Potential | 0 | 0 | 935.7845 | 2568.9053 | 4897.6502 | 8006.0805 | 11584.0691 | 15707.1524 | 20368.4606 | 25635.1888 | 31352.8304 | 37589.0844 | 44337.0723 | 51678.6859 | 59423.1955 | 67657.3693 | 76380.8363 | 84738.1225 | 92774.3123 | 100578.4946 | 108053.9814 | 115509.5675
F1_Industrial_Agriculture_New_Space Heating_Natural Gas_Thermostat - Programmable_A_Technical Potential | F1 | Industrial | Agriculture | New | Space Heating | Natural Gas | Thermostat - Programmable | A | Original Unit Energy Savings (kWh or therms) | Technical Potential | 0 | 0 | 0.0061474 | 0.0061474 | 0.0061474 | 0.0061474 | 0.0061474 | 0.0061474 | 0.0061474 | 0.0061474 | 0.0061474 | 0.0061474 | 0.0061474 | 0.0061474 | 0.0061474 | 0.0061474 | 0.0061474 | 0.0061474 | 0.0061474 | 0.0061474 | 0.0061474 | 0.0061474
F2_Industrial_Agriculture_New_Space Heating_Natural Gas_Thermostat - Programmable_A_Technical Potential | F2 | Industrial | Agriculture | New | Space Heating | Natural Gas | Thermostat - Programmable | A | Original Unit Summer Peak Savings (kW) | Technical Potential | 0 | 0 | 0 | 0 | 0 | 0 | 0 | 0 | 0 | 0 | 0 | 0 | 0 | 0 | 0 | 0 | 0 | 0 | 0 | 0 | 0 | 0
F3_Industrial_Agriculture_New_Space Heating_Natural Gas_Thermostat - Programmable_A_Technical Potential | F3 | Industrial | Agriculture | New | Space Heating | Natural Gas | Thermostat - Programmable | A | Original Unit Winter Peak Savings (kW) | Technical Potential | 0 | 0 | 0 | 0 | 0 | 0 | 0 | 0 | 0 | 0 | 0 | 0 | 0 | 0 | 0 | 0 | 0 | 0 | 0 | 0 | 0 | 0
F4_Industrial_Agriculture_New_Space Heating_Natural Gas_Thermostat - Programmable_A_Technical Potential | F4 | Industrial | Agriculture | New | Space Heating | Natural Gas | Thermostat - Programmable | A | Standalone Impact on Baseline Energy (%) | Technical Potential | 0% | 0% | 0.03103% | 0.0488% | 0.06525% | 0.07991% | 0.1004% | 0.1182% | 0.1356% | 0.151% | 0.1701% | 0.187% | 0.2039% | 0.2144% | 0.2278% | 0.2365% | 0.2432% | 0.2474% | 0.2555% | 0.2606% | 0.2651% | 0.2692%
F5_Industrial_Agriculture_New_Space Heating_Natural Gas_Thermostat - Programmable_A_Technical Potential | F5 | Industrial | Agriculture | New | Space Heating | Natural Gas | Thermostat - Programmable | A | Standalone Impact on Baseline Summer Peak (%) | Technical Potential | bar: 2019 to 2040
F6_Industrial_Agriculture_New_Space Heating_Natural Gas_Thermostat - Programmable_A_Technical Potential | F6 | Industrial | Agriculture | New | Space Heating | Natural Gas | Thermostat - Programmable | A | Standalone Impact on Baseline Winter Peak (%) | Technical Potential | bar: 2019 to 2040
F7_Industrial_Agriculture_New_Space Heating_Natural Gas_Thermostat - Programmable_A_Technical Potential | F7 | Industrial | Agriculture | New | Space Heating | Natural Gas | Thermostat - Programmable | A | Incremental Energy Savings (MWh or mTherms) | Technical Potential | 0 | 0 | 0.017258 | 0.030118 | 0.042947 | 0.057326 | 0.065986 | 0.076039 | 0.085965 | 0.09713 | 0.10545 | 0.11501 | 0.12445 | 0.1354 | 0.14283 | 0.15186 | 0.16088 | 0.17139 | 0.17832 | 0.18687 | 0.19519 | 0.20348
F8_Industrial_Agriculture_New_Space Heating_Natural Gas_Thermostat - Programmable_A_Technical Potential | F8 | Industrial | Agriculture | New | Space Heating | Natural Gas | Thermostat - Programmable | A | Incremental Summer Peak Savings (MW) | Technical Potential | 0 | 0 | 0 | 0 | 0 | 0 | 0 | 0 | 0 | 0 | 0 | 0 | 0 | 0 | 0 | 0 | 0 | 0 | 0 | 0 | 0 | 0
F9_Industrial_Agriculture_New_Space Heating_Natural Gas_Thermostat - Programmable_A_Technical Potential | F9 | Industrial | Agriculture | New | Space Heating | Natural Gas | Thermostat - Programmable | A | Incremental Winter Peak Savings (MW) | Technical Potential | 0 | 0 | 0 | 0 | 0 | 0 | 0 | 0 | 0 | 0 | 0 | 0 | 0 | 0 | 0 | 0 | 0 | 0 | 0 | 0 | 0 | 0
F10_Industrial_Agriculture_New_Space Heating_Natural Gas_Thermostat - Programmable_A_Technical Potential | F10 | Industrial | Agriculture | New | Space Heating | Natural Gas | Thermostat - Programmable | A | Cumulative Energy Savings (MWh or mTherms) | Technical Potential | 0 | 0 | 0.017258 | 0.047376 | 0.090324 | 0.14765 | 0.21364 | 0.28968 | 0.37564 | 0.47277 | 0.57822 | 0.69323 | 0.81768 | 0.93581 | 1.0485 | 1.1574 | 1.261 | 1.3664 | 1.4687 | 1.5696 | 1.6676 | 1.7657
F11_Industrial_Agriculture_New_Space Heating_Natural Gas_Thermostat - Programmable_A_Technical Potential | F11 | Industrial | Agriculture | New | Space Heating | Natural Gas | Thermostat - Programmable | A | Cumulative Summer Peak Savings (MW) | Technical Potential | 0 | 0 | 0 | 0 | 0 | 0 | 0 | 0 | 0 | 0 | 0 | 0 | 0 | 0 | 0 | 0 | 0 | 0 | 0 | 0 | 0 | 0
F12_Industrial_Agriculture_New_Space Heating_Natural Gas_Thermostat - Programmable_A_Technical Potential | F12 | Industrial | Agriculture | New | Space Heating | Natural Gas | Thermostat - Programmable | A | Cumulative Winter Peak Savings (MW) | Technical Potential | 0 | 0 | 0 | 0 | 0 | 0 | 0 | 0 | 0 | 0 | 0 | 0 | 0 | 0 | 0 | 0 | 0 | 0 | 0 | 0 | 0 | 0
F13_Industrial_Agriculture_New_Space Heating_Natural Gas_Thermostat - Programmable_A_Technical Potential | F13 | Industrial | Agriculture | New | Space Heating | Natural Gas | Thermostat - Programmable | A | Purchases (Incremental) | Technical Potential | 0 | 0 | 2807.3535 | 4899.3626 | 6986.2344 | 9325.2909 | 10733.966 | 12369.2497 | 13983.9247 | 15800.1846 | 17152.9248 | 18708.7618 | 20243.9637 | 22024.8408 | 23233.5289 | 24702.5212 | 26170.401 | 27879.212 | 29007.9319 | 30398.7816 | 31751.7512 | 33100.7242
F14_Industrial_Agriculture_New_Space Heating_Natural Gas_Thermostat - Programmable_A_Technical Potential | F14 | Industrial | Agriculture | New | Space Heating | Natural Gas | Thermostat - Programmable | A | Purchases (Cumulative) | Technical Potential | 0 | 0 | 2807.3535 | 7706.716 | 14692.9505 | 24018.2414 | 34752.2074 | 47121.4571 | 61105.3819 | 76905.5665 | 94058.4913 | 112767.2531 | 133011.2168 | 152228.7042 | 170562.8706 | 188279.1574 | 205124.2675 | 222269.5135 | 238908.1957 | 255323.0525 | 271274.6191 | 287222.4185
F1_Industrial_Agriculture_New_Space Heating_Natural Gas_ENERGY STAR Connected Thermostat_A_Technical Potential | F1 | Industrial | Agriculture | New | Space Heating | Natural Gas | ENERGY STAR Connected Thermostat | A | Original Unit Energy Savings (kWh or therms) | Technical Potential | 0 | 0 | 0.01486 | 0.01486 | 0.01486 | 0.01486 | 0.01486 | 0.01486 | 0.01486 | 0.01486 | 0.01486 | 0.01486 | 0.01486 | 0.01486 | 0.01486 | 0.01486 | 0.01486 | 0.01486 | 0.01486 | 0.01486 | 0.01486 | 0.01486
F2_Industrial_Agriculture_New_Space Heating_Natural Gas_ENERGY STAR Connected Thermostat_A_Technical Potential | F2 | Industrial | Agriculture | New | Space Heating | Natural Gas | ENERGY STAR Connected Thermostat | A | Original Unit Summer Peak Savings (kW) | Technical Potential | 0 | 0 | 0 | 0 | 0 | 0 | 0 | 0 | 0 | 0 | 0 | 0 | 0 | 0 | 0 | 0 | 0 | 0 | 0 | 0 | 0 | 0
F3_Industrial_Agriculture_New_Space Heating_Natural Gas_ENERGY STAR Connected Thermostat_A_Technical Potential | F3 | Industrial | Agriculture | New | Space Heating | Natural Gas | ENERGY STAR Connected Thermostat | A | Original Unit Winter Peak Savings (kW) | Technical Potential | 0 | 0 | 0 | 0 | 0 | 0 | 0 | 0 | 0 | 0 | 0 | 0 | 0 | 0 | 0 | 0 | 0 | 0 | 0 | 0 | 0 | 0
F4_Industrial_Agriculture_New_Space Heating_Natural Gas_ENERGY STAR Connected Thermostat_A_Technical Potential | F4 | Industrial | Agriculture | New | Space Heating | Natural Gas | ENERGY STAR Connected Thermostat | A | Standalone Impact on Baseline Energy (%) | Technical Potential | 0% | 0% | 0.075% | 0.118% | 0.1577% | 0.1932% | 0.2428% | 0.2687% | 0.2864% | 0.2953% | 0.3062% | 0.3127% | 0.3182% | 0.3199% | 0.3272% | 0.3307% | 0.3335% | 0.3261% | 0.3188% | 0.3046% | 0.2916% | 0.2798%
F5_Industrial_Agriculture_New_Space Heating_Natural Gas_ENERGY STAR Connected Thermostat_A_Technical Potential | F5 | Industrial | Agriculture | New | Space Heating | Natural Gas | ENERGY STAR Connected Thermostat | A | Standalone Impact on Baseline Summer Peak (%) | Technical Potential | bar: 2019 to 2040
F6_Industrial_Agriculture_New_Space Heating_Natural Gas_ENERGY STAR Connected Thermostat_A_Technical Potential | F6 | Industrial | Agriculture | New | Space Heating | Natural Gas | ENERGY STAR Connected Thermostat | A | Standalone Impact on Baseline Winter Peak (%) | Technical Potential | bar: 2019 to 2040
F7_Industrial_Agriculture_New_Space Heating_Natural Gas_ENERGY STAR Connected Thermostat_A_Technical Potential | F7 | Industrial | Agriculture | New | Space Heating | Natural Gas | ENERGY STAR Connected Thermostat | A | Incremental Energy Savings (MWh or mTherms) | Technical Potential | 0 | 0 | 0.041719 | 0.072807 | 0.10382 | 0.13858 | 0.15951 | 0.18381 | 0.20781 | 0.2348 | 0.2549 | 0.27802 | 0.30083 | 0.3273 | 0.34526 | 0.36709 | 0.3889 | 0.4143 | 0.43107 | 0.45174 | 0.50567 | 0.54842
F8_Industrial_Agriculture_New_Space Heating_Natural Gas_ENERGY STAR Connected Thermostat_A_Technical Potential | F8 | Industrial | Agriculture | New | Space Heating | Natural Gas | ENERGY STAR Connected Thermostat | A | Incremental Summer Peak Savings (MW) | Technical Potential | 0 | 0 | 0 | 0 | 0 | 0 | 0 | 0 | 0 | 0 | 0 | 0 | 0 | 0 | 0 | 0 | 0 | 0 | 0 | 0 | 0 | 0
F9_Industrial_Agriculture_New_Space Heating_Natural Gas_ENERGY STAR Connected Thermostat_A_Technical Potential | F9 | Industrial | Agriculture | New | Space Heating | Natural Gas | ENERGY STAR Connected Thermostat | A | Incremental Winter Peak Savings (MW) | Technical Potential | 0 | 0 | 0 | 0 | 0 | 0 | 0 | 0 | 0 | 0 | 0 | 0 | 0 | 0 | 0 | 0 | 0 | 0 | 0 | 0 | 0 | 0
F10_Industrial_Agriculture_New_Space Heating_Natural Gas_ENERGY STAR Connected Thermostat_A_Technical Potential | F10 | Industrial | Agriculture | New | Space Heating | Natural Gas | ENERGY STAR Connected Thermostat | A | Cumulative Energy Savings (MWh or mTherms) | Technical Potential | 0 | 0 | 0.041719 | 0.11453 | 0.21834 | 0.35692 | 0.51643 | 0.65853 | 0.79353 | 0.92451 | 1.0408 | 1.1593 | 1.2764 | 1.3959 | 1.5063 | 1.6185 | 1.7294 | 1.8011 | 1.8321 | 1.8348 | 1.8348 | 1.8348
F11_Industrial_Agriculture_New_Space Heating_Natural Gas_ENERGY STAR Connected Thermostat_A_Technical Potential | F11 | Industrial | Agriculture | New | Space Heating | Natural Gas | ENERGY STAR Connected Thermostat | A | Cumulative Summer Peak Savings (MW) | Technical Potential | 0 | 0 | 0 | 0 | 0 | 0 | 0 | 0 | 0 | 0 | 0 | 0 | 0 | 0 | 0 | 0 | 0 | 0 | 0 | 0 | 0 | 0
F12_Industrial_Agriculture_New_Space Heating_Natural Gas_ENERGY STAR Connected Thermostat_A_Technical Potential | F12 | Industrial | Agriculture | New | Space Heating | Natural Gas | ENERGY STAR Connected Thermostat | A | Cumulative Winter Peak Savings (MW) | Technical Potential | 0 | 0 | 0 | 0 | 0 | 0 | 0 | 0 | 0 | 0 | 0 | 0 | 0 | 0 | 0 | 0 | 0 | 0 | 0 | 0 | 0 | 0
F13_Industrial_Agriculture_New_Space Heating_Natural Gas_ENERGY STAR Connected Thermostat_A_Technical Potential | F13 | Industrial | Agriculture | New | Space Heating | Natural Gas | ENERGY STAR Connected Thermostat | A | Purchases (Incremental) | Technical Potential | 0 | 0 | 2807.3535 | 4899.3626 | 6986.2344 | 9325.2909 | 10733.966 | 12369.2497 | 13983.9247 | 15800.1846 | 17152.9248 | 18708.7618 | 20243.9637 | 22024.8408 | 23233.5289 | 24702.5212 | 26170.401 | 27879.212 | 29007.9319 | 30398.7816 | 34027.8121 | 36904.367
F14_Industrial_Agriculture_New_Space Heating_Natural Gas_ENERGY STAR Connected Thermostat_A_Technical Potential | F14 | Industrial | Agriculture | New | Space Heating | Natural Gas | ENERGY STAR Connected Thermostat | A | Purchases (Cumulative) | Technical Potential | 0 | 0 | 2807.3535 | 7706.716 | 14692.9505 | 24018.2414 | 34752.2074 | 44314.1037 | 53398.6658 | 62212.616 | 70040.2499 | 78015.0457 | 85889.7597 | 93930.6758 | 101364.0202 | 108913.6166 | 116375.2558 | 121203.1506 | 123286.8791 | 123465.8972 | 123465.8972 | 123465.8972
F1_Industrial_Agriculture_New_Space Heating_Natural Gas_Destratification Fans (HVLS)_A_Technical Potential | F1 | Industrial | Agriculture | New | Space Heating | Natural Gas | Destratification Fans (HVLS) | A | Original Unit Energy Savings (kWh or therms) | Technical Potential | 0 | 0 | 0.01486 | 0.01486 | 0.01486 | 0.01486 | 0.01486 | 0.01486 | 0.01486 | 0.01486 | 0.01486 | 0.01486 | 0.01486 | 0.01486 | 0.01486 | 0.01486 | 0.01486 | 0.01486 | 0.01486 | 0.01486 | 0.01486 | 0.01486
F2_Industrial_Agriculture_New_Space Heating_Natural Gas_Destratification Fans (HVLS)_A_Technical Potential | F2 | Industrial | Agriculture | New | Space Heating | Natural Gas | Destratification Fans (HVLS) | A | Original Unit Summer Peak Savings (kW) | Technical Potential | 0 | 0 | 0 | 0 | 0 | 0 | 0 | 0 | 0 | 0 | 0 | 0 | 0 | 0 | 0 | 0 | 0 | 0 | 0 | 0 | 0 | 0
F3_Industrial_Agriculture_New_Space Heating_Natural Gas_Destratification Fans (HVLS)_A_Technical Potential | F3 | Industrial | Agriculture | New | Space Heating | Natural Gas | Destratification Fans (HVLS) | A | Original Unit Winter Peak Savings (kW) | Technical Potential | 0 | 0 | 0 | 0 | 0 | 0 | 0 | 0 | 0 | 0 | 0 | 0 | 0 | 0 | 0 | 0 | 0 | 0 | 0 | 0 | 0 | 0
F4_Industrial_Agriculture_New_Space Heating_Natural Gas_Destratification Fans (HVLS)_A_Technical Potential | F4 | Industrial | Agriculture | New | Space Heating | Natural Gas | Destratification Fans (HVLS) | A | Standalone Impact on Baseline Energy (%) | Technical Potential | 0% | 0% | 0.075% | 0.118% | 0.1577% | 0.1932% | 0.2428% | 0.2857% | 0.3277% | 0.3651% | 0.4113% | 0.4521% | 0.4824% | 0.5017% | 0.528% | 0.5433% | 0.5571% | 0.5647% | 0.5815% | 0.591% | 0.6003% | 0.6084%
F5_Industrial_Agriculture_New_Space Heating_Natural Gas_Destratification Fans (HVLS)_A_Technical Potential | F5 | Industrial | Agriculture | New | Space Heating | Natural Gas | Destratification Fans (HVLS) | A | Standalone Impact on Baseline Summer Peak (%) | Technical Potential | bar: 2019 to 2040
F6_Industrial_Agriculture_New_Space Heating_Natural Gas_Destratification Fans (HVLS)_A_Technical Potential | F6 | Industrial | Agriculture | New | Space Heating | Natural Gas | Destratification Fans (HVLS) | A | Standalone Impact on Baseline Winter Peak (%) | Technical Potential | bar: 2019 to 2040
F7_Industrial_Agriculture_New_Space Heating_Natural Gas_Destratification Fans (HVLS)_A_Technical Potential | F7 | Industrial | Agriculture | New | Space Heating | Natural Gas | Destratification Fans (HVLS) | A | Incremental Energy Savings (MWh or mTherms) | Technical Potential | 0 | 0 | 0.041719 | 0.072807 | 0.10382 | 0.13858 | 0.15951 | 0.18381 | 0.20781 | 0.2348 | 0.2549 | 0.27802 | 0.30083 | 0.3273 | 0.34526 | 0.36709 | 0.3889 | 0.4143 | 0.43107 | 0.45174 | 0.47185 | 0.49189
F8_Industrial_Agriculture_New_Space Heating_Natural Gas_Destratification Fans (HVLS)_A_Technical Potential | F8 | Industrial | Agriculture | New | Space Heating | Natural Gas | Destratification Fans (HVLS) | A | Incremental Summer Peak Savings (MW) | Technical Potential | 0 | 0 | 0 | 0 | 0 | 0 | 0 | 0 | 0 | 0 | 0 | 0 | 0 | 0 | 0 | 0 | 0 | 0 | 0 | 0 | 0 | 0
F9_Industrial_Agriculture_New_Space Heating_Natural Gas_Destratification Fans (HVLS)_A_Technical Potential | F9 | Industrial | Agriculture | New | Space Heating | Natural Gas | Destratification Fans (HVLS) | A | Incremental Winter Peak Savings (MW) | Technical Potential | 0 | 0 | 0 | 0 | 0 | 0 | 0 | 0 | 0 | 0 | 0 | 0 | 0 | 0 | 0 | 0 | 0 | 0 | 0 | 0 | 0 | 0
F10_Industrial_Agriculture_New_Space Heating_Natural Gas_Destratification Fans (HVLS)_A_Technical Potential | F10 | Industrial | Agriculture | New | Space Heating | Natural Gas | Destratification Fans (HVLS) | A | Cumulative Energy Savings (MWh or mTherms) | Technical Potential | 0 | 0 | 0.041719 | 0.11453 | 0.21834 | 0.35692 | 0.51643 | 0.70025 | 0.90805 | 1.1429 | 1.3978 | 1.6758 | 1.9349 | 2.1894 | 2.4308 | 2.6593 | 2.8887 | 3.1192 | 3.3425 | 3.5594 | 3.7764 | 3.9902
F11_Industrial_Agriculture_New_Space Heating_Natural Gas_Destratification Fans (HVLS)_A_Technical Potential | F11 | Industrial | Agriculture | New | Space Heating | Natural Gas | Destratification Fans (HVLS) | A | Cumulative Summer Peak Savings (MW) | Technical Potential | 0 | 0 | 0 | 0 | 0 | 0 | 0 | 0 | 0 | 0 | 0 | 0 | 0 | 0 | 0 | 0 | 0 | 0 | 0 | 0 | 0 | 0
F12_Industrial_Agriculture_New_Space Heating_Natural Gas_Destratification Fans (HVLS)_A_Technical Potential | F12 | Industrial | Agriculture | New | Space Heating | Natural Gas | Destratification Fans (HVLS) | A | Cumulative Winter Peak Savings (MW) | Technical Potential | 0 | 0 | 0 | 0 | 0 | 0 | 0 | 0 | 0 | 0 | 0 | 0 | 0 | 0 | 0 | 0 | 0 | 0 | 0 | 0 | 0 | 0
F13_Industrial_Agriculture_New_Space Heating_Natural Gas_Destratification Fans (HVLS)_A_Technical Potential | F13 | Industrial | Agriculture | New | Space Heating | Natural Gas | Destratification Fans (HVLS) | A | Purchases (Incremental) | Technical Potential | 0 | 0 | 2807.3535 | 4899.3626 | 6986.2344 | 9325.2909 | 10733.966 | 12369.2497 | 13983.9247 | 15800.1846 | 17152.9248 | 18708.7618 | 20243.9637 | 22024.8408 | 23233.5289 | 24702.5212 | 26170.401 | 27879.212 | 29007.9319 | 30398.7816 | 31751.7512 | 33100.7242
F14_Industrial_Agriculture_New_Space Heating_Natural Gas_Destratification Fans (HVLS)_A_Technical Potential | F14 | Industrial | Agriculture | New | Space Heating | Natural Gas | Destratification Fans (HVLS) | A | Purchases (Cumulative) | Technical Potential | 0 | 0 | 2807.3535 | 7706.716 | 14692.9505 | 24018.2414 | 34752.2074 | 47121.4571 | 61105.3819 | 76905.5665 | 94058.4913 | 112767.2531 | 130203.8634 | 147329.3416 | 163576.6362 | 178953.8665 | 194390.3015 | 209900.2638 | 224924.2709 | 239522.8679 | 254121.6943 | 268513.6567
F1_Industrial_Agriculture_New_Space Heating_Natural Gas_Gas Boiler - Insulate Steam Lines/Condensate Tank_A_Technical Potential | F1 | Industrial | Agriculture | New | Space Heating | Natural Gas | Gas Boiler - Insulate Steam Lines/Condensate Tank | A | Original Unit Energy Savings (kWh or therms) | Technical Potential | 0 | 0 | 12.0724 | 12.0724 | 12.0724 | 12.0724 | 12.0724 | 12.0724 | 12.0724 | 12.0724 | 12.0724 | 12.0724 | 12.0724 | 12.0724 | 12.0724 | 12.0724 | 12.0724 | 12.0724 | 12.0724 | 12.0724 | 12.0724 | 12.0724
F2_Industrial_Agriculture_New_Space Heating_Natural Gas_Gas Boiler - Insulate Steam Lines/Condensate Tank_A_Technical Potential | F2 | Industrial | Agriculture | New | Space Heating | Natural Gas | Gas Boiler - Insulate Steam Lines/Condensate Tank | A | Original Unit Summer Peak Savings (kW) | Technical Potential | 0 | 0 | 0 | 0 | 0 | 0 | 0 | 0 | 0 | 0 | 0 | 0 | 0 | 0 | 0 | 0 | 0 | 0 | 0 | 0 | 0 | 0
F3_Industrial_Agriculture_New_Space Heating_Natural Gas_Gas Boiler - Insulate Steam Lines/Condensate Tank_A_Technical Potential | F3 | Industrial | Agriculture | New | Space Heating | Natural Gas | Gas Boiler - Insulate Steam Lines/Condensate Tank | A | Original Unit Winter Peak Savings (kW) | Technical Potential | 0 | 0 | 0 | 0 | 0 | 0 | 0 | 0 | 0 | 0 | 0 | 0 | 0 | 0 | 0 | 0 | 0 | 0 | 0 | 0 | 0 | 0
F4_Industrial_Agriculture_New_Space Heating_Natural Gas_Gas Boiler - Insulate Steam Lines/Condensate Tank_A_Technical Potential | F4 | Industrial | Agriculture | New | Space Heating | Natural Gas | Gas Boiler - Insulate Steam Lines/Condensate Tank | A | Standalone Impact on Baseline Energy (%) | Technical Potential | 0% | 0% | 0.006055% | 0.009525% | 0.01273% | 0.0156% | 0.0196% | 0.02307% | 0.02646% | 0.02947% | 0.0332% | 0.0365% | 0.03978% | 0.04262% | 0.04646% | 0.04975% | 0.05302% | 0.05582% | 0.05971% | 0.06303% | 0.0664% | 0.06975%
F5_Industrial_Agriculture_New_Space Heating_Natural Gas_Gas Boiler - Insulate Steam Lines/Condensate Tank_A_Technical Potential | F5 | Industrial | Agriculture | New | Space Heating | Natural Gas | Gas Boiler - Insulate Steam Lines/Condensate Tank | A | Standalone Impact on Baseline Summer Peak (%) | Technical Potential | bar: 2019 to 2040
F6_Industrial_Agriculture_New_Space Heating_Natural Gas_Gas Boiler - Insulate Steam Lines/Condensate Tank_A_Technical Potential | F6 | Industrial | Agriculture | New | Space Heating | Natural Gas | Gas Boiler - Insulate Steam Lines/Condensate Tank | A | Standalone Impact on Baseline Winter Peak (%) | Technical Potential | bar: 2019 to 2040
F7_Industrial_Agriculture_New_Space Heating_Natural Gas_Gas Boiler - Insulate Steam Lines/Condensate Tank_A_Technical Potential | F7 | Industrial | Agriculture | New | Space Heating | Natural Gas | Gas Boiler - Insulate Steam Lines/Condensate Tank | A | Incremental Energy Savings (MWh or mTherms) | Technical Potential | 0 | 0 | 0.0033681 | 0.005878 | 0.0083818 | 0.011188 | 0.012878 | 0.01484 | 0.016777 | 0.018956 | 0.020579 | 0.022446 | 0.024288 | 0.026424 | 0.027874 | 0.029637 | 0.031398 | 0.033448 | 0.034802 | 0.036471 | 0.038094 | 0.039713
F8_Industrial_Agriculture_New_Space Heating_Natural Gas_Gas Boiler - Insulate Steam Lines/Condensate Tank_A_Technical Potential | F8 | Industrial | Agriculture | New | Space Heating | Natural Gas | Gas Boiler - Insulate Steam Lines/Condensate Tank | A | Incremental Summer Peak Savings (MW) | Technical Potential | 0 | 0 | 0 | 0 | 0 | 0 | 0 | 0 | 0 | 0 | 0 | 0 | 0 | 0 | 0 | 0 | 0 | 0 | 0 | 0 | 0 | 0
F9_Industrial_Agriculture_New_Space Heating_Natural Gas_Gas Boiler - Insulate Steam Lines/Condensate Tank_A_Technical Potential | F9 | Industrial | Agriculture | New | Space Heating | Natural Gas | Gas Boiler - Insulate Steam Lines/Condensate Tank | A | Incremental Winter Peak Savings (MW) | Technical Potential | 0 | 0 | 0 | 0 | 0 | 0 | 0 | 0 | 0 | 0 | 0 | 0 | 0 | 0 | 0 | 0 | 0 | 0 | 0 | 0 | 0 | 0
F10_Industrial_Agriculture_New_Space Heating_Natural Gas_Gas Boiler - Insulate Steam Lines/Condensate Tank_A_Technical Potential | F10 | Industrial | Agriculture | New | Space Heating | Natural Gas | Gas Boiler - Insulate Steam Lines/Condensate Tank | A | Cumulative Energy Savings (MWh or mTherms) | Technical Potential | 0 | 0 | 0.0033681 | 0.0092462 | 0.017628 | 0.028816 | 0.041694 | 0.056534 | 0.073311 | 0.092268 | 0.11285 | 0.13529 | 0.15958 | 0.186 | 0.21388 | 0.24352 | 0.27491 | 0.30836 | 0.34316 | 0.37964 | 0.41773 | 0.45744
F11_Industrial_Agriculture_New_Space Heating_Natural Gas_Gas Boiler - Insulate Steam Lines/Condensate Tank_A_Technical Potential | F11 | Industrial | Agriculture | New | Space Heating | Natural Gas | Gas Boiler - Insulate Steam Lines/Condensate Tank | A | Cumulative Summer Peak Savings (MW) | Technical Potential | 0 | 0 | 0 | 0 | 0 | 0 | 0 | 0 | 0 | 0 | 0 | 0 | 0 | 0 | 0 | 0 | 0 | 0 | 0 | 0 | 0 | 0
F12_Industrial_Agriculture_New_Space Heating_Natural Gas_Gas Boiler - Insulate Steam Lines/Condensate Tank_A_Technical Potential | F12 | Industrial | Agriculture | New | Space Heating | Natural Gas | Gas Boiler - Insulate Steam Lines/Condensate Tank | A | Cumulative Winter Peak Savings (MW) | Technical Potential | 0 | 0 | 0 | 0 | 0 | 0 | 0 | 0 | 0 | 0 | 0 | 0 | 0 | 0 | 0 | 0 | 0 | 0 | 0 | 0 | 0 | 0
F13_Industrial_Agriculture_New_Space Heating_Natural Gas_Gas Boiler - Insulate Steam Lines/Condensate Tank_A_Technical Potential | F13 | Industrial | Agriculture | New | Space Heating | Natural Gas | Gas Boiler - Insulate Steam Lines/Condensate Tank | A | Purchases (Incremental) | Technical Potential | 0 | 0 | 0.27899 | 0.4869 | 0.69429 | 0.92674 | 1.0667 | 1.2293 | 1.3897 | 1.5702 | 1.7047 | 1.8593 | 2.0118 | 2.1888 | 2.3089 | 2.4549 | 2.6008 | 2.7706 | 2.8828 | 3.021 | 3.1555 | 3.2895
F14_Industrial_Agriculture_New_Space Heating_Natural Gas_Gas Boiler - Insulate Steam Lines/Condensate Tank_A_Technical Potential | F14 | Industrial | Agriculture | New | Space Heating | Natural Gas | Gas Boiler - Insulate Steam Lines/Condensate Tank | A | Purchases (Cumulative) | Technical Potential | 0 | 0 | 0.27899 | 0.76589 | 1.4602 | 2.3869 | 3.4537 | 4.6829 | 6.0726 | 7.6429 | 9.3475 | 11.2068 | 13.2186 | 15.4074 | 17.7164 | 20.1713 | 22.7721 | 25.5427 | 28.4255 | 31.4466 | 34.602 | 37.8916
F1_Industrial_Agriculture_New_Process_Natural Gas_Gas Boiler - Insulate Steam Lines/Condensate Tank_A_Technical Potential | F1 | Industrial | Agriculture | New | Process | Natural Gas | Gas Boiler - Insulate Steam Lines/Condensate Tank | A | Original Unit Energy Savings (kWh or therms) | Technical Potential | 0 | 0 | 16.8499 | 16.8499 | 16.8499 | 16.8499 | 16.8499 | 16.8499 | 16.8499 | 16.8499 | 16.8499 | 16.8499 | 16.8499 | 16.8499 | 16.8499 | 16.8499 | 16.8499 | 16.8499 | 16.8499 | 16.8499 | 16.8499 | 16.8499
F2_Industrial_Agriculture_New_Process_Natural Gas_Gas Boiler - Insulate Steam Lines/Condensate Tank_A_Technical Potential | F2 | Industrial | Agriculture | New | Process | Natural Gas | Gas Boiler - Insulate Steam Lines/Condensate Tank | A | Original Unit Summer Peak Savings (kW) | Technical Potential | 0 | 0 | 0 | 0 | 0 | 0 | 0 | 0 | 0 | 0 | 0 | 0 | 0 | 0 | 0 | 0 | 0 | 0 | 0 | 0 | 0 | 0
F3_Industrial_Agriculture_New_Process_Natural Gas_Gas Boiler - Insulate Steam Lines/Condensate Tank_A_Technical Potential | F3 | Industrial | Agriculture | New | Process | Natural Gas | Gas Boiler - Insulate Steam Lines/Condensate Tank | A | Original Unit Winter Peak Savings (kW) | Technical Potential | 0 | 0 | 0 | 0 | 0 | 0 | 0 | 0 | 0 | 0 | 0 | 0 | 0 | 0 | 0 | 0 | 0 | 0 | 0 | 0 | 0 | 0
F4_Industrial_Agriculture_New_Process_Natural Gas_Gas Boiler - Insulate Steam Lines/Condensate Tank_A_Technical Potential | F4 | Industrial | Agriculture | New | Process | Natural Gas | Gas Boiler - Insulate Steam Lines/Condensate Tank | A | Standalone Impact on Baseline Energy (%) | Technical Potential | 0% | 0% | 0.03219% | 0.05064% | 0.06771% | 0.08292% | 0.1042% | 0.1226% | 0.1407% | 0.1567% | 0.1765% | 0.1941% | 0.2115% | 0.2266% | 0.247% | 0.2645% | 0.2819% | 0.2968% | 0.3175% | 0.3351% | 0.353% | 0.3708%
F5_Industrial_Agriculture_New_Process_Natural Gas_Gas Boiler - Insulate Steam Lines/Condensate Tank_A_Technical Potential | F5 | Industrial | Agriculture | New | Process | Natural Gas | Gas Boiler - Insulate Steam Lines/Condensate Tank | A | Standalone Impact on Baseline Summer Peak (%) | Technical Potential | bar: 2019 to 2040
F6_Industrial_Agriculture_New_Process_Natural Gas_Gas Boiler - Insulate Steam Lines/Condensate Tank_A_Technical Potential | F6 | Industrial | Agriculture | New | Process | Natural Gas | Gas Boiler - Insulate Steam Lines/Condensate Tank | A | Standalone Impact on Baseline Winter Peak (%) | Technical Potential | bar: 2019 to 2040
F7_Industrial_Agriculture_New_Process_Natural Gas_Gas Boiler - Insulate Steam Lines/Condensate Tank_A_Technical Potential | F7 | Industrial | Agriculture | New | Process | Natural Gas | Gas Boiler - Insulate Steam Lines/Condensate Tank | A | Incremental Energy Savings (MWh or mTherms) | Technical Potential | 0 | 0 | 0.038887 | 0.067865 | 0.096771 | 0.12917 | 0.14868 | 0.17134 | 0.1937 | 0.21886 | 0.2376 | 0.25915 | 0.28041 | 0.30508 | 0.32182 | 0.34217 | 0.36251 | 0.38618 | 0.40181 | 0.42108 | 0.43982 | 0.4585
F8_Industrial_Agriculture_New_Process_Natural Gas_Gas Boiler - Insulate Steam Lines/Condensate Tank_A_Technical Potential | F8 | Industrial | Agriculture | New | Process | Natural Gas | Gas Boiler - Insulate Steam Lines/Condensate Tank | A | Incremental Summer Peak Savings (MW) | Technical Potential | 0 | 0 | 0 | 0 | 0 | 0 | 0 | 0 | 0 | 0 | 0 | 0 | 0 | 0 | 0 | 0 | 0 | 0 | 0 | 0 | 0 | 0
F9_Industrial_Agriculture_New_Process_Natural Gas_Gas Boiler - Insulate Steam Lines/Condensate Tank_A_Technical Potential | F9 | Industrial | Agriculture | New | Process | Natural Gas | Gas Boiler - Insulate Steam Lines/Condensate Tank | A | Incremental Winter Peak Savings (MW) | Technical Potential | 0 | 0 | 0 | 0 | 0 | 0 | 0 | 0 | 0 | 0 | 0 | 0 | 0 | 0 | 0 | 0 | 0 | 0 | 0 | 0 | 0 | 0
F10_Industrial_Agriculture_New_Process_Natural Gas_Gas Boiler - Insulate Steam Lines/Condensate Tank_A_Technical Potential | F10 | Industrial | Agriculture | New | Process | Natural Gas | Gas Boiler - Insulate Steam Lines/Condensate Tank | A | Cumulative Energy Savings (MWh or mTherms) | Technical Potential | 0 | 0 | 0.038887 | 0.10675 | 0.20352 | 0.33269 | 0.48138 | 0.65271 | 0.84641 | 1.0653 | 1.3029 | 1.562 | 1.8424 | 2.1475 | 2.4693 | 2.8115 | 3.174 | 3.5602 | 3.962 | 4.3831 | 4.8229 | 5.2814
F11_Industrial_Agriculture_New_Process_Natural Gas_Gas Boiler - Insulate Steam Lines/Condensate Tank_A_Technical Potential | F11 | Industrial | Agriculture | New | Process | Natural Gas | Gas Boiler - Insulate Steam Lines/Condensate Tank | A | Cumulative Summer Peak Savings (MW) | Technical Potential | 0 | 0 | 0 | 0 | 0 | 0 | 0 | 0 | 0 | 0 | 0 | 0 | 0 | 0 | 0 | 0 | 0 | 0 | 0 | 0 | 0 | 0
F12_Industrial_Agriculture_New_Process_Natural Gas_Gas Boiler - Insulate Steam Lines/Condensate Tank_A_Technical Potential | F12 | Industrial | Agriculture | New | Process | Natural Gas | Gas Boiler - Insulate Steam Lines/Condensate Tank | A | Cumulative Winter Peak Savings (MW) | Technical Potential | 0 | 0 | 0 | 0 | 0 | 0 | 0 | 0 | 0 | 0 | 0 | 0 | 0 | 0 | 0 | 0 | 0 | 0 | 0 | 0 | 0 | 0
F13_Industrial_Agriculture_New_Process_Natural Gas_Gas Boiler - Insulate Steam Lines/Condensate Tank_A_Technical Potential | F13 | Industrial | Agriculture | New | Process | Natural Gas | Gas Boiler - Insulate Steam Lines/Condensate Tank | A | Purchases (Incremental) | Technical Potential | 0 | 0 | 2.3078 | 4.0276 | 5.7431 | 7.666 | 8.824 | 10.1683 | 11.4957 | 12.9888 | 14.1008 | 15.3798 | 16.6418 | 18.1058 | 19.0995 | 20.3071 | 21.5138 | 22.9185 | 23.8464 | 24.9898 | 26.102 | 27.2109
F14_Industrial_Agriculture_New_Process_Natural Gas_Gas Boiler - Insulate Steam Lines/Condensate Tank_A_Technical Potential | F14 | Industrial | Agriculture | New | Process | Natural Gas | Gas Boiler - Insulate Steam Lines/Condensate Tank | A | Purchases (Cumulative) | Technical Potential | 0 | 0 | 2.3078 | 6.3354 | 12.0786 | 19.7445 | 28.5686 | 38.7369 | 50.2326 | 63.2213 | 77.3222 | 92.702 | 109.3438 | 127.4497 | 146.5491 | 166.8562 | 188.37 | 211.2885 | 235.1349 | 260.1246 | 286.2266 | 313.4376
F1_Industrial_Agriculture_New_Space Heating_Natural Gas_Gas Boiler - Insulate Hot Water Lines_A_Technical Potential | F1 | Industrial | Agriculture | New | Space Heating | Natural Gas | Gas Boiler - Insulate Hot Water Lines | A | Original Unit Energy Savings (kWh or therms) | Technical Potential | 0 | 0 | 13.6456 | 13.6456 | 13.6456 | 13.6456 | 13.6456 | 13.6456 | 13.6456 | 13.6456 | 13.6456 | 13.6456 | 13.6456 | 13.6456 | 13.6456 | 13.6456 | 13.6456 | 13.6456 | 13.6456 | 13.6456 | 13.6456 | 13.6456
F2_Industrial_Agriculture_New_Space Heating_Natural Gas_Gas Boiler - Insulate Hot Water Lines_A_Technical Potential | F2 | Industrial | Agriculture | New | Space Heating | Natural Gas | Gas Boiler - Insulate Hot Water Lines | A | Original Unit Summer Peak Savings (kW) | Technical Potential | 0 | 0 | 0 | 0 | 0 | 0 | 0 | 0 | 0 | 0 | 0 | 0 | 0 | 0 | 0 | 0 | 0 | 0 | 0 | 0 | 0 | 0
F3_Industrial_Agriculture_New_Space Heating_Natural Gas_Gas Boiler - Insulate Hot Water Lines_A_Technical Potential | F3 | Industrial | Agriculture | New | Space Heating | Natural Gas | Gas Boiler - Insulate Hot Water Lines | A | Original Unit Winter Peak Savings (kW) | Technical Potential | 0 | 0 | 0 | 0 | 0 | 0 | 0 | 0 | 0 | 0 | 0 | 0 | 0 | 0 | 0 | 0 | 0 | 0 | 0 | 0 | 0 | 0
F4_Industrial_Agriculture_New_Space Heating_Natural Gas_Gas Boiler - Insulate Hot Water Lines_A_Technical Potential | F4 | Industrial | Agriculture | New | Space Heating | Natural Gas | Gas Boiler - Insulate Hot Water Lines | A | Standalone Impact on Baseline Energy (%) | Technical Potential | 0% | 0% | 0.006844% | 0.01077% | 0.01439% | 0.01763% | 0.02216% | 0.02607% | 0.02991% | 0.03331% | 0.03753% | 0.04125% | 0.04497% | 0.04818% | 0.05251% | 0.05624% | 0.05993% | 0.0631% | 0.06749% | 0.07124% | 0.07505% | 0.07884%
F5_Industrial_Agriculture_New_Space Heating_Natural Gas_Gas Boiler - Insulate Hot Water Lines_A_Technical Potential | F5 | Industrial | Agriculture | New | Space Heating | Natural Gas | Gas Boiler - Insulate Hot Water Lines | A | Standalone Impact on Baseline Summer Peak (%) | Technical Potential | bar: 2019 to 2040
F6_Industrial_Agriculture_New_Space Heating_Natural Gas_Gas Boiler - Insulate Hot Water Lines_A_Technical Potential | F6 | Industrial | Agriculture | New | Space Heating | Natural Gas | Gas Boiler - Insulate Hot Water Lines | A | Standalone Impact on Baseline Winter Peak (%) | Technical Potential | bar: 2019 to 2040
F7_Industrial_Agriculture_New_Space Heating_Natural Gas_Gas Boiler - Insulate Hot Water Lines_A_Technical Potential | F7 | Industrial | Agriculture | New | Space Heating | Natural Gas | Gas Boiler - Insulate Hot Water Lines | A | Incremental Energy Savings (MWh or mTherms) | Technical Potential | 0 | 0 | 0.003807 | 0.006644 | 0.009474 | 0.012646 | 0.014556 | 0.016774 | 0.018964 | 0.021427 | 0.023261 | 0.025371 | 0.027453 | 0.029868 | 0.031507 | 0.033499 | 0.03549 | 0.037807 | 0.039338 | 0.041224 | 0.043058 | 0.044888
F8_Industrial_Agriculture_New_Space Heating_Natural Gas_Gas Boiler - Insulate Hot Water Lines_A_Technical Potential | F8 | Industrial | Agriculture | New | Space Heating | Natural Gas | Gas Boiler - Insulate Hot Water Lines | A | Incremental Summer Peak Savings (MW) | Technical Potential | 0 | 0 | 0 | 0 | 0 | 0 | 0 | 0 | 0 | 0 | 0 | 0 | 0 | 0 | 0 | 0 | 0 | 0 | 0 | 0 | 0 | 0
F9_Industrial_Agriculture_New_Space Heating_Natural Gas_Gas Boiler - Insulate Hot Water Lines_A_Technical Potential | F9 | Industrial | Agriculture | New | Space Heating | Natural Gas | Gas Boiler - Insulate Hot Water Lines | A | Incremental Winter Peak Savings (MW) | Technical Potential | 0 | 0 | 0 | 0 | 0 | 0 | 0 | 0 | 0 | 0 | 0 | 0 | 0 | 0 | 0 | 0 | 0 | 0 | 0 | 0 | 0 | 0
F10_Industrial_Agriculture_New_Space Heating_Natural Gas_Gas Boiler - Insulate Hot Water Lines_A_Technical Potential | F10 | Industrial | Agriculture | New | Space Heating | Natural Gas | Gas Boiler - Insulate Hot Water Lines | A | Cumulative Energy Savings (MWh or mTherms) | Technical Potential | 0 | 0 | 0.003807 | 0.010451 | 0.019925 | 0.032571 | 0.047127 | 0.063901 | 0.082865 | 0.10429 | 0.12755 | 0.15292 | 0.18038 | 0.21024 | 0.24175 | 0.27525 | 0.31074 | 0.34855 | 0.38788 | 0.42911 | 0.47217 | 0.51705
F11_Industrial_Agriculture_New_Space Heating_Natural Gas_Gas Boiler - Insulate Hot Water Lines_A_Technical Potential | F11 | Industrial | Agriculture | New | Space Heating | Natural Gas | Gas Boiler - Insulate Hot Water Lines | A | Cumulative Summer Peak Savings (MW) | Technical Potential | 0 | 0 | 0 | 0 | 0 | 0 | 0 | 0 | 0 | 0 | 0 | 0 | 0 | 0 | 0 | 0 | 0 | 0 | 0 | 0 | 0 | 0
F12_Industrial_Agriculture_New_Space Heating_Natural Gas_Gas Boiler - Insulate Hot Water Lines_A_Technical Potential | F12 | Industrial | Agriculture | New | Space Heating | Natural Gas | Gas Boiler - Insulate Hot Water Lines | A | Cumulative Winter Peak Savings (MW) | Technical Potential | 0 | 0 | 0 | 0 | 0 | 0 | 0 | 0 | 0 | 0 | 0 | 0 | 0 | 0 | 0 | 0 | 0 | 0 | 0 | 0 | 0 | 0
F13_Industrial_Agriculture_New_Space Heating_Natural Gas_Gas Boiler - Insulate Hot Water Lines_A_Technical Potential | F13 | Industrial | Agriculture | New | Space Heating | Natural Gas | Gas Boiler - Insulate Hot Water Lines | A | Purchases (Incremental) | Technical Potential | 0 | 0 | 0.27899 | 0.4869 | 0.69429 | 0.92674 | 1.0667 | 1.2293 | 1.3897 | 1.5702 | 1.7047 | 1.8593 | 2.0118 | 2.1888 | 2.3089 | 2.4549 | 2.6008 | 2.7706 | 2.8828 | 3.021 | 3.1555 | 3.2895
F14_Industrial_Agriculture_New_Space Heating_Natural Gas_Gas Boiler - Insulate Hot Water Lines_A_Technical Potential | F14 | Industrial | Agriculture | New | Space Heating | Natural Gas | Gas Boiler - Insulate Hot Water Lines | A | Purchases (Cumulative) | Technical Potential | 0 | 0 | 0.27899 | 0.76589 | 1.4602 | 2.3869 | 3.4537 | 4.6829 | 6.0726 | 7.6429 | 9.3475 | 11.2068 | 13.2186 | 15.4074 | 17.7164 | 20.1713 | 22.7721 | 25.5427 | 28.4255 | 31.4466 | 34.602 | 37.8916
F1_Industrial_Agriculture_New_Process_Natural Gas_Gas Boiler - Insulate Hot Water Lines_A_Technical Potential | F1 | Industrial | Agriculture | New | Process | Natural Gas | Gas Boiler - Insulate Hot Water Lines | A | Original Unit Energy Savings (kWh or therms) | Technical Potential | 0 | 0 | 19.0457 | 19.0457 | 19.0457 | 19.0457 | 19.0457 | 19.0457 | 19.0457 | 19.0457 | 19.0457 | 19.0457 | 19.0457 | 19.0457 | 19.0457 | 19.0457 | 19.0457 | 19.0457 | 19.0457 | 19.0457 | 19.0457 | 19.0457
F2_Industrial_Agriculture_New_Process_Natural Gas_Gas Boiler - Insulate Hot Water Lines_A_Technical Potential | F2 | Industrial | Agriculture | New | Process | Natural Gas | Gas Boiler - Insulate Hot Water Lines | A | Original Unit Summer Peak Savings (kW) | Technical Potential | 0 | 0 | 0 | 0 | 0 | 0 | 0 | 0 | 0 | 0 | 0 | 0 | 0 | 0 | 0 | 0 | 0 | 0 | 0 | 0 | 0 | 0
F3_Industrial_Agriculture_New_Process_Natural Gas_Gas Boiler - Insulate Hot Water Lines_A_Technical Potential | F3 | Industrial | Agriculture | New | Process | Natural Gas | Gas Boiler - Insulate Hot Water Lines | A | Original Unit Winter Peak Savings (kW) | Technical Potential | 0 | 0 | 0 | 0 | 0 | 0 | 0 | 0 | 0 | 0 | 0 | 0 | 0 | 0 | 0 | 0 | 0 | 0 | 0 | 0 | 0 | 0
F4_Industrial_Agriculture_New_Process_Natural Gas_Gas Boiler - Insulate Hot Water Lines_A_Technical Potential | F4 | Industrial | Agriculture | New | Process | Natural Gas | Gas Boiler - Insulate Hot Water Lines | A | Standalone Impact on Baseline Energy (%) | Technical Potential | 0% | 0% | 0.03639% | 0.05724% | 0.07653% | 0.09373% | 0.1178% | 0.1386% | 0.159% | 0.1771% | 0.1995% | 0.2193% | 0.2391% | 0.2562% | 0.2792% | 0.299% | 0.3186% | 0.3355% | 0.3588% | 0.3788% | 0.399% | 0.4192%
F5_Industrial_Agriculture_New_Process_Natural Gas_Gas Boiler - Insulate Hot Water Lines_A_Technical Potential | F5 | Industrial | Agriculture | New | Process | Natural Gas | Gas Boiler - Insulate Hot Water Lines | A | Standalone Impact on Baseline Summer Peak (%) | Technical Potential | bar: 2019 to 2040
F6_Industrial_Agriculture_New_Process_Natural Gas_Gas Boiler - Insulate Hot Water Lines_A_Technical Potential | F6 | Industrial | Agriculture | New | Process | Natural Gas | Gas Boiler - Insulate Hot Water Lines | A | Standalone Impact on Baseline Winter Peak (%) | Technical Potential | bar: 2019 to 2040
F7_Industrial_Agriculture_New_Process_Natural Gas_Gas Boiler - Insulate Hot Water Lines_A_Technical Potential | F7 | Industrial | Agriculture | New | Process | Natural Gas | Gas Boiler - Insulate Hot Water Lines | A | Incremental Energy Savings (MWh or mTherms) | Technical Potential | 0 | 0 | 0.043954 | 0.076708 | 0.10938 | 0.146 | 0.16806 | 0.19366 | 0.21894 | 0.24738 | 0.26856 | 0.29292 | 0.31696 | 0.34484 | 0.36376 | 0.38676 | 0.40974 | 0.4365 | 0.45417 | 0.47595 | 0.49713 | 0.51825
F8_Industrial_Agriculture_New_Process_Natural Gas_Gas Boiler - Insulate Hot Water Lines_A_Technical Potential | F8 | Industrial | Agriculture | New | Process | Natural Gas | Gas Boiler - Insulate Hot Water Lines | A | Incremental Summer Peak Savings (MW) | Technical Potential | 0 | 0 | 0 | 0 | 0 | 0 | 0 | 0 | 0 | 0 | 0 | 0 | 0 | 0 | 0 | 0 | 0 | 0 | 0 | 0 | 0 | 0
F9_Industrial_Agriculture_New_Process_Natural Gas_Gas Boiler - Insulate Hot Water Lines_A_Technical Potential | F9 | Industrial | Agriculture | New | Process | Natural Gas | Gas Boiler - Insulate Hot Water Lines | A | Incremental Winter Peak Savings (MW) | Technical Potential | 0 | 0 | 0 | 0 | 0 | 0 | 0 | 0 | 0 | 0 | 0 | 0 | 0 | 0 | 0 | 0 | 0 | 0 | 0 | 0 | 0 | 0
F10_Industrial_Agriculture_New_Process_Natural Gas_Gas Boiler - Insulate Hot Water Lines_A_Technical Potential | F10 | Industrial | Agriculture | New | Process | Natural Gas | Gas Boiler - Insulate Hot Water Lines | A | Cumulative Energy Savings (MWh or mTherms) | Technical Potential | 0 | 0 | 0.043954 | 0.12066 | 0.23004 | 0.37605 | 0.54411 | 0.73777 | 0.95671 | 1.2041 | 1.4727 | 1.7656 | 2.0825 | 2.4274 | 2.7911 | 3.1779 | 3.5876 | 4.0241 | 4.4783 | 4.9543 | 5.4514 | 5.9696
F11_Industrial_Agriculture_New_Process_Natural Gas_Gas Boiler - Insulate Hot Water Lines_A_Technical Potential | F11 | Industrial | Agriculture | New | Process | Natural Gas | Gas Boiler - Insulate Hot Water Lines | A | Cumulative Summer Peak Savings (MW) | Technical Potential | 0 | 0 | 0 | 0 | 0 | 0 | 0 | 0 | 0 | 0 | 0 | 0 | 0 | 0 | 0 | 0 | 0 | 0 | 0 | 0 | 0 | 0
F12_Industrial_Agriculture_New_Process_Natural Gas_Gas Boiler - Insulate Hot Water Lines_A_Technical Potential | F12 | Industrial | Agriculture | New | Process | Natural Gas | Gas Boiler - Insulate Hot Water Lines | A | Cumulative Winter Peak Savings (MW) | Technical Potential | 0 | 0 | 0 | 0 | 0 | 0 | 0 | 0 | 0 | 0 | 0 | 0 | 0 | 0 | 0 | 0 | 0 | 0 | 0 | 0 | 0 | 0
F13_Industrial_Agriculture_New_Process_Natural Gas_Gas Boiler - Insulate Hot Water Lines_A_Technical Potential | F13 | Industrial | Agriculture | New | Process | Natural Gas | Gas Boiler - Insulate Hot Water Lines | A | Purchases (Incremental) | Technical Potential | 0 | 0 | 2.3078 | 4.0276 | 5.7431 | 7.666 | 8.824 | 10.1683 | 11.4957 | 12.9888 | 14.1008 | 15.3798 | 16.6418 | 18.1058 | 19.0995 | 20.3071 | 21.5138 | 22.9185 | 23.8464 | 24.9898 | 26.102 | 27.2109
F14_Industrial_Agriculture_New_Process_Natural Gas_Gas Boiler - Insulate Hot Water Lines_A_Technical Potential | F14 | Industrial | Agriculture | New | Process | Natural Gas | Gas Boiler - Insulate Hot Water Lines | A | Purchases (Cumulative) | Technical Potential | 0 | 0 | 2.3078 | 6.3354 | 12.0786 | 19.7445 | 28.5686 | 38.7369 | 50.2326 | 63.2213 | 77.3222 | 92.702 | 109.3438 | 127.4497 | 146.5491 | 166.8562 | 188.37 | 211.2885 | 235.1349 | 260.1246 | 286.2266 | 313.4376
F1_Industrial_Agriculture_New_Process_Natural Gas_Process - Insulate Heated Process Fluids_A_Technical Potential | F1 | Industrial | Agriculture | New | Process | Natural Gas | Process - Insulate Heated Process Fluids | A | Original Unit Energy Savings (kWh or therms) | Technical Potential | 0 | 0 | 13.6092 | 13.6092 | 13.6092 | 13.6092 | 13.6092 | 13.6092 | 13.6092 | 13.6092 | 13.6092 | 13.6092 | 13.6092 | 13.6092 | 13.6092 | 13.6092 | 13.6092 | 13.6092 | 13.6092 | 13.6092 | 13.6092 | 13.6092
F2_Industrial_Agriculture_New_Process_Natural Gas_Process - Insulate Heated Process Fluids_A_Technical Potential | F2 | Industrial | Agriculture | New | Process | Natural Gas | Process - Insulate Heated Process Fluids | A | Original Unit Summer Peak Savings (kW) | Technical Potential | 0 | 0 | 0 | 0 | 0 | 0 | 0 | 0 | 0 | 0 | 0 | 0 | 0 | 0 | 0 | 0 | 0 | 0 | 0 | 0 | 0 | 0
F3_Industrial_Agriculture_New_Process_Natural Gas_Process - Insulate Heated Process Fluids_A_Technical Potential | F3 | Industrial | Agriculture | New | Process | Natural Gas | Process - Insulate Heated Process Fluids | A | Original Unit Winter Peak Savings (kW) | Technical Potential | 0 | 0 | 0 | 0 | 0 | 0 | 0 | 0 | 0 | 0 | 0 | 0 | 0 | 0 | 0 | 0 | 0 | 0 | 0 | 0 | 0 | 0
F4_Industrial_Agriculture_New_Process_Natural Gas_Process - Insulate Heated Process Fluids_A_Technical Potential | F4 | Industrial | Agriculture | New | Process | Natural Gas | Process - Insulate Heated Process Fluids | A | Standalone Impact on Baseline Energy (%) | Technical Potential | 0% | 0% | 0.05688% | 0.08947% | 0.1196% | 0.1465% | 0.1842% | 0.211% | 0.2276% | 0.2342% | 0.2419% | 0.2428% | 0.2412% | 0.2351% | 0.2336% | 0.2283% | 0.2223% | 0.2142% | 0.2059% | 0.1965% | 0.1881% | 0.1805%
F5_Industrial_Agriculture_New_Process_Natural Gas_Process - Insulate Heated Process Fluids_A_Technical Potential | F5 | Industrial | Agriculture | New | Process | Natural Gas | Process - Insulate Heated Process Fluids | A | Standalone Impact on Baseline Summer Peak (%) | Technical Potential | bar: 2019 to 2040
F6_Industrial_Agriculture_New_Process_Natural Gas_Process - Insulate Heated Process Fluids_A_Technical Potential | F6 | Industrial | Agriculture | New | Process | Natural Gas | Process - Insulate Heated Process Fluids | A | Standalone Impact on Baseline Winter Peak (%) | Technical Potential | bar: 2019 to 2040
F7_Industrial_Agriculture_New_Process_Natural Gas_Process - Insulate Heated Process Fluids_A_Technical Potential | F7 | Industrial | Agriculture | New | Process | Natural Gas | Process - Insulate Heated Process Fluids | A | Incremental Energy Savings (MWh or mTherms) | Technical Potential | 0 | 0 | 0.068704 | 0.1199 | 0.17097 | 0.22822 | 0.26269 | 0.27244 | 0.2464 | 0.22273 | 0.19344 | 0.16878 | 0.14611 | 0.12717 | 0.10732 | 0.091283 | 0.077366 | 0.065934 | 0.00046793 | 0.00017513 | 6.236e-05 | 2.1199e-05
F8_Industrial_Agriculture_New_Process_Natural Gas_Process - Insulate Heated Process Fluids_A_Technical Potential | F8 | Industrial | Agriculture | New | Process | Natural Gas | Process - Insulate Heated Process Fluids | A | Incremental Summer Peak Savings (MW) | Technical Potential | 0 | 0 | 0 | 0 | 0 | 0 | 0 | 0 | 0 | 0 | 0 | 0 | 0 | 0 | 0 | 0 | 0 | 0 | 0 | 0 | 0 | 0
F9_Industrial_Agriculture_New_Process_Natural Gas_Process - Insulate Heated Process Fluids_A_Technical Potential | F9 | Industrial | Agriculture | New | Process | Natural Gas | Process - Insulate Heated Process Fluids | A | Incremental Winter Peak Savings (MW) | Technical Potential | 0 | 0 | 0 | 0 | 0 | 0 | 0 | 0 | 0 | 0 | 0 | 0 | 0 | 0 | 0 | 0 | 0 | 0 | 0 | 0 | 0 | 0
F10_Industrial_Agriculture_New_Process_Natural Gas_Process - Insulate Heated Process Fluids_A_Technical Potential | F10 | Industrial | Agriculture | New | Process | Natural Gas | Process - Insulate Heated Process Fluids | A | Cumulative Energy Savings (MWh or mTherms) | Technical Potential | 0 | 0 | 0.068704 | 0.18861 | 0.35958 | 0.5878 | 0.85049 | 1.1229 | 1.3693 | 1.5921 | 1.7855 | 1.9543 | 2.1004 | 2.2276 | 2.3349 | 2.4262 | 2.5035 | 2.5695 | 2.5699 | 2.5701 | 2.5702 | 2.5702
F11_Industrial_Agriculture_New_Process_Natural Gas_Process - Insulate Heated Process Fluids_A_Technical Potential | F11 | Industrial | Agriculture | New | Process | Natural Gas | Process - Insulate Heated Process Fluids | A | Cumulative Summer Peak Savings (MW) | Technical Potential | 0 | 0 | 0 | 0 | 0 | 0 | 0 | 0 | 0 | 0 | 0 | 0 | 0 | 0 | 0 | 0 | 0 | 0 | 0 | 0 | 0 | 0
F12_Industrial_Agriculture_New_Process_Natural Gas_Process - Insulate Heated Process Fluids_A_Technical Potential | F12 | Industrial | Agriculture | New | Process | Natural Gas | Process - Insulate Heated Process Fluids | A | Cumulative Winter Peak Savings (MW) | Technical Potential | 0 | 0 | 0 | 0 | 0 | 0 | 0 | 0 | 0 | 0 | 0 | 0 | 0 | 0 | 0 | 0 | 0 | 0 | 0 | 0 | 0 | 0
F13_Industrial_Agriculture_New_Process_Natural Gas_Process - Insulate Heated Process Fluids_A_Technical Potential | F13 | Industrial | Agriculture | New | Process | Natural Gas | Process - Insulate Heated Process Fluids | A | Purchases (Incremental) | Technical Potential | 0 | 0 | 5.0484 | 8.8103 | 12.5631 | 16.7693 | 19.3025 | 20.0188 | 18.1056 | 16.3658 | 14.2136 | 12.4022 | 10.7359 | 9.3443 | 7.8857 | 6.7074 | 5.6848 | 4.8448 | 0.034383 | 0.012868 | 0.0045822 | 0.0015577
F14_Industrial_Agriculture_New_Process_Natural Gas_Process - Insulate Heated Process Fluids_A_Technical Potential | F14 | Industrial | Agriculture | New | Process | Natural Gas | Process - Insulate Heated Process Fluids | A | Purchases (Cumulative) | Technical Potential | 0 | 0 | 5.0484 | 13.8587 | 26.4217 | 43.191 | 62.4935 | 82.5123 | 100.618 | 116.9837 | 131.1973 | 143.5996 | 154.3355 | 163.6798 | 171.5655 | 178.2729 | 183.9577 | 188.8025 | 188.8369 | 188.8498 | 188.8544 | 188.8559
F1_Industrial_Agriculture_New_Process_Natural Gas_Process Heat Recovery_A_Technical Potential | F1 | Industrial | Agriculture | New | Process | Natural Gas | Process Heat Recovery | A | Original Unit Energy Savings (kWh or therms) | Technical Potential | 0 | 0 | 0.13629 | 0.13629 | 0.13629 | 0.13629 | 0.13629 | 0.13629 | 0.13629 | 0.13629 | 0.13629 | 0.13629 | 0.13629 | 0.13629 | 0.13629 | 0.13629 | 0.13629 | 0.13629 | 0.13629 | 0.13629 | 0.13629 | 0.13629
F2_Industrial_Agriculture_New_Process_Natural Gas_Process Heat Recovery_A_Technical Potential | F2 | Industrial | Agriculture | New | Process | Natural Gas | Process Heat Recovery | A | Original Unit Summer Peak Savings (kW) | Technical Potential | 0 | 0 | 0 | 0 | 0 | 0 | 0 | 0 | 0 | 0 | 0 | 0 | 0 | 0 | 0 | 0 | 0 | 0 | 0 | 0 | 0 | 0
F3_Industrial_Agriculture_New_Process_Natural Gas_Process Heat Recovery_A_Technical Potential | F3 | Industrial | Agriculture | New | Process | Natural Gas | Process Heat Recovery | A | Original Unit Winter Peak Savings (kW) | Technical Potential | 0 | 0 | 0 | 0 | 0 | 0 | 0 | 0 | 0 | 0 | 0 | 0 | 0 | 0 | 0 | 0 | 0 | 0 | 0 | 0 | 0 | 0
F4_Industrial_Agriculture_New_Process_Natural Gas_Process Heat Recovery_A_Technical Potential | F4 | Industrial | Agriculture | New | Process | Natural Gas | Process Heat Recovery | A | Standalone Impact on Baseline Energy (%) | Technical Potential | 0% | 0% | 0.02051% | 0.03226% | 0.04313% | 0.05282% | 0.0664% | 0.07607% | 0.08206% | 0.08444% | 0.08723% | 0.08753% | 0.08694% | 0.08475% | 0.08421% | 0.0823% | 0.08016% | 0.07525% | 0.07232% | 0.06901% | 0.06607% | 0.06338%
F5_Industrial_Agriculture_New_Process_Natural Gas_Process Heat Recovery_A_Technical Potential | F5 | Industrial | Agriculture | New | Process | Natural Gas | Process Heat Recovery | A | Standalone Impact on Baseline Summer Peak (%) | Technical Potential | bar: 2019 to 2040
F6_Industrial_Agriculture_New_Process_Natural Gas_Process Heat Recovery_A_Technical Potential | F6 | Industrial | Agriculture | New | Process | Natural Gas | Process Heat Recovery | A | Standalone Impact on Baseline Winter Peak (%) | Technical Potential | bar: 2019 to 2040
F7_Industrial_Agriculture_New_Process_Natural Gas_Process Heat Recovery_A_Technical Potential | F7 | Industrial | Agriculture | New | Process | Natural Gas | Process Heat Recovery | A | Incremental Energy Savings (MWh or mTherms) | Technical Potential | 0 | 0 | 0.02477 | 0.043229 | 0.061642 | 0.08228 | 0.094709 | 0.098224 | 0.088837 | 0.0803 | 0.06974 | 0.060853 | 0.052677 | 0.045849 | 0.038692 | 0.032911 | 0.027893 | 0.02477 | 0.043229 | 0.061642 | 0.08228 | 0.094709
F8_Industrial_Agriculture_New_Process_Natural Gas_Process Heat Recovery_A_Technical Potential | F8 | Industrial | Agriculture | New | Process | Natural Gas | Process Heat Recovery | A | Incremental Summer Peak Savings (MW) | Technical Potential | 0 | 0 | 0 | 0 | 0 | 0 | 0 | 0 | 0 | 0 | 0 | 0 | 0 | 0 | 0 | 0 | 0 | 0 | 0 | 0 | 0 | 0
F9_Industrial_Agriculture_New_Process_Natural Gas_Process Heat Recovery_A_Technical Potential | F9 | Industrial | Agriculture | New | Process | Natural Gas | Process Heat Recovery | A | Incremental Winter Peak Savings (MW) | Technical Potential | 0 | 0 | 0 | 0 | 0 | 0 | 0 | 0 | 0 | 0 | 0 | 0 | 0 | 0 | 0 | 0 | 0 | 0 | 0 | 0 | 0 | 0
F10_Industrial_Agriculture_New_Process_Natural Gas_Process Heat Recovery_A_Technical Potential | F10 | Industrial | Agriculture | New | Process | Natural Gas | Process Heat Recovery | A | Cumulative Energy Savings (MWh or mTherms) | Technical Potential | 0 | 0 | 0.02477 | 0.067999 | 0.12964 | 0.21192 | 0.30663 | 0.40485 | 0.49369 | 0.57399 | 0.64373 | 0.70459 | 0.75726 | 0.80311 | 0.8418 | 0.87471 | 0.90261 | 0.90261 | 0.90261 | 0.90261 | 0.90261 | 0.90261
F11_Industrial_Agriculture_New_Process_Natural Gas_Process Heat Recovery_A_Technical Potential | F11 | Industrial | Agriculture | New | Process | Natural Gas | Process Heat Recovery | A | Cumulative Summer Peak Savings (MW) | Technical Potential | 0 | 0 | 0 | 0 | 0 | 0 | 0 | 0 | 0 | 0 | 0 | 0 | 0 | 0 | 0 | 0 | 0 | 0 | 0 | 0 | 0 | 0
F12_Industrial_Agriculture_New_Process_Natural Gas_Process Heat Recovery_A_Technical Potential | F12 | Industrial | Agriculture | New | Process | Natural Gas | Process Heat Recovery | A | Cumulative Winter Peak Savings (MW) | Technical Potential | 0 | 0 | 0 | 0 | 0 | 0 | 0 | 0 | 0 | 0 | 0 | 0 | 0 | 0 | 0 | 0 | 0 | 0 | 0 | 0 | 0 | 0
F13_Industrial_Agriculture_New_Process_Natural Gas_Process Heat Recovery_A_Technical Potential | F13 | Industrial | Agriculture | New | Process | Natural Gas | Process Heat Recovery | A | Purchases (Incremental) | Technical Potential | 0 | 0 | 181.7406 | 317.1718 | 452.2703 | 603.6946 | 694.8885 | 720.6772 | 651.8032 | 589.1686 | 511.6884 | 446.4804 | 386.4942 | 336.3955 | 283.8851 | 241.4675 | 204.6528 | 181.7406 | 317.1718 | 452.2703 | 603.6946 | 694.8885
F14_Industrial_Agriculture_New_Process_Natural Gas_Process Heat Recovery_A_Technical Potential | F14 | Industrial | Agriculture | New | Process | Natural Gas | Process Heat Recovery | A | Purchases (Cumulative) | Technical Potential | 0 | 0 | 181.7406 | 498.9124 | 951.1827 | 1554.8774 | 2249.7659 | 2970.4431 | 3622.2464 | 4211.415 | 4723.1034 | 5169.5838 | 5556.078 | 5892.4734 | 6176.3585 | 6417.826 | 6622.4788 | 6622.4788 | 6622.4788 | 6622.4788 | 6622.4788 | 6622.4788
F1_Industrial_Agriculture_New_Space Heating_Natural Gas_Building Automation System_A_Technical Potential | F1 | Industrial | Agriculture | New | Space Heating | Natural Gas | Building Automation System | A | Original Unit Energy Savings (kWh or therms) | Technical Potential | 0 | 0 | 0.01486 | 0.01486 | 0.01486 | 0.01486 | 0.01486 | 0.01486 | 0.01486 | 0.01486 | 0.01486 | 0.01486 | 0.01486 | 0.01486 | 0.01486 | 0.01486 | 0.01486 | 0.01486 | 0.01486 | 0.01486 | 0.01486 | 0.01486
F2_Industrial_Agriculture_New_Space Heating_Natural Gas_Building Automation System_A_Technical Potential | F2 | Industrial | Agriculture | New | Space Heating | Natural Gas | Building Automation System | A | Original Unit Summer Peak Savings (kW) | Technical Potential | 0 | 0 | 0 | 0 | 0 | 0 | 0 | 0 | 0 | 0 | 0 | 0 | 0 | 0 | 0 | 0 | 0 | 0 | 0 | 0 | 0 | 0
F3_Industrial_Agriculture_New_Space Heating_Natural Gas_Building Automation System_A_Technical Potential | F3 | Industrial | Agriculture | New | Space Heating | Natural Gas | Building Automation System | A | Original Unit Winter Peak Savings (kW) | Technical Potential | 0 | 0 | 0 | 0 | 0 | 0 | 0 | 0 | 0 | 0 | 0 | 0 | 0 | 0 | 0 | 0 | 0 | 0 | 0 | 0 | 0 | 0
F4_Industrial_Agriculture_New_Space Heating_Natural Gas_Building Automation System_A_Technical Potential | F4 | Industrial | Agriculture | New | Space Heating | Natural Gas | Building Automation System | A | Standalone Impact on Baseline Energy (%) | Technical Potential | 0% | 0% | 0.01539% | 0.03957% | 0.08236% | 0.1505% | 0.2656% | 0.4236% | 0.6374% | 0.9046% | 1.254% | 1.647% | 2.079% | 2.504% | 2.969% | 3.353% | 3.659% | 3.841% | 3.998% | 4.019% | 3.959% | 3.844%
F5_Industrial_Agriculture_New_Space Heating_Natural Gas_Building Automation System_A_Technical Potential | F5 | Industrial | Agriculture | New | Space Heating | Natural Gas | Building Automation System | A | Standalone Impact on Baseline Summer Peak (%) | Technical Potential | bar: 2019 to 2040
F6_Industrial_Agriculture_New_Space Heating_Natural Gas_Building Automation System_A_Technical Potential | F6 | Industrial | Agriculture | New | Space Heating | Natural Gas | Building Automation System | A | Standalone Impact on Baseline Winter Peak (%) | Technical Potential | bar: 2019 to 2040
F7_Industrial_Agriculture_New_Space Heating_Natural Gas_Building Automation System_A_Technical Potential | F7 | Industrial | Agriculture | New | Space Heating | Natural Gas | Building Automation System | A | Incremental Energy Savings (MWh or mTherms) | Technical Potential | 0 | 0 | 0.0085586 | 0.029857 | 0.075593 | 0.16413 | 0.28676 | 0.47327 | 0.72782 | 1.0661 | 1.4314 | 1.8411 | 2.2351 | 2.5869 | 2.7402 | 2.7465 | 2.5582 | 2.2538 | 1.7933 | 1.301 | 0.8682 | 0.59027
F8_Industrial_Agriculture_New_Space Heating_Natural Gas_Building Automation System_A_Technical Potential | F8 | Industrial | Agriculture | New | Space Heating | Natural Gas | Building Automation System | A | Incremental Summer Peak Savings (MW) | Technical Potential | 0 | 0 | 0 | 0 | 0 | 0 | 0 | 0 | 0 | 0 | 0 | 0 | 0 | 0 | 0 | 0 | 0 | 0 | 0 | 0 | 0 | 0
F9_Industrial_Agriculture_New_Space Heating_Natural Gas_Building Automation System_A_Technical Potential | F9 | Industrial | Agriculture | New | Space Heating | Natural Gas | Building Automation System | A | Incremental Winter Peak Savings (MW) | Technical Potential | 0 | 0 | 0 | 0 | 0 | 0 | 0 | 0 | 0 | 0 | 0 | 0 | 0 | 0 | 0 | 0 | 0 | 0 | 0 | 0 | 0 | 0
F10_Industrial_Agriculture_New_Space Heating_Natural Gas_Building Automation System_A_Technical Potential | F10 | Industrial | Agriculture | New | Space Heating | Natural Gas | Building Automation System | A | Cumulative Energy Savings (MWh or mTherms) | Technical Potential | 0 | 0 | 0.0085586 | 0.038416 | 0.11401 | 0.27814 | 0.5649 | 1.0382 | 1.766 | 2.8321 | 4.2635 | 6.1046 | 8.3397 | 10.9265 | 13.6668 | 16.4132 | 18.9715 | 21.2167 | 22.9801 | 24.2055 | 24.9096 | 25.2131
F11_Industrial_Agriculture_New_Space Heating_Natural Gas_Building Automation System_A_Technical Potential | F11 | Industrial | Agriculture | New | Space Heating | Natural Gas | Building Automation System | A | Cumulative Summer Peak Savings (MW) | Technical Potential | 0 | 0 | 0 | 0 | 0 | 0 | 0 | 0 | 0 | 0 | 0 | 0 | 0 | 0 | 0 | 0 | 0 | 0 | 0 | 0 | 0 | 0
F12_Industrial_Agriculture_New_Space Heating_Natural Gas_Building Automation System_A_Technical Potential | F12 | Industrial | Agriculture | New | Space Heating | Natural Gas | Building Automation System | A | Cumulative Winter Peak Savings (MW) | Technical Potential | 0 | 0 | 0 | 0 | 0 | 0 | 0 | 0 | 0 | 0 | 0 | 0 | 0 | 0 | 0 | 0 | 0 | 0 | 0 | 0 | 0 | 0
F13_Industrial_Agriculture_New_Space Heating_Natural Gas_Building Automation System_A_Technical Potential | F13 | Industrial | Agriculture | New | Space Heating | Natural Gas | Building Automation System | A | Purchases (Incremental) | Technical Potential | 0 | 0 | 575.9335 | 2009.1547 | 5086.8474 | 11044.8191 | 19296.9311 | 31847.783 | 48976.9257 | 71738.2237 | 96324.2927 | 123892.2074 | 150404.9732 | 174078.1235 | 184397.8891 | 184816.6565 | 172151.0079 | 151662.9135 | 120672.9967 | 87548.4909 | 58423.2223 | 39720.8691
F14_Industrial_Agriculture_New_Space Heating_Natural Gas_Building Automation System_A_Technical Potential | F14 | Industrial | Agriculture | New | Space Heating | Natural Gas | Building Automation System | A | Purchases (Cumulative) | Technical Potential | 0 | 0 | 575.9335 | 2585.0883 | 7671.9357 | 18716.7548 | 38013.6859 | 69861.4689 | 118838.3946 | 190576.6183 | 286900.911 | 410793.1184 | 561198.0916 | 735276.215 | 919674.1042 | 1104490.7607 | 1276641.7686 | 1427728.7486 | 1546392.5905 | 1628854.234 | 1676232.6371 | 1696656.5751
F1_Industrial_Agriculture_New_Space Heating_Natural Gas_Steam System Efficiency Improvements_A_Technical Potential | F1 | Industrial | Agriculture | New | Space Heating | Natural Gas | Steam System Efficiency Improvements | A | Original Unit Energy Savings (kWh or therms) | Technical Potential | 0 | 0 | 0.13322 | 0.13322 | 0.13322 | 0.13322 | 0.13322 | 0.13322 | 0.13322 | 0.13322 | 0.13322 | 0.13322 | 0.13322 | 0.13322 | 0.13322 | 0.13322 | 0.13322 | 0.13322 | 0.13322 | 0.13322 | 0.13322 | 0.13322
F2_Industrial_Agriculture_New_Space Heating_Natural Gas_Steam System Efficiency Improvements_A_Technical Potential | F2 | Industrial | Agriculture | New | Space Heating | Natural Gas | Steam System Efficiency Improvements | A | Original Unit Summer Peak Savings (kW) | Technical Potential | 0 | 0 | 0 | 0 | 0 | 0 | 0 | 0 | 0 | 0 | 0 | 0 | 0 | 0 | 0 | 0 | 0 | 0 | 0 | 0 | 0 | 0
F3_Industrial_Agriculture_New_Space Heating_Natural Gas_Steam System Efficiency Improvements_A_Technical Potential | F3 | Industrial | Agriculture | New | Space Heating | Natural Gas | Steam System Efficiency Improvements | A | Original Unit Winter Peak Savings (kW) | Technical Potential | 0 | 0 | 0 | 0 | 0 | 0 | 0 | 0 | 0 | 0 | 0 | 0 | 0 | 0 | 0 | 0 | 0 | 0 | 0 | 0 | 0 | 0
F4_Industrial_Agriculture_New_Space Heating_Natural Gas_Steam System Efficiency Improvements_A_Technical Potential | F4 | Industrial | Agriculture | New | Space Heating | Natural Gas | Steam System Efficiency Improvements | A | Standalone Impact on Baseline Energy (%) | Technical Potential | 0% | 0% | 0.0009776% | 0.002514% | 0.005233% | 0.009564% | 0.01688% | 0.02669% | 0.03961% | 0.05516% | 0.0745% | 0.09495% | 0.1157% | 0.1334% | 0.1495% | 0.1577% | 0.1577% | 0.1481% | 0.1423% | 0.1358% | 0.13% | 0.1247%
F5_Industrial_Agriculture_New_Space Heating_Natural Gas_Steam System Efficiency Improvements_A_Technical Potential | F5 | Industrial | Agriculture | New | Space Heating | Natural Gas | Steam System Efficiency Improvements | A | Standalone Impact on Baseline Summer Peak (%) | Technical Potential | bar: 2019 to 2040
F6_Industrial_Agriculture_New_Space Heating_Natural Gas_Steam System Efficiency Improvements_A_Technical Potential | F6 | Industrial | Agriculture | New | Space Heating | Natural Gas | Steam System Efficiency Improvements | A | Standalone Impact on Baseline Winter Peak (%) | Technical Potential | bar: 2019 to 2040
F7_Industrial_Agriculture_New_Space Heating_Natural Gas_Steam System Efficiency Improvements_A_Technical Potential | F7 | Industrial | Agriculture | New | Space Heating | Natural Gas | Steam System Efficiency Improvements | A | Incremental Energy Savings (MWh or mTherms) | Technical Potential | 0 | 0 | 0.00054378 | 0.001897 | 0.0048028 | 0.010428 | 0.018219 | 0.03007 | 0.046242 | 0.067733 | 0.090946 | 0.11697 | 0.14201 | 0.16436 | 0.1741 | 0.1745 | 0.16254 | 0.14319 | 0.16626 | 0.1789 | 0.18493 | 0.18076
F8_Industrial_Agriculture_New_Space Heating_Natural Gas_Steam System Efficiency Improvements_A_Technical Potential | F8 | Industrial | Agriculture | New | Space Heating | Natural Gas | Steam System Efficiency Improvements | A | Incremental Summer Peak Savings (MW) | Technical Potential | 0 | 0 | 0 | 0 | 0 | 0 | 0 | 0 | 0 | 0 | 0 | 0 | 0 | 0 | 0 | 0 | 0 | 0 | 0 | 0 | 0 | 0
F9_Industrial_Agriculture_New_Space Heating_Natural Gas_Steam System Efficiency Improvements_A_Technical Potential | F9 | Industrial | Agriculture | New | Space Heating | Natural Gas | Steam System Efficiency Improvements | A | Incremental Winter Peak Savings (MW) | Technical Potential | 0 | 0 | 0 | 0 | 0 | 0 | 0 | 0 | 0 | 0 | 0 | 0 | 0 | 0 | 0 | 0 | 0 | 0 | 0 | 0 | 0 | 0
F10_Industrial_Agriculture_New_Space Heating_Natural Gas_Steam System Efficiency Improvements_A_Technical Potential | F10 | Industrial | Agriculture | New | Space Heating | Natural Gas | Steam System Efficiency Improvements | A | Cumulative Energy Savings (MWh or mTherms) | Technical Potential | 0 | 0 | 0.00054378 | 0.0024407 | 0.0072436 | 0.017672 | 0.035891 | 0.065417 | 0.10976 | 0.17269 | 0.25321 | 0.35197 | 0.4639 | 0.58202 | 0.68839 | 0.77194 | 0.8175 | 0.81815 | 0.81815 | 0.81815 | 0.81815 | 0.81815
F11_Industrial_Agriculture_New_Space Heating_Natural Gas_Steam System Efficiency Improvements_A_Technical Potential | F11 | Industrial | Agriculture | New | Space Heating | Natural Gas | Steam System Efficiency Improvements | A | Cumulative Summer Peak Savings (MW) | Technical Potential | 0 | 0 | 0 | 0 | 0 | 0 | 0 | 0 | 0 | 0 | 0 | 0 | 0 | 0 | 0 | 0 | 0 | 0 | 0 | 0 | 0 | 0
F12_Industrial_Agriculture_New_Space Heating_Natural Gas_Steam System Efficiency Improvements_A_Technical Potential | F12 | Industrial | Agriculture | New | Space Heating | Natural Gas | Steam System Efficiency Improvements | A | Cumulative Winter Peak Savings (MW) | Technical Potential | 0 | 0 | 0 | 0 | 0 | 0 | 0 | 0 | 0 | 0 | 0 | 0 | 0 | 0 | 0 | 0 | 0 | 0 | 0 | 0 | 0 | 0
F13_Industrial_Agriculture_New_Space Heating_Natural Gas_Steam System Efficiency Improvements_A_Technical Potential | F13 | Industrial | Agriculture | New | Space Heating | Natural Gas | Steam System Efficiency Improvements | A | Purchases (Incremental) | Technical Potential | 0 | 0 | 4.0817 | 14.2391 | 36.0511 | 78.276 | 136.7597 | 225.7091 | 347.1055 | 508.4176 | 682.662 | 878.0392 | 1065.9384 | 1233.713 | 1306.8504 | 1309.8183 | 1220.0553 | 1074.8536 | 1247.9521 | 1342.9015 | 1388.0942 | 1356.815
F14_Industrial_Agriculture_New_Space Heating_Natural Gas_Steam System Efficiency Improvements_A_Technical Potential | F14 | Industrial | Agriculture | New | Space Heating | Natural Gas | Steam System Efficiency Improvements | A | Purchases (Cumulative) | Technical Potential | 0 | 0 | 4.0817 | 18.3208 | 54.3719 | 132.6479 | 269.4076 | 491.0351 | 823.9014 | 1296.2679 | 1900.6539 | 2641.9334 | 3482.1627 | 4368.7702 | 5167.2031 | 5794.3593 | 6136.3753 | 6141.2088 | 6141.2088 | 6141.2088 | 6141.2088 | 6141.2088
F1_Industrial_Agriculture_New_Process_Natural Gas_Steam System Efficiency Improvements_A_Technical Potential | F1 | Industrial | Agriculture | New | Process | Natural Gas | Steam System Efficiency Improvements | A | Original Unit Energy Savings (kWh or therms) | Technical Potential | 0 | 0 | 0.18594 | 0.18594 | 0.18594 | 0.18594 | 0.18594 | 0.18594 | 0.18594 | 0.18594 | 0.18594 | 0.18594 | 0.18594 | 0.18594 | 0.18594 | 0.18594 | 0.18594 | 0.18594 | 0.18594 | 0.18594 | 0.18594 | 0.18594
F2_Industrial_Agriculture_New_Process_Natural Gas_Steam System Efficiency Improvements_A_Technical Potential | F2 | Industrial | Agriculture | New | Process | Natural Gas | Steam System Efficiency Improvements | A | Original Unit Summer Peak Savings (kW) | Technical Potential | 0 | 0 | 0 | 0 | 0 | 0 | 0 | 0 | 0 | 0 | 0 | 0 | 0 | 0 | 0 | 0 | 0 | 0 | 0 | 0 | 0 | 0
F3_Industrial_Agriculture_New_Process_Natural Gas_Steam System Efficiency Improvements_A_Technical Potential | F3 | Industrial | Agriculture | New | Process | Natural Gas | Steam System Efficiency Improvements | A | Original Unit Winter Peak Savings (kW) | Technical Potential | 0 | 0 | 0 | 0 | 0 | 0 | 0 | 0 | 0 | 0 | 0 | 0 | 0 | 0 | 0 | 0 | 0 | 0 | 0 | 0 | 0 | 0
F4_Industrial_Agriculture_New_Process_Natural Gas_Steam System Efficiency Improvements_A_Technical Potential | F4 | Industrial | Agriculture | New | Process | Natural Gas | Steam System Efficiency Improvements | A | Standalone Impact on Baseline Energy (%) | Technical Potential | 0% | 0% | 0.0001093% | 0.0002812% | 0.0005852% | 0.00107% | 0.001887% | 0.002985% | 0.00443% | 0.006169% | 0.008332% | 0.01062% | 0.01293% | 0.01492% | 0.01672% | 0.01764% | 0.01763% | 0.01656% | 0.01592% | 0.01519% | 0.01454% | 0.01395%
F5_Industrial_Agriculture_New_Process_Natural Gas_Steam System Efficiency Improvements_A_Technical Potential | F5 | Industrial | Agriculture | New | Process | Natural Gas | Steam System Efficiency Improvements | A | Standalone Impact on Baseline Summer Peak (%) | Technical Potential | bar: 2019 to 2040
F6_Industrial_Agriculture_New_Process_Natural Gas_Steam System Efficiency Improvements_A_Technical Potential | F6 | Industrial | Agriculture | New | Process | Natural Gas | Steam System Efficiency Improvements | A | Standalone Impact on Baseline Winter Peak (%) | Technical Potential | bar: 2019 to 2040
F7_Industrial_Agriculture_New_Process_Natural Gas_Steam System Efficiency Improvements_A_Technical Potential | F7 | Industrial | Agriculture | New | Process | Natural Gas | Steam System Efficiency Improvements | A | Incremental Energy Savings (MWh or mTherms) | Technical Potential | 0 | 0 | 0.00013205 | 0.00046067 | 0.0011663 | 0.0025324 | 0.0044245 | 0.0073023 | 0.01123 | 0.016449 | 0.022086 | 0.028407 | 0.034486 | 0.039914 | 0.04228 | 0.042376 | 0.039472 | 0.034774 | 0.040374 | 0.043446 | 0.044908 | 0.043896
F8_Industrial_Agriculture_New_Process_Natural Gas_Steam System Efficiency Improvements_A_Technical Potential | F8 | Industrial | Agriculture | New | Process | Natural Gas | Steam System Efficiency Improvements | A | Incremental Summer Peak Savings (MW) | Technical Potential | 0 | 0 | 0 | 0 | 0 | 0 | 0 | 0 | 0 | 0 | 0 | 0 | 0 | 0 | 0 | 0 | 0 | 0 | 0 | 0 | 0 | 0
F9_Industrial_Agriculture_New_Process_Natural Gas_Steam System Efficiency Improvements_A_Technical Potential | F9 | Industrial | Agriculture | New | Process | Natural Gas | Steam System Efficiency Improvements | A | Incremental Winter Peak Savings (MW) | Technical Potential | 0 | 0 | 0 | 0 | 0 | 0 | 0 | 0 | 0 | 0 | 0 | 0 | 0 | 0 | 0 | 0 | 0 | 0 | 0 | 0 | 0 | 0
F10_Industrial_Agriculture_New_Process_Natural Gas_Steam System Efficiency Improvements_A_Technical Potential | F10 | Industrial | Agriculture | New | Process | Natural Gas | Steam System Efficiency Improvements | A | Cumulative Energy Savings (MWh or mTherms) | Technical Potential | 0 | 0 | 0.00013205 | 0.00059273 | 0.0017591 | 0.0042915 | 0.008716 | 0.015886 | 0.026655 | 0.041938 | 0.061491 | 0.085473 | 0.11266 | 0.14134 | 0.16717 | 0.18746 | 0.19853 | 0.19868 | 0.19868 | 0.19868 | 0.19868 | 0.19868
F11_Industrial_Agriculture_New_Process_Natural Gas_Steam System Efficiency Improvements_A_Technical Potential | F11 | Industrial | Agriculture | New | Process | Natural Gas | Steam System Efficiency Improvements | A | Cumulative Summer Peak Savings (MW) | Technical Potential | 0 | 0 | 0 | 0 | 0 | 0 | 0 | 0 | 0 | 0 | 0 | 0 | 0 | 0 | 0 | 0 | 0 | 0 | 0 | 0 | 0 | 0
F12_Industrial_Agriculture_New_Process_Natural Gas_Steam System Efficiency Improvements_A_Technical Potential | F12 | Industrial | Agriculture | New | Process | Natural Gas | Steam System Efficiency Improvements | A | Cumulative Winter Peak Savings (MW) | Technical Potential | 0 | 0 | 0 | 0 | 0 | 0 | 0 | 0 | 0 | 0 | 0 | 0 | 0 | 0 | 0 | 0 | 0 | 0 | 0 | 0 | 0 | 0
F13_Industrial_Agriculture_New_Process_Natural Gas_Steam System Efficiency Improvements_A_Technical Potential | F13 | Industrial | Agriculture | New | Process | Natural Gas | Steam System Efficiency Improvements | A | Purchases (Incremental) | Technical Potential | 0 | 0 | 0.71018 | 2.4775 | 6.2726 | 13.6193 | 23.795 | 39.2714 | 60.3933 | 88.4602 | 118.7772 | 152.7711 | 185.4639 | 214.6552 | 227.3805 | 227.8969 | 212.2789 | 187.0151 | 217.1327 | 233.6531 | 241.5162 | 236.0739
F14_Industrial_Agriculture_New_Process_Natural Gas_Steam System Efficiency Improvements_A_Technical Potential | F14 | Industrial | Agriculture | New | Process | Natural Gas | Steam System Efficiency Improvements | A | Purchases (Cumulative) | Technical Potential | 0 | 0 | 0.71018 | 3.1877 | 9.4602 | 23.0796 | 46.8746 | 85.4358 | 143.3516 | 225.5392 | 330.6971 | 459.6732 | 605.8657 | 760.1276 | 899.0479 | 1008.1676 | 1067.6754 | 1068.5164 | 1068.5164 | 1068.5164 | 1068.5164 | 1068.5164
F1_Industrial_Agriculture_New_Space Heating_Natural Gas_Strategic Energy Management_A_Technical Potential | F1 | Industrial | Agriculture | New | Space Heating | Natural Gas | Strategic Energy Management | A | Original Unit Energy Savings (kWh or therms) | Technical Potential | 0 | 0 | 3.9186 | 3.9186 | 3.9186 | 3.9186 | 3.9186 | 3.9186 | 3.9186 | 3.9186 | 3.9186 | 3.9186 | 3.9186 | 3.9186 | 3.9186 | 3.9186 | 3.9186 | 3.9186 | 3.9186 | 3.9186 | 3.9186 | 3.9186
F2_Industrial_Agriculture_New_Space Heating_Natural Gas_Strategic Energy Management_A_Technical Potential | F2 | Industrial | Agriculture | New | Space Heating | Natural Gas | Strategic Energy Management | A | Original Unit Summer Peak Savings (kW) | Technical Potential | 0 | 0 | 0 | 0 | 0 | 0 | 0 | 0 | 0 | 0 | 0 | 0 | 0 | 0 | 0 | 0 | 0 | 0 | 0 | 0 | 0 | 0
F3_Industrial_Agriculture_New_Space Heating_Natural Gas_Strategic Energy Management_A_Technical Potential | F3 | Industrial | Agriculture | New | Space Heating | Natural Gas | Strategic Energy Management | A | Original Unit Winter Peak Savings (kW) | Technical Potential | 0 | 0 | 0 | 0 | 0 | 0 | 0 | 0 | 0 | 0 | 0 | 0 | 0 | 0 | 0 | 0 | 0 | 0 | 0 | 0 | 0 | 0
F4_Industrial_Agriculture_New_Space Heating_Natural Gas_Strategic Energy Management_A_Technical Potential | F4 | Industrial | Agriculture | New | Space Heating | Natural Gas | Strategic Energy Management | A | Standalone Impact on Baseline Energy (%) | Technical Potential | 0% | 0% | 0.09675% | 0.1522% | 0.2035% | 0.2492% | 0.3132% | 0.3466% | 0.3694% | 0.3809% | 0.3951% | 0.4034% | 0.4105% | 0.4126% | 0.4221% | 0.4266% | 0.4302% | 0.4206% | 0.4112% | 0.393% | 0.3762% | 0.3609%
F5_Industrial_Agriculture_New_Space Heating_Natural Gas_Strategic Energy Management_A_Technical Potential | F5 | Industrial | Agriculture | New | Space Heating | Natural Gas | Strategic Energy Management | A | Standalone Impact on Baseline Summer Peak (%) | Technical Potential | bar: 2019 to 2040
F6_Industrial_Agriculture_New_Space Heating_Natural Gas_Strategic Energy Management_A_Technical Potential | F6 | Industrial | Agriculture | New | Space Heating | Natural Gas | Strategic Energy Management | A | Standalone Impact on Baseline Winter Peak (%) | Technical Potential | bar: 2019 to 2040
F7_Industrial_Agriculture_New_Space Heating_Natural Gas_Strategic Energy Management_A_Technical Potential | F7 | Industrial | Agriculture | New | Space Heating | Natural Gas | Strategic Energy Management | A | Incremental Energy Savings (MWh or mTherms) | Technical Potential | 0 | 0 | 0.053817 | 0.093921 | 0.13393 | 0.17877 | 0.20577 | 0.23712 | 0.26807 | 0.30289 | 0.32882 | 0.35865 | 0.38808 | 0.42222 | 0.44539 | 0.47355 | 0.50169 | 0.53444 | 0.55608 | 0.58274 | 0.65231 | 0.70746
F8_Industrial_Agriculture_New_Space Heating_Natural Gas_Strategic Energy Management_A_Technical Potential | F8 | Industrial | Agriculture | New | Space Heating | Natural Gas | Strategic Energy Management | A | Incremental Summer Peak Savings (MW) | Technical Potential | 0 | 0 | 0 | 0 | 0 | 0 | 0 | 0 | 0 | 0 | 0 | 0 | 0 | 0 | 0 | 0 | 0 | 0 | 0 | 0 | 0 | 0
F9_Industrial_Agriculture_New_Space Heating_Natural Gas_Strategic Energy Management_A_Technical Potential | F9 | Industrial | Agriculture | New | Space Heating | Natural Gas | Strategic Energy Management | A | Incremental Winter Peak Savings (MW) | Technical Potential | 0 | 0 | 0 | 0 | 0 | 0 | 0 | 0 | 0 | 0 | 0 | 0 | 0 | 0 | 0 | 0 | 0 | 0 | 0 | 0 | 0 | 0
F10_Industrial_Agriculture_New_Space Heating_Natural Gas_Strategic Energy Management_A_Technical Potential | F10 | Industrial | Agriculture | New | Space Heating | Natural Gas | Strategic Energy Management | A | Cumulative Energy Savings (MWh or mTherms) | Technical Potential | 0 | 0 | 0.053817 | 0.14774 | 0.28166 | 0.46043 | 0.6662 | 0.8495 | 1.0237 | 1.1926 | 1.3427 | 1.4955 | 1.6465 | 1.8007 | 1.9431 | 2.0879 | 2.2309 | 2.3235 | 2.3634 | 2.3668 | 2.3668 | 2.3668
F11_Industrial_Agriculture_New_Space Heating_Natural Gas_Strategic Energy Management_A_Technical Potential | F11 | Industrial | Agriculture | New | Space Heating | Natural Gas | Strategic Energy Management | A | Cumulative Summer Peak Savings (MW) | Technical Potential | 0 | 0 | 0 | 0 | 0 | 0 | 0 | 0 | 0 | 0 | 0 | 0 | 0 | 0 | 0 | 0 | 0 | 0 | 0 | 0 | 0 | 0
F12_Industrial_Agriculture_New_Space Heating_Natural Gas_Strategic Energy Management_A_Technical Potential | F12 | Industrial | Agriculture | New | Space Heating | Natural Gas | Strategic Energy Management | A | Cumulative Winter Peak Savings (MW) | Technical Potential | 0 | 0 | 0 | 0 | 0 | 0 | 0 | 0 | 0 | 0 | 0 | 0 | 0 | 0 | 0 | 0 | 0 | 0 | 0 | 0 | 0 | 0
F13_Industrial_Agriculture_New_Space Heating_Natural Gas_Strategic Energy Management_A_Technical Potential | F13 | Industrial | Agriculture | New | Space Heating | Natural Gas | Strategic Energy Management | A | Purchases (Incremental) | Technical Potential | 0 | 0 | 13.7338 | 23.9682 | 34.1773 | 45.6202 | 52.5116 | 60.5116 | 68.4107 | 77.296 | 83.9138 | 91.5251 | 99.0355 | 107.7477 | 113.6607 | 120.8472 | 128.0282 | 136.3878 | 141.9096 | 148.7138 | 166.4674 | 180.5398
F14_Industrial_Agriculture_New_Space Heating_Natural Gas_Strategic Energy Management_A_Technical Potential | F14 | Industrial | Agriculture | New | Space Heating | Natural Gas | Strategic Energy Management | A | Purchases (Cumulative) | Technical Potential | 0 | 0 | 13.7338 | 37.702 | 71.8794 | 117.4996 | 170.0112 | 216.7889 | 261.2315 | 304.3502 | 342.6438 | 381.6572 | 420.1811 | 459.5181 | 495.8827 | 532.8161 | 569.3191 | 592.9377 | 603.1315 | 604.0072 | 604.0072 | 604.0072
F1_Industrial_Agriculture_New_Process_Natural Gas_Strategic Energy Management_A_Technical Potential | F1 | Industrial | Agriculture | New | Process | Natural Gas | Strategic Energy Management | A | Original Unit Energy Savings (kWh or therms) | Technical Potential | 0 | 0 | 1.4066 | 1.4066 | 1.4066 | 1.4066 | 1.4066 | 1.4066 | 1.4066 | 1.4066 | 1.4066 | 1.4066 | 1.4066 | 1.4066 | 1.4066 | 1.4066 | 1.4066 | 1.4066 | 1.4066 | 1.4066 | 1.4066 | 1.4066
F2_Industrial_Agriculture_New_Process_Natural Gas_Strategic Energy Management_A_Technical Potential | F2 | Industrial | Agriculture | New | Process | Natural Gas | Strategic Energy Management | A | Original Unit Summer Peak Savings (kW) | Technical Potential | 0 | 0 | 0 | 0 | 0 | 0 | 0 | 0 | 0 | 0 | 0 | 0 | 0 | 0 | 0 | 0 | 0 | 0 | 0 | 0 | 0 | 0
F3_Industrial_Agriculture_New_Process_Natural Gas_Strategic Energy Management_A_Technical Potential | F3 | Industrial | Agriculture | New | Process | Natural Gas | Strategic Energy Management | A | Original Unit Winter Peak Savings (kW) | Technical Potential | 0 | 0 | 0 | 0 | 0 | 0 | 0 | 0 | 0 | 0 | 0 | 0 | 0 | 0 | 0 | 0 | 0 | 0 | 0 | 0 | 0 | 0
F4_Industrial_Agriculture_New_Process_Natural Gas_Strategic Energy Management_A_Technical Potential | F4 | Industrial | Agriculture | New | Process | Natural Gas | Strategic Energy Management | A | Standalone Impact on Baseline Energy (%) | Technical Potential | 0% | 0% | 0.09675% | 0.1522% | 0.2035% | 0.2492% | 0.3132% | 0.3466% | 0.3694% | 0.3809% | 0.3951% | 0.4034% | 0.4105% | 0.4126% | 0.4221% | 0.4266% | 0.4302% | 0.4206% | 0.4112% | 0.393% | 0.3762% | 0.3609%
F5_Industrial_Agriculture_New_Process_Natural Gas_Strategic Energy Management_A_Technical Potential | F5 | Industrial | Agriculture | New | Process | Natural Gas | Strategic Energy Management | A | Standalone Impact on Baseline Summer Peak (%) | Technical Potential | bar: 2019 to 2040
F6_Industrial_Agriculture_New_Process_Natural Gas_Strategic Energy Management_A_Technical Potential | F6 | Industrial | Agriculture | New | Process | Natural Gas | Strategic Energy Management | A | Standalone Impact on Baseline Winter Peak (%) | Technical Potential | bar: 2019 to 2040
F7_Industrial_Agriculture_New_Process_Natural Gas_Strategic Energy Management_A_Technical Potential | F7 | Industrial | Agriculture | New | Process | Natural Gas | Strategic Energy Management | A | Incremental Energy Savings (MWh or mTherms) | Technical Potential | 0 | 0 | 0.11686 | 0.20394 | 0.29081 | 0.38818 | 0.44681 | 0.51488 | 0.5821 | 0.6577 | 0.71401 | 0.77877 | 0.84268 | 0.91681 | 0.96712 | 1.0283 | 1.0894 | 1.1605 | 1.2075 | 1.2654 | 1.4164 | 1.5362
F8_Industrial_Agriculture_New_Process_Natural Gas_Strategic Energy Management_A_Technical Potential | F8 | Industrial | Agriculture | New | Process | Natural Gas | Strategic Energy Management | A | Incremental Summer Peak Savings (MW) | Technical Potential | 0 | 0 | 0 | 0 | 0 | 0 | 0 | 0 | 0 | 0 | 0 | 0 | 0 | 0 | 0 | 0 | 0 | 0 | 0 | 0 | 0 | 0
F9_Industrial_Agriculture_New_Process_Natural Gas_Strategic Energy Management_A_Technical Potential | F9 | Industrial | Agriculture | New | Process | Natural Gas | Strategic Energy Management | A | Incremental Winter Peak Savings (MW) | Technical Potential | 0 | 0 | 0 | 0 | 0 | 0 | 0 | 0 | 0 | 0 | 0 | 0 | 0 | 0 | 0 | 0 | 0 | 0 | 0 | 0 | 0 | 0
F10_Industrial_Agriculture_New_Process_Natural Gas_Strategic Energy Management_A_Technical Potential | F10 | Industrial | Agriculture | New | Process | Natural Gas | Strategic Energy Management | A | Cumulative Energy Savings (MWh or mTherms) | Technical Potential | 0 | 0 | 0.11686 | 0.3208 | 0.61161 | 0.99979 | 1.4466 | 1.8446 | 2.2228 | 2.5897 | 2.9155 | 3.2475 | 3.5753 | 3.91 | 4.2194 | 4.5337 | 4.8443 | 5.0452 | 5.132 | 5.1394 | 5.1394 | 5.1394
F11_Industrial_Agriculture_New_Process_Natural Gas_Strategic Energy Management_A_Technical Potential | F11 | Industrial | Agriculture | New | Process | Natural Gas | Strategic Energy Management | A | Cumulative Summer Peak Savings (MW) | Technical Potential | 0 | 0 | 0 | 0 | 0 | 0 | 0 | 0 | 0 | 0 | 0 | 0 | 0 | 0 | 0 | 0 | 0 | 0 | 0 | 0 | 0 | 0
F12_Industrial_Agriculture_New_Process_Natural Gas_Strategic Energy Management_A_Technical Potential | F12 | Industrial | Agriculture | New | Process | Natural Gas | Strategic Energy Management | A | Cumulative Winter Peak Savings (MW) | Technical Potential | 0 | 0 | 0 | 0 | 0 | 0 | 0 | 0 | 0 | 0 | 0 | 0 | 0 | 0 | 0 | 0 | 0 | 0 | 0 | 0 | 0 | 0
F13_Industrial_Agriculture_New_Process_Natural Gas_Strategic Energy Management_A_Technical Potential | F13 | Industrial | Agriculture | New | Process | Natural Gas | Strategic Energy Management | A | Purchases (Incremental) | Technical Potential | 0 | 0 | 83.0817 | 144.9933 | 206.7529 | 275.9757 | 317.6645 | 366.0596 | 413.8449 | 467.5958 | 507.6293 | 553.6732 | 599.1065 | 651.8104 | 687.5807 | 731.0545 | 774.4954 | 825.0665 | 858.4703 | 899.6315 | 1007.0302 | 1092.1599
F14_Industrial_Agriculture_New_Process_Natural Gas_Strategic Energy Management_A_Technical Potential | F14 | Industrial | Agriculture | New | Process | Natural Gas | Strategic Energy Management | A | Purchases (Cumulative) | Technical Potential | 0 | 0 | 83.0817 | 228.0751 | 434.828 | 710.8037 | 1028.4682 | 1311.4461 | 1580.2976 | 1841.1406 | 2072.7941 | 2308.8029 | 2541.8497 | 2779.8152 | 2999.8001 | 3223.2253 | 3444.0475 | 3586.9258 | 3648.5923 | 3653.8903 | 3653.8903 | 3653.8903
F1_Industrial_Agriculture_New_Miscellaneous_Natural Gas_Strategic Energy Management_A_Technical Potential | F1 | Industrial | Agriculture | New | Miscellaneous | Natural Gas | Strategic Energy Management | A | Original Unit Energy Savings (kWh or therms) | Technical Potential | 0 | 0 | 0.89787 | 0.89787 | 0.89787 | 0.89787 | 0.89787 | 0.89787 | 0.89787 | 0.89787 | 0.89787 | 0.89787 | 0.89787 | 0.89787 | 0.89787 | 0.89787 | 0.89787 | 0.89787 | 0.89787 | 0.89787 | 0.89787 | 0.89787
F2_Industrial_Agriculture_New_Miscellaneous_Natural Gas_Strategic Energy Management_A_Technical Potential | F2 | Industrial | Agriculture | New | Miscellaneous | Natural Gas | Strategic Energy Management | A | Original Unit Summer Peak Savings (kW) | Technical Potential | 0 | 0 | 0 | 0 | 0 | 0 | 0 | 0 | 0 | 0 | 0 | 0 | 0 | 0 | 0 | 0 | 0 | 0 | 0 | 0 | 0 | 0
F3_Industrial_Agriculture_New_Miscellaneous_Natural Gas_Strategic Energy Management_A_Technical Potential | F3 | Industrial | Agriculture | New | Miscellaneous | Natural Gas | Strategic Energy Management | A | Original Unit Winter Peak Savings (kW) | Technical Potential | 0 | 0 | 0 | 0 | 0 | 0 | 0 | 0 | 0 | 0 | 0 | 0 | 0 | 0 | 0 | 0 | 0 | 0 | 0 | 0 | 0 | 0
F4_Industrial_Agriculture_New_Miscellaneous_Natural Gas_Strategic Energy Management_A_Technical Potential | F4 | Industrial | Agriculture | New | Miscellaneous | Natural Gas | Strategic Energy Management | A | Standalone Impact on Baseline Energy (%) | Technical Potential | 0% | 0% | 0.09675% | 0.1522% | 0.2035% | 0.2492% | 0.3132% | 0.3466% | 0.3694% | 0.3809% | 0.3951% | 0.4034% | 0.4105% | 0.4126% | 0.4221% | 0.4266% | 0.4302% | 0.4206% | 0.4112% | 0.393% | 0.3762% | 0.3609%
F5_Industrial_Agriculture_New_Miscellaneous_Natural Gas_Strategic Energy Management_A_Technical Potential | F5 | Industrial | Agriculture | New | Miscellaneous | Natural Gas | Strategic Energy Management | A | Standalone Impact on Baseline Summer Peak (%) | Technical Potential | bar: 2019 to 2040
F6_Industrial_Agriculture_New_Miscellaneous_Natural Gas_Strategic Energy Management_A_Technical Potential | F6 | Industrial | Agriculture | New | Miscellaneous | Natural Gas | Strategic Energy Management | A | Standalone Impact on Baseline Winter Peak (%) | Technical Potential | bar: 2019 to 2040
F7_Industrial_Agriculture_New_Miscellaneous_Natural Gas_Strategic Energy Management_A_Technical Potential | F7 | Industrial | Agriculture | New | Miscellaneous | Natural Gas | Strategic Energy Management | A | Incremental Energy Savings (MWh or mTherms) | Technical Potential | 0 | 0 | 0.018649 | 0.032546 | 0.046409 | 0.061948 | 0.071305 | 0.082169 | 0.092895 | 0.10496 | 0.11395 | 0.12428 | 0.13448 | 0.14631 | 0.15434 | 0.1641 | 0.17385 | 0.1852 | 0.1927 | 0.20194 | 0.22605 | 0.24515
F8_Industrial_Agriculture_New_Miscellaneous_Natural Gas_Strategic Energy Management_A_Technical Potential | F8 | Industrial | Agriculture | New | Miscellaneous | Natural Gas | Strategic Energy Management | A | Incremental Summer Peak Savings (MW) | Technical Potential | 0 | 0 | 0 | 0 | 0 | 0 | 0 | 0 | 0 | 0 | 0 | 0 | 0 | 0 | 0 | 0 | 0 | 0 | 0 | 0 | 0 | 0
F9_Industrial_Agriculture_New_Miscellaneous_Natural Gas_Strategic Energy Management_A_Technical Potential | F9 | Industrial | Agriculture | New | Miscellaneous | Natural Gas | Strategic Energy Management | A | Incremental Winter Peak Savings (MW) | Technical Potential | 0 | 0 | 0 | 0 | 0 | 0 | 0 | 0 | 0 | 0 | 0 | 0 | 0 | 0 | 0 | 0 | 0 | 0 | 0 | 0 | 0 | 0
F10_Industrial_Agriculture_New_Miscellaneous_Natural Gas_Strategic Energy Management_A_Technical Potential | F10 | Industrial | Agriculture | New | Miscellaneous | Natural Gas | Strategic Energy Management | A | Cumulative Energy Savings (MWh or mTherms) | Technical Potential | 0 | 0 | 0.018649 | 0.051195 | 0.097605 | 0.15955 | 0.23086 | 0.29438 | 0.35473 | 0.41328 | 0.46528 | 0.51825 | 0.57056 | 0.62398 | 0.67336 | 0.72351 | 0.77308 | 0.80515 | 0.81899 | 0.82018 | 0.82018 | 0.82018
F11_Industrial_Agriculture_New_Miscellaneous_Natural Gas_Strategic Energy Management_A_Technical Potential | F11 | Industrial | Agriculture | New | Miscellaneous | Natural Gas | Strategic Energy Management | A | Cumulative Summer Peak Savings (MW) | Technical Potential | 0 | 0 | 0 | 0 | 0 | 0 | 0 | 0 | 0 | 0 | 0 | 0 | 0 | 0 | 0 | 0 | 0 | 0 | 0 | 0 | 0 | 0
F12_Industrial_Agriculture_New_Miscellaneous_Natural Gas_Strategic Energy Management_A_Technical Potential | F12 | Industrial | Agriculture | New | Miscellaneous | Natural Gas | Strategic Energy Management | A | Cumulative Winter Peak Savings (MW) | Technical Potential | 0 | 0 | 0 | 0 | 0 | 0 | 0 | 0 | 0 | 0 | 0 | 0 | 0 | 0 | 0 | 0 | 0 | 0 | 0 | 0 | 0 | 0
F13_Industrial_Agriculture_New_Miscellaneous_Natural Gas_Strategic Energy Management_A_Technical Potential | F13 | Industrial | Agriculture | New | Miscellaneous | Natural Gas | Strategic Energy Management | A | Purchases (Incremental) | Technical Potential | 0 | 0 | 20.7704 | 36.2483 | 51.6882 | 68.9939 | 79.4161 | 91.5149 | 103.4612 | 116.899 | 126.9073 | 138.4183 | 149.7766 | 162.9526 | 171.8952 | 182.7636 | 193.6239 | 206.2666 | 214.6176 | 224.9079 | 251.7576 | 273.04
F14_Industrial_Agriculture_New_Miscellaneous_Natural Gas_Strategic Energy Management_A_Technical Potential | F14 | Industrial | Agriculture | New | Miscellaneous | Natural Gas | Strategic Energy Management | A | Purchases (Cumulative) | Technical Potential | 0 | 0 | 20.7704 | 57.0188 | 108.707 | 177.7009 | 257.1171 | 327.8615 | 395.0744 | 460.2851 | 518.1985 | 577.2007 | 635.4624 | 694.9538 | 749.95 | 805.8063 | 861.0119 | 896.7314 | 912.1481 | 913.4726 | 913.4726 | 913.4726
F1_Industrial_Agriculture_New_Space Heating_Natural Gas_Commissioning_A_Technical Potential | F1 | Industrial | Agriculture | New | Space Heating | Natural Gas | Commissioning | A | Original Unit Energy Savings (kWh or therms) | Technical Potential | 0 | 0 | 3.6154 | 3.6154 | 3.6154 | 3.6154 | 3.6154 | 3.6154 | 3.6154 | 3.6154 | 3.6154 | 3.6154 | 3.6154 | 3.6154 | 3.6154 | 3.6154 | 3.6154 | 3.6154 | 3.6154 | 3.6154 | 3.6154 | 3.6154
F2_Industrial_Agriculture_New_Space Heating_Natural Gas_Commissioning_A_Technical Potential | F2 | Industrial | Agriculture | New | Space Heating | Natural Gas | Commissioning | A | Original Unit Summer Peak Savings (kW) | Technical Potential | 0 | 0 | 0 | 0 | 0 | 0 | 0 | 0 | 0 | 0 | 0 | 0 | 0 | 0 | 0 | 0 | 0 | 0 | 0 | 0 | 0 | 0
F3_Industrial_Agriculture_New_Space Heating_Natural Gas_Commissioning_A_Technical Potential | F3 | Industrial | Agriculture | New | Space Heating | Natural Gas | Commissioning | A | Original Unit Winter Peak Savings (kW) | Technical Potential | 0 | 0 | 0 | 0 | 0 | 0 | 0 | 0 | 0 | 0 | 0 | 0 | 0 | 0 | 0 | 0 | 0 | 0 | 0 | 0 | 0 | 0
F4_Industrial_Agriculture_New_Space Heating_Natural Gas_Commissioning_A_Technical Potential | F4 | Industrial | Agriculture | New | Space Heating | Natural Gas | Commissioning | A | Standalone Impact on Baseline Energy (%) | Technical Potential | bar: 2019 to 2040
F5_Industrial_Agriculture_New_Space Heating_Natural Gas_Commissioning_A_Technical Potential | F5 | Industrial | Agriculture | New | Space Heating | Natural Gas | Commissioning | A | Standalone Impact on Baseline Summer Peak (%) | Technical Potential | bar: 2019 to 2040
F6_Industrial_Agriculture_New_Space Heating_Natural Gas_Commissioning_A_Technical Potential | F6 | Industrial | Agriculture | New | Space Heating | Natural Gas | Commissioning | A | Standalone Impact on Baseline Winter Peak (%) | Technical Potential | bar: 2019 to 2040
F7_Industrial_Agriculture_New_Space Heating_Natural Gas_Commissioning_A_Technical Potential | F7 | Industrial | Agriculture | New | Space Heating | Natural Gas | Commissioning | A | Incremental Energy Savings (MWh or mTherms) | Technical Potential | 0 | 0 | 0 | 0 | 0 | 0 | 0 | 0 | 0 | 0 | 0 | 0 | 0 | 0 | 0 | 0 | 0 | 0 | 0 | 0 | 0 | 0
F8_Industrial_Agriculture_New_Space Heating_Natural Gas_Commissioning_A_Technical Potential | F8 | Industrial | Agriculture | New | Space Heating | Natural Gas | Commissioning | A | Incremental Summer Peak Savings (MW) | Technical Potential | 0 | 0 | 0 | 0 | 0 | 0 | 0 | 0 | 0 | 0 | 0 | 0 | 0 | 0 | 0 | 0 | 0 | 0 | 0 | 0 | 0 | 0
F9_Industrial_Agriculture_New_Space Heating_Natural Gas_Commissioning_A_Technical Potential | F9 | Industrial | Agriculture | New | Space Heating | Natural Gas | Commissioning | A | Incremental Winter Peak Savings (MW) | Technical Potential | 0 | 0 | 0 | 0 | 0 | 0 | 0 | 0 | 0 | 0 | 0 | 0 | 0 | 0 | 0 | 0 | 0 | 0 | 0 | 0 | 0 | 0
F10_Industrial_Agriculture_New_Space Heating_Natural Gas_Commissioning_A_Technical Potential | F10 | Industrial | Agriculture | New | Space Heating | Natural Gas | Commissioning | A | Cumulative Energy Savings (MWh or mTherms) | Technical Potential | 0 | 0 | 0 | 0 | 0 | 0 | 0 | 0 | 0 | 0 | 0 | 0 | 0 | 0 | 0 | 0 | 0 | 0 | 0 | 0 | 0 | 0
F11_Industrial_Agriculture_New_Space Heating_Natural Gas_Commissioning_A_Technical Potential | F11 | Industrial | Agriculture | New | Space Heating | Natural Gas | Commissioning | A | Cumulative Summer Peak Savings (MW) | Technical Potential | 0 | 0 | 0 | 0 | 0 | 0 | 0 | 0 | 0 | 0 | 0 | 0 | 0 | 0 | 0 | 0 | 0 | 0 | 0 | 0 | 0 | 0
F12_Industrial_Agriculture_New_Space Heating_Natural Gas_Commissioning_A_Technical Potential | F12 | Industrial | Agriculture | New | Space Heating | Natural Gas | Commissioning | A | Cumulative Winter Peak Savings (MW) | Technical Potential | 0 | 0 | 0 | 0 | 0 | 0 | 0 | 0 | 0 | 0 | 0 | 0 | 0 | 0 | 0 | 0 | 0 | 0 | 0 | 0 | 0 | 0
F13_Industrial_Agriculture_New_Space Heating_Natural Gas_Commissioning_A_Technical Potential | F13 | Industrial | Agriculture | New | Space Heating | Natural Gas | Commissioning | A | Purchases (Incremental) | Technical Potential | 0 | 0 | 0 | 0 | 0 | 0 | 0 | 0 | 0 | 0 | 0 | 0 | 0 | 0 | 0 | 0 | 0 | 0 | 0 | 0 | 0 | 0
F14_Industrial_Agriculture_New_Space Heating_Natural Gas_Commissioning_A_Technical Potential | F14 | Industrial | Agriculture | New | Space Heating | Natural Gas | Commissioning | A | Purchases (Cumulative) | Technical Potential | 0 | 0 | 0 | 0 | 0 | 0 | 0 | 0 | 0 | 0 | 0 | 0 | 0 | 0 | 0 | 0 | 0 | 0 | 0 | 0 | 0 | 0
F1_Industrial_Agriculture_New_Process_Natural Gas_Commissioning_A_Technical Potential | F1 | Industrial | Agriculture | New | Process | Natural Gas | Commissioning | A | Original Unit Energy Savings (kWh or therms) | Technical Potential | 0 | 0 | 7.8506 | 7.8506 | 7.8506 | 7.8506 | 7.8506 | 7.8506 | 7.8506 | 7.8506 | 7.8506 | 7.8506 | 7.8506 | 7.8506 | 7.8506 | 7.8506 | 7.8506 | 7.8506 | 7.8506 | 7.8506 | 7.8506 | 7.8506
F2_Industrial_Agriculture_New_Process_Natural Gas_Commissioning_A_Technical Potential | F2 | Industrial | Agriculture | New | Process | Natural Gas | Commissioning | A | Original Unit Summer Peak Savings (kW) | Technical Potential | 0 | 0 | 0 | 0 | 0 | 0 | 0 | 0 | 0 | 0 | 0 | 0 | 0 | 0 | 0 | 0 | 0 | 0 | 0 | 0 | 0 | 0
F3_Industrial_Agriculture_New_Process_Natural Gas_Commissioning_A_Technical Potential | F3 | Industrial | Agriculture | New | Process | Natural Gas | Commissioning | A | Original Unit Winter Peak Savings (kW) | Technical Potential | 0 | 0 | 0 | 0 | 0 | 0 | 0 | 0 | 0 | 0 | 0 | 0 | 0 | 0 | 0 | 0 | 0 | 0 | 0 | 0 | 0 | 0
F4_Industrial_Agriculture_New_Process_Natural Gas_Commissioning_A_Technical Potential | F4 | Industrial | Agriculture | New | Process | Natural Gas | Commissioning | A | Standalone Impact on Baseline Energy (%) | Technical Potential | bar: 2019 to 2040
F5_Industrial_Agriculture_New_Process_Natural Gas_Commissioning_A_Technical Potential | F5 | Industrial | Agriculture | New | Process | Natural Gas | Commissioning | A | Standalone Impact on Baseline Summer Peak (%) | Technical Potential | bar: 2019 to 2040
F6_Industrial_Agriculture_New_Process_Natural Gas_Commissioning_A_Technical Potential | F6 | Industrial | Agriculture | New | Process | Natural Gas | Commissioning | A | Standalone Impact on Baseline Winter Peak (%) | Technical Potential | bar: 2019 to 2040
F7_Industrial_Agriculture_New_Process_Natural Gas_Commissioning_A_Technical Potential | F7 | Industrial | Agriculture | New | Process | Natural Gas | Commissioning | A | Incremental Energy Savings (MWh or mTherms) | Technical Potential | 0 | 0 | 0 | 0 | 0 | 0 | 0 | 0 | 0 | 0 | 0 | 0 | 0 | 0 | 0 | 0 | 0 | 0 | 0 | 0 | 0 | 0
F8_Industrial_Agriculture_New_Process_Natural Gas_Commissioning_A_Technical Potential | F8 | Industrial | Agriculture | New | Process | Natural Gas | Commissioning | A | Incremental Summer Peak Savings (MW) | Technical Potential | 0 | 0 | 0 | 0 | 0 | 0 | 0 | 0 | 0 | 0 | 0 | 0 | 0 | 0 | 0 | 0 | 0 | 0 | 0 | 0 | 0 | 0
F9_Industrial_Agriculture_New_Process_Natural Gas_Commissioning_A_Technical Potential | F9 | Industrial | Agriculture | New | Process | Natural Gas | Commissioning | A | Incremental Winter Peak Savings (MW) | Technical Potential | 0 | 0 | 0 | 0 | 0 | 0 | 0 | 0 | 0 | 0 | 0 | 0 | 0 | 0 | 0 | 0 | 0 | 0 | 0 | 0 | 0 | 0
F10_Industrial_Agriculture_New_Process_Natural Gas_Commissioning_A_Technical Potential | F10 | Industrial | Agriculture | New | Process | Natural Gas | Commissioning | A | Cumulative Energy Savings (MWh or mTherms) | Technical Potential | 0 | 0 | 0 | 0 | 0 | 0 | 0 | 0 | 0 | 0 | 0 | 0 | 0 | 0 | 0 | 0 | 0 | 0 | 0 | 0 | 0 | 0
F11_Industrial_Agriculture_New_Process_Natural Gas_Commissioning_A_Technical Potential | F11 | Industrial | Agriculture | New | Process | Natural Gas | Commissioning | A | Cumulative Summer Peak Savings (MW) | Technical Potential | 0 | 0 | 0 | 0 | 0 | 0 | 0 | 0 | 0 | 0 | 0 | 0 | 0 | 0 | 0 | 0 | 0 | 0 | 0 | 0 | 0 | 0
F12_Industrial_Agriculture_New_Process_Natural Gas_Commissioning_A_Technical Potential | F12 | Industrial | Agriculture | New | Process | Natural Gas | Commissioning | A | Cumulative Winter Peak Savings (MW) | Technical Potential | 0 | 0 | 0 | 0 | 0 | 0 | 0 | 0 | 0 | 0 | 0 | 0 | 0 | 0 | 0 | 0 | 0 | 0 | 0 | 0 | 0 | 0
F13_Industrial_Agriculture_New_Process_Natural Gas_Commissioning_A_Technical Potential | F13 | Industrial | Agriculture | New | Process | Natural Gas | Commissioning | A | Purchases (Incremental) | Technical Potential | 0 | 0 | 0 | 0 | 0 | 0 | 0 | 0 | 0 | 0 | 0 | 0 | 0 | 0 | 0 | 0 | 0 | 0 | 0 | 0 | 0 | 0
F14_Industrial_Agriculture_New_Process_Natural Gas_Commissioning_A_Technical Potential | F14 | Industrial | Agriculture | New | Process | Natural Gas | Commissioning | A | Purchases (Cumulative) | Technical Potential | 0 | 0 | 0 | 0 | 0 | 0 | 0 | 0 | 0 | 0 | 0 | 0 | 0 | 0 | 0 | 0 | 0 | 0 | 0 | 0 | 0 | 0
F1_Industrial_Agriculture_New_Space Heating_Natural Gas_Retrocommissioning_A_Technical Potential | F1 | Industrial | Agriculture | New | Space Heating | Natural Gas | Retrocommissioning | A | Original Unit Energy Savings (kWh or therms) | Technical Potential | 0 | 0 | 0 | 0 | 0 | 0 | 0 | 0 | 0 | 0 | 0 | 0 | 0 | 0 | 0 | 0 | 0 | 0 | 0 | 0 | 0 | 0
F2_Industrial_Agriculture_New_Space Heating_Natural Gas_Retrocommissioning_A_Technical Potential | F2 | Industrial | Agriculture | New | Space Heating | Natural Gas | Retrocommissioning | A | Original Unit Summer Peak Savings (kW) | Technical Potential | 0 | 0 | 0 | 0 | 0 | 0 | 0 | 0 | 0 | 0 | 0 | 0 | 0 | 0 | 0 | 0 | 0 | 0 | 0 | 0 | 0 | 0
F3_Industrial_Agriculture_New_Space Heating_Natural Gas_Retrocommissioning_A_Technical Potential | F3 | Industrial | Agriculture | New | Space Heating | Natural Gas | Retrocommissioning | A | Original Unit Winter Peak Savings (kW) | Technical Potential | 0 | 0 | 0 | 0 | 0 | 0 | 0 | 0 | 0 | 0 | 0 | 0 | 0 | 0 | 0 | 0 | 0 | 0 | 0 | 0 | 0 | 0
F4_Industrial_Agriculture_New_Space Heating_Natural Gas_Retrocommissioning_A_Technical Potential | F4 | Industrial | Agriculture | New | Space Heating | Natural Gas | Retrocommissioning | A | Standalone Impact on Baseline Energy (%) | Technical Potential | bar: 2019 to 2040
F5_Industrial_Agriculture_New_Space Heating_Natural Gas_Retrocommissioning_A_Technical Potential | F5 | Industrial | Agriculture | New | Space Heating | Natural Gas | Retrocommissioning | A | Standalone Impact on Baseline Summer Peak (%) | Technical Potential | bar: 2019 to 2040
F6_Industrial_Agriculture_New_Space Heating_Natural Gas_Retrocommissioning_A_Technical Potential | F6 | Industrial | Agriculture | New | Space Heating | Natural Gas | Retrocommissioning | A | Standalone Impact on Baseline Winter Peak (%) | Technical Potential | bar: 2019 to 2040
F7_Industrial_Agriculture_New_Space Heating_Natural Gas_Retrocommissioning_A_Technical Potential | F7 | Industrial | Agriculture | New | Space Heating | Natural Gas | Retrocommissioning | A | Incremental Energy Savings (MWh or mTherms) | Technical Potential | 0 | 0 | 0 | 0 | 0 | 0 | 0 | 0 | 0 | 0 | 0 | 0 | 0 | 0 | 0 | 0 | 0 | 0 | 0 | 0 | 0 | 0
F8_Industrial_Agriculture_New_Space Heating_Natural Gas_Retrocommissioning_A_Technical Potential | F8 | Industrial | Agriculture | New | Space Heating | Natural Gas | Retrocommissioning | A | Incremental Summer Peak Savings (MW) | Technical Potential | 0 | 0 | 0 | 0 | 0 | 0 | 0 | 0 | 0 | 0 | 0 | 0 | 0 | 0 | 0 | 0 | 0 | 0 | 0 | 0 | 0 | 0
F9_Industrial_Agriculture_New_Space Heating_Natural Gas_Retrocommissioning_A_Technical Potential | F9 | Industrial | Agriculture | New | Space Heating | Natural Gas | Retrocommissioning | A | Incremental Winter Peak Savings (MW) | Technical Potential | 0 | 0 | 0 | 0 | 0 | 0 | 0 | 0 | 0 | 0 | 0 | 0 | 0 | 0 | 0 | 0 | 0 | 0 | 0 | 0 | 0 | 0
F10_Industrial_Agriculture_New_Space Heating_Natural Gas_Retrocommissioning_A_Technical Potential | F10 | Industrial | Agriculture | New | Space Heating | Natural Gas | Retrocommissioning | A | Cumulative Energy Savings (MWh or mTherms) | Technical Potential | 0 | 0 | 0 | 0 | 0 | 0 | 0 | 0 | 0 | 0 | 0 | 0 | 0 | 0 | 0 | 0 | 0 | 0 | 0 | 0 | 0 | 0
F11_Industrial_Agriculture_New_Space Heating_Natural Gas_Retrocommissioning_A_Technical Potential | F11 | Industrial | Agriculture | New | Space Heating | Natural Gas | Retrocommissioning | A | Cumulative Summer Peak Savings (MW) | Technical Potential | 0 | 0 | 0 | 0 | 0 | 0 | 0 | 0 | 0 | 0 | 0 | 0 | 0 | 0 | 0 | 0 | 0 | 0 | 0 | 0 | 0 | 0
F12_Industrial_Agriculture_New_Space Heating_Natural Gas_Retrocommissioning_A_Technical Potential | F12 | Industrial | Agriculture | New | Space Heating | Natural Gas | Retrocommissioning | A | Cumulative Winter Peak Savings (MW) | Technical Potential | 0 | 0 | 0 | 0 | 0 | 0 | 0 | 0 | 0 | 0 | 0 | 0 | 0 | 0 | 0 | 0 | 0 | 0 | 0 | 0 | 0 | 0
F13_Industrial_Agriculture_New_Space Heating_Natural Gas_Retrocommissioning_A_Technical Potential | F13 | Industrial | Agriculture | New | Space Heating | Natural Gas | Retrocommissioning | A | Purchases (Incremental) | Technical Potential | 0 | 0 | 0 | 0 | 0 | 0 | 0 | 0 | 0 | 0 | 0 | 0 | 0 | 0 | 0 | 0 | 0 | 0 | 0 | 0 | 0 | 0
F14_Industrial_Agriculture_New_Space Heating_Natural Gas_Retrocommissioning_A_Technical Potential | F14 | Industrial | Agriculture | New | Space Heating | Natural Gas | Retrocommissioning | A | Purchases (Cumulative) | Technical Potential | 0 | 0 | 0 | 0 | 0 | 0 | 0 | 0 | 0 | 0 | 0 | 0 | 0 | 0 | 0 | 0 | 0 | 0 | 0 | 0 | 0 | 0
F1_Industrial_Agriculture_New_Process_Natural Gas_Retrocommissioning_A_Technical Potential | F1 | Industrial | Agriculture | New | Process | Natural Gas | Retrocommissioning | A | Original Unit Energy Savings (kWh or therms) | Technical Potential | 0 | 0 | 0 | 0 | 0 | 0 | 0 | 0 | 0 | 0 | 0 | 0 | 0 | 0 | 0 | 0 | 0 | 0 | 0 | 0 | 0 | 0
F2_Industrial_Agriculture_New_Process_Natural Gas_Retrocommissioning_A_Technical Potential | F2 | Industrial | Agriculture | New | Process | Natural Gas | Retrocommissioning | A | Original Unit Summer Peak Savings (kW) | Technical Potential | 0 | 0 | 0 | 0 | 0 | 0 | 0 | 0 | 0 | 0 | 0 | 0 | 0 | 0 | 0 | 0 | 0 | 0 | 0 | 0 | 0 | 0
F3_Industrial_Agriculture_New_Process_Natural Gas_Retrocommissioning_A_Technical Potential | F3 | Industrial | Agriculture | New | Process | Natural Gas | Retrocommissioning | A | Original Unit Winter Peak Savings (kW) | Technical Potential | 0 | 0 | 0 | 0 | 0 | 0 | 0 | 0 | 0 | 0 | 0 | 0 | 0 | 0 | 0 | 0 | 0 | 0 | 0 | 0 | 0 | 0
F4_Industrial_Agriculture_New_Process_Natural Gas_Retrocommissioning_A_Technical Potential | F4 | Industrial | Agriculture | New | Process | Natural Gas | Retrocommissioning | A | Standalone Impact on Baseline Energy (%) | Technical Potential | bar: 2019 to 2040
F5_Industrial_Agriculture_New_Process_Natural Gas_Retrocommissioning_A_Technical Potential | F5 | Industrial | Agriculture | New | Process | Natural Gas | Retrocommissioning | A | Standalone Impact on Baseline Summer Peak (%) | Technical Potential | bar: 2019 to 2040
F6_Industrial_Agriculture_New_Process_Natural Gas_Retrocommissioning_A_Technical Potential | F6 | Industrial | Agriculture | New | Process | Natural Gas | Retrocommissioning | A | Standalone Impact on Baseline Winter Peak (%) | Technical Potential | bar: 2019 to 2040
F7_Industrial_Agriculture_New_Process_Natural Gas_Retrocommissioning_A_Technical Potential | F7 | Industrial | Agriculture | New | Process | Natural Gas | Retrocommissioning | A | Incremental Energy Savings (MWh or mTherms) | Technical Potential | 0 | 0 | 0 | 0 | 0 | 0 | 0 | 0 | 0 | 0 | 0 | 0 | 0 | 0 | 0 | 0 | 0 | 0 | 0 | 0 | 0 | 0
F8_Industrial_Agriculture_New_Process_Natural Gas_Retrocommissioning_A_Technical Potential | F8 | Industrial | Agriculture | New | Process | Natural Gas | Retrocommissioning | A | Incremental Summer Peak Savings (MW) | Technical Potential | 0 | 0 | 0 | 0 | 0 | 0 | 0 | 0 | 0 | 0 | 0 | 0 | 0 | 0 | 0 | 0 | 0 | 0 | 0 | 0 | 0 | 0
F9_Industrial_Agriculture_New_Process_Natural Gas_Retrocommissioning_A_Technical Potential | F9 | Industrial | Agriculture | New | Process | Natural Gas | Retrocommissioning | A | Incremental Winter Peak Savings (MW) | Technical Potential | 0 | 0 | 0 | 0 | 0 | 0 | 0 | 0 | 0 | 0 | 0 | 0 | 0 | 0 | 0 | 0 | 0 | 0 | 0 | 0 | 0 | 0
F10_Industrial_Agriculture_New_Process_Natural Gas_Retrocommissioning_A_Technical Potential | F10 | Industrial | Agriculture | New | Process | Natural Gas | Retrocommissioning | A | Cumulative Energy Savings (MWh or mTherms) | Technical Potential | 0 | 0 | 0 | 0 | 0 | 0 | 0 | 0 | 0 | 0 | 0 | 0 | 0 | 0 | 0 | 0 | 0 | 0 | 0 | 0 | 0 | 0
F11_Industrial_Agriculture_New_Process_Natural Gas_Retrocommissioning_A_Technical Potential | F11 | Industrial | Agriculture | New | Process | Natural Gas | Retrocommissioning | A | Cumulative Summer Peak Savings (MW) | Technical Potential | 0 | 0 | 0 | 0 | 0 | 0 | 0 | 0 | 0 | 0 | 0 | 0 | 0 | 0 | 0 | 0 | 0 | 0 | 0 | 0 | 0 | 0
F12_Industrial_Agriculture_New_Process_Natural Gas_Retrocommissioning_A_Technical Potential | F12 | Industrial | Agriculture | New | Process | Natural Gas | Retrocommissioning | A | Cumulative Winter Peak Savings (MW) | Technical Potential | 0 | 0 | 0 | 0 | 0 | 0 | 0 | 0 | 0 | 0 | 0 | 0 | 0 | 0 | 0 | 0 | 0 | 0 | 0 | 0 | 0 | 0
F13_Industrial_Agriculture_New_Process_Natural Gas_Retrocommissioning_A_Technical Potential | F13 | Industrial | Agriculture | New | Process | Natural Gas | Retrocommissioning | A | Purchases (Incremental) | Technical Potential | 0 | 0 | 0 | 0 | 0 | 0 | 0 | 0 | 0 | 0 | 0 | 0 | 0 | 0 | 0 | 0 | 0 | 0 | 0 | 0 | 0 | 0
F14_Industrial_Agriculture_New_Process_Natural Gas_Retrocommissioning_A_Technical Potential | F14 | Industrial | Agriculture | New | Process | Natural Gas | Retrocommissioning | A | Purchases (Cumulative) | Technical Potential | 0 | 0 | 0 | 0 | 0 | 0 | 0 | 0 | 0 | 0 | 0 | 0 | 0 | 0 | 0 | 0 | 0 | 0 | 0 | 0 | 0 | 0
F1_Industrial_Primary Metals_Existing_Space Heating_Natural Gas_Insulation - Roof/Ceiling_A_Technical Potential | F1 | Industrial | Primary Metals | Existing | Space Heating | Natural Gas | Insulation - Roof/Ceiling | A | Original Unit Energy Savings (kWh or therms) | Technical Potential | 0 | 0 | 0.083035 | 0.082838 | 0.082641 | 0.082447 | 0.082256 | 0.08207 | 0.08189 | 0.081718 | 0.081553 | 0.081398 | 0.081252 | 0.081115 | 0.080985 | 0.080863 | 0.080748 | 0.08064 | 0.080538 | 0.080442 | 0.080353 | 0.080269
F2_Industrial_Primary Metals_Existing_Space Heating_Natural Gas_Insulation - Roof/Ceiling_A_Technical Potential | F2 | Industrial | Primary Metals | Existing | Space Heating | Natural Gas | Insulation - Roof/Ceiling | A | Original Unit Summer Peak Savings (kW) | Technical Potential | 0 | 0 | 0 | 0 | 0 | 0 | 0 | 0 | 0 | 0 | 0 | 0 | 0 | 0 | 0 | 0 | 0 | 0 | 0 | 0 | 0 | 0
F3_Industrial_Primary Metals_Existing_Space Heating_Natural Gas_Insulation - Roof/Ceiling_A_Technical Potential | F3 | Industrial | Primary Metals | Existing | Space Heating | Natural Gas | Insulation - Roof/Ceiling | A | Original Unit Winter Peak Savings (kW) | Technical Potential | 0 | 0 | 0 | 0 | 0 | 0 | 0 | 0 | 0 | 0 | 0 | 0 | 0 | 0 | 0 | 0 | 0 | 0 | 0 | 0 | 0 | 0
F4_Industrial_Primary Metals_Existing_Space Heating_Natural Gas_Insulation - Roof/Ceiling_A_Technical Potential | F4 | Industrial | Primary Metals | Existing | Space Heating | Natural Gas | Insulation - Roof/Ceiling | A | Standalone Impact on Baseline Energy (%) | Technical Potential | 0% | 0% | 0.3697% | 1.023% | 2.048% | 3.493% | 5.347% | 7.533% | 9.918% | 12.35% | 14.67% | 16.76% | 18.57% | 20.08% | 21.3% | 22.28% | 23.07% | 23.74% | 24.31% | 24.84% | 25.28% | 25.72%
F5_Industrial_Primary Metals_Existing_Space Heating_Natural Gas_Insulation - Roof/Ceiling_A_Technical Potential | F5 | Industrial | Primary Metals | Existing | Space Heating | Natural Gas | Insulation - Roof/Ceiling | A | Standalone Impact on Baseline Summer Peak (%) | Technical Potential | bar: 2019 to 2040
F6_Industrial_Primary Metals_Existing_Space Heating_Natural Gas_Insulation - Roof/Ceiling_A_Technical Potential | F6 | Industrial | Primary Metals | Existing | Space Heating | Natural Gas | Insulation - Roof/Ceiling | A | Standalone Impact on Baseline Winter Peak (%) | Technical Potential | bar: 2019 to 2040
F7_Industrial_Primary Metals_Existing_Space Heating_Natural Gas_Insulation - Roof/Ceiling_A_Technical Potential | F7 | Industrial | Primary Metals | Existing | Space Heating | Natural Gas | Insulation - Roof/Ceiling | A | Incremental Energy Savings (MWh or mTherms) | Technical Potential | 0 | 0 | 0.35424 | 0.60779 | 0.92695 | 1.2723 | 1.5877 | 1.8163 | 1.9181 | 1.8811 | 1.7219 | 1.4779 | 1.1939 | 0.91107 | 0.65868 | 0.45245 | 0.29601 | 0.18487 | 0.11045 | 0.073409 | 0 | 0
F8_Industrial_Primary Metals_Existing_Space Heating_Natural Gas_Insulation - Roof/Ceiling_A_Technical Potential | F8 | Industrial | Primary Metals | Existing | Space Heating | Natural Gas | Insulation - Roof/Ceiling | A | Incremental Summer Peak Savings (MW) | Technical Potential | 0 | 0 | 0 | 0 | 0 | 0 | 0 | 0 | 0 | 0 | 0 | 0 | 0 | 0 | 0 | 0 | 0 | 0 | 0 | 0 | 0 | 0
F9_Industrial_Primary Metals_Existing_Space Heating_Natural Gas_Insulation - Roof/Ceiling_A_Technical Potential | F9 | Industrial | Primary Metals | Existing | Space Heating | Natural Gas | Insulation - Roof/Ceiling | A | Incremental Winter Peak Savings (MW) | Technical Potential | 0 | 0 | 0 | 0 | 0 | 0 | 0 | 0 | 0 | 0 | 0 | 0 | 0 | 0 | 0 | 0 | 0 | 0 | 0 | 0 | 0 | 0
F10_Industrial_Primary Metals_Existing_Space Heating_Natural Gas_Insulation - Roof/Ceiling_A_Technical Potential | F10 | Industrial | Primary Metals | Existing | Space Heating | Natural Gas | Insulation - Roof/Ceiling | A | Cumulative Energy Savings (MWh or mTherms) | Technical Potential | 0 | 0 | 0.35424 | 0.96119 | 1.8859 | 3.1538 | 4.7342 | 6.5398 | 8.4436 | 10.3068 | 12.008 | 13.4631 | 14.6329 | 15.5192 | 16.153 | 16.5811 | 16.8535 | 17.0158 | 17.1048 | 17.158 | 17.1389 | 17.1209
F11_Industrial_Primary Metals_Existing_Space Heating_Natural Gas_Insulation - Roof/Ceiling_A_Technical Potential | F11 | Industrial | Primary Metals | Existing | Space Heating | Natural Gas | Insulation - Roof/Ceiling | A | Cumulative Summer Peak Savings (MW) | Technical Potential | 0 | 0 | 0 | 0 | 0 | 0 | 0 | 0 | 0 | 0 | 0 | 0 | 0 | 0 | 0 | 0 | 0 | 0 | 0 | 0 | 0 | 0
F12_Industrial_Primary Metals_Existing_Space Heating_Natural Gas_Insulation - Roof/Ceiling_A_Technical Potential | F12 | Industrial | Primary Metals | Existing | Space Heating | Natural Gas | Insulation - Roof/Ceiling | A | Cumulative Winter Peak Savings (MW) | Technical Potential | 0 | 0 | 0 | 0 | 0 | 0 | 0 | 0 | 0 | 0 | 0 | 0 | 0 | 0 | 0 | 0 | 0 | 0 | 0 | 0 | 0 | 0
F13_Industrial_Primary Metals_Existing_Space Heating_Natural Gas_Insulation - Roof/Ceiling_A_Technical Potential | F13 | Industrial | Primary Metals | Existing | Space Heating | Natural Gas | Insulation - Roof/Ceiling | A | Purchases (Incremental) | Technical Potential | 0 | 0 | 4266.1812 | 7337.0961 | 11216.4803 | 15432.3298 | 19302.5066 | 22131.3222 | 23422.8052 | 23018.9637 | 21113.946 | 18156.1734 | 14694.3473 | 11231.8861 | 8133.4348 | 5595.2422 | 3665.8483 | 2292.5917 | 1371.4304 | 912.5633 | 0 | 0
F14_Industrial_Primary Metals_Existing_Space Heating_Natural Gas_Insulation - Roof/Ceiling_A_Technical Potential | F14 | Industrial | Primary Metals | Existing | Space Heating | Natural Gas | Insulation - Roof/Ceiling | A | Purchases (Cumulative) | Technical Potential | 0 | 0 | 4266.1812 | 11603.2774 | 22819.7577 | 38252.0875 | 57554.5941 | 79685.9163 | 103108.7215 | 126127.6852 | 147241.6312 | 165397.8046 | 180092.1519 | 191324.038 | 199457.4728 | 205052.715 | 208718.5633 | 211011.155 | 212382.5854 | 213295.1487 | 213295.1487 | 213295.1487
F1_Industrial_Primary Metals_Existing_Space Heating_Natural Gas_Insulation - Wall Cavity_A_Technical Potential | F1 | Industrial | Primary Metals | Existing | Space Heating | Natural Gas | Insulation - Wall Cavity | A | Original Unit Energy Savings (kWh or therms) | Technical Potential | 0 | 0 | 0.018165 | 0.018122 | 0.018079 | 0.018037 | 0.017995 | 0.017954 | 0.017915 | 0.017877 | 0.017841 | 0.017807 | 0.017775 | 0.017745 | 0.017717 | 0.01769 | 0.017665 | 0.017641 | 0.017619 | 0.017598 | 0.017579 | 0.01756
F2_Industrial_Primary Metals_Existing_Space Heating_Natural Gas_Insulation - Wall Cavity_A_Technical Potential | F2 | Industrial | Primary Metals | Existing | Space Heating | Natural Gas | Insulation - Wall Cavity | A | Original Unit Summer Peak Savings (kW) | Technical Potential | 0 | 0 | 0 | 0 | 0 | 0 | 0 | 0 | 0 | 0 | 0 | 0 | 0 | 0 | 0 | 0 | 0 | 0 | 0 | 0 | 0 | 0
F3_Industrial_Primary Metals_Existing_Space Heating_Natural Gas_Insulation - Wall Cavity_A_Technical Potential | F3 | Industrial | Primary Metals | Existing | Space Heating | Natural Gas | Insulation - Wall Cavity | A | Original Unit Winter Peak Savings (kW) | Technical Potential | 0 | 0 | 0 | 0 | 0 | 0 | 0 | 0 | 0 | 0 | 0 | 0 | 0 | 0 | 0 | 0 | 0 | 0 | 0 | 0 | 0 | 0
F4_Industrial_Primary Metals_Existing_Space Heating_Natural Gas_Insulation - Wall Cavity_A_Technical Potential | F4 | Industrial | Primary Metals | Existing | Space Heating | Natural Gas | Insulation - Wall Cavity | A | Standalone Impact on Baseline Energy (%) | Technical Potential | 0% | 0% | 0.08088% | 0.2238% | 0.4479% | 0.7641% | 1.17% | 1.648% | 2.17% | 2.701% | 3.208% | 3.667% | 4.063% | 4.392% | 4.659% | 4.874% | 5.048% | 5.193% | 5.318% | 5.435% | 5.53% | 5.627%
F5_Industrial_Primary Metals_Existing_Space Heating_Natural Gas_Insulation - Wall Cavity_A_Technical Potential | F5 | Industrial | Primary Metals | Existing | Space Heating | Natural Gas | Insulation - Wall Cavity | A | Standalone Impact on Baseline Summer Peak (%) | Technical Potential | bar: 2019 to 2040
F6_Industrial_Primary Metals_Existing_Space Heating_Natural Gas_Insulation - Wall Cavity_A_Technical Potential | F6 | Industrial | Primary Metals | Existing | Space Heating | Natural Gas | Insulation - Wall Cavity | A | Standalone Impact on Baseline Winter Peak (%) | Technical Potential | bar: 2019 to 2040
F7_Industrial_Primary Metals_Existing_Space Heating_Natural Gas_Insulation - Wall Cavity_A_Technical Potential | F7 | Industrial | Primary Metals | Existing | Space Heating | Natural Gas | Insulation - Wall Cavity | A | Incremental Energy Savings (MWh or mTherms) | Technical Potential | 0 | 0 | 0.077497 | 0.13296 | 0.20278 | 0.27835 | 0.34735 | 0.39735 | 0.41962 | 0.41151 | 0.3767 | 0.32331 | 0.2612 | 0.19931 | 0.1441 | 0.09898 | 0.064757 | 0.040444 | 0.024163 | 0.016059 | 0 | 0
F8_Industrial_Primary Metals_Existing_Space Heating_Natural Gas_Insulation - Wall Cavity_A_Technical Potential | F8 | Industrial | Primary Metals | Existing | Space Heating | Natural Gas | Insulation - Wall Cavity | A | Incremental Summer Peak Savings (MW) | Technical Potential | 0 | 0 | 0 | 0 | 0 | 0 | 0 | 0 | 0 | 0 | 0 | 0 | 0 | 0 | 0 | 0 | 0 | 0 | 0 | 0 | 0 | 0
F9_Industrial_Primary Metals_Existing_Space Heating_Natural Gas_Insulation - Wall Cavity_A_Technical Potential | F9 | Industrial | Primary Metals | Existing | Space Heating | Natural Gas | Insulation - Wall Cavity | A | Incremental Winter Peak Savings (MW) | Technical Potential | 0 | 0 | 0 | 0 | 0 | 0 | 0 | 0 | 0 | 0 | 0 | 0 | 0 | 0 | 0 | 0 | 0 | 0 | 0 | 0 | 0 | 0
F10_Industrial_Primary Metals_Existing_Space Heating_Natural Gas_Insulation - Wall Cavity_A_Technical Potential | F10 | Industrial | Primary Metals | Existing | Space Heating | Natural Gas | Insulation - Wall Cavity | A | Cumulative Energy Savings (MWh or mTherms) | Technical Potential | 0 | 0 | 0.077497 | 0.21028 | 0.41256 | 0.68994 | 1.0357 | 1.4307 | 1.8472 | 2.2548 | 2.627 | 2.9453 | 3.2012 | 3.3951 | 3.5337 | 3.6274 | 3.687 | 3.7225 | 3.742 | 3.7536 | 3.7494 | 3.7455
F11_Industrial_Primary Metals_Existing_Space Heating_Natural Gas_Insulation - Wall Cavity_A_Technical Potential | F11 | Industrial | Primary Metals | Existing | Space Heating | Natural Gas | Insulation - Wall Cavity | A | Cumulative Summer Peak Savings (MW) | Technical Potential | 0 | 0 | 0 | 0 | 0 | 0 | 0 | 0 | 0 | 0 | 0 | 0 | 0 | 0 | 0 | 0 | 0 | 0 | 0 | 0 | 0 | 0
F12_Industrial_Primary Metals_Existing_Space Heating_Natural Gas_Insulation - Wall Cavity_A_Technical Potential | F12 | Industrial | Primary Metals | Existing | Space Heating | Natural Gas | Insulation - Wall Cavity | A | Cumulative Winter Peak Savings (MW) | Technical Potential | 0 | 0 | 0 | 0 | 0 | 0 | 0 | 0 | 0 | 0 | 0 | 0 | 0 | 0 | 0 | 0 | 0 | 0 | 0 | 0 | 0 | 0
F13_Industrial_Primary Metals_Existing_Space Heating_Natural Gas_Insulation - Wall Cavity_A_Technical Potential | F13 | Industrial | Primary Metals | Existing | Space Heating | Natural Gas | Insulation - Wall Cavity | A | Purchases (Incremental) | Technical Potential | 0 | 0 | 4266.1812 | 7337.0961 | 11216.4803 | 15432.3298 | 19302.5066 | 22131.3222 | 23422.8052 | 23018.9637 | 21113.946 | 18156.1734 | 14694.3473 | 11231.8861 | 8133.4348 | 5595.2422 | 3665.8483 | 2292.5917 | 1371.4304 | 912.5633 | 0 | 0
F14_Industrial_Primary Metals_Existing_Space Heating_Natural Gas_Insulation - Wall Cavity_A_Technical Potential | F14 | Industrial | Primary Metals | Existing | Space Heating | Natural Gas | Insulation - Wall Cavity | A | Purchases (Cumulative) | Technical Potential | 0 | 0 | 4266.1812 | 11603.2774 | 22819.7577 | 38252.0875 | 57554.5941 | 79685.9163 | 103108.7215 | 126127.6852 | 147241.6312 | 165397.8046 | 180092.1519 | 191324.038 | 199457.4728 | 205052.715 | 208718.5633 | 211011.155 | 212382.5854 | 213295.1487 | 213295.1487 | 213295.1487
F1_Industrial_Primary Metals_Existing_Space Heating_Natural Gas_Insulation - Ducting_A_Technical Potential | F1 | Industrial | Primary Metals | Existing | Space Heating | Natural Gas | Insulation - Ducting | A | Original Unit Energy Savings (kWh or therms) | Technical Potential | 0 | 0 | 0.0014398 | 0.0014319 | 0.0014239 | 0.0014161 | 0.0014083 | 0.0014008 | 0.0013935 | 0.0013865 | 0.0013799 | 0.0013736 | 0.0013677 | 0.0013622 | 0.001357 | 0.0013521 | 0.0013475 | 0.0013431 | 0.001339 | 0.0013352 | 0.0013316 | 0.0013281
F2_Industrial_Primary Metals_Existing_Space Heating_Natural Gas_Insulation - Ducting_A_Technical Potential | F2 | Industrial | Primary Metals | Existing | Space Heating | Natural Gas | Insulation - Ducting | A | Original Unit Summer Peak Savings (kW) | Technical Potential | 0 | 0 | 0 | 0 | 0 | 0 | 0 | 0 | 0 | 0 | 0 | 0 | 0 | 0 | 0 | 0 | 0 | 0 | 0 | 0 | 0 | 0
F3_Industrial_Primary Metals_Existing_Space Heating_Natural Gas_Insulation - Ducting_A_Technical Potential | F3 | Industrial | Primary Metals | Existing | Space Heating | Natural Gas | Insulation - Ducting | A | Original Unit Winter Peak Savings (kW) | Technical Potential | 0 | 0 | 0 | 0 | 0 | 0 | 0 | 0 | 0 | 0 | 0 | 0 | 0 | 0 | 0 | 0 | 0 | 0 | 0 | 0 | 0 | 0
F4_Industrial_Primary Metals_Existing_Space Heating_Natural Gas_Insulation - Ducting_A_Technical Potential | F4 | Industrial | Primary Metals | Existing | Space Heating | Natural Gas | Insulation - Ducting | A | Standalone Impact on Baseline Energy (%) | Technical Potential | 0% | 0% | 0.0008095% | 0.001812% | 0.003046% | 0.004488% | 0.006143% | 0.008084% | 0.01023% | 0.01244% | 0.01456% | 0.01644% | 0.01798% | 0.0191% | 0.01988% | 0.02042% | 0.02084% | 0.0212% | 0.02154% | 0.02189% | 0.02223% | 0.02259%
F5_Industrial_Primary Metals_Existing_Space Heating_Natural Gas_Insulation - Ducting_A_Technical Potential | F5 | Industrial | Primary Metals | Existing | Space Heating | Natural Gas | Insulation - Ducting | A | Standalone Impact on Baseline Summer Peak (%) | Technical Potential | bar: 2019 to 2040
F6_Industrial_Primary Metals_Existing_Space Heating_Natural Gas_Insulation - Ducting_A_Technical Potential | F6 | Industrial | Primary Metals | Existing | Space Heating | Natural Gas | Insulation - Ducting | A | Standalone Impact on Baseline Winter Peak (%) | Technical Potential | bar: 2019 to 2040
F7_Industrial_Primary Metals_Existing_Space Heating_Natural Gas_Insulation - Ducting_A_Technical Potential | F7 | Industrial | Primary Metals | Existing | Space Heating | Natural Gas | Insulation - Ducting | A | Incremental Energy Savings (MWh or mTherms) | Technical Potential | 0 | 0 | 0.00077558 | 0.0009307 | 0.001113 | 0.0012628 | 0.0014078 | 0.0016088 | 0.0017255 | 0.0017236 | 0.0015886 | 0.001336 | 0.0010116 | 0.00065532 | 0.00037252 | 0.00017563 | 7.2774e-05 | 2.5923e-05 | 7.9334e-06 | 1.6944e-06 | 2.7297e-07 | 3.2118e-08
F8_Industrial_Primary Metals_Existing_Space Heating_Natural Gas_Insulation - Ducting_A_Technical Potential | F8 | Industrial | Primary Metals | Existing | Space Heating | Natural Gas | Insulation - Ducting | A | Incremental Summer Peak Savings (MW) | Technical Potential | 0 | 0 | 0 | 0 | 0 | 0 | 0 | 0 | 0 | 0 | 0 | 0 | 0 | 0 | 0 | 0 | 0 | 0 | 0 | 0 | 0 | 0
F9_Industrial_Primary Metals_Existing_Space Heating_Natural Gas_Insulation - Ducting_A_Technical Potential | F9 | Industrial | Primary Metals | Existing | Space Heating | Natural Gas | Insulation - Ducting | A | Incremental Winter Peak Savings (MW) | Technical Potential | 0 | 0 | 0 | 0 | 0 | 0 | 0 | 0 | 0 | 0 | 0 | 0 | 0 | 0 | 0 | 0 | 0 | 0 | 0 | 0 | 0 | 0
F10_Industrial_Primary Metals_Existing_Space Heating_Natural Gas_Insulation - Ducting_A_Technical Potential | F10 | Industrial | Primary Metals | Existing | Space Heating | Natural Gas | Insulation - Ducting | A | Cumulative Energy Savings (MWh or mTherms) | Technical Potential | 0 | 0 | 0.00077558 | 0.001702 | 0.0028056 | 0.0040529 | 0.0054385 | 0.0070183 | 0.0087072 | 0.010387 | 0.011926 | 0.013208 | 0.014163 | 0.014761 | 0.015077 | 0.015198 | 0.015219 | 0.015196 | 0.015158 | 0.015116 | 0.015075 | 0.015036
F11_Industrial_Primary Metals_Existing_Space Heating_Natural Gas_Insulation - Ducting_A_Technical Potential | F11 | Industrial | Primary Metals | Existing | Space Heating | Natural Gas | Insulation - Ducting | A | Cumulative Summer Peak Savings (MW) | Technical Potential | 0 | 0 | 0 | 0 | 0 | 0 | 0 | 0 | 0 | 0 | 0 | 0 | 0 | 0 | 0 | 0 | 0 | 0 | 0 | 0 | 0 | 0
F12_Industrial_Primary Metals_Existing_Space Heating_Natural Gas_Insulation - Ducting_A_Technical Potential | F12 | Industrial | Primary Metals | Existing | Space Heating | Natural Gas | Insulation - Ducting | A | Cumulative Winter Peak Savings (MW) | Technical Potential | 0 | 0 | 0 | 0 | 0 | 0 | 0 | 0 | 0 | 0 | 0 | 0 | 0 | 0 | 0 | 0 | 0 | 0 | 0 | 0 | 0 | 0
F13_Industrial_Primary Metals_Existing_Space Heating_Natural Gas_Insulation - Ducting_A_Technical Potential | F13 | Industrial | Primary Metals | Existing | Space Heating | Natural Gas | Insulation - Ducting | A | Purchases (Incremental) | Technical Potential | 0 | 0 | 538.6565 | 649.9811 | 781.6731 | 891.7545 | 999.6217 | 1148.5283 | 1238.23 | 1243.1301 | 1151.3027 | 972.5794 | 739.6467 | 481.074 | 274.5172 | 129.8961 | 54.0085 | 19.3008 | 5.9248 | 1.2691 | 0.205 | 0.024183
F14_Industrial_Primary Metals_Existing_Space Heating_Natural Gas_Insulation - Ducting_A_Technical Potential | F14 | Industrial | Primary Metals | Existing | Space Heating | Natural Gas | Insulation - Ducting | A | Purchases (Cumulative) | Technical Potential | 0 | 0 | 538.6565 | 1188.6376 | 1970.3107 | 2862.0652 | 3861.6868 | 5010.2151 | 6248.4451 | 7491.5753 | 8642.8779 | 9615.4573 | 10355.104 | 10836.178 | 11110.6952 | 11240.5913 | 11294.5998 | 11313.9007 | 11319.8254 | 11321.0945 | 11321.2995 | 11321.3237
F1_Industrial_Primary Metals_Existing_Space Heating_Natural Gas_HVAC - Duct Repair and Sealing_A_Technical Potential | F1 | Industrial | Primary Metals | Existing | Space Heating | Natural Gas | HVAC - Duct Repair and Sealing | A | Original Unit Energy Savings (kWh or therms) | Technical Potential | 0 | 0 | 0.0040723 | 0.0040498 | 0.0040273 | 0.004005 | 0.0039832 | 0.0039618 | 0.0039412 | 0.0039215 | 0.0039027 | 0.003885 | 0.0038683 | 0.0038527 | 0.0038379 | 0.0038241 | 0.003811 | 0.0037987 | 0.0037871 | 0.0037763 | 0.003766 | 0.0037564
F2_Industrial_Primary Metals_Existing_Space Heating_Natural Gas_HVAC - Duct Repair and Sealing_A_Technical Potential | F2 | Industrial | Primary Metals | Existing | Space Heating | Natural Gas | HVAC - Duct Repair and Sealing | A | Original Unit Summer Peak Savings (kW) | Technical Potential | 0 | 0 | 0 | 0 | 0 | 0 | 0 | 0 | 0 | 0 | 0 | 0 | 0 | 0 | 0 | 0 | 0 | 0 | 0 | 0 | 0 | 0
F3_Industrial_Primary Metals_Existing_Space Heating_Natural Gas_HVAC - Duct Repair and Sealing_A_Technical Potential | F3 | Industrial | Primary Metals | Existing | Space Heating | Natural Gas | HVAC - Duct Repair and Sealing | A | Original Unit Winter Peak Savings (kW) | Technical Potential | 0 | 0 | 0 | 0 | 0 | 0 | 0 | 0 | 0 | 0 | 0 | 0 | 0 | 0 | 0 | 0 | 0 | 0 | 0 | 0 | 0 | 0
F4_Industrial_Primary Metals_Existing_Space Heating_Natural Gas_HVAC - Duct Repair and Sealing_A_Technical Potential | F4 | Industrial | Primary Metals | Existing | Space Heating | Natural Gas | HVAC - Duct Repair and Sealing | A | Standalone Impact on Baseline Energy (%) | Technical Potential | 0% | 0% | 0.004659% | 0.009369% | 0.01413% | 0.01895% | 0.02382% | 0.02875% | 0.03374% | 0.03879% | 0.0439% | 0.04909% | 0.05435% | 0.05968% | 0.0651% | 0.07059% | 0.07617% | 0.08183% | 0.08759% | 0.09343% | 0.09937% | 0.1054%
F5_Industrial_Primary Metals_Existing_Space Heating_Natural Gas_HVAC - Duct Repair and Sealing_A_Technical Potential | F5 | Industrial | Primary Metals | Existing | Space Heating | Natural Gas | HVAC - Duct Repair and Sealing | A | Standalone Impact on Baseline Summer Peak (%) | Technical Potential | bar: 2019 to 2040
F6_Industrial_Primary Metals_Existing_Space Heating_Natural Gas_HVAC - Duct Repair and Sealing_A_Technical Potential | F6 | Industrial | Primary Metals | Existing | Space Heating | Natural Gas | HVAC - Duct Repair and Sealing | A | Standalone Impact on Baseline Winter Peak (%) | Technical Potential | bar: 2019 to 2040
F7_Industrial_Primary Metals_Existing_Space Heating_Natural Gas_HVAC - Duct Repair and Sealing_A_Technical Potential | F7 | Industrial | Primary Metals | Existing | Space Heating | Natural Gas | HVAC - Duct Repair and Sealing | A | Incremental Energy Savings (MWh or mTherms) | Technical Potential | 0 | 0 | 0.0044637 | 0.0043624 | 0.0042634 | 0.0041668 | 0.0040726 | 0.0039809 | 0.0038919 | 0.0038056 | 0.0037221 | 0.0036414 | 0.0035632 | 0.0034876 | 0.0034144 | 0.0033434 | 0.0032745 | 0.0032077 | 0.0031428 | 0.0030797 | 0.0030184 | 0.0029588
F8_Industrial_Primary Metals_Existing_Space Heating_Natural Gas_HVAC - Duct Repair and Sealing_A_Technical Potential | F8 | Industrial | Primary Metals | Existing | Space Heating | Natural Gas | HVAC - Duct Repair and Sealing | A | Incremental Summer Peak Savings (MW) | Technical Potential | 0 | 0 | 0 | 0 | 0 | 0 | 0 | 0 | 0 | 0 | 0 | 0 | 0 | 0 | 0 | 0 | 0 | 0 | 0 | 0 | 0 | 0
F9_Industrial_Primary Metals_Existing_Space Heating_Natural Gas_HVAC - Duct Repair and Sealing_A_Technical Potential | F9 | Industrial | Primary Metals | Existing | Space Heating | Natural Gas | HVAC - Duct Repair and Sealing | A | Incremental Winter Peak Savings (MW) | Technical Potential | 0 | 0 | 0 | 0 | 0 | 0 | 0 | 0 | 0 | 0 | 0 | 0 | 0 | 0 | 0 | 0 | 0 | 0 | 0 | 0 | 0 | 0
F10_Industrial_Primary Metals_Existing_Space Heating_Natural Gas_HVAC - Duct Repair and Sealing_A_Technical Potential | F10 | Industrial | Primary Metals | Existing | Space Heating | Natural Gas | HVAC - Duct Repair and Sealing | A | Cumulative Energy Savings (MWh or mTherms) | Technical Potential | 0 | 0 | 0.0044637 | 0.0088014 | 0.013016 | 0.017111 | 0.02109 | 0.024958 | 0.02872 | 0.032382 | 0.035949 | 0.039427 | 0.042821 | 0.046136 | 0.049373 | 0.052538 | 0.055633 | 0.058662 | 0.061626 | 0.064528 | 0.067372 | 0.070158
F11_Industrial_Primary Metals_Existing_Space Heating_Natural Gas_HVAC - Duct Repair and Sealing_A_Technical Potential | F11 | Industrial | Primary Metals | Existing | Space Heating | Natural Gas | HVAC - Duct Repair and Sealing | A | Cumulative Summer Peak Savings (MW) | Technical Potential | 0 | 0 | 0 | 0 | 0 | 0 | 0 | 0 | 0 | 0 | 0 | 0 | 0 | 0 | 0 | 0 | 0 | 0 | 0 | 0 | 0 | 0
F12_Industrial_Primary Metals_Existing_Space Heating_Natural Gas_HVAC - Duct Repair and Sealing_A_Technical Potential | F12 | Industrial | Primary Metals | Existing | Space Heating | Natural Gas | HVAC - Duct Repair and Sealing | A | Cumulative Winter Peak Savings (MW) | Technical Potential | 0 | 0 | 0 | 0 | 0 | 0 | 0 | 0 | 0 | 0 | 0 | 0 | 0 | 0 | 0 | 0 | 0 | 0 | 0 | 0 | 0 | 0
F13_Industrial_Primary Metals_Existing_Space Heating_Natural Gas_HVAC - Duct Repair and Sealing_A_Technical Potential | F13 | Industrial | Primary Metals | Existing | Space Heating | Natural Gas | HVAC - Duct Repair and Sealing | A | Purchases (Incremental) | Technical Potential | 0 | 0 | 1096.1033 | 1077.205 | 1058.6325 | 1040.3802 | 1022.4426 | 1004.8143 | 987.4899 | 970.4642 | 953.7321 | 937.2884 | 921.1283 | 905.2468 | 889.6391 | 874.3005 | 859.2263 | 844.4121 | 829.8532 | 815.5454 | 801.4843 | 787.6656
F14_Industrial_Primary Metals_Existing_Space Heating_Natural Gas_HVAC - Duct Repair and Sealing_A_Technical Potential | F14 | Industrial | Primary Metals | Existing | Space Heating | Natural Gas | HVAC - Duct Repair and Sealing | A | Purchases (Cumulative) | Technical Potential | 0 | 0 | 1096.1033 | 2173.3083 | 3231.9408 | 4272.3211 | 5294.7637 | 6299.578 | 7287.0679 | 8257.5322 | 9211.2642 | 10148.5527 | 11069.681 | 11974.9277 | 12864.5668 | 13738.8673 | 14598.0936 | 15442.5056 | 16272.3589 | 17087.9043 | 17889.3886 | 18677.0542
F1_Industrial_Primary Metals_Existing_Space Heating_Natural Gas_Windows - High Efficiency_A_Technical Potential | F1 | Industrial | Primary Metals | Existing | Space Heating | Natural Gas | Windows - High Efficiency | A | Original Unit Energy Savings (kWh or therms) | Technical Potential | 0 | 0 | 0.0077675 | 0.0077491 | 0.0077307 | 0.0077125 | 0.0076946 | 0.0076772 | 0.0076604 | 0.0076442 | 0.0076289 | 0.0076144 | 0.0076007 | 0.0075878 | 0.0075757 | 0.0075643 | 0.0075535 | 0.0075434 | 0.0075339 | 0.007525 | 0.0075166 | 0.0075087
F2_Industrial_Primary Metals_Existing_Space Heating_Natural Gas_Windows - High Efficiency_A_Technical Potential | F2 | Industrial | Primary Metals | Existing | Space Heating | Natural Gas | Windows - High Efficiency | A | Original Unit Summer Peak Savings (kW) | Technical Potential | 0 | 0 | 0 | 0 | 0 | 0 | 0 | 0 | 0 | 0 | 0 | 0 | 0 | 0 | 0 | 0 | 0 | 0 | 0 | 0 | 0 | 0
F3_Industrial_Primary Metals_Existing_Space Heating_Natural Gas_Windows - High Efficiency_A_Technical Potential | F3 | Industrial | Primary Metals | Existing | Space Heating | Natural Gas | Windows - High Efficiency | A | Original Unit Winter Peak Savings (kW) | Technical Potential | 0 | 0 | 0 | 0 | 0 | 0 | 0 | 0 | 0 | 0 | 0 | 0 | 0 | 0 | 0 | 0 | 0 | 0 | 0 | 0 | 0 | 0
F4_Industrial_Primary Metals_Existing_Space Heating_Natural Gas_Windows - High Efficiency_A_Technical Potential | F4 | Industrial | Primary Metals | Existing | Space Heating | Natural Gas | Windows - High Efficiency | A | Standalone Impact on Baseline Energy (%) | Technical Potential | 0% | 0% | 0.007012% | 0.02115% | 0.04641% | 0.0877% | 0.1507% | 0.2413% | 0.3653% | 0.5269% | 0.728% | 0.9672% | 1.238% | 1.53% | 1.828% | 2.116% | 2.378% | 2.605% | 2.793% | 2.941% | 3.055% | 3.15%
F5_Industrial_Primary Metals_Existing_Space Heating_Natural Gas_Windows - High Efficiency_A_Technical Potential | F5 | Industrial | Primary Metals | Existing | Space Heating | Natural Gas | Windows - High Efficiency | A | Standalone Impact on Baseline Summer Peak (%) | Technical Potential | bar: 2019 to 2040
F6_Industrial_Primary Metals_Existing_Space Heating_Natural Gas_Windows - High Efficiency_A_Technical Potential | F6 | Industrial | Primary Metals | Existing | Space Heating | Natural Gas | Windows - High Efficiency | A | Standalone Impact on Baseline Winter Peak (%) | Technical Potential | bar: 2019 to 2040
F7_Industrial_Primary Metals_Existing_Space Heating_Natural Gas_Windows - High Efficiency_A_Technical Potential | F7 | Industrial | Primary Metals | Existing | Space Heating | Natural Gas | Windows - High Efficiency | A | Incremental Energy Savings (MWh or mTherms) | Technical Potential | 0 | 0 | 0.0067184 | 0.013167 | 0.022921 | 0.036554 | 0.054402 | 0.076398 | 0.10191 | 0.12956 | 0.15716 | 0.18179 | 0.20008 | 0.20882 | 0.20575 | 0.19032 | 0.16422 | 0.13328 | 0.10004 | 0.067983 | 0.042637 | 0.027299
F8_Industrial_Primary Metals_Existing_Space Heating_Natural Gas_Windows - High Efficiency_A_Technical Potential | F8 | Industrial | Primary Metals | Existing | Space Heating | Natural Gas | Windows - High Efficiency | A | Incremental Summer Peak Savings (MW) | Technical Potential | 0 | 0 | 0 | 0 | 0 | 0 | 0 | 0 | 0 | 0 | 0 | 0 | 0 | 0 | 0 | 0 | 0 | 0 | 0 | 0 | 0 | 0
F9_Industrial_Primary Metals_Existing_Space Heating_Natural Gas_Windows - High Efficiency_A_Technical Potential | F9 | Industrial | Primary Metals | Existing | Space Heating | Natural Gas | Windows - High Efficiency | A | Incremental Winter Peak Savings (MW) | Technical Potential | 0 | 0 | 0 | 0 | 0 | 0 | 0 | 0 | 0 | 0 | 0 | 0 | 0 | 0 | 0 | 0 | 0 | 0 | 0 | 0 | 0 | 0
F10_Industrial_Primary Metals_Existing_Space Heating_Natural Gas_Windows - High Efficiency_A_Technical Potential | F10 | Industrial | Primary Metals | Existing | Space Heating | Natural Gas | Windows - High Efficiency | A | Cumulative Energy Savings (MWh or mTherms) | Technical Potential | 0 | 0 | 0.0067184 | 0.019869 | 0.042743 | 0.079196 | 0.13341 | 0.20951 | 0.31096 | 0.43986 | 0.59614 | 0.77679 | 0.97547 | 1.1826 | 1.3865 | 1.5747 | 1.7367 | 1.8677 | 1.9653 | 2.031 | 2.0714 | 2.0965
F11_Industrial_Primary Metals_Existing_Space Heating_Natural Gas_Windows - High Efficiency_A_Technical Potential | F11 | Industrial | Primary Metals | Existing | Space Heating | Natural Gas | Windows - High Efficiency | A | Cumulative Summer Peak Savings (MW) | Technical Potential | 0 | 0 | 0 | 0 | 0 | 0 | 0 | 0 | 0 | 0 | 0 | 0 | 0 | 0 | 0 | 0 | 0 | 0 | 0 | 0 | 0 | 0
F12_Industrial_Primary Metals_Existing_Space Heating_Natural Gas_Windows - High Efficiency_A_Technical Potential | F12 | Industrial | Primary Metals | Existing | Space Heating | Natural Gas | Windows - High Efficiency | A | Cumulative Winter Peak Savings (MW) | Technical Potential | 0 | 0 | 0 | 0 | 0 | 0 | 0 | 0 | 0 | 0 | 0 | 0 | 0 | 0 | 0 | 0 | 0 | 0 | 0 | 0 | 0 | 0
F13_Industrial_Primary Metals_Existing_Space Heating_Natural Gas_Windows - High Efficiency_A_Technical Potential | F13 | Industrial | Primary Metals | Existing | Space Heating | Natural Gas | Windows - High Efficiency | A | Purchases (Incremental) | Technical Potential | 0 | 0 | 864.9367 | 1699.1421 | 2964.8882 | 4739.6454 | 7070.0832 | 9951.2859 | 13303.094 | 16948.2764 | 20600.6814 | 23874.2506 | 26323.5411 | 27520.4762 | 27158.8987 | 25160.4312 | 21740.2386 | 17668.9554 | 13278.5963 | 9034.3765 | 5672.4462 | 3635.6383
F14_Industrial_Primary Metals_Existing_Space Heating_Natural Gas_Windows - High Efficiency_A_Technical Potential | F14 | Industrial | Primary Metals | Existing | Space Heating | Natural Gas | Windows - High Efficiency | A | Purchases (Cumulative) | Technical Potential | 0 | 0 | 864.9367 | 2564.0788 | 5528.967 | 10268.6124 | 17338.6956 | 27289.9814 | 40593.0754 | 57541.3518 | 78142.0332 | 102016.2838 | 128339.8249 | 155860.3011 | 183019.1997 | 208179.6309 | 229919.8695 | 247588.825 | 260867.4213 | 269901.7978 | 275574.244 | 279209.8823
F1_Industrial_Primary Metals_Existing_Space Heating_Natural Gas_Gas Boiler - Maintenance_A_Technical Potential | F1 | Industrial | Primary Metals | Existing | Space Heating | Natural Gas | Gas Boiler - Maintenance | A | Original Unit Energy Savings (kWh or therms) | Technical Potential | 0 | 0 | 29.1825 | 29.1092 | 29.0375 | 28.9674 | 28.8992 | 28.8329 | 28.7687 | 28.7067 | 28.6471 | 28.5898 | 28.535 | 28.4827 | 28.4331 | 28.3862 | 28.342 | 28.3006 | 28.2621 | 28.2265 | 28.1938 | 28.1641
F2_Industrial_Primary Metals_Existing_Space Heating_Natural Gas_Gas Boiler - Maintenance_A_Technical Potential | F2 | Industrial | Primary Metals | Existing | Space Heating | Natural Gas | Gas Boiler - Maintenance | A | Original Unit Summer Peak Savings (kW) | Technical Potential | 0 | 0 | 0 | 0 | 0 | 0 | 0 | 0 | 0 | 0 | 0 | 0 | 0 | 0 | 0 | 0 | 0 | 0 | 0 | 0 | 0 | 0
F3_Industrial_Primary Metals_Existing_Space Heating_Natural Gas_Gas Boiler - Maintenance_A_Technical Potential | F3 | Industrial | Primary Metals | Existing | Space Heating | Natural Gas | Gas Boiler - Maintenance | A | Original Unit Winter Peak Savings (kW) | Technical Potential | 0 | 0 | 0 | 0 | 0 | 0 | 0 | 0 | 0 | 0 | 0 | 0 | 0 | 0 | 0 | 0 | 0 | 0 | 0 | 0 | 0 | 0
F4_Industrial_Primary Metals_Existing_Space Heating_Natural Gas_Gas Boiler - Maintenance_A_Technical Potential | F4 | Industrial | Primary Metals | Existing | Space Heating | Natural Gas | Gas Boiler - Maintenance | A | Standalone Impact on Baseline Energy (%) | Technical Potential | 0% | 0% | 0.004928% | 0.008467% | 0.01101% | 0.01306% | 0.01492% | 0.01659% | 0.01809% | 0.01943% | 0.02064% | 0.02173% | 0.02271% | 0.02358% | 0.02436% | 0.02507% | 0.02573% | 0.02638% | 0.027% | 0.02761% | 0.02821% | 0.0288%
F5_Industrial_Primary Metals_Existing_Space Heating_Natural Gas_Gas Boiler - Maintenance_A_Technical Potential | F5 | Industrial | Primary Metals | Existing | Space Heating | Natural Gas | Gas Boiler - Maintenance | A | Standalone Impact on Baseline Summer Peak (%) | Technical Potential | bar: 2019 to 2040
F6_Industrial_Primary Metals_Existing_Space Heating_Natural Gas_Gas Boiler - Maintenance_A_Technical Potential | F6 | Industrial | Primary Metals | Existing | Space Heating | Natural Gas | Gas Boiler - Maintenance | A | Standalone Impact on Baseline Winter Peak (%) | Technical Potential | bar: 2019 to 2040
F7_Industrial_Primary Metals_Existing_Space Heating_Natural Gas_Gas Boiler - Maintenance_A_Technical Potential | F7 | Industrial | Primary Metals | Existing | Space Heating | Natural Gas | Gas Boiler - Maintenance | A | Incremental Energy Savings (MWh or mTherms) | Technical Potential | 0 | 0 | 0.0047216 | 0.0032442 | 0.0022017 | 0.0016811 | 0.0014441 | 0.0012252 | 0.0010292 | 0.00085751 | 0.00070953 | 0.00058366 | 0.00047771 | 0.00036496 | 0.00027884 | 0.00021307 | 0.00016282 | 0.00014671 | 0.00011268 | 9.5241e-05 | 7.8411e-05 | 6.2175e-05
F8_Industrial_Primary Metals_Existing_Space Heating_Natural Gas_Gas Boiler - Maintenance_A_Technical Potential | F8 | Industrial | Primary Metals | Existing | Space Heating | Natural Gas | Gas Boiler - Maintenance | A | Incremental Summer Peak Savings (MW) | Technical Potential | 0 | 0 | 0 | 0 | 0 | 0 | 0 | 0 | 0 | 0 | 0 | 0 | 0 | 0 | 0 | 0 | 0 | 0 | 0 | 0 | 0 | 0
F9_Industrial_Primary Metals_Existing_Space Heating_Natural Gas_Gas Boiler - Maintenance_A_Technical Potential | F9 | Industrial | Primary Metals | Existing | Space Heating | Natural Gas | Gas Boiler - Maintenance | A | Incremental Winter Peak Savings (MW) | Technical Potential | 0 | 0 | 0 | 0 | 0 | 0 | 0 | 0 | 0 | 0 | 0 | 0 | 0 | 0 | 0 | 0 | 0 | 0 | 0 | 0 | 0 | 0
F10_Industrial_Primary Metals_Existing_Space Heating_Natural Gas_Gas Boiler - Maintenance_A_Technical Potential | F10 | Industrial | Primary Metals | Existing | Space Heating | Natural Gas | Gas Boiler - Maintenance | A | Cumulative Energy Savings (MWh or mTherms) | Technical Potential | 0 | 0 | 0.0047216 | 0.0079539 | 0.010136 | 0.011793 | 0.013209 | 0.014404 | 0.015401 | 0.016225 | 0.016901 | 0.017451 | 0.017895 | 0.018227 | 0.018475 | 0.018657 | 0.018791 | 0.01891 | 0.018997 | 0.019068 | 0.019125 | 0.019167
F11_Industrial_Primary Metals_Existing_Space Heating_Natural Gas_Gas Boiler - Maintenance_A_Technical Potential | F11 | Industrial | Primary Metals | Existing | Space Heating | Natural Gas | Gas Boiler - Maintenance | A | Cumulative Summer Peak Savings (MW) | Technical Potential | 0 | 0 | 0 | 0 | 0 | 0 | 0 | 0 | 0 | 0 | 0 | 0 | 0 | 0 | 0 | 0 | 0 | 0 | 0 | 0 | 0 | 0
F12_Industrial_Primary Metals_Existing_Space Heating_Natural Gas_Gas Boiler - Maintenance_A_Technical Potential | F12 | Industrial | Primary Metals | Existing | Space Heating | Natural Gas | Gas Boiler - Maintenance | A | Cumulative Winter Peak Savings (MW) | Technical Potential | 0 | 0 | 0 | 0 | 0 | 0 | 0 | 0 | 0 | 0 | 0 | 0 | 0 | 0 | 0 | 0 | 0 | 0 | 0 | 0 | 0 | 0
F13_Industrial_Primary Metals_Existing_Space Heating_Natural Gas_Gas Boiler - Maintenance_A_Technical Potential | F13 | Industrial | Primary Metals | Existing | Space Heating | Natural Gas | Gas Boiler - Maintenance | A | Purchases (Incremental) | Technical Potential | 0 | 0 | 0.16179 | 0.11145 | 0.075823 | 0.058033 | 0.049969 | 0.042494 | 0.035776 | 0.029871 | 0.024768 | 0.020415 | 0.016741 | 0.012813 | 0.0098069 | 0.0075059 | 0.0057449 | 0.0051841 | 0.0039871 | 0.0033742 | 0.0027812 | 0.0022076
F14_Industrial_Primary Metals_Existing_Space Heating_Natural Gas_Gas Boiler - Maintenance_A_Technical Potential | F14 | Industrial | Primary Metals | Existing | Space Heating | Natural Gas | Gas Boiler - Maintenance | A | Purchases (Cumulative) | Technical Potential | 0 | 0 | 0.16179 | 0.27324 | 0.34907 | 0.4071 | 0.45707 | 0.49956 | 0.53534 | 0.56521 | 0.58998 | 0.61039 | 0.62713 | 0.63995 | 0.64975 | 0.65726 | 0.663 | 0.66819 | 0.67218 | 0.67555 | 0.67833 | 0.68054
F1_Industrial_Primary Metals_Existing_Process_Natural Gas_Gas Boiler - Maintenance_A_Technical Potential | F1 | Industrial | Primary Metals | Existing | Process | Natural Gas | Gas Boiler - Maintenance | A | Original Unit Energy Savings (kWh or therms) | Technical Potential | 0 | 0 | 28.0317 | 28.0317 | 28.0317 | 28.0317 | 28.0317 | 28.0317 | 28.0317 | 28.0317 | 28.0317 | 28.0317 | 28.0317 | 28.0317 | 28.0317 | 28.0317 | 28.0317 | 28.0317 | 28.0317 | 28.0317 | 28.0317 | 28.0317
F2_Industrial_Primary Metals_Existing_Process_Natural Gas_Gas Boiler - Maintenance_A_Technical Potential | F2 | Industrial | Primary Metals | Existing | Process | Natural Gas | Gas Boiler - Maintenance | A | Original Unit Summer Peak Savings (kW) | Technical Potential | 0 | 0 | 0 | 0 | 0 | 0 | 0 | 0 | 0 | 0 | 0 | 0 | 0 | 0 | 0 | 0 | 0 | 0 | 0 | 0 | 0 | 0
F3_Industrial_Primary Metals_Existing_Process_Natural Gas_Gas Boiler - Maintenance_A_Technical Potential | F3 | Industrial | Primary Metals | Existing | Process | Natural Gas | Gas Boiler - Maintenance | A | Original Unit Winter Peak Savings (kW) | Technical Potential | 0 | 0 | 0 | 0 | 0 | 0 | 0 | 0 | 0 | 0 | 0 | 0 | 0 | 0 | 0 | 0 | 0 | 0 | 0 | 0 | 0 | 0
F4_Industrial_Primary Metals_Existing_Process_Natural Gas_Gas Boiler - Maintenance_A_Technical Potential | F4 | Industrial | Primary Metals | Existing | Process | Natural Gas | Gas Boiler - Maintenance | A | Standalone Impact on Baseline Energy (%) | Technical Potential | 0% | 0% | 0.006613% | 0.01136% | 0.01477% | 0.01753% | 0.02003% | 0.02228% | 0.02429% | 0.02609% | 0.02772% | 0.02918% | 0.0305% | 0.03167% | 0.03272% | 0.03368% | 0.03457% | 0.03545% | 0.03629% | 0.03711% | 0.03792% | 0.03871%
F5_Industrial_Primary Metals_Existing_Process_Natural Gas_Gas Boiler - Maintenance_A_Technical Potential | F5 | Industrial | Primary Metals | Existing | Process | Natural Gas | Gas Boiler - Maintenance | A | Standalone Impact on Baseline Summer Peak (%) | Technical Potential | bar: 2019 to 2040
F6_Industrial_Primary Metals_Existing_Process_Natural Gas_Gas Boiler - Maintenance_A_Technical Potential | F6 | Industrial | Primary Metals | Existing | Process | Natural Gas | Gas Boiler - Maintenance | A | Standalone Impact on Baseline Winter Peak (%) | Technical Potential | bar: 2019 to 2040
F7_Industrial_Primary Metals_Existing_Process_Natural Gas_Gas Boiler - Maintenance_A_Technical Potential | F7 | Industrial | Primary Metals | Existing | Process | Natural Gas | Gas Boiler - Maintenance | A | Incremental Energy Savings (MWh or mTherms) | Technical Potential | 0 | 0 | 0.16427 | 0.11315 | 0.076982 | 0.05892 | 0.050733 | 0.043144 | 0.036323 | 0.030328 | 0.025147 | 0.020727 | 0.016997 | 0.013009 | 0.0099568 | 0.0076207 | 0.0058327 | 0.0052633 | 0.0040481 | 0.0034257 | 0.0028237 | 0.0022413
F8_Industrial_Primary Metals_Existing_Process_Natural Gas_Gas Boiler - Maintenance_A_Technical Potential | F8 | Industrial | Primary Metals | Existing | Process | Natural Gas | Gas Boiler - Maintenance | A | Incremental Summer Peak Savings (MW) | Technical Potential | 0 | 0 | 0 | 0 | 0 | 0 | 0 | 0 | 0 | 0 | 0 | 0 | 0 | 0 | 0 | 0 | 0 | 0 | 0 | 0 | 0 | 0
F9_Industrial_Primary Metals_Existing_Process_Natural Gas_Gas Boiler - Maintenance_A_Technical Potential | F9 | Industrial | Primary Metals | Existing | Process | Natural Gas | Gas Boiler - Maintenance | A | Incremental Winter Peak Savings (MW) | Technical Potential | 0 | 0 | 0 | 0 | 0 | 0 | 0 | 0 | 0 | 0 | 0 | 0 | 0 | 0 | 0 | 0 | 0 | 0 | 0 | 0 | 0 | 0
F10_Industrial_Primary Metals_Existing_Process_Natural Gas_Gas Boiler - Maintenance_A_Technical Potential | F10 | Industrial | Primary Metals | Existing | Process | Natural Gas | Gas Boiler - Maintenance | A | Cumulative Energy Savings (MWh or mTherms) | Technical Potential | 0 | 0 | 0.16427 | 0.27742 | 0.3544 | 0.41332 | 0.46405 | 0.5072 | 0.54352 | 0.57385 | 0.599 | 0.61972 | 0.63672 | 0.64973 | 0.65969 | 0.66731 | 0.67314 | 0.6784 | 0.68245 | 0.68588 | 0.6887 | 0.69094
F11_Industrial_Primary Metals_Existing_Process_Natural Gas_Gas Boiler - Maintenance_A_Technical Potential | F11 | Industrial | Primary Metals | Existing | Process | Natural Gas | Gas Boiler - Maintenance | A | Cumulative Summer Peak Savings (MW) | Technical Potential | 0 | 0 | 0 | 0 | 0 | 0 | 0 | 0 | 0 | 0 | 0 | 0 | 0 | 0 | 0 | 0 | 0 | 0 | 0 | 0 | 0 | 0
F12_Industrial_Primary Metals_Existing_Process_Natural Gas_Gas Boiler - Maintenance_A_Technical Potential | F12 | Industrial | Primary Metals | Existing | Process | Natural Gas | Gas Boiler - Maintenance | A | Cumulative Winter Peak Savings (MW) | Technical Potential | 0 | 0 | 0 | 0 | 0 | 0 | 0 | 0 | 0 | 0 | 0 | 0 | 0 | 0 | 0 | 0 | 0 | 0 | 0 | 0 | 0 | 0
F13_Industrial_Primary Metals_Existing_Process_Natural Gas_Gas Boiler - Maintenance_A_Technical Potential | F13 | Industrial | Primary Metals | Existing | Process | Natural Gas | Gas Boiler - Maintenance | A | Purchases (Incremental) | Technical Potential | 0 | 0 | 5.8601 | 4.0366 | 2.7462 | 2.1019 | 1.8098 | 1.5391 | 1.2958 | 1.0819 | 0.89708 | 0.73942 | 0.60635 | 0.46409 | 0.3552 | 0.27186 | 0.20807 | 0.18776 | 0.14441 | 0.12221 | 0.10073 | 0.079957
F14_Industrial_Primary Metals_Existing_Process_Natural Gas_Gas Boiler - Maintenance_A_Technical Potential | F14 | Industrial | Primary Metals | Existing | Process | Natural Gas | Gas Boiler - Maintenance | A | Purchases (Cumulative) | Technical Potential | 0 | 0 | 5.8601 | 9.8967 | 12.6429 | 14.7448 | 16.5546 | 18.0937 | 19.3895 | 20.4714 | 21.3685 | 22.1079 | 22.7143 | 23.1784 | 23.5336 | 23.8054 | 24.0135 | 24.2013 | 24.3457 | 24.4679 | 24.5686 | 24.6486
F1_Industrial_Primary Metals_Existing_Space Heating_Natural Gas_Gas Furnace - Maintenance_A_Technical Potential | F1 | Industrial | Primary Metals | Existing | Space Heating | Natural Gas | Gas Furnace - Maintenance | A | Original Unit Energy Savings (kWh or therms) | Technical Potential | 0 | 0 | 0.0093975 | 0.0093456 | 0.0092937 | 0.0092423 | 0.0091918 | 0.0091426 | 0.0090951 | 0.0090495 | 0.0090061 | 0.0089653 | 0.0089269 | 0.0088907 | 0.0088567 | 0.0088247 | 0.0087946 | 0.0087662 | 0.0087395 | 0.0087144 | 0.0086907 | 0.0086685
F2_Industrial_Primary Metals_Existing_Space Heating_Natural Gas_Gas Furnace - Maintenance_A_Technical Potential | F2 | Industrial | Primary Metals | Existing | Space Heating | Natural Gas | Gas Furnace - Maintenance | A | Original Unit Summer Peak Savings (kW) | Technical Potential | 0 | 0 | 0 | 0 | 0 | 0 | 0 | 0 | 0 | 0 | 0 | 0 | 0 | 0 | 0 | 0 | 0 | 0 | 0 | 0 | 0 | 0
F3_Industrial_Primary Metals_Existing_Space Heating_Natural Gas_Gas Furnace - Maintenance_A_Technical Potential | F3 | Industrial | Primary Metals | Existing | Space Heating | Natural Gas | Gas Furnace - Maintenance | A | Original Unit Winter Peak Savings (kW) | Technical Potential | 0 | 0 | 0 | 0 | 0 | 0 | 0 | 0 | 0 | 0 | 0 | 0 | 0 | 0 | 0 | 0 | 0 | 0 | 0 | 0 | 0 | 0
F4_Industrial_Primary Metals_Existing_Space Heating_Natural Gas_Gas Furnace - Maintenance_A_Technical Potential | F4 | Industrial | Primary Metals | Existing | Space Heating | Natural Gas | Gas Furnace - Maintenance | A | Standalone Impact on Baseline Energy (%) | Technical Potential | 0% | 0% | 2.446e-05% | 4.19e-05% | 5.429e-05% | 6.423e-05% | 7.314e-05% | 8.109e-05% | 8.816e-05% | 9.443e-05% | 0.0001% | 0.000105% | 0.0001095% | 0.0001135% | 0.0001169% | 0.0001201% | 0.0001231% | 0.000126% | 0.0001287% | 0.0001314% | 0.000134% | 0.0001366%
F5_Industrial_Primary Metals_Existing_Space Heating_Natural Gas_Gas Furnace - Maintenance_A_Technical Potential | F5 | Industrial | Primary Metals | Existing | Space Heating | Natural Gas | Gas Furnace - Maintenance | A | Standalone Impact on Baseline Summer Peak (%) | Technical Potential | bar: 2019 to 2040
F6_Industrial_Primary Metals_Existing_Space Heating_Natural Gas_Gas Furnace - Maintenance_A_Technical Potential | F6 | Industrial | Primary Metals | Existing | Space Heating | Natural Gas | Gas Furnace - Maintenance | A | Standalone Impact on Baseline Winter Peak (%) | Technical Potential | bar: 2019 to 2040
F7_Industrial_Primary Metals_Existing_Space Heating_Natural Gas_Gas Furnace - Maintenance_A_Technical Potential | F7 | Industrial | Primary Metals | Existing | Space Heating | Natural Gas | Gas Furnace - Maintenance | A | Incremental Energy Savings (MWh or mTherms) | Technical Potential | 0 | 0 | 2.3436e-05 | 1.6054e-05 | 1.0862e-05 | 8.2673e-06 | 7.0797e-06 | 5.9884e-06 | 5.0155e-06 | 4.1667e-06 | 3.4383e-06 | 2.8212e-06 | 2.3036e-06 | 1.7559e-06 | 1.3388e-06 | 1.021e-06 | 7.7876e-07 | 7.0048e-07 | 5.3711e-07 | 4.5323e-07 | 3.7256e-07 | 2.9497e-07
F8_Industrial_Primary Metals_Existing_Space Heating_Natural Gas_Gas Furnace - Maintenance_A_Technical Potential | F8 | Industrial | Primary Metals | Existing | Space Heating | Natural Gas | Gas Furnace - Maintenance | A | Incremental Summer Peak Savings (MW) | Technical Potential | 0 | 0 | 0 | 0 | 0 | 0 | 0 | 0 | 0 | 0 | 0 | 0 | 0 | 0 | 0 | 0 | 0 | 0 | 0 | 0 | 0 | 0
F9_Industrial_Primary Metals_Existing_Space Heating_Natural Gas_Gas Furnace - Maintenance_A_Technical Potential | F9 | Industrial | Primary Metals | Existing | Space Heating | Natural Gas | Gas Furnace - Maintenance | A | Incremental Winter Peak Savings (MW) | Technical Potential | 0 | 0 | 0 | 0 | 0 | 0 | 0 | 0 | 0 | 0 | 0 | 0 | 0 | 0 | 0 | 0 | 0 | 0 | 0 | 0 | 0 | 0
F10_Industrial_Primary Metals_Existing_Space Heating_Natural Gas_Gas Furnace - Maintenance_A_Technical Potential | F10 | Industrial | Primary Metals | Existing | Space Heating | Natural Gas | Gas Furnace - Maintenance | A | Cumulative Energy Savings (MWh or mTherms) | Technical Potential | 0 | 0 | 2.3436e-05 | 3.9361e-05 | 5.0004e-05 | 5.7995e-05 | 6.4758e-05 | 7.04e-05 | 7.5049e-05 | 7.884e-05 | 8.19e-05 | 8.435e-05 | 8.6293e-05 | 8.7699e-05 | 8.8702e-05 | 8.9403e-05 | 8.9876e-05 | 9.0287e-05 | 9.0549e-05 | 9.0742e-05 | 9.0868e-05 | 9.093e-05
F11_Industrial_Primary Metals_Existing_Space Heating_Natural Gas_Gas Furnace - Maintenance_A_Technical Potential | F11 | Industrial | Primary Metals | Existing | Space Heating | Natural Gas | Gas Furnace - Maintenance | A | Cumulative Summer Peak Savings (MW) | Technical Potential | 0 | 0 | 0 | 0 | 0 | 0 | 0 | 0 | 0 | 0 | 0 | 0 | 0 | 0 | 0 | 0 | 0 | 0 | 0 | 0 | 0 | 0
F12_Industrial_Primary Metals_Existing_Space Heating_Natural Gas_Gas Furnace - Maintenance_A_Technical Potential | F12 | Industrial | Primary Metals | Existing | Space Heating | Natural Gas | Gas Furnace - Maintenance | A | Cumulative Winter Peak Savings (MW) | Technical Potential | 0 | 0 | 0 | 0 | 0 | 0 | 0 | 0 | 0 | 0 | 0 | 0 | 0 | 0 | 0 | 0 | 0 | 0 | 0 | 0 | 0 | 0
F13_Industrial_Primary Metals_Existing_Space Heating_Natural Gas_Gas Furnace - Maintenance_A_Technical Potential | F13 | Industrial | Primary Metals | Existing | Space Heating | Natural Gas | Gas Furnace - Maintenance | A | Purchases (Incremental) | Technical Potential | 0 | 0 | 2.4939 | 1.7179 | 1.1687 | 0.89451 | 0.77021 | 0.655 | 0.55145 | 0.46044 | 0.38177 | 0.31468 | 0.25805 | 0.1975 | 0.15116 | 0.1157 | 0.088551 | 0.079907 | 0.061457 | 0.052009 | 0.042869 | 0.034028
F14_Industrial_Primary Metals_Existing_Space Heating_Natural Gas_Gas Furnace - Maintenance_A_Technical Potential | F14 | Industrial | Primary Metals | Existing | Space Heating | Natural Gas | Gas Furnace - Maintenance | A | Purchases (Cumulative) | Technical Potential | 0 | 0 | 2.4939 | 4.2118 | 5.3805 | 6.275 | 7.0452 | 7.7002 | 8.2517 | 8.7121 | 9.0939 | 9.4085 | 9.6666 | 9.8641 | 10.0153 | 10.1309 | 10.2195 | 10.2994 | 10.3609 | 10.4129 | 10.4557 | 10.4898
F1_Industrial_Primary Metals_Existing_Space Heating_Natural Gas_Gas Boiler - Hot Water Reset_A_Technical Potential | F1 | Industrial | Primary Metals | Existing | Space Heating | Natural Gas | Gas Boiler - Hot Water Reset | A | Original Unit Energy Savings (kWh or therms) | Technical Potential | 0 | 0 | 106.1182 | 105.8518 | 105.5909 | 105.3361 | 105.088 | 104.847 | 104.6136 | 104.3882 | 104.1711 | 103.9628 | 103.7635 | 103.5735 | 103.3931 | 103.2225 | 103.0619 | 102.9115 | 102.7714 | 102.6419 | 102.523 | 102.415
F2_Industrial_Primary Metals_Existing_Space Heating_Natural Gas_Gas Boiler - Hot Water Reset_A_Technical Potential | F2 | Industrial | Primary Metals | Existing | Space Heating | Natural Gas | Gas Boiler - Hot Water Reset | A | Original Unit Summer Peak Savings (kW) | Technical Potential | 0 | 0 | 0 | 0 | 0 | 0 | 0 | 0 | 0 | 0 | 0 | 0 | 0 | 0 | 0 | 0 | 0 | 0 | 0 | 0 | 0 | 0
F3_Industrial_Primary Metals_Existing_Space Heating_Natural Gas_Gas Boiler - Hot Water Reset_A_Technical Potential | F3 | Industrial | Primary Metals | Existing | Space Heating | Natural Gas | Gas Boiler - Hot Water Reset | A | Original Unit Winter Peak Savings (kW) | Technical Potential | 0 | 0 | 0 | 0 | 0 | 0 | 0 | 0 | 0 | 0 | 0 | 0 | 0 | 0 | 0 | 0 | 0 | 0 | 0 | 0 | 0 | 0
F4_Industrial_Primary Metals_Existing_Space Heating_Natural Gas_Gas Boiler - Hot Water Reset_A_Technical Potential | F4 | Industrial | Primary Metals | Existing | Space Heating | Natural Gas | Gas Boiler - Hot Water Reset | A | Standalone Impact on Baseline Energy (%) | Technical Potential | 0% | 0% | 0.008708% | 0.01955% | 0.03297% | 0.04874% | 0.06691% | 0.08833% | 0.1121% | 0.1367% | 0.1605% | 0.1817% | 0.1991% | 0.2119% | 0.2211% | 0.2276% | 0.2326% | 0.2371% | 0.2414% | 0.2456% | 0.2499% | 0.2543%
F5_Industrial_Primary Metals_Existing_Space Heating_Natural Gas_Gas Boiler - Hot Water Reset_A_Technical Potential | F5 | Industrial | Primary Metals | Existing | Space Heating | Natural Gas | Gas Boiler - Hot Water Reset | A | Standalone Impact on Baseline Summer Peak (%) | Technical Potential | bar: 2019 to 2040
F6_Industrial_Primary Metals_Existing_Space Heating_Natural Gas_Gas Boiler - Hot Water Reset_A_Technical Potential | F6 | Industrial | Primary Metals | Existing | Space Heating | Natural Gas | Gas Boiler - Hot Water Reset | A | Standalone Impact on Baseline Winter Peak (%) | Technical Potential | bar: 2019 to 2040
F7_Industrial_Primary Metals_Existing_Space Heating_Natural Gas_Gas Boiler - Hot Water Reset_A_Technical Potential | F7 | Industrial | Primary Metals | Existing | Space Heating | Natural Gas | Gas Boiler - Hot Water Reset | A | Incremental Energy Savings (MWh or mTherms) | Technical Potential | 0 | 0 | 0.0083441 | 0.010043 | 0.012048 | 0.013712 | 0.015334 | 0.017578 | 0.018909 | 0.018943 | 0.017507 | 0.01476 | 0.011203 | 0.0072734 | 0.0041432 | 0.0019572 | 0.00081252 | 0.00028994 | 8.8883e-05 | 1.9014e-05 | 3.068e-06 | 3.6153e-07
F8_Industrial_Primary Metals_Existing_Space Heating_Natural Gas_Gas Boiler - Hot Water Reset_A_Technical Potential | F8 | Industrial | Primary Metals | Existing | Space Heating | Natural Gas | Gas Boiler - Hot Water Reset | A | Incremental Summer Peak Savings (MW) | Technical Potential | 0 | 0 | 0 | 0 | 0 | 0 | 0 | 0 | 0 | 0 | 0 | 0 | 0 | 0 | 0 | 0 | 0 | 0 | 0 | 0 | 0 | 0
F9_Industrial_Primary Metals_Existing_Space Heating_Natural Gas_Gas Boiler - Hot Water Reset_A_Technical Potential | F9 | Industrial | Primary Metals | Existing | Space Heating | Natural Gas | Gas Boiler - Hot Water Reset | A | Incremental Winter Peak Savings (MW) | Technical Potential | 0 | 0 | 0 | 0 | 0 | 0 | 0 | 0 | 0 | 0 | 0 | 0 | 0 | 0 | 0 | 0 | 0 | 0 | 0 | 0 | 0 | 0
F10_Industrial_Primary Metals_Existing_Space Heating_Natural Gas_Gas Boiler - Hot Water Reset_A_Technical Potential | F10 | Industrial | Primary Metals | Existing | Space Heating | Natural Gas | Gas Boiler - Hot Water Reset | A | Cumulative Energy Savings (MWh or mTherms) | Technical Potential | 0 | 0 | 0.0083441 | 0.018366 | 0.030369 | 0.044008 | 0.059239 | 0.076681 | 0.095419 | 0.11416 | 0.13143 | 0.14592 | 0.15685 | 0.16383 | 0.16769 | 0.16937 | 0.16992 | 0.16996 | 0.16982 | 0.16962 | 0.16943 | 0.16925
F11_Industrial_Primary Metals_Existing_Space Heating_Natural Gas_Gas Boiler - Hot Water Reset_A_Technical Potential | F11 | Industrial | Primary Metals | Existing | Space Heating | Natural Gas | Gas Boiler - Hot Water Reset | A | Cumulative Summer Peak Savings (MW) | Technical Potential | 0 | 0 | 0 | 0 | 0 | 0 | 0 | 0 | 0 | 0 | 0 | 0 | 0 | 0 | 0 | 0 | 0 | 0 | 0 | 0 | 0 | 0
F12_Industrial_Primary Metals_Existing_Space Heating_Natural Gas_Gas Boiler - Hot Water Reset_A_Technical Potential | F12 | Industrial | Primary Metals | Existing | Space Heating | Natural Gas | Gas Boiler - Hot Water Reset | A | Cumulative Winter Peak Savings (MW) | Technical Potential | 0 | 0 | 0 | 0 | 0 | 0 | 0 | 0 | 0 | 0 | 0 | 0 | 0 | 0 | 0 | 0 | 0 | 0 | 0 | 0 | 0 | 0
F13_Industrial_Primary Metals_Existing_Space Heating_Natural Gas_Gas Boiler - Hot Water Reset_A_Technical Potential | F13 | Industrial | Primary Metals | Existing | Space Heating | Natural Gas | Gas Boiler - Hot Water Reset | A | Purchases (Incremental) | Technical Potential | 0 | 0 | 0.07863 | 0.09488 | 0.1141 | 0.13017 | 0.14592 | 0.16766 | 0.18075 | 0.18146 | 0.16806 | 0.14197 | 0.10797 | 0.070224 | 0.040072 | 0.018961 | 0.0078838 | 0.0028174 | 0.00086486 | 0.00018525 | 2.9925e-05 | 3.5301e-06
F14_Industrial_Primary Metals_Existing_Space Heating_Natural Gas_Gas Boiler - Hot Water Reset_A_Technical Potential | F14 | Industrial | Primary Metals | Existing | Space Heating | Natural Gas | Gas Boiler - Hot Water Reset | A | Purchases (Cumulative) | Technical Potential | 0 | 0 | 0.07863 | 0.17351 | 0.28761 | 0.41779 | 0.56371 | 0.73136 | 0.91211 | 1.0936 | 1.2616 | 1.4036 | 1.5116 | 1.5818 | 1.6219 | 1.6408 | 1.6487 | 1.6515 | 1.6524 | 1.6526 | 1.6526 | 1.6526
F1_Industrial_Primary Metals_Existing_Process_Natural Gas_Gas Boiler - Hot Water Reset_A_Technical Potential | F1 | Industrial | Primary Metals | Existing | Process | Natural Gas | Gas Boiler - Hot Water Reset | A | Original Unit Energy Savings (kWh or therms) | Technical Potential | 0 | 0 | 50.9667 | 50.9667 | 50.9667 | 50.9667 | 50.9667 | 50.9667 | 50.9667 | 50.9667 | 50.9667 | 50.9667 | 50.9667 | 50.9667 | 50.9667 | 50.9667 | 50.9667 | 50.9667 | 50.9667 | 50.9667 | 50.9667 | 50.9667
F2_Industrial_Primary Metals_Existing_Process_Natural Gas_Gas Boiler - Hot Water Reset_A_Technical Potential | F2 | Industrial | Primary Metals | Existing | Process | Natural Gas | Gas Boiler - Hot Water Reset | A | Original Unit Summer Peak Savings (kW) | Technical Potential | 0 | 0 | 0 | 0 | 0 | 0 | 0 | 0 | 0 | 0 | 0 | 0 | 0 | 0 | 0 | 0 | 0 | 0 | 0 | 0 | 0 | 0
F3_Industrial_Primary Metals_Existing_Process_Natural Gas_Gas Boiler - Hot Water Reset_A_Technical Potential | F3 | Industrial | Primary Metals | Existing | Process | Natural Gas | Gas Boiler - Hot Water Reset | A | Original Unit Winter Peak Savings (kW) | Technical Potential | 0 | 0 | 0 | 0 | 0 | 0 | 0 | 0 | 0 | 0 | 0 | 0 | 0 | 0 | 0 | 0 | 0 | 0 | 0 | 0 | 0 | 0
F4_Industrial_Primary Metals_Existing_Process_Natural Gas_Gas Boiler - Hot Water Reset_A_Technical Potential | F4 | Industrial | Primary Metals | Existing | Process | Natural Gas | Gas Boiler - Hot Water Reset | A | Standalone Impact on Baseline Energy (%) | Technical Potential | 0% | 0% | 0.005844% | 0.01312% | 0.02213% | 0.03271% | 0.04491% | 0.05929% | 0.07524% | 0.0918% | 0.1078% | 0.122% | 0.1337% | 0.1423% | 0.1485% | 0.1529% | 0.1563% | 0.1593% | 0.1622% | 0.1651% | 0.168% | 0.1709%
F5_Industrial_Primary Metals_Existing_Process_Natural Gas_Gas Boiler - Hot Water Reset_A_Technical Potential | F5 | Industrial | Primary Metals | Existing | Process | Natural Gas | Gas Boiler - Hot Water Reset | A | Standalone Impact on Baseline Summer Peak (%) | Technical Potential | bar: 2019 to 2040
F6_Industrial_Primary Metals_Existing_Process_Natural Gas_Gas Boiler - Hot Water Reset_A_Technical Potential | F6 | Industrial | Primary Metals | Existing | Process | Natural Gas | Gas Boiler - Hot Water Reset | A | Standalone Impact on Baseline Winter Peak (%) | Technical Potential | bar: 2019 to 2040
F7_Industrial_Primary Metals_Existing_Process_Natural Gas_Gas Boiler - Hot Water Reset_A_Technical Potential | F7 | Industrial | Primary Metals | Existing | Process | Natural Gas | Gas Boiler - Hot Water Reset | A | Incremental Energy Savings (MWh or mTherms) | Technical Potential | 0 | 0 | 0.14515 | 0.17515 | 0.21063 | 0.2403 | 0.26936 | 0.30949 | 0.33366 | 0.33498 | 0.31023 | 0.26208 | 0.19931 | 0.12963 | 0.073973 | 0.035002 | 0.014553 | 0.0052009 | 0.0015965 | 0.00034197 | 5.5241e-05 | 6.5165e-06
F8_Industrial_Primary Metals_Existing_Process_Natural Gas_Gas Boiler - Hot Water Reset_A_Technical Potential | F8 | Industrial | Primary Metals | Existing | Process | Natural Gas | Gas Boiler - Hot Water Reset | A | Incremental Summer Peak Savings (MW) | Technical Potential | 0 | 0 | 0 | 0 | 0 | 0 | 0 | 0 | 0 | 0 | 0 | 0 | 0 | 0 | 0 | 0 | 0 | 0 | 0 | 0 | 0 | 0
F9_Industrial_Primary Metals_Existing_Process_Natural Gas_Gas Boiler - Hot Water Reset_A_Technical Potential | F9 | Industrial | Primary Metals | Existing | Process | Natural Gas | Gas Boiler - Hot Water Reset | A | Incremental Winter Peak Savings (MW) | Technical Potential | 0 | 0 | 0 | 0 | 0 | 0 | 0 | 0 | 0 | 0 | 0 | 0 | 0 | 0 | 0 | 0 | 0 | 0 | 0 | 0 | 0 | 0
F10_Industrial_Primary Metals_Existing_Process_Natural Gas_Gas Boiler - Hot Water Reset_A_Technical Potential | F10 | Industrial | Primary Metals | Existing | Process | Natural Gas | Gas Boiler - Hot Water Reset | A | Cumulative Energy Savings (MWh or mTherms) | Technical Potential | 0 | 0 | 0.14515 | 0.3203 | 0.53093 | 0.77122 | 1.0406 | 1.3501 | 1.6837 | 2.0187 | 2.3289 | 2.591 | 2.7903 | 2.92 | 2.9939 | 3.0289 | 3.0435 | 3.0487 | 3.0503 | 3.0506 | 3.0507 | 3.0507
F11_Industrial_Primary Metals_Existing_Process_Natural Gas_Gas Boiler - Hot Water Reset_A_Technical Potential | F11 | Industrial | Primary Metals | Existing | Process | Natural Gas | Gas Boiler - Hot Water Reset | A | Cumulative Summer Peak Savings (MW) | Technical Potential | 0 | 0 | 0 | 0 | 0 | 0 | 0 | 0 | 0 | 0 | 0 | 0 | 0 | 0 | 0 | 0 | 0 | 0 | 0 | 0 | 0 | 0
F12_Industrial_Primary Metals_Existing_Process_Natural Gas_Gas Boiler - Hot Water Reset_A_Technical Potential | F12 | Industrial | Primary Metals | Existing | Process | Natural Gas | Gas Boiler - Hot Water Reset | A | Cumulative Winter Peak Savings (MW) | Technical Potential | 0 | 0 | 0 | 0 | 0 | 0 | 0 | 0 | 0 | 0 | 0 | 0 | 0 | 0 | 0 | 0 | 0 | 0 | 0 | 0 | 0 | 0
F13_Industrial_Primary Metals_Existing_Process_Natural Gas_Gas Boiler - Hot Water Reset_A_Technical Potential | F13 | Industrial | Primary Metals | Existing | Process | Natural Gas | Gas Boiler - Hot Water Reset | A | Purchases (Incremental) | Technical Potential | 0 | 0 | 2.8479 | 3.4365 | 4.1328 | 4.7148 | 5.2851 | 6.0723 | 6.5466 | 6.5725 | 6.087 | 5.1421 | 3.9106 | 2.5435 | 1.4514 | 0.68677 | 0.28555 | 0.10204 | 0.031325 | 0.0067096 | 0.0010839 | 0.00012786
F14_Industrial_Primary Metals_Existing_Process_Natural Gas_Gas Boiler - Hot Water Reset_A_Technical Potential | F14 | Industrial | Primary Metals | Existing | Process | Natural Gas | Gas Boiler - Hot Water Reset | A | Purchases (Cumulative) | Technical Potential | 0 | 0 | 2.8479 | 6.2844 | 10.4172 | 15.1319 | 20.417 | 26.4893 | 33.0359 | 39.6084 | 45.6954 | 50.8375 | 54.7481 | 57.2915 | 58.7429 | 59.4297 | 59.7152 | 59.8173 | 59.8486 | 59.8553 | 59.8564 | 59.8565
F1_Industrial_Primary Metals_Existing_Space Heating_Natural Gas_Steam Trap Maintenance_A_Technical Potential | F1 | Industrial | Primary Metals | Existing | Space Heating | Natural Gas | Steam Trap Maintenance | A | Original Unit Energy Savings (kWh or therms) | Technical Potential | 0 | 0 | 37.4893 | 37.3952 | 37.3031 | 37.213 | 37.1254 | 37.0402 | 36.9578 | 36.8781 | 36.8015 | 36.7279 | 36.6575 | 36.5904 | 36.5266 | 36.4663 | 36.4096 | 36.3565 | 36.307 | 36.2612 | 36.2192 | 36.1811
F2_Industrial_Primary Metals_Existing_Space Heating_Natural Gas_Steam Trap Maintenance_A_Technical Potential | F2 | Industrial | Primary Metals | Existing | Space Heating | Natural Gas | Steam Trap Maintenance | A | Original Unit Summer Peak Savings (kW) | Technical Potential | 0 | 0 | 0 | 0 | 0 | 0 | 0 | 0 | 0 | 0 | 0 | 0 | 0 | 0 | 0 | 0 | 0 | 0 | 0 | 0 | 0 | 0
F3_Industrial_Primary Metals_Existing_Space Heating_Natural Gas_Steam Trap Maintenance_A_Technical Potential | F3 | Industrial | Primary Metals | Existing | Space Heating | Natural Gas | Steam Trap Maintenance | A | Original Unit Winter Peak Savings (kW) | Technical Potential | 0 | 0 | 0 | 0 | 0 | 0 | 0 | 0 | 0 | 0 | 0 | 0 | 0 | 0 | 0 | 0 | 0 | 0 | 0 | 0 | 0 | 0
F4_Industrial_Primary Metals_Existing_Space Heating_Natural Gas_Steam Trap Maintenance_A_Technical Potential | F4 | Industrial | Primary Metals | Existing | Space Heating | Natural Gas | Steam Trap Maintenance | A | Standalone Impact on Baseline Energy (%) | Technical Potential | 0% | 0% | 0.001717% | 0.003464% | 0.005241% | 0.007049% | 0.008889% | 0.01076% | 0.01267% | 0.0146% | 0.01658% | 0.01858% | 0.02062% | 0.0227% | 0.02481% | 0.02695% | 0.02914% | 0.03136% | 0.03362% | 0.03592% | 0.03826% | 0.04065%
F5_Industrial_Primary Metals_Existing_Space Heating_Natural Gas_Steam Trap Maintenance_A_Technical Potential | F5 | Industrial | Primary Metals | Existing | Space Heating | Natural Gas | Steam Trap Maintenance | A | Standalone Impact on Baseline Summer Peak (%) | Technical Potential | bar: 2019 to 2040
F6_Industrial_Primary Metals_Existing_Space Heating_Natural Gas_Steam Trap Maintenance_A_Technical Potential | F6 | Industrial | Primary Metals | Existing | Space Heating | Natural Gas | Steam Trap Maintenance | A | Standalone Impact on Baseline Winter Peak (%) | Technical Potential | bar: 2019 to 2040
F7_Industrial_Primary Metals_Existing_Space Heating_Natural Gas_Steam Trap Maintenance_A_Technical Potential | F7 | Industrial | Primary Metals | Existing | Space Heating | Natural Gas | Steam Trap Maintenance | A | Incremental Energy Savings (MWh or mTherms) | Technical Potential | 0 | 0 | 0.0016453 | 0.0016128 | 0.0015811 | 0.0015501 | 0.0015198 | 0.0014902 | 0.0014612 | 0.0014329 | 0.0014053 | 0.0013783 | 0.001352 | 0.0013262 | 0.0013011 | 0.0012765 | 0.0012526 | 0.0012292 | 0.0012063 | 0.001184 | 0.0011623 | 0.001141
F8_Industrial_Primary Metals_Existing_Space Heating_Natural Gas_Steam Trap Maintenance_A_Technical Potential | F8 | Industrial | Primary Metals | Existing | Space Heating | Natural Gas | Steam Trap Maintenance | A | Incremental Summer Peak Savings (MW) | Technical Potential | 0 | 0 | 0 | 0 | 0 | 0 | 0 | 0 | 0 | 0 | 0 | 0 | 0 | 0 | 0 | 0 | 0 | 0 | 0 | 0 | 0 | 0
F9_Industrial_Primary Metals_Existing_Space Heating_Natural Gas_Steam Trap Maintenance_A_Technical Potential | F9 | Industrial | Primary Metals | Existing | Space Heating | Natural Gas | Steam Trap Maintenance | A | Incremental Winter Peak Savings (MW) | Technical Potential | 0 | 0 | 0 | 0 | 0 | 0 | 0 | 0 | 0 | 0 | 0 | 0 | 0 | 0 | 0 | 0 | 0 | 0 | 0 | 0 | 0 | 0
F10_Industrial_Primary Metals_Existing_Space Heating_Natural Gas_Steam Trap Maintenance_A_Technical Potential | F10 | Industrial | Primary Metals | Existing | Space Heating | Natural Gas | Steam Trap Maintenance | A | Cumulative Energy Savings (MWh or mTherms) | Technical Potential | 0 | 0 | 0.0016453 | 0.003254 | 0.0048271 | 0.0063656 | 0.0078704 | 0.0093425 | 0.010783 | 0.012193 | 0.013573 | 0.014924 | 0.016247 | 0.017544 | 0.018814 | 0.02006 | 0.021281 | 0.022479 | 0.023655 | 0.024809 | 0.025943 | 0.027056
F11_Industrial_Primary Metals_Existing_Space Heating_Natural Gas_Steam Trap Maintenance_A_Technical Potential | F11 | Industrial | Primary Metals | Existing | Space Heating | Natural Gas | Steam Trap Maintenance | A | Cumulative Summer Peak Savings (MW) | Technical Potential | 0 | 0 | 0 | 0 | 0 | 0 | 0 | 0 | 0 | 0 | 0 | 0 | 0 | 0 | 0 | 0 | 0 | 0 | 0 | 0 | 0 | 0
F12_Industrial_Primary Metals_Existing_Space Heating_Natural Gas_Steam Trap Maintenance_A_Technical Potential | F12 | Industrial | Primary Metals | Existing | Space Heating | Natural Gas | Steam Trap Maintenance | A | Cumulative Winter Peak Savings (MW) | Technical Potential | 0 | 0 | 0 | 0 | 0 | 0 | 0 | 0 | 0 | 0 | 0 | 0 | 0 | 0 | 0 | 0 | 0 | 0 | 0 | 0 | 0 | 0
F13_Industrial_Primary Metals_Existing_Space Heating_Natural Gas_Steam Trap Maintenance_A_Technical Potential | F13 | Industrial | Primary Metals | Existing | Space Heating | Natural Gas | Steam Trap Maintenance | A | Purchases (Incremental) | Technical Potential | 0 | 0 | 0.043886 | 0.04313 | 0.042386 | 0.041655 | 0.040937 | 0.040231 | 0.039538 | 0.038856 | 0.038186 | 0.037528 | 0.036881 | 0.036245 | 0.03562 | 0.035006 | 0.034402 | 0.033809 | 0.033226 | 0.032653 | 0.03209 | 0.031537
F14_Industrial_Primary Metals_Existing_Space Heating_Natural Gas_Steam Trap Maintenance_A_Technical Potential | F14 | Industrial | Primary Metals | Existing | Space Heating | Natural Gas | Steam Trap Maintenance | A | Purchases (Cumulative) | Technical Potential | 0 | 0 | 0.043886 | 0.087016 | 0.1294 | 0.17106 | 0.21199 | 0.25223 | 0.29176 | 0.33062 | 0.36881 | 0.40633 | 0.44321 | 0.47946 | 0.51508 | 0.55008 | 0.58449 | 0.6183 | 0.65152 | 0.68418 | 0.71627 | 0.7478
F1_Industrial_Primary Metals_Existing_Process_Natural Gas_Steam Trap Maintenance_A_Technical Potential | F1 | Industrial | Primary Metals | Existing | Process | Natural Gas | Steam Trap Maintenance | A | Original Unit Energy Savings (kWh or therms) | Technical Potential | 0 | 0 | 36.0109 | 36.0109 | 36.0109 | 36.0109 | 36.0109 | 36.0109 | 36.0109 | 36.0109 | 36.0109 | 36.0109 | 36.0109 | 36.0109 | 36.0109 | 36.0109 | 36.0109 | 36.0109 | 36.0109 | 36.0109 | 36.0109 | 36.0109
F2_Industrial_Primary Metals_Existing_Process_Natural Gas_Steam Trap Maintenance_A_Technical Potential | F2 | Industrial | Primary Metals | Existing | Process | Natural Gas | Steam Trap Maintenance | A | Original Unit Summer Peak Savings (kW) | Technical Potential | 0 | 0 | 0 | 0 | 0 | 0 | 0 | 0 | 0 | 0 | 0 | 0 | 0 | 0 | 0 | 0 | 0 | 0 | 0 | 0 | 0 | 0
F3_Industrial_Primary Metals_Existing_Process_Natural Gas_Steam Trap Maintenance_A_Technical Potential | F3 | Industrial | Primary Metals | Existing | Process | Natural Gas | Steam Trap Maintenance | A | Original Unit Winter Peak Savings (kW) | Technical Potential | 0 | 0 | 0 | 0 | 0 | 0 | 0 | 0 | 0 | 0 | 0 | 0 | 0 | 0 | 0 | 0 | 0 | 0 | 0 | 0 | 0 | 0
F4_Industrial_Primary Metals_Existing_Process_Natural Gas_Steam Trap Maintenance_A_Technical Potential | F4 | Industrial | Primary Metals | Existing | Process | Natural Gas | Steam Trap Maintenance | A | Standalone Impact on Baseline Energy (%) | Technical Potential | 0% | 0% | 0.002305% | 0.004649% | 0.007036% | 0.009464% | 0.01193% | 0.01445% | 0.01701% | 0.01961% | 0.02226% | 0.02495% | 0.02769% | 0.03049% | 0.03332% | 0.03621% | 0.03915% | 0.04214% | 0.04519% | 0.04829% | 0.05144% | 0.05464%
F5_Industrial_Primary Metals_Existing_Process_Natural Gas_Steam Trap Maintenance_A_Technical Potential | F5 | Industrial | Primary Metals | Existing | Process | Natural Gas | Steam Trap Maintenance | A | Standalone Impact on Baseline Summer Peak (%) | Technical Potential | bar: 2019 to 2040
F6_Industrial_Primary Metals_Existing_Process_Natural Gas_Steam Trap Maintenance_A_Technical Potential | F6 | Industrial | Primary Metals | Existing | Process | Natural Gas | Steam Trap Maintenance | A | Standalone Impact on Baseline Winter Peak (%) | Technical Potential | bar: 2019 to 2040
F7_Industrial_Primary Metals_Existing_Process_Natural Gas_Steam Trap Maintenance_A_Technical Potential | F7 | Industrial | Primary Metals | Existing | Process | Natural Gas | Steam Trap Maintenance | A | Incremental Energy Savings (MWh or mTherms) | Technical Potential | 0 | 0 | 0.057241 | 0.056254 | 0.055284 | 0.054331 | 0.053394 | 0.052473 | 0.051569 | 0.050679 | 0.049806 | 0.048947 | 0.048103 | 0.047274 | 0.046459 | 0.045658 | 0.04487 | 0.044097 | 0.043336 | 0.042589 | 0.041855 | 0.041133
F8_Industrial_Primary Metals_Existing_Process_Natural Gas_Steam Trap Maintenance_A_Technical Potential | F8 | Industrial | Primary Metals | Existing | Process | Natural Gas | Steam Trap Maintenance | A | Incremental Summer Peak Savings (MW) | Technical Potential | 0 | 0 | 0 | 0 | 0 | 0 | 0 | 0 | 0 | 0 | 0 | 0 | 0 | 0 | 0 | 0 | 0 | 0 | 0 | 0 | 0 | 0
F9_Industrial_Primary Metals_Existing_Process_Natural Gas_Steam Trap Maintenance_A_Technical Potential | F9 | Industrial | Primary Metals | Existing | Process | Natural Gas | Steam Trap Maintenance | A | Incremental Winter Peak Savings (MW) | Technical Potential | 0 | 0 | 0 | 0 | 0 | 0 | 0 | 0 | 0 | 0 | 0 | 0 | 0 | 0 | 0 | 0 | 0 | 0 | 0 | 0 | 0 | 0
F10_Industrial_Primary Metals_Existing_Process_Natural Gas_Steam Trap Maintenance_A_Technical Potential | F10 | Industrial | Primary Metals | Existing | Process | Natural Gas | Steam Trap Maintenance | A | Cumulative Energy Savings (MWh or mTherms) | Technical Potential | 0 | 0 | 0.057241 | 0.11349 | 0.16878 | 0.22311 | 0.2765 | 0.32898 | 0.38054 | 0.43122 | 0.48103 | 0.52998 | 0.57808 | 0.62535 | 0.67181 | 0.71747 | 0.76234 | 0.80644 | 0.84977 | 0.89236 | 0.93422 | 0.97535
F11_Industrial_Primary Metals_Existing_Process_Natural Gas_Steam Trap Maintenance_A_Technical Potential | F11 | Industrial | Primary Metals | Existing | Process | Natural Gas | Steam Trap Maintenance | A | Cumulative Summer Peak Savings (MW) | Technical Potential | 0 | 0 | 0 | 0 | 0 | 0 | 0 | 0 | 0 | 0 | 0 | 0 | 0 | 0 | 0 | 0 | 0 | 0 | 0 | 0 | 0 | 0
F12_Industrial_Primary Metals_Existing_Process_Natural Gas_Steam Trap Maintenance_A_Technical Potential | F12 | Industrial | Primary Metals | Existing | Process | Natural Gas | Steam Trap Maintenance | A | Cumulative Winter Peak Savings (MW) | Technical Potential | 0 | 0 | 0 | 0 | 0 | 0 | 0 | 0 | 0 | 0 | 0 | 0 | 0 | 0 | 0 | 0 | 0 | 0 | 0 | 0 | 0 | 0
F13_Industrial_Primary Metals_Existing_Process_Natural Gas_Steam Trap Maintenance_A_Technical Potential | F13 | Industrial | Primary Metals | Existing | Process | Natural Gas | Steam Trap Maintenance | A | Purchases (Incremental) | Technical Potential | 0 | 0 | 1.5895 | 1.5621 | 1.5352 | 1.5087 | 1.4827 | 1.4571 | 1.432 | 1.4073 | 1.3831 | 1.3592 | 1.3358 | 1.3128 | 1.2901 | 1.2679 | 1.246 | 1.2245 | 1.2034 | 1.1827 | 1.1623 | 1.1422
F14_Industrial_Primary Metals_Existing_Process_Natural Gas_Steam Trap Maintenance_A_Technical Potential | F14 | Industrial | Primary Metals | Existing | Process | Natural Gas | Steam Trap Maintenance | A | Purchases (Cumulative) | Technical Potential | 0 | 0 | 1.5895 | 3.1517 | 4.6868 | 6.1956 | 7.6783 | 9.1354 | 10.5675 | 11.9748 | 13.3579 | 14.7171 | 16.0529 | 17.3656 | 18.6558 | 19.9236 | 21.1697 | 22.3942 | 23.5976 | 24.7803 | 25.9426 | 27.0848
F1_Industrial_Primary Metals_Existing_Space Heating_Natural Gas_Gas Boiler - High Turndown_A_Technical Potential | F1 | Industrial | Primary Metals | Existing | Space Heating | Natural Gas | Gas Boiler - High Turndown | A | Original Unit Energy Savings (kWh or therms) | Technical Potential | 0 | 0 | 39.7943 | 39.6944 | 39.5966 | 39.501 | 39.408 | 39.3176 | 39.2301 | 39.1456 | 39.0642 | 38.9861 | 38.9113 | 38.8401 | 38.7724 | 38.7084 | 38.6482 | 38.5918 | 38.5393 | 38.4907 | 38.4461 | 38.4056
F2_Industrial_Primary Metals_Existing_Space Heating_Natural Gas_Gas Boiler - High Turndown_A_Technical Potential | F2 | Industrial | Primary Metals | Existing | Space Heating | Natural Gas | Gas Boiler - High Turndown | A | Original Unit Summer Peak Savings (kW) | Technical Potential | 0 | 0 | 0 | 0 | 0 | 0 | 0 | 0 | 0 | 0 | 0 | 0 | 0 | 0 | 0 | 0 | 0 | 0 | 0 | 0 | 0 | 0
F3_Industrial_Primary Metals_Existing_Space Heating_Natural Gas_Gas Boiler - High Turndown_A_Technical Potential | F3 | Industrial | Primary Metals | Existing | Space Heating | Natural Gas | Gas Boiler - High Turndown | A | Original Unit Winter Peak Savings (kW) | Technical Potential | 0 | 0 | 0 | 0 | 0 | 0 | 0 | 0 | 0 | 0 | 0 | 0 | 0 | 0 | 0 | 0 | 0 | 0 | 0 | 0 | 0 | 0
F4_Industrial_Primary Metals_Existing_Space Heating_Natural Gas_Gas Boiler - High Turndown_A_Technical Potential | F4 | Industrial | Primary Metals | Existing | Space Heating | Natural Gas | Gas Boiler - High Turndown | A | Standalone Impact on Baseline Energy (%) | Technical Potential | 0% | 0% | 0.004984% | 0.01005% | 0.01521% | 0.02046% | 0.0258% | 0.03074% | 0.03486% | 0.03834% | 0.04131% | 0.04386% | 0.0461% | 0.04807% | 0.04985% | 0.05147% | 0.05297% | 0.05437% | 0.05532% | 0.05629% | 0.05727% | 0.05828%
F5_Industrial_Primary Metals_Existing_Space Heating_Natural Gas_Gas Boiler - High Turndown_A_Technical Potential | F5 | Industrial | Primary Metals | Existing | Space Heating | Natural Gas | Gas Boiler - High Turndown | A | Standalone Impact on Baseline Summer Peak (%) | Technical Potential | bar: 2019 to 2040
F6_Industrial_Primary Metals_Existing_Space Heating_Natural Gas_Gas Boiler - High Turndown_A_Technical Potential | F6 | Industrial | Primary Metals | Existing | Space Heating | Natural Gas | Gas Boiler - High Turndown | A | Standalone Impact on Baseline Winter Peak (%) | Technical Potential | bar: 2019 to 2040
F7_Industrial_Primary Metals_Existing_Space Heating_Natural Gas_Gas Boiler - High Turndown_A_Technical Potential | F7 | Industrial | Primary Metals | Existing | Space Heating | Natural Gas | Gas Boiler - High Turndown | A | Incremental Energy Savings (MWh or mTherms) | Technical Potential | 0 | 0 | 0.0047754 | 0.0046813 | 0.0045892 | 0.0044992 | 0.0044112 | 0.0038927 | 0.0030537 | 0.0023956 | 0.0018795 | 0.0014748 | 0.0011572 | 0.00090816 | 0.00071276 | 0.00055945 | 0.00043916 | 0.00034477 | 2.3079e-06 | 8.0901e-07 | 2.7073e-07 | 8.6668e-08
F8_Industrial_Primary Metals_Existing_Space Heating_Natural Gas_Gas Boiler - High Turndown_A_Technical Potential | F8 | Industrial | Primary Metals | Existing | Space Heating | Natural Gas | Gas Boiler - High Turndown | A | Incremental Summer Peak Savings (MW) | Technical Potential | 0 | 0 | 0 | 0 | 0 | 0 | 0 | 0 | 0 | 0 | 0 | 0 | 0 | 0 | 0 | 0 | 0 | 0 | 0 | 0 | 0 | 0
F9_Industrial_Primary Metals_Existing_Space Heating_Natural Gas_Gas Boiler - High Turndown_A_Technical Potential | F9 | Industrial | Primary Metals | Existing | Space Heating | Natural Gas | Gas Boiler - High Turndown | A | Incremental Winter Peak Savings (MW) | Technical Potential | 0 | 0 | 0 | 0 | 0 | 0 | 0 | 0 | 0 | 0 | 0 | 0 | 0 | 0 | 0 | 0 | 0 | 0 | 0 | 0 | 0 | 0
F10_Industrial_Primary Metals_Existing_Space Heating_Natural Gas_Gas Boiler - High Turndown_A_Technical Potential | F10 | Industrial | Primary Metals | Existing | Space Heating | Natural Gas | Gas Boiler - High Turndown | A | Cumulative Energy Savings (MWh or mTherms) | Technical Potential | 0 | 0 | 0.0047754 | 0.0094446 | 0.014011 | 0.018476 | 0.022844 | 0.026684 | 0.029678 | 0.03201 | 0.033823 | 0.03523 | 0.03632 | 0.037161 | 0.037809 | 0.038306 | 0.038686 | 0.038974 | 0.038924 | 0.038875 | 0.038831 | 0.03879
F11_Industrial_Primary Metals_Existing_Space Heating_Natural Gas_Gas Boiler - High Turndown_A_Technical Potential | F11 | Industrial | Primary Metals | Existing | Space Heating | Natural Gas | Gas Boiler - High Turndown | A | Cumulative Summer Peak Savings (MW) | Technical Potential | 0 | 0 | 0 | 0 | 0 | 0 | 0 | 0 | 0 | 0 | 0 | 0 | 0 | 0 | 0 | 0 | 0 | 0 | 0 | 0 | 0 | 0
F12_Industrial_Primary Metals_Existing_Space Heating_Natural Gas_Gas Boiler - High Turndown_A_Technical Potential | F12 | Industrial | Primary Metals | Existing | Space Heating | Natural Gas | Gas Boiler - High Turndown | A | Cumulative Winter Peak Savings (MW) | Technical Potential | 0 | 0 | 0 | 0 | 0 | 0 | 0 | 0 | 0 | 0 | 0 | 0 | 0 | 0 | 0 | 0 | 0 | 0 | 0 | 0 | 0 | 0
F13_Industrial_Primary Metals_Existing_Space Heating_Natural Gas_Gas Boiler - High Turndown_A_Technical Potential | F13 | Industrial | Primary Metals | Existing | Space Heating | Natural Gas | Gas Boiler - High Turndown | A | Purchases (Incremental) | Technical Potential | 0 | 0 | 0.12 | 0.11793 | 0.1159 | 0.1139 | 0.11194 | 0.099006 | 0.07784 | 0.061198 | 0.048114 | 0.037828 | 0.02974 | 0.023382 | 0.018383 | 0.014453 | 0.011363 | 0.0089337 | 5.9884e-05 | 2.1018e-05 | 7.0418e-06 | 2.2567e-06
F14_Industrial_Primary Metals_Existing_Space Heating_Natural Gas_Gas Boiler - High Turndown_A_Technical Potential | F14 | Industrial | Primary Metals | Existing | Space Heating | Natural Gas | Gas Boiler - High Turndown | A | Purchases (Cumulative) | Technical Potential | 0 | 0 | 0.12 | 0.23793 | 0.35383 | 0.46773 | 0.57967 | 0.67868 | 0.75652 | 0.81771 | 0.86583 | 0.90366 | 0.9334 | 0.95678 | 0.97516 | 0.98962 | 1.001 | 1.0099 | 1.01 | 1.01 | 1.01 | 1.01
F1_Industrial_Primary Metals_Existing_Process_Natural Gas_Gas Boiler - High Turndown_A_Technical Potential | F1 | Industrial | Primary Metals | Existing | Process | Natural Gas | Gas Boiler - High Turndown | A | Original Unit Energy Savings (kWh or therms) | Technical Potential | 0 | 0 | 38.225 | 38.225 | 38.225 | 38.225 | 38.225 | 38.225 | 38.225 | 38.225 | 38.225 | 38.225 | 38.225 | 38.225 | 38.225 | 38.225 | 38.225 | 38.225 | 38.225 | 38.225 | 38.225 | 38.225
F2_Industrial_Primary Metals_Existing_Process_Natural Gas_Gas Boiler - High Turndown_A_Technical Potential | F2 | Industrial | Primary Metals | Existing | Process | Natural Gas | Gas Boiler - High Turndown | A | Original Unit Summer Peak Savings (kW) | Technical Potential | 0 | 0 | 0 | 0 | 0 | 0 | 0 | 0 | 0 | 0 | 0 | 0 | 0 | 0 | 0 | 0 | 0 | 0 | 0 | 0 | 0 | 0
F3_Industrial_Primary Metals_Existing_Process_Natural Gas_Gas Boiler - High Turndown_A_Technical Potential | F3 | Industrial | Primary Metals | Existing | Process | Natural Gas | Gas Boiler - High Turndown | A | Original Unit Winter Peak Savings (kW) | Technical Potential | 0 | 0 | 0 | 0 | 0 | 0 | 0 | 0 | 0 | 0 | 0 | 0 | 0 | 0 | 0 | 0 | 0 | 0 | 0 | 0 | 0 | 0
F4_Industrial_Primary Metals_Existing_Process_Natural Gas_Gas Boiler - High Turndown_A_Technical Potential | F4 | Industrial | Primary Metals | Existing | Process | Natural Gas | Gas Boiler - High Turndown | A | Standalone Impact on Baseline Energy (%) | Technical Potential | 0% | 0% | 0.006689% | 0.0135% | 0.02042% | 0.02747% | 0.03464% | 0.04127% | 0.04681% | 0.05148% | 0.05547% | 0.0589% | 0.06191% | 0.06457% | 0.06697% | 0.06915% | 0.07118% | 0.07307% | 0.07436% | 0.07566% | 0.07699% | 0.07834%
F5_Industrial_Primary Metals_Existing_Process_Natural Gas_Gas Boiler - High Turndown_A_Technical Potential | F5 | Industrial | Primary Metals | Existing | Process | Natural Gas | Gas Boiler - High Turndown | A | Standalone Impact on Baseline Summer Peak (%) | Technical Potential | bar: 2019 to 2040
F6_Industrial_Primary Metals_Existing_Process_Natural Gas_Gas Boiler - High Turndown_A_Technical Potential | F6 | Industrial | Primary Metals | Existing | Process | Natural Gas | Gas Boiler - High Turndown | A | Standalone Impact on Baseline Winter Peak (%) | Technical Potential | bar: 2019 to 2040
F7_Industrial_Primary Metals_Existing_Process_Natural Gas_Gas Boiler - High Turndown_A_Technical Potential | F7 | Industrial | Primary Metals | Existing | Process | Natural Gas | Gas Boiler - High Turndown | A | Incremental Energy Savings (MWh or mTherms) | Technical Potential | 0 | 0 | 0.16614 | 0.16328 | 0.16046 | 0.15769 | 0.15497 | 0.13707 | 0.10777 | 0.084727 | 0.066613 | 0.052372 | 0.041175 | 0.032372 | 0.025451 | 0.02001 | 0.015732 | 0.012369 | 8.2908e-05 | 2.91e-05 | 9.7493e-06 | 3.1243e-06
F8_Industrial_Primary Metals_Existing_Process_Natural Gas_Gas Boiler - High Turndown_A_Technical Potential | F8 | Industrial | Primary Metals | Existing | Process | Natural Gas | Gas Boiler - High Turndown | A | Incremental Summer Peak Savings (MW) | Technical Potential | 0 | 0 | 0 | 0 | 0 | 0 | 0 | 0 | 0 | 0 | 0 | 0 | 0 | 0 | 0 | 0 | 0 | 0 | 0 | 0 | 0 | 0
F9_Industrial_Primary Metals_Existing_Process_Natural Gas_Gas Boiler - High Turndown_A_Technical Potential | F9 | Industrial | Primary Metals | Existing | Process | Natural Gas | Gas Boiler - High Turndown | A | Incremental Winter Peak Savings (MW) | Technical Potential | 0 | 0 | 0 | 0 | 0 | 0 | 0 | 0 | 0 | 0 | 0 | 0 | 0 | 0 | 0 | 0 | 0 | 0 | 0 | 0 | 0 | 0
F10_Industrial_Primary Metals_Existing_Process_Natural Gas_Gas Boiler - High Turndown_A_Technical Potential | F10 | Industrial | Primary Metals | Existing | Process | Natural Gas | Gas Boiler - High Turndown | A | Cumulative Energy Savings (MWh or mTherms) | Technical Potential | 0 | 0 | 0.16614 | 0.32942 | 0.48988 | 0.64757 | 0.80254 | 0.93962 | 1.0474 | 1.1321 | 1.1987 | 1.2511 | 1.2923 | 1.3246 | 1.3501 | 1.3701 | 1.3858 | 1.3982 | 1.3983 | 1.3983 | 1.3983 | 1.3983
F11_Industrial_Primary Metals_Existing_Process_Natural Gas_Gas Boiler - High Turndown_A_Technical Potential | F11 | Industrial | Primary Metals | Existing | Process | Natural Gas | Gas Boiler - High Turndown | A | Cumulative Summer Peak Savings (MW) | Technical Potential | 0 | 0 | 0 | 0 | 0 | 0 | 0 | 0 | 0 | 0 | 0 | 0 | 0 | 0 | 0 | 0 | 0 | 0 | 0 | 0 | 0 | 0
F12_Industrial_Primary Metals_Existing_Process_Natural Gas_Gas Boiler - High Turndown_A_Technical Potential | F12 | Industrial | Primary Metals | Existing | Process | Natural Gas | Gas Boiler - High Turndown | A | Cumulative Winter Peak Savings (MW) | Technical Potential | 0 | 0 | 0 | 0 | 0 | 0 | 0 | 0 | 0 | 0 | 0 | 0 | 0 | 0 | 0 | 0 | 0 | 0 | 0 | 0 | 0 | 0
F13_Industrial_Primary Metals_Existing_Process_Natural Gas_Gas Boiler - High Turndown_A_Technical Potential | F13 | Industrial | Primary Metals | Existing | Process | Natural Gas | Gas Boiler - High Turndown | A | Purchases (Incremental) | Technical Potential | 0 | 0 | 4.3464 | 4.2714 | 4.1978 | 4.1254 | 4.0543 | 3.5859 | 2.8193 | 2.2165 | 1.7427 | 1.3701 | 1.0772 | 0.84688 | 0.66583 | 0.52348 | 0.41156 | 0.32357 | 0.002169 | 0.00076127 | 0.00025505 | 8.1735e-05
F14_Industrial_Primary Metals_Existing_Process_Natural Gas_Gas Boiler - High Turndown_A_Technical Potential | F14 | Industrial | Primary Metals | Existing | Process | Natural Gas | Gas Boiler - High Turndown | A | Purchases (Cumulative) | Technical Potential | 0 | 0 | 4.3464 | 8.6178 | 12.8156 | 16.941 | 20.9952 | 24.5812 | 27.4004 | 29.617 | 31.3597 | 32.7297 | 33.8069 | 34.6538 | 35.3196 | 35.8431 | 36.2547 | 36.5782 | 36.5804 | 36.5812 | 36.5814 | 36.5815
F1_Industrial_Primary Metals_Existing_Space Heating_Natural Gas_Gas Boiler - Burner Control Optimization_A_Technical Potential | F1 | Industrial | Primary Metals | Existing | Space Heating | Natural Gas | Gas Boiler - Burner Control Optimization | A | Original Unit Energy Savings (kWh or therms) | Technical Potential | 0 | 0 | 11.5404 | 11.5114 | 11.483 | 11.4553 | 11.4283 | 11.4021 | 11.3767 | 11.3522 | 11.3286 | 11.306 | 11.2843 | 11.2636 | 11.244 | 11.2254 | 11.208 | 11.1916 | 11.1764 | 11.1623 | 11.1494 | 11.1376
F2_Industrial_Primary Metals_Existing_Space Heating_Natural Gas_Gas Boiler - Burner Control Optimization_A_Technical Potential | F2 | Industrial | Primary Metals | Existing | Space Heating | Natural Gas | Gas Boiler - Burner Control Optimization | A | Original Unit Summer Peak Savings (kW) | Technical Potential | 0 | 0 | 0 | 0 | 0 | 0 | 0 | 0 | 0 | 0 | 0 | 0 | 0 | 0 | 0 | 0 | 0 | 0 | 0 | 0 | 0 | 0
F3_Industrial_Primary Metals_Existing_Space Heating_Natural Gas_Gas Boiler - Burner Control Optimization_A_Technical Potential | F3 | Industrial | Primary Metals | Existing | Space Heating | Natural Gas | Gas Boiler - Burner Control Optimization | A | Original Unit Winter Peak Savings (kW) | Technical Potential | 0 | 0 | 0 | 0 | 0 | 0 | 0 | 0 | 0 | 0 | 0 | 0 | 0 | 0 | 0 | 0 | 0 | 0 | 0 | 0 | 0 | 0
F4_Industrial_Primary Metals_Existing_Space Heating_Natural Gas_Gas Boiler - Burner Control Optimization_A_Technical Potential | F4 | Industrial | Primary Metals | Existing | Space Heating | Natural Gas | Gas Boiler - Burner Control Optimization | A | Standalone Impact on Baseline Energy (%) | Technical Potential | 0% | 0% | 0.0003899% | 0.001009% | 0.002253% | 0.004436% | 0.00785% | 0.01266% | 0.01882% | 0.02608% | 0.03401% | 0.04206% | 0.04976% | 0.05673% | 0.06273% | 0.06773% | 0.07178% | 0.07504% | 0.07769% | 0.0799% | 0.08182% | 0.08361%
F5_Industrial_Primary Metals_Existing_Space Heating_Natural Gas_Gas Boiler - Burner Control Optimization_A_Technical Potential | F5 | Industrial | Primary Metals | Existing | Space Heating | Natural Gas | Gas Boiler - Burner Control Optimization | A | Standalone Impact on Baseline Summer Peak (%) | Technical Potential | bar: 2019 to 2040
F6_Industrial_Primary Metals_Existing_Space Heating_Natural Gas_Gas Boiler - Burner Control Optimization_A_Technical Potential | F6 | Industrial | Primary Metals | Existing | Space Heating | Natural Gas | Gas Boiler - Burner Control Optimization | A | Standalone Impact on Baseline Winter Peak (%) | Technical Potential | bar: 2019 to 2040
F7_Industrial_Primary Metals_Existing_Space Heating_Natural Gas_Gas Boiler - Burner Control Optimization_A_Technical Potential | F7 | Industrial | Primary Metals | Existing | Space Heating | Natural Gas | Gas Boiler - Burner Control Optimization | A | Incremental Energy Savings (MWh or mTherms) | Technical Potential | 0 | 0 | 0.00037357 | 0.00057565 | 0.0011287 | 0.0019364 | 0.0029533 | 0.004054 | 0.0050594 | 0.0057883 | 0.0061134 | 0.005996 | 0.0054892 | 0.0047116 | 0.0038066 | 0.0029048 | 0.0021002 | 0.0014427 | 0.00094393 | 0.00058959 | 0.00035228 | 0.00023416
F8_Industrial_Primary Metals_Existing_Space Heating_Natural Gas_Gas Boiler - Burner Control Optimization_A_Technical Potential | F8 | Industrial | Primary Metals | Existing | Space Heating | Natural Gas | Gas Boiler - Burner Control Optimization | A | Incremental Summer Peak Savings (MW) | Technical Potential | 0 | 0 | 0 | 0 | 0 | 0 | 0 | 0 | 0 | 0 | 0 | 0 | 0 | 0 | 0 | 0 | 0 | 0 | 0 | 0 | 0 | 0
F9_Industrial_Primary Metals_Existing_Space Heating_Natural Gas_Gas Boiler - Burner Control Optimization_A_Technical Potential | F9 | Industrial | Primary Metals | Existing | Space Heating | Natural Gas | Gas Boiler - Burner Control Optimization | A | Incremental Winter Peak Savings (MW) | Technical Potential | 0 | 0 | 0 | 0 | 0 | 0 | 0 | 0 | 0 | 0 | 0 | 0 | 0 | 0 | 0 | 0 | 0 | 0 | 0 | 0 | 0 | 0
F10_Industrial_Primary Metals_Existing_Space Heating_Natural Gas_Gas Boiler - Burner Control Optimization_A_Technical Potential | F10 | Industrial | Primary Metals | Existing | Space Heating | Natural Gas | Gas Boiler - Burner Control Optimization | A | Cumulative Energy Savings (MWh or mTherms) | Technical Potential | 0 | 0 | 0.00037357 | 0.00094828 | 0.0020746 | 0.004006 | 0.0069498 | 0.010988 | 0.016023 | 0.021777 | 0.027845 | 0.033785 | 0.039209 | 0.043849 | 0.047579 | 0.050406 | 0.052428 | 0.053794 | 0.054665 | 0.055185 | 0.055474 | 0.055649
F11_Industrial_Primary Metals_Existing_Space Heating_Natural Gas_Gas Boiler - Burner Control Optimization_A_Technical Potential | F11 | Industrial | Primary Metals | Existing | Space Heating | Natural Gas | Gas Boiler - Burner Control Optimization | A | Cumulative Summer Peak Savings (MW) | Technical Potential | 0 | 0 | 0 | 0 | 0 | 0 | 0 | 0 | 0 | 0 | 0 | 0 | 0 | 0 | 0 | 0 | 0 | 0 | 0 | 0 | 0 | 0
F12_Industrial_Primary Metals_Existing_Space Heating_Natural Gas_Gas Boiler - Burner Control Optimization_A_Technical Potential | F12 | Industrial | Primary Metals | Existing | Space Heating | Natural Gas | Gas Boiler - Burner Control Optimization | A | Cumulative Winter Peak Savings (MW) | Technical Potential | 0 | 0 | 0 | 0 | 0 | 0 | 0 | 0 | 0 | 0 | 0 | 0 | 0 | 0 | 0 | 0 | 0 | 0 | 0 | 0 | 0 | 0
F13_Industrial_Primary Metals_Existing_Space Heating_Natural Gas_Gas Boiler - Burner Control Optimization_A_Technical Potential | F13 | Industrial | Primary Metals | Existing | Space Heating | Natural Gas | Gas Boiler - Burner Control Optimization | A | Purchases (Incremental) | Technical Potential | 0 | 0 | 0.032371 | 0.050007 | 0.098289 | 0.16904 | 0.25842 | 0.35555 | 0.44471 | 0.50989 | 0.53964 | 0.53034 | 0.48645 | 0.4183 | 0.33854 | 0.25877 | 0.18739 | 0.12891 | 0.084458 | 0.052819 | 0.031597 | 0.021025
F14_Industrial_Primary Metals_Existing_Space Heating_Natural Gas_Gas Boiler - Burner Control Optimization_A_Technical Potential | F14 | Industrial | Primary Metals | Existing | Space Heating | Natural Gas | Gas Boiler - Burner Control Optimization | A | Purchases (Cumulative) | Technical Potential | 0 | 0 | 0.032371 | 0.082378 | 0.18067 | 0.34971 | 0.60812 | 0.96367 | 1.4084 | 1.9183 | 2.4579 | 2.9882 | 3.4747 | 3.893 | 4.2315 | 4.4903 | 4.6777 | 4.8066 | 4.8911 | 4.9439 | 4.9755 | 4.9965
F1_Industrial_Primary Metals_Existing_Process_Natural Gas_Gas Boiler - Burner Control Optimization_A_Technical Potential | F1 | Industrial | Primary Metals | Existing | Process | Natural Gas | Gas Boiler - Burner Control Optimization | A | Original Unit Energy Savings (kWh or therms) | Technical Potential | 0 | 0 | 11.0853 | 11.0853 | 11.0853 | 11.0853 | 11.0853 | 11.0853 | 11.0853 | 11.0853 | 11.0853 | 11.0853 | 11.0853 | 11.0853 | 11.0853 | 11.0853 | 11.0853 | 11.0853 | 11.0853 | 11.0853 | 11.0853 | 11.0853
F2_Industrial_Primary Metals_Existing_Process_Natural Gas_Gas Boiler - Burner Control Optimization_A_Technical Potential | F2 | Industrial | Primary Metals | Existing | Process | Natural Gas | Gas Boiler - Burner Control Optimization | A | Original Unit Summer Peak Savings (kW) | Technical Potential | 0 | 0 | 0 | 0 | 0 | 0 | 0 | 0 | 0 | 0 | 0 | 0 | 0 | 0 | 0 | 0 | 0 | 0 | 0 | 0 | 0 | 0
F3_Industrial_Primary Metals_Existing_Process_Natural Gas_Gas Boiler - Burner Control Optimization_A_Technical Potential | F3 | Industrial | Primary Metals | Existing | Process | Natural Gas | Gas Boiler - Burner Control Optimization | A | Original Unit Winter Peak Savings (kW) | Technical Potential | 0 | 0 | 0 | 0 | 0 | 0 | 0 | 0 | 0 | 0 | 0 | 0 | 0 | 0 | 0 | 0 | 0 | 0 | 0 | 0 | 0 | 0
F4_Industrial_Primary Metals_Existing_Process_Natural Gas_Gas Boiler - Burner Control Optimization_A_Technical Potential | F4 | Industrial | Primary Metals | Existing | Process | Natural Gas | Gas Boiler - Burner Control Optimization | A | Standalone Impact on Baseline Energy (%) | Technical Potential | 0% | 0% | 0.0005233% | 0.001355% | 0.003024% | 0.005956% | 0.01054% | 0.01699% | 0.02527% | 0.03502% | 0.04566% | 0.05649% | 0.06684% | 0.0762% | 0.08428% | 0.091% | 0.09646% | 0.1009% | 0.1044% | 0.1074% | 0.11% | 0.1124%
F5_Industrial_Primary Metals_Existing_Process_Natural Gas_Gas Boiler - Burner Control Optimization_A_Technical Potential | F5 | Industrial | Primary Metals | Existing | Process | Natural Gas | Gas Boiler - Burner Control Optimization | A | Standalone Impact on Baseline Summer Peak (%) | Technical Potential | bar: 2019 to 2040
F6_Industrial_Primary Metals_Existing_Process_Natural Gas_Gas Boiler - Burner Control Optimization_A_Technical Potential | F6 | Industrial | Primary Metals | Existing | Process | Natural Gas | Gas Boiler - Burner Control Optimization | A | Standalone Impact on Baseline Winter Peak (%) | Technical Potential | bar: 2019 to 2040
F7_Industrial_Primary Metals_Existing_Process_Natural Gas_Gas Boiler - Burner Control Optimization_A_Technical Potential | F7 | Industrial | Primary Metals | Existing | Process | Natural Gas | Gas Boiler - Burner Control Optimization | A | Incremental Energy Savings (MWh or mTherms) | Technical Potential | 0 | 0 | 0.012997 | 0.020078 | 0.039463 | 0.06787 | 0.10375 | 0.14275 | 0.17855 | 0.20472 | 0.21667 | 0.21293 | 0.19531 | 0.16795 | 0.13593 | 0.1039 | 0.075236 | 0.051757 | 0.03391 | 0.021207 | 0.012686 | 0.0084414
F8_Industrial_Primary Metals_Existing_Process_Natural Gas_Gas Boiler - Burner Control Optimization_A_Technical Potential | F8 | Industrial | Primary Metals | Existing | Process | Natural Gas | Gas Boiler - Burner Control Optimization | A | Incremental Summer Peak Savings (MW) | Technical Potential | 0 | 0 | 0 | 0 | 0 | 0 | 0 | 0 | 0 | 0 | 0 | 0 | 0 | 0 | 0 | 0 | 0 | 0 | 0 | 0 | 0 | 0
F9_Industrial_Primary Metals_Existing_Process_Natural Gas_Gas Boiler - Burner Control Optimization_A_Technical Potential | F9 | Industrial | Primary Metals | Existing | Process | Natural Gas | Gas Boiler - Burner Control Optimization | A | Incremental Winter Peak Savings (MW) | Technical Potential | 0 | 0 | 0 | 0 | 0 | 0 | 0 | 0 | 0 | 0 | 0 | 0 | 0 | 0 | 0 | 0 | 0 | 0 | 0 | 0 | 0 | 0
F10_Industrial_Primary Metals_Existing_Process_Natural Gas_Gas Boiler - Burner Control Optimization_A_Technical Potential | F10 | Industrial | Primary Metals | Existing | Process | Natural Gas | Gas Boiler - Burner Control Optimization | A | Cumulative Energy Savings (MWh or mTherms) | Technical Potential | 0 | 0 | 0.012997 | 0.033075 | 0.072538 | 0.14041 | 0.24416 | 0.38691 | 0.56547 | 0.77019 | 0.98685 | 1.1998 | 1.3951 | 1.563 | 1.699 | 1.8029 | 1.8781 | 1.9299 | 1.9638 | 1.985 | 1.9977 | 2.0061
F11_Industrial_Primary Metals_Existing_Process_Natural Gas_Gas Boiler - Burner Control Optimization_A_Technical Potential | F11 | Industrial | Primary Metals | Existing | Process | Natural Gas | Gas Boiler - Burner Control Optimization | A | Cumulative Summer Peak Savings (MW) | Technical Potential | 0 | 0 | 0 | 0 | 0 | 0 | 0 | 0 | 0 | 0 | 0 | 0 | 0 | 0 | 0 | 0 | 0 | 0 | 0 | 0 | 0 | 0
F12_Industrial_Primary Metals_Existing_Process_Natural Gas_Gas Boiler - Burner Control Optimization_A_Technical Potential | F12 | Industrial | Primary Metals | Existing | Process | Natural Gas | Gas Boiler - Burner Control Optimization | A | Cumulative Winter Peak Savings (MW) | Technical Potential | 0 | 0 | 0 | 0 | 0 | 0 | 0 | 0 | 0 | 0 | 0 | 0 | 0 | 0 | 0 | 0 | 0 | 0 | 0 | 0 | 0 | 0
F13_Industrial_Primary Metals_Existing_Process_Natural Gas_Gas Boiler - Burner Control Optimization_A_Technical Potential | F13 | Industrial | Primary Metals | Existing | Process | Natural Gas | Gas Boiler - Burner Control Optimization | A | Purchases (Incremental) | Technical Potential | 0 | 0 | 1.1724 | 1.8112 | 3.56 | 6.1225 | 9.3597 | 12.8777 | 16.1072 | 18.4677 | 19.5454 | 19.2084 | 17.6187 | 15.1506 | 12.2618 | 9.3726 | 6.787 | 4.669 | 3.059 | 1.9131 | 1.1444 | 0.7615
F14_Industrial_Primary Metals_Existing_Process_Natural Gas_Gas Boiler - Burner Control Optimization_A_Technical Potential | F14 | Industrial | Primary Metals | Existing | Process | Natural Gas | Gas Boiler - Burner Control Optimization | A | Purchases (Cumulative) | Technical Potential | 0 | 0 | 1.1724 | 2.9837 | 6.5436 | 12.6661 | 22.0258 | 34.9035 | 51.0106 | 69.4783 | 89.0237 | 108.2321 | 125.8508 | 141.0014 | 153.2632 | 162.6358 | 169.4228 | 174.0918 | 177.1508 | 179.0639 | 180.2083 | 180.9698
F1_Industrial_Primary Metals_Existing_Space Heating_Natural Gas_HVAC - Demand Controlled Ventilation_A_Technical Potential | F1 | Industrial | Primary Metals | Existing | Space Heating | Natural Gas | HVAC - Demand Controlled Ventilation | A | Original Unit Energy Savings (kWh or therms) | Technical Potential | 0 | 0 | 0.076632 | 0.076208 | 0.075785 | 0.075366 | 0.074954 | 0.074553 | 0.074165 | 0.073793 | 0.07344 | 0.073107 | 0.072794 | 0.072499 | 0.072221 | 0.07196 | 0.071715 | 0.071483 | 0.071266 | 0.071061 | 0.070868 | 0.070686
F2_Industrial_Primary Metals_Existing_Space Heating_Natural Gas_HVAC - Demand Controlled Ventilation_A_Technical Potential | F2 | Industrial | Primary Metals | Existing | Space Heating | Natural Gas | HVAC - Demand Controlled Ventilation | A | Original Unit Summer Peak Savings (kW) | Technical Potential | 0 | 0 | 0 | 0 | 0 | 0 | 0 | 0 | 0 | 0 | 0 | 0 | 0 | 0 | 0 | 0 | 0 | 0 | 0 | 0 | 0 | 0
F3_Industrial_Primary Metals_Existing_Space Heating_Natural Gas_HVAC - Demand Controlled Ventilation_A_Technical Potential | F3 | Industrial | Primary Metals | Existing | Space Heating | Natural Gas | HVAC - Demand Controlled Ventilation | A | Original Unit Winter Peak Savings (kW) | Technical Potential | 0 | 0 | 0 | 0 | 0 | 0 | 0 | 0 | 0 | 0 | 0 | 0 | 0 | 0 | 0 | 0 | 0 | 0 | 0 | 0 | 0 | 0
F4_Industrial_Primary Metals_Existing_Space Heating_Natural Gas_HVAC - Demand Controlled Ventilation_A_Technical Potential | F4 | Industrial | Primary Metals | Existing | Space Heating | Natural Gas | HVAC - Demand Controlled Ventilation | A | Standalone Impact on Baseline Energy (%) | Technical Potential | 0% | 0% | 0.05009% | 0.1007% | 0.152% | 0.2038% | 0.2561% | 0.3091% | 0.3628% | 0.4171% | 0.4721% | 0.5279% | 0.5844% | 0.6418% | 0.7% | 0.7591% | 0.819% | 0.88% | 0.9418% | 1.005% | 1.069% | 1.133%
F5_Industrial_Primary Metals_Existing_Space Heating_Natural Gas_HVAC - Demand Controlled Ventilation_A_Technical Potential | F5 | Industrial | Primary Metals | Existing | Space Heating | Natural Gas | HVAC - Demand Controlled Ventilation | A | Standalone Impact on Baseline Summer Peak (%) | Technical Potential | bar: 2019 to 2040
F6_Industrial_Primary Metals_Existing_Space Heating_Natural Gas_HVAC - Demand Controlled Ventilation_A_Technical Potential | F6 | Industrial | Primary Metals | Existing | Space Heating | Natural Gas | HVAC - Demand Controlled Ventilation | A | Standalone Impact on Baseline Winter Peak (%) | Technical Potential | bar: 2019 to 2040
F7_Industrial_Primary Metals_Existing_Space Heating_Natural Gas_HVAC - Demand Controlled Ventilation_A_Technical Potential | F7 | Industrial | Primary Metals | Existing | Space Heating | Natural Gas | HVAC - Demand Controlled Ventilation | A | Incremental Energy Savings (MWh or mTherms) | Technical Potential | 0 | 0 | 0.047998 | 0.046909 | 0.045845 | 0.044805 | 0.043792 | 0.042807 | 0.04185 | 0.040922 | 0.040024 | 0.039156 | 0.038316 | 0.037503 | 0.036715 | 0.035951 | 0.035211 | 0.034492 | 0.033794 | 0.033116 | 0.032457 | 0.031816
F8_Industrial_Primary Metals_Existing_Space Heating_Natural Gas_HVAC - Demand Controlled Ventilation_A_Technical Potential | F8 | Industrial | Primary Metals | Existing | Space Heating | Natural Gas | HVAC - Demand Controlled Ventilation | A | Incremental Summer Peak Savings (MW) | Technical Potential | 0 | 0 | 0 | 0 | 0 | 0 | 0 | 0 | 0 | 0 | 0 | 0 | 0 | 0 | 0 | 0 | 0 | 0 | 0 | 0 | 0 | 0
F9_Industrial_Primary Metals_Existing_Space Heating_Natural Gas_HVAC - Demand Controlled Ventilation_A_Technical Potential | F9 | Industrial | Primary Metals | Existing | Space Heating | Natural Gas | HVAC - Demand Controlled Ventilation | A | Incremental Winter Peak Savings (MW) | Technical Potential | 0 | 0 | 0 | 0 | 0 | 0 | 0 | 0 | 0 | 0 | 0 | 0 | 0 | 0 | 0 | 0 | 0 | 0 | 0 | 0 | 0 | 0
F10_Industrial_Primary Metals_Existing_Space Heating_Natural Gas_HVAC - Demand Controlled Ventilation_A_Technical Potential | F10 | Industrial | Primary Metals | Existing | Space Heating | Natural Gas | HVAC - Demand Controlled Ventilation | A | Cumulative Energy Savings (MWh or mTherms) | Technical Potential | 0 | 0 | 0.047998 | 0.094642 | 0.13996 | 0.18399 | 0.22678 | 0.26837 | 0.30883 | 0.3482 | 0.38656 | 0.42396 | 0.46046 | 0.4961 | 0.53091 | 0.56495 | 0.59823 | 0.63079 | 0.66266 | 0.69387 | 0.72445 | 0.75441
F11_Industrial_Primary Metals_Existing_Space Heating_Natural Gas_HVAC - Demand Controlled Ventilation_A_Technical Potential | F11 | Industrial | Primary Metals | Existing | Space Heating | Natural Gas | HVAC - Demand Controlled Ventilation | A | Cumulative Summer Peak Savings (MW) | Technical Potential | 0 | 0 | 0 | 0 | 0 | 0 | 0 | 0 | 0 | 0 | 0 | 0 | 0 | 0 | 0 | 0 | 0 | 0 | 0 | 0 | 0 | 0
F12_Industrial_Primary Metals_Existing_Space Heating_Natural Gas_HVAC - Demand Controlled Ventilation_A_Technical Potential | F12 | Industrial | Primary Metals | Existing | Space Heating | Natural Gas | HVAC - Demand Controlled Ventilation | A | Cumulative Winter Peak Savings (MW) | Technical Potential | 0 | 0 | 0 | 0 | 0 | 0 | 0 | 0 | 0 | 0 | 0 | 0 | 0 | 0 | 0 | 0 | 0 | 0 | 0 | 0 | 0 | 0
F13_Industrial_Primary Metals_Existing_Space Heating_Natural Gas_HVAC - Demand Controlled Ventilation_A_Technical Potential | F13 | Industrial | Primary Metals | Existing | Space Heating | Natural Gas | HVAC - Demand Controlled Ventilation | A | Purchases (Incremental) | Technical Potential | 0 | 0 | 626.3448 | 615.5457 | 604.9329 | 594.503 | 584.2529 | 574.1796 | 564.28 | 554.551 | 544.9898 | 535.5934 | 526.359 | 517.2839 | 508.3652 | 499.6003 | 490.9865 | 482.5212 | 474.2019 | 466.026 | 457.991 | 450.0946
F14_Industrial_Primary Metals_Existing_Space Heating_Natural Gas_HVAC - Demand Controlled Ventilation_A_Technical Potential | F14 | Industrial | Primary Metals | Existing | Space Heating | Natural Gas | HVAC - Demand Controlled Ventilation | A | Purchases (Cumulative) | Technical Potential | 0 | 0 | 626.3448 | 1241.8905 | 1846.8233 | 2441.3263 | 3025.5793 | 3599.7589 | 4164.0388 | 4718.5898 | 5263.5796 | 5799.173 | 6325.532 | 6842.8159 | 7351.181 | 7850.7813 | 8341.7678 | 8824.2889 | 9298.4908 | 9764.5168 | 10222.5078 | 10672.6024
F1_Industrial_Primary Metals_Existing_Space Heating_Natural Gas_Gas Boiler - Stack Economizer_A_Technical Potential | F1 | Industrial | Primary Metals | Existing | Space Heating | Natural Gas | Gas Boiler - Stack Economizer | A | Original Unit Energy Savings (kWh or therms) | Technical Potential | 0 | 0 | 29.0499 | 28.9769 | 28.9055 | 28.8358 | 28.7678 | 28.7019 | 28.638 | 28.5763 | 28.5168 | 28.4598 | 28.4053 | 28.3533 | 28.3039 | 28.2572 | 28.2132 | 28.172 | 28.1337 | 28.0982 | 28.0657 | 28.0361
F2_Industrial_Primary Metals_Existing_Space Heating_Natural Gas_Gas Boiler - Stack Economizer_A_Technical Potential | F2 | Industrial | Primary Metals | Existing | Space Heating | Natural Gas | Gas Boiler - Stack Economizer | A | Original Unit Summer Peak Savings (kW) | Technical Potential | 0 | 0 | 0 | 0 | 0 | 0 | 0 | 0 | 0 | 0 | 0 | 0 | 0 | 0 | 0 | 0 | 0 | 0 | 0 | 0 | 0 | 0
F3_Industrial_Primary Metals_Existing_Space Heating_Natural Gas_Gas Boiler - Stack Economizer_A_Technical Potential | F3 | Industrial | Primary Metals | Existing | Space Heating | Natural Gas | Gas Boiler - Stack Economizer | A | Original Unit Winter Peak Savings (kW) | Technical Potential | 0 | 0 | 0 | 0 | 0 | 0 | 0 | 0 | 0 | 0 | 0 | 0 | 0 | 0 | 0 | 0 | 0 | 0 | 0 | 0 | 0 | 0
F4_Industrial_Primary Metals_Existing_Space Heating_Natural Gas_Gas Boiler - Stack Economizer_A_Technical Potential | F4 | Industrial | Primary Metals | Existing | Space Heating | Natural Gas | Gas Boiler - Stack Economizer | A | Standalone Impact on Baseline Energy (%) | Technical Potential | 0% | 0% | 0.009702% | 0.01957% | 0.02961% | 0.03983% | 0.05023% | 0.05983% | 0.06786% | 0.07464% | 0.08041% | 0.08539% | 0.08973% | 0.09358% | 0.09704% | 0.1002% | 0.1031% | 0.1058% | 0.1077% | 0.1096% | 0.1115% | 0.1134%
F5_Industrial_Primary Metals_Existing_Space Heating_Natural Gas_Gas Boiler - Stack Economizer_A_Technical Potential | F5 | Industrial | Primary Metals | Existing | Space Heating | Natural Gas | Gas Boiler - Stack Economizer | A | Standalone Impact on Baseline Summer Peak (%) | Technical Potential | bar: 2019 to 2040
F6_Industrial_Primary Metals_Existing_Space Heating_Natural Gas_Gas Boiler - Stack Economizer_A_Technical Potential | F6 | Industrial | Primary Metals | Existing | Space Heating | Natural Gas | Gas Boiler - Stack Economizer | A | Standalone Impact on Baseline Winter Peak (%) | Technical Potential | bar: 2019 to 2040
F7_Industrial_Primary Metals_Existing_Space Heating_Natural Gas_Gas Boiler - Stack Economizer_A_Technical Potential | F7 | Industrial | Primary Metals | Existing | Space Heating | Natural Gas | Gas Boiler - Stack Economizer | A | Incremental Energy Savings (MWh or mTherms) | Technical Potential | 0 | 0 | 0.0092961 | 0.0091129 | 0.0089337 | 0.0087584 | 0.0085872 | 0.0075778 | 0.0059444 | 0.0046635 | 0.0036588 | 0.0028709 | 0.0022528 | 0.0017679 | 0.0013875 | 0.0010891 | 0.0008549 | 0.00067115 | 4.4927e-06 | 1.5749e-06 | 5.2702e-07 | 1.6871e-07
F8_Industrial_Primary Metals_Existing_Space Heating_Natural Gas_Gas Boiler - Stack Economizer_A_Technical Potential | F8 | Industrial | Primary Metals | Existing | Space Heating | Natural Gas | Gas Boiler - Stack Economizer | A | Incremental Summer Peak Savings (MW) | Technical Potential | 0 | 0 | 0 | 0 | 0 | 0 | 0 | 0 | 0 | 0 | 0 | 0 | 0 | 0 | 0 | 0 | 0 | 0 | 0 | 0 | 0 | 0
F9_Industrial_Primary Metals_Existing_Space Heating_Natural Gas_Gas Boiler - Stack Economizer_A_Technical Potential | F9 | Industrial | Primary Metals | Existing | Space Heating | Natural Gas | Gas Boiler - Stack Economizer | A | Incremental Winter Peak Savings (MW) | Technical Potential | 0 | 0 | 0 | 0 | 0 | 0 | 0 | 0 | 0 | 0 | 0 | 0 | 0 | 0 | 0 | 0 | 0 | 0 | 0 | 0 | 0 | 0
F10_Industrial_Primary Metals_Existing_Space Heating_Natural Gas_Gas Boiler - Stack Economizer_A_Technical Potential | F10 | Industrial | Primary Metals | Existing | Space Heating | Natural Gas | Gas Boiler - Stack Economizer | A | Cumulative Energy Savings (MWh or mTherms) | Technical Potential | 0 | 0 | 0.0092961 | 0.018386 | 0.027274 | 0.035967 | 0.044469 | 0.051945 | 0.057774 | 0.062313 | 0.065842 | 0.068581 | 0.070702 | 0.072341 | 0.073602 | 0.07457 | 0.075309 | 0.07587 | 0.075771 | 0.075677 | 0.07559 | 0.075511
F11_Industrial_Primary Metals_Existing_Space Heating_Natural Gas_Gas Boiler - Stack Economizer_A_Technical Potential | F11 | Industrial | Primary Metals | Existing | Space Heating | Natural Gas | Gas Boiler - Stack Economizer | A | Cumulative Summer Peak Savings (MW) | Technical Potential | 0 | 0 | 0 | 0 | 0 | 0 | 0 | 0 | 0 | 0 | 0 | 0 | 0 | 0 | 0 | 0 | 0 | 0 | 0 | 0 | 0 | 0
F12_Industrial_Primary Metals_Existing_Space Heating_Natural Gas_Gas Boiler - Stack Economizer_A_Technical Potential | F12 | Industrial | Primary Metals | Existing | Space Heating | Natural Gas | Gas Boiler - Stack Economizer | A | Cumulative Winter Peak Savings (MW) | Technical Potential | 0 | 0 | 0 | 0 | 0 | 0 | 0 | 0 | 0 | 0 | 0 | 0 | 0 | 0 | 0 | 0 | 0 | 0 | 0 | 0 | 0 | 0
F13_Industrial_Primary Metals_Existing_Space Heating_Natural Gas_Gas Boiler - Stack Economizer_A_Technical Potential | F13 | Industrial | Primary Metals | Existing | Space Heating | Natural Gas | Gas Boiler - Stack Economizer | A | Purchases (Incremental) | Technical Potential | 0 | 0 | 0.32 | 0.31449 | 0.30906 | 0.30374 | 0.2985 | 0.26402 | 0.20757 | 0.16319 | 0.1283 | 0.10087 | 0.079308 | 0.062352 | 0.049022 | 0.038541 | 0.030301 | 0.023823 | 0.00015969 | 5.6049e-05 | 1.8778e-05 | 6.0178e-06
F14_Industrial_Primary Metals_Existing_Space Heating_Natural Gas_Gas Boiler - Stack Economizer_A_Technical Potential | F14 | Industrial | Primary Metals | Existing | Space Heating | Natural Gas | Gas Boiler - Stack Economizer | A | Purchases (Cumulative) | Technical Potential | 0 | 0 | 0.32 | 0.63449 | 0.94355 | 1.2473 | 1.5458 | 1.8098 | 2.0174 | 2.1806 | 2.3089 | 2.4098 | 2.4891 | 2.5514 | 2.6004 | 2.639 | 2.6693 | 2.6931 | 2.6933 | 2.6933 | 2.6933 | 2.6933
F1_Industrial_Primary Metals_Existing_Process_Natural Gas_Gas Boiler - Stack Economizer_A_Technical Potential | F1 | Industrial | Primary Metals | Existing | Process | Natural Gas | Gas Boiler - Stack Economizer | A | Original Unit Energy Savings (kWh or therms) | Technical Potential | 0 | 0 | 36.696 | 36.696 | 36.696 | 36.696 | 36.696 | 36.696 | 36.696 | 36.696 | 36.696 | 36.696 | 36.696 | 36.696 | 36.696 | 36.696 | 36.696 | 36.696 | 36.696 | 36.696 | 36.696 | 36.696
F2_Industrial_Primary Metals_Existing_Process_Natural Gas_Gas Boiler - Stack Economizer_A_Technical Potential | F2 | Industrial | Primary Metals | Existing | Process | Natural Gas | Gas Boiler - Stack Economizer | A | Original Unit Summer Peak Savings (kW) | Technical Potential | 0 | 0 | 0 | 0 | 0 | 0 | 0 | 0 | 0 | 0 | 0 | 0 | 0 | 0 | 0 | 0 | 0 | 0 | 0 | 0 | 0 | 0
F3_Industrial_Primary Metals_Existing_Process_Natural Gas_Gas Boiler - Stack Economizer_A_Technical Potential | F3 | Industrial | Primary Metals | Existing | Process | Natural Gas | Gas Boiler - Stack Economizer | A | Original Unit Winter Peak Savings (kW) | Technical Potential | 0 | 0 | 0 | 0 | 0 | 0 | 0 | 0 | 0 | 0 | 0 | 0 | 0 | 0 | 0 | 0 | 0 | 0 | 0 | 0 | 0 | 0
F4_Industrial_Primary Metals_Existing_Process_Natural Gas_Gas Boiler - Stack Economizer_A_Technical Potential | F4 | Industrial | Primary Metals | Existing | Process | Natural Gas | Gas Boiler - Stack Economizer | A | Standalone Impact on Baseline Energy (%) | Technical Potential | 0% | 0% | 0.01712% | 0.03455% | 0.05228% | 0.07032% | 0.08867% | 0.1056% | 0.1198% | 0.1318% | 0.142% | 0.1508% | 0.1585% | 0.1653% | 0.1714% | 0.177% | 0.1822% | 0.1871% | 0.1904% | 0.1937% | 0.1971% | 0.2006%
F5_Industrial_Primary Metals_Existing_Process_Natural Gas_Gas Boiler - Stack Economizer_A_Technical Potential | F5 | Industrial | Primary Metals | Existing | Process | Natural Gas | Gas Boiler - Stack Economizer | A | Standalone Impact on Baseline Summer Peak (%) | Technical Potential | bar: 2019 to 2040
F6_Industrial_Primary Metals_Existing_Process_Natural Gas_Gas Boiler - Stack Economizer_A_Technical Potential | F6 | Industrial | Primary Metals | Existing | Process | Natural Gas | Gas Boiler - Stack Economizer | A | Standalone Impact on Baseline Winter Peak (%) | Technical Potential | bar: 2019 to 2040
F7_Industrial_Primary Metals_Existing_Process_Natural Gas_Gas Boiler - Stack Economizer_A_Technical Potential | F7 | Industrial | Primary Metals | Existing | Process | Natural Gas | Gas Boiler - Stack Economizer | A | Incremental Energy Savings (MWh or mTherms) | Technical Potential | 0 | 0 | 0.42532 | 0.41798 | 0.41078 | 0.4037 | 0.39674 | 0.35091 | 0.27588 | 0.2169 | 0.17053 | 0.13407 | 0.10541 | 0.082873 | 0.065155 | 0.051225 | 0.040274 | 0.031663 | 0.00021225 | 7.4495e-05 | 2.4958e-05 | 7.9982e-06
F8_Industrial_Primary Metals_Existing_Process_Natural Gas_Gas Boiler - Stack Economizer_A_Technical Potential | F8 | Industrial | Primary Metals | Existing | Process | Natural Gas | Gas Boiler - Stack Economizer | A | Incremental Summer Peak Savings (MW) | Technical Potential | 0 | 0 | 0 | 0 | 0 | 0 | 0 | 0 | 0 | 0 | 0 | 0 | 0 | 0 | 0 | 0 | 0 | 0 | 0 | 0 | 0 | 0
F9_Industrial_Primary Metals_Existing_Process_Natural Gas_Gas Boiler - Stack Economizer_A_Technical Potential | F9 | Industrial | Primary Metals | Existing | Process | Natural Gas | Gas Boiler - Stack Economizer | A | Incremental Winter Peak Savings (MW) | Technical Potential | 0 | 0 | 0 | 0 | 0 | 0 | 0 | 0 | 0 | 0 | 0 | 0 | 0 | 0 | 0 | 0 | 0 | 0 | 0 | 0 | 0 | 0
F10_Industrial_Primary Metals_Existing_Process_Natural Gas_Gas Boiler - Stack Economizer_A_Technical Potential | F10 | Industrial | Primary Metals | Existing | Process | Natural Gas | Gas Boiler - Stack Economizer | A | Cumulative Energy Savings (MWh or mTherms) | Technical Potential | 0 | 0 | 0.42532 | 0.8433 | 1.2541 | 1.6578 | 2.0545 | 2.4054 | 2.6813 | 2.8982 | 3.0687 | 3.2028 | 3.3082 | 3.3911 | 3.4562 | 3.5075 | 3.5477 | 3.5794 | 3.5796 | 3.5797 | 3.5797 | 3.5797
F11_Industrial_Primary Metals_Existing_Process_Natural Gas_Gas Boiler - Stack Economizer_A_Technical Potential | F11 | Industrial | Primary Metals | Existing | Process | Natural Gas | Gas Boiler - Stack Economizer | A | Cumulative Summer Peak Savings (MW) | Technical Potential | 0 | 0 | 0 | 0 | 0 | 0 | 0 | 0 | 0 | 0 | 0 | 0 | 0 | 0 | 0 | 0 | 0 | 0 | 0 | 0 | 0 | 0
F12_Industrial_Primary Metals_Existing_Process_Natural Gas_Gas Boiler - Stack Economizer_A_Technical Potential | F12 | Industrial | Primary Metals | Existing | Process | Natural Gas | Gas Boiler - Stack Economizer | A | Cumulative Winter Peak Savings (MW) | Technical Potential | 0 | 0 | 0 | 0 | 0 | 0 | 0 | 0 | 0 | 0 | 0 | 0 | 0 | 0 | 0 | 0 | 0 | 0 | 0 | 0 | 0 | 0
F13_Industrial_Primary Metals_Existing_Process_Natural Gas_Gas Boiler - Stack Economizer_A_Technical Potential | F13 | Industrial | Primary Metals | Existing | Process | Natural Gas | Gas Boiler - Stack Economizer | A | Purchases (Incremental) | Technical Potential | 0 | 0 | 11.5903 | 11.3905 | 11.1941 | 11.0011 | 10.8114 | 9.5625 | 7.5181 | 5.9108 | 4.6471 | 3.6536 | 2.8725 | 2.2584 | 1.7755 | 1.3959 | 1.0975 | 0.86286 | 0.0057839 | 0.0020301 | 0.00068013 | 0.00021796
F14_Industrial_Primary Metals_Existing_Process_Natural Gas_Gas Boiler - Stack Economizer_A_Technical Potential | F14 | Industrial | Primary Metals | Existing | Process | Natural Gas | Gas Boiler - Stack Economizer | A | Purchases (Cumulative) | Technical Potential | 0 | 0 | 11.5903 | 22.9807 | 34.1748 | 45.1759 | 55.9873 | 65.5498 | 73.0679 | 78.9786 | 83.6257 | 87.2793 | 90.1518 | 92.4101 | 94.1857 | 95.5816 | 96.6791 | 97.542 | 97.5478 | 97.5498 | 97.5505 | 97.5507
F1_Industrial_Primary Metals_Existing_Space Heating_Natural Gas_Gas Furnace Tube Inserts_A_Technical Potential | F1 | Industrial | Primary Metals | Existing | Space Heating | Natural Gas | Gas Furnace Tube Inserts | A | Original Unit Energy Savings (kWh or therms) | Technical Potential | 0 | 0 | 0.088102 | 0.087615 | 0.087128 | 0.086647 | 0.086173 | 0.085712 | 0.085266 | 0.084839 | 0.084432 | 0.08405 | 0.08369 | 0.083351 | 0.083032 | 0.082732 | 0.082449 | 0.082183 | 0.081933 | 0.081697 | 0.081476 | 0.081267
F2_Industrial_Primary Metals_Existing_Space Heating_Natural Gas_Gas Furnace Tube Inserts_A_Technical Potential | F2 | Industrial | Primary Metals | Existing | Space Heating | Natural Gas | Gas Furnace Tube Inserts | A | Original Unit Summer Peak Savings (kW) | Technical Potential | 0 | 0 | 0 | 0 | 0 | 0 | 0 | 0 | 0 | 0 | 0 | 0 | 0 | 0 | 0 | 0 | 0 | 0 | 0 | 0 | 0 | 0
F3_Industrial_Primary Metals_Existing_Space Heating_Natural Gas_Gas Furnace Tube Inserts_A_Technical Potential | F3 | Industrial | Primary Metals | Existing | Space Heating | Natural Gas | Gas Furnace Tube Inserts | A | Original Unit Winter Peak Savings (kW) | Technical Potential | 0 | 0 | 0 | 0 | 0 | 0 | 0 | 0 | 0 | 0 | 0 | 0 | 0 | 0 | 0 | 0 | 0 | 0 | 0 | 0 | 0 | 0
F4_Industrial_Primary Metals_Existing_Space Heating_Natural Gas_Gas Furnace Tube Inserts_A_Technical Potential | F4 | Industrial | Primary Metals | Existing | Space Heating | Natural Gas | Gas Furnace Tube Inserts | A | Standalone Impact on Baseline Energy (%) | Technical Potential | bar: 2019 to 2040
F5_Industrial_Primary Metals_Existing_Space Heating_Natural Gas_Gas Furnace Tube Inserts_A_Technical Potential | F5 | Industrial | Primary Metals | Existing | Space Heating | Natural Gas | Gas Furnace Tube Inserts | A | Standalone Impact on Baseline Summer Peak (%) | Technical Potential | bar: 2019 to 2040
F6_Industrial_Primary Metals_Existing_Space Heating_Natural Gas_Gas Furnace Tube Inserts_A_Technical Potential | F6 | Industrial | Primary Metals | Existing | Space Heating | Natural Gas | Gas Furnace Tube Inserts | A | Standalone Impact on Baseline Winter Peak (%) | Technical Potential | bar: 2019 to 2040
F7_Industrial_Primary Metals_Existing_Space Heating_Natural Gas_Gas Furnace Tube Inserts_A_Technical Potential | F7 | Industrial | Primary Metals | Existing | Space Heating | Natural Gas | Gas Furnace Tube Inserts | A | Incremental Energy Savings (MWh or mTherms) | Technical Potential | 0 | 0 | 0 | 0 | 0 | 0 | 0 | 0 | 0 | 0 | 0 | 0 | 0 | 0 | 0 | 0 | 0 | 0 | 0 | 0 | 0 | 0
F8_Industrial_Primary Metals_Existing_Space Heating_Natural Gas_Gas Furnace Tube Inserts_A_Technical Potential | F8 | Industrial | Primary Metals | Existing | Space Heating | Natural Gas | Gas Furnace Tube Inserts | A | Incremental Summer Peak Savings (MW) | Technical Potential | 0 | 0 | 0 | 0 | 0 | 0 | 0 | 0 | 0 | 0 | 0 | 0 | 0 | 0 | 0 | 0 | 0 | 0 | 0 | 0 | 0 | 0
F9_Industrial_Primary Metals_Existing_Space Heating_Natural Gas_Gas Furnace Tube Inserts_A_Technical Potential | F9 | Industrial | Primary Metals | Existing | Space Heating | Natural Gas | Gas Furnace Tube Inserts | A | Incremental Winter Peak Savings (MW) | Technical Potential | 0 | 0 | 0 | 0 | 0 | 0 | 0 | 0 | 0 | 0 | 0 | 0 | 0 | 0 | 0 | 0 | 0 | 0 | 0 | 0 | 0 | 0
F10_Industrial_Primary Metals_Existing_Space Heating_Natural Gas_Gas Furnace Tube Inserts_A_Technical Potential | F10 | Industrial | Primary Metals | Existing | Space Heating | Natural Gas | Gas Furnace Tube Inserts | A | Cumulative Energy Savings (MWh or mTherms) | Technical Potential | 0 | 0 | 0 | 0 | 0 | 0 | 0 | 0 | 0 | 0 | 0 | 0 | 0 | 0 | 0 | 0 | 0 | 0 | 0 | 0 | 0 | 0
F11_Industrial_Primary Metals_Existing_Space Heating_Natural Gas_Gas Furnace Tube Inserts_A_Technical Potential | F11 | Industrial | Primary Metals | Existing | Space Heating | Natural Gas | Gas Furnace Tube Inserts | A | Cumulative Summer Peak Savings (MW) | Technical Potential | 0 | 0 | 0 | 0 | 0 | 0 | 0 | 0 | 0 | 0 | 0 | 0 | 0 | 0 | 0 | 0 | 0 | 0 | 0 | 0 | 0 | 0
F12_Industrial_Primary Metals_Existing_Space Heating_Natural Gas_Gas Furnace Tube Inserts_A_Technical Potential | F12 | Industrial | Primary Metals | Existing | Space Heating | Natural Gas | Gas Furnace Tube Inserts | A | Cumulative Winter Peak Savings (MW) | Technical Potential | 0 | 0 | 0 | 0 | 0 | 0 | 0 | 0 | 0 | 0 | 0 | 0 | 0 | 0 | 0 | 0 | 0 | 0 | 0 | 0 | 0 | 0
F13_Industrial_Primary Metals_Existing_Space Heating_Natural Gas_Gas Furnace Tube Inserts_A_Technical Potential | F13 | Industrial | Primary Metals | Existing | Space Heating | Natural Gas | Gas Furnace Tube Inserts | A | Purchases (Incremental) | Technical Potential | 0 | 0 | 0 | 0 | 0 | 0 | 0 | 0 | 0 | 0 | 0 | 0 | 0 | 0 | 0 | 0 | 0 | 0 | 0 | 0 | 0 | 0
F14_Industrial_Primary Metals_Existing_Space Heating_Natural Gas_Gas Furnace Tube Inserts_A_Technical Potential | F14 | Industrial | Primary Metals | Existing | Space Heating | Natural Gas | Gas Furnace Tube Inserts | A | Purchases (Cumulative) | Technical Potential | 0 | 0 | 0 | 0 | 0 | 0 | 0 | 0 | 0 | 0 | 0 | 0 | 0 | 0 | 0 | 0 | 0 | 0 | 0 | 0 | 0 | 0
F1_Industrial_Primary Metals_Existing_Space Heating_Natural Gas_Space Heating - Heat Recovery Ventilator_A_Technical Potential | F1 | Industrial | Primary Metals | Existing | Space Heating | Natural Gas | Space Heating - Heat Recovery Ventilator | A | Original Unit Energy Savings (kWh or therms) | Technical Potential | 0 | 0 | 0.01336 | 0.013329 | 0.013297 | 0.013266 | 0.013235 | 0.013205 | 0.013176 | 0.013148 | 0.013122 | 0.013097 | 0.013074 | 0.013051 | 0.013031 | 0.013011 | 0.012992 | 0.012975 | 0.012959 | 0.012943 | 0.012929 | 0.012915
F2_Industrial_Primary Metals_Existing_Space Heating_Natural Gas_Space Heating - Heat Recovery Ventilator_A_Technical Potential | F2 | Industrial | Primary Metals | Existing | Space Heating | Natural Gas | Space Heating - Heat Recovery Ventilator | A | Original Unit Summer Peak Savings (kW) | Technical Potential | 0 | 0 | 0 | 0 | 0 | 0 | 0 | 0 | 0 | 0 | 0 | 0 | 0 | 0 | 0 | 0 | 0 | 0 | 0 | 0 | 0 | 0
F3_Industrial_Primary Metals_Existing_Space Heating_Natural Gas_Space Heating - Heat Recovery Ventilator_A_Technical Potential | F3 | Industrial | Primary Metals | Existing | Space Heating | Natural Gas | Space Heating - Heat Recovery Ventilator | A | Original Unit Winter Peak Savings (kW) | Technical Potential | 0 | 0 | 0 | 0 | 0 | 0 | 0 | 0 | 0 | 0 | 0 | 0 | 0 | 0 | 0 | 0 | 0 | 0 | 0 | 0 | 0 | 0
F4_Industrial_Primary Metals_Existing_Space Heating_Natural Gas_Space Heating - Heat Recovery Ventilator_A_Technical Potential | F4 | Industrial | Primary Metals | Existing | Space Heating | Natural Gas | Space Heating - Heat Recovery Ventilator | A | Standalone Impact on Baseline Energy (%) | Technical Potential | 0% | 0% | 0.02138% | 0.04313% | 0.06526% | 0.08779% | 0.1107% | 0.134% | 0.1578% | 0.1819% | 0.2065% | 0.2315% | 0.2569% | 0.2828% | 0.3091% | 0.3359% | 0.3632% | 0.391% | 0.4192% | 0.4479% | 0.4772% | 0.5069%
F5_Industrial_Primary Metals_Existing_Space Heating_Natural Gas_Space Heating - Heat Recovery Ventilator_A_Technical Potential | F5 | Industrial | Primary Metals | Existing | Space Heating | Natural Gas | Space Heating - Heat Recovery Ventilator | A | Standalone Impact on Baseline Summer Peak (%) | Technical Potential | bar: 2019 to 2040
F6_Industrial_Primary Metals_Existing_Space Heating_Natural Gas_Space Heating - Heat Recovery Ventilator_A_Technical Potential | F6 | Industrial | Primary Metals | Existing | Space Heating | Natural Gas | Space Heating - Heat Recovery Ventilator | A | Standalone Impact on Baseline Winter Peak (%) | Technical Potential | bar: 2019 to 2040
F7_Industrial_Primary Metals_Existing_Space Heating_Natural Gas_Space Heating - Heat Recovery Ventilator_A_Technical Potential | F7 | Industrial | Primary Metals | Existing | Space Heating | Natural Gas | Space Heating - Heat Recovery Ventilator | A | Incremental Energy Savings (MWh or mTherms) | Technical Potential | 0 | 0 | 0.020483 | 0.020082 | 0.019689 | 0.019304 | 0.018927 | 0.018559 | 0.018199 | 0.017847 | 0.017505 | 0.01717 | 0.016844 | 0.016525 | 0.016214 | 0.015911 | 0.015614 | 0.015324 | 0.015041 | 0.014764 | 0.014494 | 0.014229
F8_Industrial_Primary Metals_Existing_Space Heating_Natural Gas_Space Heating - Heat Recovery Ventilator_A_Technical Potential | F8 | Industrial | Primary Metals | Existing | Space Heating | Natural Gas | Space Heating - Heat Recovery Ventilator | A | Incremental Summer Peak Savings (MW) | Technical Potential | 0 | 0 | 0 | 0 | 0 | 0 | 0 | 0 | 0 | 0 | 0 | 0 | 0 | 0 | 0 | 0 | 0 | 0 | 0 | 0 | 0 | 0
F9_Industrial_Primary Metals_Existing_Space Heating_Natural Gas_Space Heating - Heat Recovery Ventilator_A_Technical Potential | F9 | Industrial | Primary Metals | Existing | Space Heating | Natural Gas | Space Heating - Heat Recovery Ventilator | A | Incremental Winter Peak Savings (MW) | Technical Potential | 0 | 0 | 0 | 0 | 0 | 0 | 0 | 0 | 0 | 0 | 0 | 0 | 0 | 0 | 0 | 0 | 0 | 0 | 0 | 0 | 0 | 0
F10_Industrial_Primary Metals_Existing_Space Heating_Natural Gas_Space Heating - Heat Recovery Ventilator_A_Technical Potential | F10 | Industrial | Primary Metals | Existing | Space Heating | Natural Gas | Space Heating - Heat Recovery Ventilator | A | Cumulative Energy Savings (MWh or mTherms) | Technical Potential | 0 | 0 | 0.020483 | 0.040517 | 0.06011 | 0.079272 | 0.098016 | 0.11635 | 0.1343 | 0.15186 | 0.16906 | 0.18591 | 0.20242 | 0.2186 | 0.23447 | 0.25002 | 0.26528 | 0.28025 | 0.29494 | 0.30935 | 0.3235 | 0.33739
F11_Industrial_Primary Metals_Existing_Space Heating_Natural Gas_Space Heating - Heat Recovery Ventilator_A_Technical Potential | F11 | Industrial | Primary Metals | Existing | Space Heating | Natural Gas | Space Heating - Heat Recovery Ventilator | A | Cumulative Summer Peak Savings (MW) | Technical Potential | 0 | 0 | 0 | 0 | 0 | 0 | 0 | 0 | 0 | 0 | 0 | 0 | 0 | 0 | 0 | 0 | 0 | 0 | 0 | 0 | 0 | 0
F12_Industrial_Primary Metals_Existing_Space Heating_Natural Gas_Space Heating - Heat Recovery Ventilator_A_Technical Potential | F12 | Industrial | Primary Metals | Existing | Space Heating | Natural Gas | Space Heating - Heat Recovery Ventilator | A | Cumulative Winter Peak Savings (MW) | Technical Potential | 0 | 0 | 0 | 0 | 0 | 0 | 0 | 0 | 0 | 0 | 0 | 0 | 0 | 0 | 0 | 0 | 0 | 0 | 0 | 0 | 0 | 0
F13_Industrial_Primary Metals_Existing_Space Heating_Natural Gas_Space Heating - Heat Recovery Ventilator_A_Technical Potential | F13 | Industrial | Primary Metals | Existing | Space Heating | Natural Gas | Space Heating - Heat Recovery Ventilator | A | Purchases (Incremental) | Technical Potential | 0 | 0 | 1533.1207 | 1506.6876 | 1480.7102 | 1455.1807 | 1430.0914 | 1405.4347 | 1381.203 | 1357.3892 | 1333.9859 | 1310.9862 | 1288.383 | 1266.1695 | 1244.339 | 1222.8848 | 1201.8006 | 1181.0799 | 1160.7165 | 1140.7041 | 1121.0368 | 1101.7086
F14_Industrial_Primary Metals_Existing_Space Heating_Natural Gas_Space Heating - Heat Recovery Ventilator_A_Technical Potential | F14 | Industrial | Primary Metals | Existing | Space Heating | Natural Gas | Space Heating - Heat Recovery Ventilator | A | Purchases (Cumulative) | Technical Potential | 0 | 0 | 1533.1207 | 3039.8083 | 4520.5185 | 5975.6993 | 7405.7907 | 8811.2253 | 10192.4284 | 11549.8176 | 12883.8035 | 14194.7896 | 15483.1726 | 16749.3421 | 17993.681 | 19216.5658 | 20418.3664 | 21599.4464 | 22760.1628 | 23900.8669 | 25021.9037 | 26123.6123
F1_Industrial_Primary Metals_Existing_Space Heating_Natural Gas_Thermostat - Programmable_A_Technical Potential | F1 | Industrial | Primary Metals | Existing | Space Heating | Natural Gas | Thermostat - Programmable | A | Original Unit Energy Savings (kWh or therms) | Technical Potential | 0 | 0 | 0.0064634 | 0.006448 | 0.0064327 | 0.0064176 | 0.0064027 | 0.0063882 | 0.0063742 | 0.0063608 | 0.006348 | 0.006336 | 0.0063246 | 0.0063139 | 0.0063038 | 0.0062943 | 0.0062853 | 0.0062769 | 0.006269 | 0.0062616 | 0.0062546 | 0.006248
F2_Industrial_Primary Metals_Existing_Space Heating_Natural Gas_Thermostat - Programmable_A_Technical Potential | F2 | Industrial | Primary Metals | Existing | Space Heating | Natural Gas | Thermostat - Programmable | A | Original Unit Summer Peak Savings (kW) | Technical Potential | 0 | 0 | 0 | 0 | 0 | 0 | 0 | 0 | 0 | 0 | 0 | 0 | 0 | 0 | 0 | 0 | 0 | 0 | 0 | 0 | 0 | 0
F3_Industrial_Primary Metals_Existing_Space Heating_Natural Gas_Thermostat - Programmable_A_Technical Potential | F3 | Industrial | Primary Metals | Existing | Space Heating | Natural Gas | Thermostat - Programmable | A | Original Unit Winter Peak Savings (kW) | Technical Potential | 0 | 0 | 0 | 0 | 0 | 0 | 0 | 0 | 0 | 0 | 0 | 0 | 0 | 0 | 0 | 0 | 0 | 0 | 0 | 0 | 0 | 0
F4_Industrial_Primary Metals_Existing_Space Heating_Natural Gas_Thermostat - Programmable_A_Technical Potential | F4 | Industrial | Primary Metals | Existing | Space Heating | Natural Gas | Thermostat - Programmable | A | Standalone Impact on Baseline Energy (%) | Technical Potential | 0% | 0% | 0.03103% | 0.0626% | 0.09472% | 0.1274% | 0.1607% | 0.1945% | 0.229% | 0.264% | 0.2997% | 0.3359% | 0.3729% | 0.4104% | 0.4486% | 0.4875% | 0.5271% | 0.5674% | 0.6084% | 0.6501% | 0.6925% | 0.7357%
F5_Industrial_Primary Metals_Existing_Space Heating_Natural Gas_Thermostat - Programmable_A_Technical Potential | F5 | Industrial | Primary Metals | Existing | Space Heating | Natural Gas | Thermostat - Programmable | A | Standalone Impact on Baseline Summer Peak (%) | Technical Potential | bar: 2019 to 2040
F6_Industrial_Primary Metals_Existing_Space Heating_Natural Gas_Thermostat - Programmable_A_Technical Potential | F6 | Industrial | Primary Metals | Existing | Space Heating | Natural Gas | Thermostat - Programmable | A | Standalone Impact on Baseline Winter Peak (%) | Technical Potential | bar: 2019 to 2040
F7_Industrial_Primary Metals_Existing_Space Heating_Natural Gas_Thermostat - Programmable_A_Technical Potential | F7 | Industrial | Primary Metals | Existing | Space Heating | Natural Gas | Thermostat - Programmable | A | Incremental Energy Savings (MWh or mTherms) | Technical Potential | 0 | 0 | 0.029728 | 0.029145 | 0.028575 | 0.028016 | 0.027469 | 0.026935 | 0.026412 | 0.025902 | 0.025405 | 0.024919 | 0.024445 | 0.023983 | 0.023532 | 0.023091 | 0.022661 | 0.022241 | 0.02183 | 0.021428 | 0.021035 | 0.020651
F8_Industrial_Primary Metals_Existing_Space Heating_Natural Gas_Thermostat - Programmable_A_Technical Potential | F8 | Industrial | Primary Metals | Existing | Space Heating | Natural Gas | Thermostat - Programmable | A | Incremental Summer Peak Savings (MW) | Technical Potential | 0 | 0 | 0 | 0 | 0 | 0 | 0 | 0 | 0 | 0 | 0 | 0 | 0 | 0 | 0 | 0 | 0 | 0 | 0 | 0 | 0 | 0
F9_Industrial_Primary Metals_Existing_Space Heating_Natural Gas_Thermostat - Programmable_A_Technical Potential | F9 | Industrial | Primary Metals | Existing | Space Heating | Natural Gas | Thermostat - Programmable | A | Incremental Winter Peak Savings (MW) | Technical Potential | 0 | 0 | 0 | 0 | 0 | 0 | 0 | 0 | 0 | 0 | 0 | 0 | 0 | 0 | 0 | 0 | 0 | 0 | 0 | 0 | 0 | 0
F10_Industrial_Primary Metals_Existing_Space Heating_Natural Gas_Thermostat - Programmable_A_Technical Potential | F10 | Industrial | Primary Metals | Existing | Space Heating | Natural Gas | Thermostat - Programmable | A | Cumulative Energy Savings (MWh or mTherms) | Technical Potential | 0 | 0 | 0.029728 | 0.058802 | 0.087238 | 0.11505 | 0.14225 | 0.16886 | 0.19491 | 0.2204 | 0.24536 | 0.26981 | 0.29377 | 0.31726 | 0.34028 | 0.36286 | 0.38501 | 0.40673 | 0.42805 | 0.44897 | 0.4695 | 0.48966
F11_Industrial_Primary Metals_Existing_Space Heating_Natural Gas_Thermostat - Programmable_A_Technical Potential | F11 | Industrial | Primary Metals | Existing | Space Heating | Natural Gas | Thermostat - Programmable | A | Cumulative Summer Peak Savings (MW) | Technical Potential | 0 | 0 | 0 | 0 | 0 | 0 | 0 | 0 | 0 | 0 | 0 | 0 | 0 | 0 | 0 | 0 | 0 | 0 | 0 | 0 | 0 | 0
F12_Industrial_Primary Metals_Existing_Space Heating_Natural Gas_Thermostat - Programmable_A_Technical Potential | F12 | Industrial | Primary Metals | Existing | Space Heating | Natural Gas | Thermostat - Programmable | A | Cumulative Winter Peak Savings (MW) | Technical Potential | 0 | 0 | 0 | 0 | 0 | 0 | 0 | 0 | 0 | 0 | 0 | 0 | 0 | 0 | 0 | 0 | 0 | 0 | 0 | 0 | 0 | 0
F13_Industrial_Primary Metals_Existing_Space Heating_Natural Gas_Thermostat - Programmable_A_Technical Potential | F13 | Industrial | Primary Metals | Existing | Space Heating | Natural Gas | Thermostat - Programmable | A | Purchases (Incremental) | Technical Potential | 0 | 0 | 4599.3621 | 4520.0628 | 4442.1307 | 4365.5422 | 4290.2742 | 4216.304 | 4143.6091 | 4072.1676 | 4001.9578 | 3932.9585 | 3865.1489 | 3798.5084 | 3733.0169 | 3668.6545 | 3605.4018 | 3543.2397 | 3482.1494 | 3422.1123 | 3363.1104 | 3305.1257
F14_Industrial_Primary Metals_Existing_Space Heating_Natural Gas_Thermostat - Programmable_A_Technical Potential | F14 | Industrial | Primary Metals | Existing | Space Heating | Natural Gas | Thermostat - Programmable | A | Purchases (Cumulative) | Technical Potential | 0 | 0 | 4599.3621 | 9119.4249 | 13561.5556 | 17927.0978 | 22217.372 | 26433.676 | 30577.2851 | 34649.4527 | 38651.4104 | 42584.3689 | 46449.5178 | 50248.0262 | 53981.043 | 57649.6975 | 61255.0993 | 64798.3391 | 68280.4885 | 71702.6008 | 75065.7112 | 78370.8369
F1_Industrial_Primary Metals_Existing_Space Heating_Natural Gas_ENERGY STAR Connected Thermostat_A_Technical Potential | F1 | Industrial | Primary Metals | Existing | Space Heating | Natural Gas | ENERGY STAR Connected Thermostat | A | Original Unit Energy Savings (kWh or therms) | Technical Potential | 0 | 0 | 0.015624 | 0.015587 | 0.01555 | 0.015514 | 0.015478 | 0.015443 | 0.015409 | 0.015376 | 0.015345 | 0.015316 | 0.015289 | 0.015263 | 0.015238 | 0.015215 | 0.015194 | 0.015173 | 0.015154 | 0.015136 | 0.01512 | 0.015104
F2_Industrial_Primary Metals_Existing_Space Heating_Natural Gas_ENERGY STAR Connected Thermostat_A_Technical Potential | F2 | Industrial | Primary Metals | Existing | Space Heating | Natural Gas | ENERGY STAR Connected Thermostat | A | Original Unit Summer Peak Savings (kW) | Technical Potential | 0 | 0 | 0 | 0 | 0 | 0 | 0 | 0 | 0 | 0 | 0 | 0 | 0 | 0 | 0 | 0 | 0 | 0 | 0 | 0 | 0 | 0
F3_Industrial_Primary Metals_Existing_Space Heating_Natural Gas_ENERGY STAR Connected Thermostat_A_Technical Potential | F3 | Industrial | Primary Metals | Existing | Space Heating | Natural Gas | ENERGY STAR Connected Thermostat | A | Original Unit Winter Peak Savings (kW) | Technical Potential | 0 | 0 | 0 | 0 | 0 | 0 | 0 | 0 | 0 | 0 | 0 | 0 | 0 | 0 | 0 | 0 | 0 | 0 | 0 | 0 | 0 | 0
F4_Industrial_Primary Metals_Existing_Space Heating_Natural Gas_ENERGY STAR Connected Thermostat_A_Technical Potential | F4 | Industrial | Primary Metals | Existing | Space Heating | Natural Gas | ENERGY STAR Connected Thermostat | A | Standalone Impact on Baseline Energy (%) | Technical Potential | 0% | 0% | 0.075% | 0.1513% | 0.229% | 0.308% | 0.3884% | 0.4702% | 0.5535% | 0.6382% | 0.7244% | 0.8121% | 0.9013% | 0.9921% | 1.085% | 1.179% | 1.274% | 1.372% | 1.471% | 1.571% | 1.674% | 1.778%
F5_Industrial_Primary Metals_Existing_Space Heating_Natural Gas_ENERGY STAR Connected Thermostat_A_Technical Potential | F5 | Industrial | Primary Metals | Existing | Space Heating | Natural Gas | ENERGY STAR Connected Thermostat | A | Standalone Impact on Baseline Summer Peak (%) | Technical Potential | bar: 2019 to 2040
F6_Industrial_Primary Metals_Existing_Space Heating_Natural Gas_ENERGY STAR Connected Thermostat_A_Technical Potential | F6 | Industrial | Primary Metals | Existing | Space Heating | Natural Gas | ENERGY STAR Connected Thermostat | A | Standalone Impact on Baseline Winter Peak (%) | Technical Potential | bar: 2019 to 2040
F7_Industrial_Primary Metals_Existing_Space Heating_Natural Gas_ENERGY STAR Connected Thermostat_A_Technical Potential | F7 | Industrial | Primary Metals | Existing | Space Heating | Natural Gas | ENERGY STAR Connected Thermostat | A | Incremental Energy Savings (MWh or mTherms) | Technical Potential | 0 | 0 | 0.071862 | 0.070455 | 0.069076 | 0.067725 | 0.066403 | 0.065111 | 0.063848 | 0.062615 | 0.061412 | 0.060238 | 0.059093 | 0.057976 | 0.056885 | 0.05582 | 0.05478 | 0.053763 | 0.05277 | 0.051798 | 0.050849 | 0.04992
F8_Industrial_Primary Metals_Existing_Space Heating_Natural Gas_ENERGY STAR Connected Thermostat_A_Technical Potential | F8 | Industrial | Primary Metals | Existing | Space Heating | Natural Gas | ENERGY STAR Connected Thermostat | A | Incremental Summer Peak Savings (MW) | Technical Potential | 0 | 0 | 0 | 0 | 0 | 0 | 0 | 0 | 0 | 0 | 0 | 0 | 0 | 0 | 0 | 0 | 0 | 0 | 0 | 0 | 0 | 0
F9_Industrial_Primary Metals_Existing_Space Heating_Natural Gas_ENERGY STAR Connected Thermostat_A_Technical Potential | F9 | Industrial | Primary Metals | Existing | Space Heating | Natural Gas | ENERGY STAR Connected Thermostat | A | Incremental Winter Peak Savings (MW) | Technical Potential | 0 | 0 | 0 | 0 | 0 | 0 | 0 | 0 | 0 | 0 | 0 | 0 | 0 | 0 | 0 | 0 | 0 | 0 | 0 | 0 | 0 | 0
F10_Industrial_Primary Metals_Existing_Space Heating_Natural Gas_ENERGY STAR Connected Thermostat_A_Technical Potential | F10 | Industrial | Primary Metals | Existing | Space Heating | Natural Gas | ENERGY STAR Connected Thermostat | A | Cumulative Energy Savings (MWh or mTherms) | Technical Potential | 0 | 0 | 0.071862 | 0.14215 | 0.21088 | 0.27811 | 0.34387 | 0.40821 | 0.47116 | 0.53278 | 0.59312 | 0.65223 | 0.71016 | 0.76693 | 0.82259 | 0.87717 | 0.9307 | 0.98322 | 1.0347 | 1.0853 | 1.135 | 1.1837
F11_Industrial_Primary Metals_Existing_Space Heating_Natural Gas_ENERGY STAR Connected Thermostat_A_Technical Potential | F11 | Industrial | Primary Metals | Existing | Space Heating | Natural Gas | ENERGY STAR Connected Thermostat | A | Cumulative Summer Peak Savings (MW) | Technical Potential | 0 | 0 | 0 | 0 | 0 | 0 | 0 | 0 | 0 | 0 | 0 | 0 | 0 | 0 | 0 | 0 | 0 | 0 | 0 | 0 | 0 | 0
F12_Industrial_Primary Metals_Existing_Space Heating_Natural Gas_ENERGY STAR Connected Thermostat_A_Technical Potential | F12 | Industrial | Primary Metals | Existing | Space Heating | Natural Gas | ENERGY STAR Connected Thermostat | A | Cumulative Winter Peak Savings (MW) | Technical Potential | 0 | 0 | 0 | 0 | 0 | 0 | 0 | 0 | 0 | 0 | 0 | 0 | 0 | 0 | 0 | 0 | 0 | 0 | 0 | 0 | 0 | 0
F13_Industrial_Primary Metals_Existing_Space Heating_Natural Gas_ENERGY STAR Connected Thermostat_A_Technical Potential | F13 | Industrial | Primary Metals | Existing | Space Heating | Natural Gas | ENERGY STAR Connected Thermostat | A | Purchases (Incremental) | Technical Potential | 0 | 0 | 4599.3621 | 4520.0628 | 4442.1307 | 4365.5422 | 4290.2742 | 4216.304 | 4143.6091 | 4072.1676 | 4001.9578 | 3932.9585 | 3865.1489 | 3798.5084 | 3733.0169 | 3668.6545 | 3605.4018 | 3543.2397 | 3482.1494 | 3422.1123 | 3363.1104 | 3305.1257
F14_Industrial_Primary Metals_Existing_Space Heating_Natural Gas_ENERGY STAR Connected Thermostat_A_Technical Potential | F14 | Industrial | Primary Metals | Existing | Space Heating | Natural Gas | ENERGY STAR Connected Thermostat | A | Purchases (Cumulative) | Technical Potential | 0 | 0 | 4599.3621 | 9119.4249 | 13561.5556 | 17927.0978 | 22217.372 | 26433.676 | 30577.2851 | 34649.4527 | 38651.4104 | 42584.3689 | 46449.5178 | 50248.0262 | 53981.043 | 57649.6975 | 61255.0993 | 64798.3391 | 68280.4885 | 71702.6008 | 75065.7112 | 78370.8369
F1_Industrial_Primary Metals_Existing_Space Heating_Natural Gas_Destratification Fans (HVLS)_A_Technical Potential | F1 | Industrial | Primary Metals | Existing | Space Heating | Natural Gas | Destratification Fans (HVLS) | A | Original Unit Energy Savings (kWh or therms) | Technical Potential | 0 | 0 | 0.015624 | 0.015587 | 0.01555 | 0.015514 | 0.015478 | 0.015443 | 0.015409 | 0.015376 | 0.015345 | 0.015316 | 0.015289 | 0.015263 | 0.015238 | 0.015215 | 0.015194 | 0.015173 | 0.015154 | 0.015136 | 0.01512 | 0.015104
F2_Industrial_Primary Metals_Existing_Space Heating_Natural Gas_Destratification Fans (HVLS)_A_Technical Potential | F2 | Industrial | Primary Metals | Existing | Space Heating | Natural Gas | Destratification Fans (HVLS) | A | Original Unit Summer Peak Savings (kW) | Technical Potential | 0 | 0 | 0 | 0 | 0 | 0 | 0 | 0 | 0 | 0 | 0 | 0 | 0 | 0 | 0 | 0 | 0 | 0 | 0 | 0 | 0 | 0
F3_Industrial_Primary Metals_Existing_Space Heating_Natural Gas_Destratification Fans (HVLS)_A_Technical Potential | F3 | Industrial | Primary Metals | Existing | Space Heating | Natural Gas | Destratification Fans (HVLS) | A | Original Unit Winter Peak Savings (kW) | Technical Potential | 0 | 0 | 0 | 0 | 0 | 0 | 0 | 0 | 0 | 0 | 0 | 0 | 0 | 0 | 0 | 0 | 0 | 0 | 0 | 0 | 0 | 0
F4_Industrial_Primary Metals_Existing_Space Heating_Natural Gas_Destratification Fans (HVLS)_A_Technical Potential | F4 | Industrial | Primary Metals | Existing | Space Heating | Natural Gas | Destratification Fans (HVLS) | A | Standalone Impact on Baseline Energy (%) | Technical Potential | 0% | 0% | 0.075% | 0.1513% | 0.229% | 0.308% | 0.3884% | 0.4702% | 0.5535% | 0.6382% | 0.7244% | 0.8121% | 0.9013% | 0.9921% | 1.085% | 1.179% | 1.274% | 1.372% | 1.471% | 1.571% | 1.674% | 1.778%
F5_Industrial_Primary Metals_Existing_Space Heating_Natural Gas_Destratification Fans (HVLS)_A_Technical Potential | F5 | Industrial | Primary Metals | Existing | Space Heating | Natural Gas | Destratification Fans (HVLS) | A | Standalone Impact on Baseline Summer Peak (%) | Technical Potential | bar: 2019 to 2040
F6_Industrial_Primary Metals_Existing_Space Heating_Natural Gas_Destratification Fans (HVLS)_A_Technical Potential | F6 | Industrial | Primary Metals | Existing | Space Heating | Natural Gas | Destratification Fans (HVLS) | A | Standalone Impact on Baseline Winter Peak (%) | Technical Potential | bar: 2019 to 2040
F7_Industrial_Primary Metals_Existing_Space Heating_Natural Gas_Destratification Fans (HVLS)_A_Technical Potential | F7 | Industrial | Primary Metals | Existing | Space Heating | Natural Gas | Destratification Fans (HVLS) | A | Incremental Energy Savings (MWh or mTherms) | Technical Potential | 0 | 0 | 0.071862 | 0.070455 | 0.069076 | 0.067725 | 0.066403 | 0.065111 | 0.063848 | 0.062615 | 0.061412 | 0.060238 | 0.059093 | 0.057976 | 0.056885 | 0.05582 | 0.05478 | 0.053763 | 0.05277 | 0.051798 | 0.050849 | 0.04992
F8_Industrial_Primary Metals_Existing_Space Heating_Natural Gas_Destratification Fans (HVLS)_A_Technical Potential | F8 | Industrial | Primary Metals | Existing | Space Heating | Natural Gas | Destratification Fans (HVLS) | A | Incremental Summer Peak Savings (MW) | Technical Potential | 0 | 0 | 0 | 0 | 0 | 0 | 0 | 0 | 0 | 0 | 0 | 0 | 0 | 0 | 0 | 0 | 0 | 0 | 0 | 0 | 0 | 0
F9_Industrial_Primary Metals_Existing_Space Heating_Natural Gas_Destratification Fans (HVLS)_A_Technical Potential | F9 | Industrial | Primary Metals | Existing | Space Heating | Natural Gas | Destratification Fans (HVLS) | A | Incremental Winter Peak Savings (MW) | Technical Potential | 0 | 0 | 0 | 0 | 0 | 0 | 0 | 0 | 0 | 0 | 0 | 0 | 0 | 0 | 0 | 0 | 0 | 0 | 0 | 0 | 0 | 0
F10_Industrial_Primary Metals_Existing_Space Heating_Natural Gas_Destratification Fans (HVLS)_A_Technical Potential | F10 | Industrial | Primary Metals | Existing | Space Heating | Natural Gas | Destratification Fans (HVLS) | A | Cumulative Energy Savings (MWh or mTherms) | Technical Potential | 0 | 0 | 0.071862 | 0.14215 | 0.21088 | 0.27811 | 0.34387 | 0.40821 | 0.47116 | 0.53278 | 0.59312 | 0.65223 | 0.71016 | 0.76693 | 0.82259 | 0.87717 | 0.9307 | 0.98322 | 1.0347 | 1.0853 | 1.135 | 1.1837
F11_Industrial_Primary Metals_Existing_Space Heating_Natural Gas_Destratification Fans (HVLS)_A_Technical Potential | F11 | Industrial | Primary Metals | Existing | Space Heating | Natural Gas | Destratification Fans (HVLS) | A | Cumulative Summer Peak Savings (MW) | Technical Potential | 0 | 0 | 0 | 0 | 0 | 0 | 0 | 0 | 0 | 0 | 0 | 0 | 0 | 0 | 0 | 0 | 0 | 0 | 0 | 0 | 0 | 0
F12_Industrial_Primary Metals_Existing_Space Heating_Natural Gas_Destratification Fans (HVLS)_A_Technical Potential | F12 | Industrial | Primary Metals | Existing | Space Heating | Natural Gas | Destratification Fans (HVLS) | A | Cumulative Winter Peak Savings (MW) | Technical Potential | 0 | 0 | 0 | 0 | 0 | 0 | 0 | 0 | 0 | 0 | 0 | 0 | 0 | 0 | 0 | 0 | 0 | 0 | 0 | 0 | 0 | 0
F13_Industrial_Primary Metals_Existing_Space Heating_Natural Gas_Destratification Fans (HVLS)_A_Technical Potential | F13 | Industrial | Primary Metals | Existing | Space Heating | Natural Gas | Destratification Fans (HVLS) | A | Purchases (Incremental) | Technical Potential | 0 | 0 | 4599.3621 | 4520.0628 | 4442.1307 | 4365.5422 | 4290.2742 | 4216.304 | 4143.6091 | 4072.1676 | 4001.9578 | 3932.9585 | 3865.1489 | 3798.5084 | 3733.0169 | 3668.6545 | 3605.4018 | 3543.2397 | 3482.1494 | 3422.1123 | 3363.1104 | 3305.1257
F14_Industrial_Primary Metals_Existing_Space Heating_Natural Gas_Destratification Fans (HVLS)_A_Technical Potential | F14 | Industrial | Primary Metals | Existing | Space Heating | Natural Gas | Destratification Fans (HVLS) | A | Purchases (Cumulative) | Technical Potential | 0 | 0 | 4599.3621 | 9119.4249 | 13561.5556 | 17927.0978 | 22217.372 | 26433.676 | 30577.2851 | 34649.4527 | 38651.4104 | 42584.3689 | 46449.5178 | 50248.0262 | 53981.043 | 57649.6975 | 61255.0993 | 64798.3391 | 68280.4885 | 71702.6008 | 75065.7112 | 78370.8369
F1_Industrial_Primary Metals_Existing_Space Heating_Natural Gas_Gas Boiler - Insulate Steam Lines/Condensate Tank_A_Technical Potential | F1 | Industrial | Primary Metals | Existing | Space Heating | Natural Gas | Gas Boiler - Insulate Steam Lines/Condensate Tank | A | Original Unit Energy Savings (kWh or therms) | Technical Potential | 0 | 0 | 316.0423 | 315.249 | 314.472 | 313.7132 | 312.9741 | 312.2564 | 311.5612 | 310.8899 | 310.2435 | 309.6231 | 309.0296 | 308.4638 | 307.9265 | 307.4183 | 306.94 | 306.492 | 306.0749 | 305.6891 | 305.3352 | 305.0134
F2_Industrial_Primary Metals_Existing_Space Heating_Natural Gas_Gas Boiler - Insulate Steam Lines/Condensate Tank_A_Technical Potential | F2 | Industrial | Primary Metals | Existing | Space Heating | Natural Gas | Gas Boiler - Insulate Steam Lines/Condensate Tank | A | Original Unit Summer Peak Savings (kW) | Technical Potential | 0 | 0 | 0 | 0 | 0 | 0 | 0 | 0 | 0 | 0 | 0 | 0 | 0 | 0 | 0 | 0 | 0 | 0 | 0 | 0 | 0 | 0
F3_Industrial_Primary Metals_Existing_Space Heating_Natural Gas_Gas Boiler - Insulate Steam Lines/Condensate Tank_A_Technical Potential | F3 | Industrial | Primary Metals | Existing | Space Heating | Natural Gas | Gas Boiler - Insulate Steam Lines/Condensate Tank | A | Original Unit Winter Peak Savings (kW) | Technical Potential | 0 | 0 | 0 | 0 | 0 | 0 | 0 | 0 | 0 | 0 | 0 | 0 | 0 | 0 | 0 | 0 | 0 | 0 | 0 | 0 | 0 | 0
F4_Industrial_Primary Metals_Existing_Space Heating_Natural Gas_Gas Boiler - Insulate Steam Lines/Condensate Tank_A_Technical Potential | F4 | Industrial | Primary Metals | Existing | Space Heating | Natural Gas | Gas Boiler - Insulate Steam Lines/Condensate Tank | A | Standalone Impact on Baseline Energy (%) | Technical Potential | 0% | 0% | 0.006032% | 0.01217% | 0.01841% | 0.02476% | 0.03122% | 0.0378% | 0.04449% | 0.0513% | 0.05822% | 0.06527% | 0.07243% | 0.07972% | 0.08713% | 0.09467% | 0.1023% | 0.1101% | 0.1181% | 0.1262% | 0.1344% | 0.1428%
F5_Industrial_Primary Metals_Existing_Space Heating_Natural Gas_Gas Boiler - Insulate Steam Lines/Condensate Tank_A_Technical Potential | F5 | Industrial | Primary Metals | Existing | Space Heating | Natural Gas | Gas Boiler - Insulate Steam Lines/Condensate Tank | A | Standalone Impact on Baseline Summer Peak (%) | Technical Potential | bar: 2019 to 2040
F6_Industrial_Primary Metals_Existing_Space Heating_Natural Gas_Gas Boiler - Insulate Steam Lines/Condensate Tank_A_Technical Potential | F6 | Industrial | Primary Metals | Existing | Space Heating | Natural Gas | Gas Boiler - Insulate Steam Lines/Condensate Tank | A | Standalone Impact on Baseline Winter Peak (%) | Technical Potential | bar: 2019 to 2040
F7_Industrial_Primary Metals_Existing_Space Heating_Natural Gas_Gas Boiler - Insulate Steam Lines/Condensate Tank_A_Technical Potential | F7 | Industrial | Primary Metals | Existing | Space Heating | Natural Gas | Gas Boiler - Insulate Steam Lines/Condensate Tank | A | Incremental Energy Savings (MWh or mTherms) | Technical Potential | 0 | 0 | 0.0057791 | 0.0056653 | 0.0055539 | 0.0054449 | 0.0053384 | 0.0052344 | 0.0051327 | 0.0050333 | 0.0049362 | 0.0048414 | 0.0047488 | 0.0046584 | 0.0045701 | 0.0044839 | 0.0043998 | 0.0043176 | 0.0042374 | 0.0041591 | 0.0040826 | 0.004008
F8_Industrial_Primary Metals_Existing_Space Heating_Natural Gas_Gas Boiler - Insulate Steam Lines/Condensate Tank_A_Technical Potential | F8 | Industrial | Primary Metals | Existing | Space Heating | Natural Gas | Gas Boiler - Insulate Steam Lines/Condensate Tank | A | Incremental Summer Peak Savings (MW) | Technical Potential | 0 | 0 | 0 | 0 | 0 | 0 | 0 | 0 | 0 | 0 | 0 | 0 | 0 | 0 | 0 | 0 | 0 | 0 | 0 | 0 | 0 | 0
F9_Industrial_Primary Metals_Existing_Space Heating_Natural Gas_Gas Boiler - Insulate Steam Lines/Condensate Tank_A_Technical Potential | F9 | Industrial | Primary Metals | Existing | Space Heating | Natural Gas | Gas Boiler - Insulate Steam Lines/Condensate Tank | A | Incremental Winter Peak Savings (MW) | Technical Potential | 0 | 0 | 0 | 0 | 0 | 0 | 0 | 0 | 0 | 0 | 0 | 0 | 0 | 0 | 0 | 0 | 0 | 0 | 0 | 0 | 0 | 0
F10_Industrial_Primary Metals_Existing_Space Heating_Natural Gas_Gas Boiler - Insulate Steam Lines/Condensate Tank_A_Technical Potential | F10 | Industrial | Primary Metals | Existing | Space Heating | Natural Gas | Gas Boiler - Insulate Steam Lines/Condensate Tank | A | Cumulative Energy Savings (MWh or mTherms) | Technical Potential | 0 | 0 | 0.0057791 | 0.01143 | 0.016956 | 0.02236 | 0.027645 | 0.032816 | 0.037876 | 0.042828 | 0.047675 | 0.052421 | 0.057069 | 0.061623 | 0.066086 | 0.070461 | 0.074751 | 0.078959 | 0.083089 | 0.087144 | 0.091125 | 0.095037
F11_Industrial_Primary Metals_Existing_Space Heating_Natural Gas_Gas Boiler - Insulate Steam Lines/Condensate Tank_A_Technical Potential | F11 | Industrial | Primary Metals | Existing | Space Heating | Natural Gas | Gas Boiler - Insulate Steam Lines/Condensate Tank | A | Cumulative Summer Peak Savings (MW) | Technical Potential | 0 | 0 | 0 | 0 | 0 | 0 | 0 | 0 | 0 | 0 | 0 | 0 | 0 | 0 | 0 | 0 | 0 | 0 | 0 | 0 | 0 | 0
F12_Industrial_Primary Metals_Existing_Space Heating_Natural Gas_Gas Boiler - Insulate Steam Lines/Condensate Tank_A_Technical Potential | F12 | Industrial | Primary Metals | Existing | Space Heating | Natural Gas | Gas Boiler - Insulate Steam Lines/Condensate Tank | A | Cumulative Winter Peak Savings (MW) | Technical Potential | 0 | 0 | 0 | 0 | 0 | 0 | 0 | 0 | 0 | 0 | 0 | 0 | 0 | 0 | 0 | 0 | 0 | 0 | 0 | 0 | 0 | 0
F13_Industrial_Primary Metals_Existing_Space Heating_Natural Gas_Gas Boiler - Insulate Steam Lines/Condensate Tank_A_Technical Potential | F13 | Industrial | Primary Metals | Existing | Space Heating | Natural Gas | Gas Boiler - Insulate Steam Lines/Condensate Tank | A | Purchases (Incremental) | Technical Potential | 0 | 0 | 0.018286 | 0.017971 | 0.017661 | 0.017356 | 0.017057 | 0.016763 | 0.016474 | 0.01619 | 0.015911 | 0.015637 | 0.015367 | 0.015102 | 0.014842 | 0.014586 | 0.014334 | 0.014087 | 0.013844 | 0.013606 | 0.013371 | 0.01314
F14_Industrial_Primary Metals_Existing_Space Heating_Natural Gas_Gas Boiler - Insulate Steam Lines/Condensate Tank_A_Technical Potential | F14 | Industrial | Primary Metals | Existing | Space Heating | Natural Gas | Gas Boiler - Insulate Steam Lines/Condensate Tank | A | Purchases (Cumulative) | Technical Potential | 0 | 0 | 0.018286 | 0.036257 | 0.053918 | 0.071274 | 0.088331 | 0.10509 | 0.12157 | 0.13776 | 0.15367 | 0.16931 | 0.18467 | 0.19977 | 0.21462 | 0.2292 | 0.24354 | 0.25762 | 0.27147 | 0.28507 | 0.29844 | 0.31158
F1_Industrial_Primary Metals_Existing_Process_Natural Gas_Gas Boiler - Insulate Steam Lines/Condensate Tank_A_Technical Potential | F1 | Industrial | Primary Metals | Existing | Process | Natural Gas | Gas Boiler - Insulate Steam Lines/Condensate Tank | A | Original Unit Energy Savings (kWh or therms) | Technical Potential | 0 | 0 | 303.5793 | 303.5793 | 303.5793 | 303.5793 | 303.5793 | 303.5793 | 303.5793 | 303.5793 | 303.5793 | 303.5793 | 303.5793 | 303.5793 | 303.5793 | 303.5793 | 303.5793 | 303.5793 | 303.5793 | 303.5793 | 303.5793 | 303.5793
F2_Industrial_Primary Metals_Existing_Process_Natural Gas_Gas Boiler - Insulate Steam Lines/Condensate Tank_A_Technical Potential | F2 | Industrial | Primary Metals | Existing | Process | Natural Gas | Gas Boiler - Insulate Steam Lines/Condensate Tank | A | Original Unit Summer Peak Savings (kW) | Technical Potential | 0 | 0 | 0 | 0 | 0 | 0 | 0 | 0 | 0 | 0 | 0 | 0 | 0 | 0 | 0 | 0 | 0 | 0 | 0 | 0 | 0 | 0
F3_Industrial_Primary Metals_Existing_Process_Natural Gas_Gas Boiler - Insulate Steam Lines/Condensate Tank_A_Technical Potential | F3 | Industrial | Primary Metals | Existing | Process | Natural Gas | Gas Boiler - Insulate Steam Lines/Condensate Tank | A | Original Unit Winter Peak Savings (kW) | Technical Potential | 0 | 0 | 0 | 0 | 0 | 0 | 0 | 0 | 0 | 0 | 0 | 0 | 0 | 0 | 0 | 0 | 0 | 0 | 0 | 0 | 0 | 0
F4_Industrial_Primary Metals_Existing_Process_Natural Gas_Gas Boiler - Insulate Steam Lines/Condensate Tank_A_Technical Potential | F4 | Industrial | Primary Metals | Existing | Process | Natural Gas | Gas Boiler - Insulate Steam Lines/Condensate Tank | A | Standalone Impact on Baseline Energy (%) | Technical Potential | 0% | 0% | 0.008095% | 0.01633% | 0.02471% | 0.03324% | 0.04192% | 0.05075% | 0.05973% | 0.06888% | 0.07818% | 0.08765% | 0.09728% | 0.1071% | 0.1171% | 0.1272% | 0.1375% | 0.148% | 0.1587% | 0.1696% | 0.1807% | 0.1919%
F5_Industrial_Primary Metals_Existing_Process_Natural Gas_Gas Boiler - Insulate Steam Lines/Condensate Tank_A_Technical Potential | F5 | Industrial | Primary Metals | Existing | Process | Natural Gas | Gas Boiler - Insulate Steam Lines/Condensate Tank | A | Standalone Impact on Baseline Summer Peak (%) | Technical Potential | bar: 2019 to 2040
F6_Industrial_Primary Metals_Existing_Process_Natural Gas_Gas Boiler - Insulate Steam Lines/Condensate Tank_A_Technical Potential | F6 | Industrial | Primary Metals | Existing | Process | Natural Gas | Gas Boiler - Insulate Steam Lines/Condensate Tank | A | Standalone Impact on Baseline Winter Peak (%) | Technical Potential | bar: 2019 to 2040
F7_Industrial_Primary Metals_Existing_Process_Natural Gas_Gas Boiler - Insulate Steam Lines/Condensate Tank_A_Technical Potential | F7 | Industrial | Primary Metals | Existing | Process | Natural Gas | Gas Boiler - Insulate Steam Lines/Condensate Tank | A | Incremental Energy Savings (MWh or mTherms) | Technical Potential | 0 | 0 | 0.20106 | 0.1976 | 0.19419 | 0.19084 | 0.18755 | 0.18432 | 0.18114 | 0.17802 | 0.17495 | 0.17193 | 0.16897 | 0.16605 | 0.16319 | 0.16038 | 0.15761 | 0.15489 | 0.15222 | 0.1496 | 0.14702 | 0.14448
F8_Industrial_Primary Metals_Existing_Process_Natural Gas_Gas Boiler - Insulate Steam Lines/Condensate Tank_A_Technical Potential | F8 | Industrial | Primary Metals | Existing | Process | Natural Gas | Gas Boiler - Insulate Steam Lines/Condensate Tank | A | Incremental Summer Peak Savings (MW) | Technical Potential | 0 | 0 | 0 | 0 | 0 | 0 | 0 | 0 | 0 | 0 | 0 | 0 | 0 | 0 | 0 | 0 | 0 | 0 | 0 | 0 | 0 | 0
F9_Industrial_Primary Metals_Existing_Process_Natural Gas_Gas Boiler - Insulate Steam Lines/Condensate Tank_A_Technical Potential | F9 | Industrial | Primary Metals | Existing | Process | Natural Gas | Gas Boiler - Insulate Steam Lines/Condensate Tank | A | Incremental Winter Peak Savings (MW) | Technical Potential | 0 | 0 | 0 | 0 | 0 | 0 | 0 | 0 | 0 | 0 | 0 | 0 | 0 | 0 | 0 | 0 | 0 | 0 | 0 | 0 | 0 | 0
F10_Industrial_Primary Metals_Existing_Process_Natural Gas_Gas Boiler - Insulate Steam Lines/Condensate Tank_A_Technical Potential | F10 | Industrial | Primary Metals | Existing | Process | Natural Gas | Gas Boiler - Insulate Steam Lines/Condensate Tank | A | Cumulative Energy Savings (MWh or mTherms) | Technical Potential | 0 | 0 | 0.20106 | 0.39866 | 0.59285 | 0.78369 | 0.97124 | 1.1556 | 1.3367 | 1.5147 | 1.6897 | 1.8616 | 2.0305 | 2.1966 | 2.3598 | 2.5202 | 2.6778 | 2.8327 | 2.9849 | 3.1345 | 3.2815 | 3.426
F11_Industrial_Primary Metals_Existing_Process_Natural Gas_Gas Boiler - Insulate Steam Lines/Condensate Tank_A_Technical Potential | F11 | Industrial | Primary Metals | Existing | Process | Natural Gas | Gas Boiler - Insulate Steam Lines/Condensate Tank | A | Cumulative Summer Peak Savings (MW) | Technical Potential | 0 | 0 | 0 | 0 | 0 | 0 | 0 | 0 | 0 | 0 | 0 | 0 | 0 | 0 | 0 | 0 | 0 | 0 | 0 | 0 | 0 | 0
F12_Industrial_Primary Metals_Existing_Process_Natural Gas_Gas Boiler - Insulate Steam Lines/Condensate Tank_A_Technical Potential | F12 | Industrial | Primary Metals | Existing | Process | Natural Gas | Gas Boiler - Insulate Steam Lines/Condensate Tank | A | Cumulative Winter Peak Savings (MW) | Technical Potential | 0 | 0 | 0 | 0 | 0 | 0 | 0 | 0 | 0 | 0 | 0 | 0 | 0 | 0 | 0 | 0 | 0 | 0 | 0 | 0 | 0 | 0
F13_Industrial_Primary Metals_Existing_Process_Natural Gas_Gas Boiler - Insulate Steam Lines/Condensate Tank_A_Technical Potential | F13 | Industrial | Primary Metals | Existing | Process | Natural Gas | Gas Boiler - Insulate Steam Lines/Condensate Tank | A | Purchases (Incremental) | Technical Potential | 0 | 0 | 0.6623 | 0.65089 | 0.63966 | 0.62863 | 0.6178 | 0.60714 | 0.59668 | 0.58639 | 0.57628 | 0.56634 | 0.55658 | 0.54698 | 0.53755 | 0.52828 | 0.51918 | 0.51022 | 0.50143 | 0.49278 | 0.48429 | 0.47594
F14_Industrial_Primary Metals_Existing_Process_Natural Gas_Gas Boiler - Insulate Steam Lines/Condensate Tank_A_Technical Potential | F14 | Industrial | Primary Metals | Existing | Process | Natural Gas | Gas Boiler - Insulate Steam Lines/Condensate Tank | A | Purchases (Cumulative) | Technical Potential | 0 | 0 | 0.6623 | 1.3132 | 1.9529 | 2.5815 | 3.1993 | 3.8064 | 4.4031 | 4.9895 | 5.5658 | 6.1321 | 6.6887 | 7.2357 | 7.7732 | 8.3015 | 8.8207 | 9.3309 | 9.8323 | 10.3251 | 10.8094 | 11.2853
F1_Industrial_Primary Metals_Existing_Space Heating_Natural Gas_Gas Boiler - Insulate Hot Water Lines_A_Technical Potential | F1 | Industrial | Primary Metals | Existing | Space Heating | Natural Gas | Gas Boiler - Insulate Hot Water Lines | A | Original Unit Energy Savings (kWh or therms) | Technical Potential | 0 | 0 | 357.2272 | 356.3305 | 355.4523 | 354.5946 | 353.7592 | 352.9479 | 352.1622 | 351.4034 | 350.6728 | 349.9715 | 349.3007 | 348.6611 | 348.0538 | 347.4794 | 346.9387 | 346.4323 | 345.9609 | 345.5248 | 345.1248 | 344.7611
F2_Industrial_Primary Metals_Existing_Space Heating_Natural Gas_Gas Boiler - Insulate Hot Water Lines_A_Technical Potential | F2 | Industrial | Primary Metals | Existing | Space Heating | Natural Gas | Gas Boiler - Insulate Hot Water Lines | A | Original Unit Summer Peak Savings (kW) | Technical Potential | 0 | 0 | 0 | 0 | 0 | 0 | 0 | 0 | 0 | 0 | 0 | 0 | 0 | 0 | 0 | 0 | 0 | 0 | 0 | 0 | 0 | 0
F3_Industrial_Primary Metals_Existing_Space Heating_Natural Gas_Gas Boiler - Insulate Hot Water Lines_A_Technical Potential | F3 | Industrial | Primary Metals | Existing | Space Heating | Natural Gas | Gas Boiler - Insulate Hot Water Lines | A | Original Unit Winter Peak Savings (kW) | Technical Potential | 0 | 0 | 0 | 0 | 0 | 0 | 0 | 0 | 0 | 0 | 0 | 0 | 0 | 0 | 0 | 0 | 0 | 0 | 0 | 0 | 0 | 0
F4_Industrial_Primary Metals_Existing_Space Heating_Natural Gas_Gas Boiler - Insulate Hot Water Lines_A_Technical Potential | F4 | Industrial | Primary Metals | Existing | Space Heating | Natural Gas | Gas Boiler - Insulate Hot Water Lines | A | Standalone Impact on Baseline Energy (%) | Technical Potential | 0% | 0% | 0.01364% | 0.02751% | 0.04162% | 0.05598% | 0.07059% | 0.08545% | 0.1006% | 0.116% | 0.1316% | 0.1475% | 0.1637% | 0.1802% | 0.197% | 0.214% | 0.2314% | 0.249% | 0.267% | 0.2852% | 0.3038% | 0.3228%
F5_Industrial_Primary Metals_Existing_Space Heating_Natural Gas_Gas Boiler - Insulate Hot Water Lines_A_Technical Potential | F5 | Industrial | Primary Metals | Existing | Space Heating | Natural Gas | Gas Boiler - Insulate Hot Water Lines | A | Standalone Impact on Baseline Summer Peak (%) | Technical Potential | bar: 2019 to 2040
F6_Industrial_Primary Metals_Existing_Space Heating_Natural Gas_Gas Boiler - Insulate Hot Water Lines_A_Technical Potential | F6 | Industrial | Primary Metals | Existing | Space Heating | Natural Gas | Gas Boiler - Insulate Hot Water Lines | A | Standalone Impact on Baseline Winter Peak (%) | Technical Potential | bar: 2019 to 2040
F7_Industrial_Primary Metals_Existing_Space Heating_Natural Gas_Gas Boiler - Insulate Hot Water Lines_A_Technical Potential | F7 | Industrial | Primary Metals | Existing | Space Heating | Natural Gas | Gas Boiler - Insulate Hot Water Lines | A | Incremental Energy Savings (MWh or mTherms) | Technical Potential | 0 | 0 | 0.013065 | 0.012807 | 0.012555 | 0.012309 | 0.012068 | 0.011833 | 0.011603 | 0.011378 | 0.011159 | 0.010945 | 0.010735 | 0.010531 | 0.010331 | 0.010136 | 0.0099462 | 0.0097605 | 0.0095791 | 0.0094021 | 0.0092293 | 0.0090606
F8_Industrial_Primary Metals_Existing_Space Heating_Natural Gas_Gas Boiler - Insulate Hot Water Lines_A_Technical Potential | F8 | Industrial | Primary Metals | Existing | Space Heating | Natural Gas | Gas Boiler - Insulate Hot Water Lines | A | Incremental Summer Peak Savings (MW) | Technical Potential | 0 | 0 | 0 | 0 | 0 | 0 | 0 | 0 | 0 | 0 | 0 | 0 | 0 | 0 | 0 | 0 | 0 | 0 | 0 | 0 | 0 | 0
F9_Industrial_Primary Metals_Existing_Space Heating_Natural Gas_Gas Boiler - Insulate Hot Water Lines_A_Technical Potential | F9 | Industrial | Primary Metals | Existing | Space Heating | Natural Gas | Gas Boiler - Insulate Hot Water Lines | A | Incremental Winter Peak Savings (MW) | Technical Potential | 0 | 0 | 0 | 0 | 0 | 0 | 0 | 0 | 0 | 0 | 0 | 0 | 0 | 0 | 0 | 0 | 0 | 0 | 0 | 0 | 0 | 0
F10_Industrial_Primary Metals_Existing_Space Heating_Natural Gas_Gas Boiler - Insulate Hot Water Lines_A_Technical Potential | F10 | Industrial | Primary Metals | Existing | Space Heating | Natural Gas | Gas Boiler - Insulate Hot Water Lines | A | Cumulative Energy Savings (MWh or mTherms) | Technical Potential | 0 | 0 | 0.013065 | 0.025839 | 0.03833 | 0.050547 | 0.062496 | 0.074186 | 0.085623 | 0.096817 | 0.10778 | 0.1185 | 0.12901 | 0.13931 | 0.1494 | 0.15929 | 0.16898 | 0.1785 | 0.18783 | 0.197 | 0.206 | 0.21484
F11_Industrial_Primary Metals_Existing_Space Heating_Natural Gas_Gas Boiler - Insulate Hot Water Lines_A_Technical Potential | F11 | Industrial | Primary Metals | Existing | Space Heating | Natural Gas | Gas Boiler - Insulate Hot Water Lines | A | Cumulative Summer Peak Savings (MW) | Technical Potential | 0 | 0 | 0 | 0 | 0 | 0 | 0 | 0 | 0 | 0 | 0 | 0 | 0 | 0 | 0 | 0 | 0 | 0 | 0 | 0 | 0 | 0
F12_Industrial_Primary Metals_Existing_Space Heating_Natural Gas_Gas Boiler - Insulate Hot Water Lines_A_Technical Potential | F12 | Industrial | Primary Metals | Existing | Space Heating | Natural Gas | Gas Boiler - Insulate Hot Water Lines | A | Cumulative Winter Peak Savings (MW) | Technical Potential | 0 | 0 | 0 | 0 | 0 | 0 | 0 | 0 | 0 | 0 | 0 | 0 | 0 | 0 | 0 | 0 | 0 | 0 | 0 | 0 | 0 | 0
F13_Industrial_Primary Metals_Existing_Space Heating_Natural Gas_Gas Boiler - Insulate Hot Water Lines_A_Technical Potential | F13 | Industrial | Primary Metals | Existing | Space Heating | Natural Gas | Gas Boiler - Insulate Hot Water Lines | A | Purchases (Incremental) | Technical Potential | 0 | 0 | 0.036572 | 0.035941 | 0.035322 | 0.034713 | 0.034114 | 0.033526 | 0.032948 | 0.03238 | 0.031822 | 0.031273 | 0.030734 | 0.030204 | 0.029683 | 0.029171 | 0.028668 | 0.028174 | 0.027688 | 0.027211 | 0.026742 | 0.026281
F14_Industrial_Primary Metals_Existing_Space Heating_Natural Gas_Gas Boiler - Insulate Hot Water Lines_A_Technical Potential | F14 | Industrial | Primary Metals | Existing | Space Heating | Natural Gas | Gas Boiler - Insulate Hot Water Lines | A | Purchases (Cumulative) | Technical Potential | 0 | 0 | 0.036572 | 0.072513 | 0.10784 | 0.14255 | 0.17666 | 0.21019 | 0.24314 | 0.27552 | 0.30734 | 0.33861 | 0.36935 | 0.39955 | 0.42923 | 0.4584 | 0.48707 | 0.51525 | 0.54293 | 0.57015 | 0.59689 | 0.62317
F1_Industrial_Primary Metals_Existing_Process_Natural Gas_Gas Boiler - Insulate Hot Water Lines_A_Technical Potential | F1 | Industrial | Primary Metals | Existing | Process | Natural Gas | Gas Boiler - Insulate Hot Water Lines | A | Original Unit Energy Savings (kWh or therms) | Technical Potential | 0 | 0 | 343.1401 | 343.1401 | 343.1401 | 343.1401 | 343.1401 | 343.1401 | 343.1401 | 343.1401 | 343.1401 | 343.1401 | 343.1401 | 343.1401 | 343.1401 | 343.1401 | 343.1401 | 343.1401 | 343.1401 | 343.1401 | 343.1401 | 343.1401
F2_Industrial_Primary Metals_Existing_Process_Natural Gas_Gas Boiler - Insulate Hot Water Lines_A_Technical Potential | F2 | Industrial | Primary Metals | Existing | Process | Natural Gas | Gas Boiler - Insulate Hot Water Lines | A | Original Unit Summer Peak Savings (kW) | Technical Potential | 0 | 0 | 0 | 0 | 0 | 0 | 0 | 0 | 0 | 0 | 0 | 0 | 0 | 0 | 0 | 0 | 0 | 0 | 0 | 0 | 0 | 0
F3_Industrial_Primary Metals_Existing_Process_Natural Gas_Gas Boiler - Insulate Hot Water Lines_A_Technical Potential | F3 | Industrial | Primary Metals | Existing | Process | Natural Gas | Gas Boiler - Insulate Hot Water Lines | A | Original Unit Winter Peak Savings (kW) | Technical Potential | 0 | 0 | 0 | 0 | 0 | 0 | 0 | 0 | 0 | 0 | 0 | 0 | 0 | 0 | 0 | 0 | 0 | 0 | 0 | 0 | 0 | 0
F4_Industrial_Primary Metals_Existing_Process_Natural Gas_Gas Boiler - Insulate Hot Water Lines_A_Technical Potential | F4 | Industrial | Primary Metals | Existing | Process | Natural Gas | Gas Boiler - Insulate Hot Water Lines | A | Standalone Impact on Baseline Energy (%) | Technical Potential | 0% | 0% | 0.0183% | 0.03692% | 0.05587% | 0.07515% | 0.09476% | 0.1147% | 0.135% | 0.1557% | 0.1767% | 0.1981% | 0.2199% | 0.2421% | 0.2646% | 0.2876% | 0.3109% | 0.3347% | 0.3588% | 0.3834% | 0.4084% | 0.4339%
F5_Industrial_Primary Metals_Existing_Process_Natural Gas_Gas Boiler - Insulate Hot Water Lines_A_Technical Potential | F5 | Industrial | Primary Metals | Existing | Process | Natural Gas | Gas Boiler - Insulate Hot Water Lines | A | Standalone Impact on Baseline Summer Peak (%) | Technical Potential | bar: 2019 to 2040
F6_Industrial_Primary Metals_Existing_Process_Natural Gas_Gas Boiler - Insulate Hot Water Lines_A_Technical Potential | F6 | Industrial | Primary Metals | Existing | Process | Natural Gas | Gas Boiler - Insulate Hot Water Lines | A | Standalone Impact on Baseline Winter Peak (%) | Technical Potential | bar: 2019 to 2040
F7_Industrial_Primary Metals_Existing_Process_Natural Gas_Gas Boiler - Insulate Hot Water Lines_A_Technical Potential | F7 | Industrial | Primary Metals | Existing | Process | Natural Gas | Gas Boiler - Insulate Hot Water Lines | A | Incremental Energy Savings (MWh or mTherms) | Technical Potential | 0 | 0 | 0.45453 | 0.44669 | 0.43899 | 0.43142 | 0.42398 | 0.41667 | 0.40949 | 0.40243 | 0.39549 | 0.38867 | 0.38197 | 0.37538 | 0.36891 | 0.36255 | 0.3563 | 0.35016 | 0.34412 | 0.33819 | 0.33236 | 0.32663
F8_Industrial_Primary Metals_Existing_Process_Natural Gas_Gas Boiler - Insulate Hot Water Lines_A_Technical Potential | F8 | Industrial | Primary Metals | Existing | Process | Natural Gas | Gas Boiler - Insulate Hot Water Lines | A | Incremental Summer Peak Savings (MW) | Technical Potential | 0 | 0 | 0 | 0 | 0 | 0 | 0 | 0 | 0 | 0 | 0 | 0 | 0 | 0 | 0 | 0 | 0 | 0 | 0 | 0 | 0 | 0
F9_Industrial_Primary Metals_Existing_Process_Natural Gas_Gas Boiler - Insulate Hot Water Lines_A_Technical Potential | F9 | Industrial | Primary Metals | Existing | Process | Natural Gas | Gas Boiler - Insulate Hot Water Lines | A | Incremental Winter Peak Savings (MW) | Technical Potential | 0 | 0 | 0 | 0 | 0 | 0 | 0 | 0 | 0 | 0 | 0 | 0 | 0 | 0 | 0 | 0 | 0 | 0 | 0 | 0 | 0 | 0
F10_Industrial_Primary Metals_Existing_Process_Natural Gas_Gas Boiler - Insulate Hot Water Lines_A_Technical Potential | F10 | Industrial | Primary Metals | Existing | Process | Natural Gas | Gas Boiler - Insulate Hot Water Lines | A | Cumulative Energy Savings (MWh or mTherms) | Technical Potential | 0 | 0 | 0.45453 | 0.90122 | 1.3402 | 1.7716 | 2.1956 | 2.6123 | 3.0218 | 3.4242 | 3.8197 | 4.2084 | 4.5903 | 4.9657 | 5.3346 | 5.6972 | 6.0535 | 6.4036 | 6.7477 | 7.0859 | 7.4183 | 7.7449
F11_Industrial_Primary Metals_Existing_Process_Natural Gas_Gas Boiler - Insulate Hot Water Lines_A_Technical Potential | F11 | Industrial | Primary Metals | Existing | Process | Natural Gas | Gas Boiler - Insulate Hot Water Lines | A | Cumulative Summer Peak Savings (MW) | Technical Potential | 0 | 0 | 0 | 0 | 0 | 0 | 0 | 0 | 0 | 0 | 0 | 0 | 0 | 0 | 0 | 0 | 0 | 0 | 0 | 0 | 0 | 0
F12_Industrial_Primary Metals_Existing_Process_Natural Gas_Gas Boiler - Insulate Hot Water Lines_A_Technical Potential | F12 | Industrial | Primary Metals | Existing | Process | Natural Gas | Gas Boiler - Insulate Hot Water Lines | A | Cumulative Winter Peak Savings (MW) | Technical Potential | 0 | 0 | 0 | 0 | 0 | 0 | 0 | 0 | 0 | 0 | 0 | 0 | 0 | 0 | 0 | 0 | 0 | 0 | 0 | 0 | 0 | 0
F13_Industrial_Primary Metals_Existing_Process_Natural Gas_Gas Boiler - Insulate Hot Water Lines_A_Technical Potential | F13 | Industrial | Primary Metals | Existing | Process | Natural Gas | Gas Boiler - Insulate Hot Water Lines | A | Purchases (Incremental) | Technical Potential | 0 | 0 | 1.3246 | 1.3018 | 1.2793 | 1.2573 | 1.2356 | 1.2143 | 1.1934 | 1.1728 | 1.1526 | 1.1327 | 1.1132 | 1.094 | 1.0751 | 1.0566 | 1.0384 | 1.0204 | 1.0029 | 0.98556 | 0.96857 | 0.95187
F14_Industrial_Primary Metals_Existing_Process_Natural Gas_Gas Boiler - Insulate Hot Water Lines_A_Technical Potential | F14 | Industrial | Primary Metals | Existing | Process | Natural Gas | Gas Boiler - Insulate Hot Water Lines | A | Purchases (Cumulative) | Technical Potential | 0 | 0 | 1.3246 | 2.6264 | 3.9057 | 5.163 | 6.3986 | 7.6129 | 8.8062 | 9.979 | 11.1315 | 12.2642 | 13.3774 | 14.4714 | 15.5465 | 16.603 | 17.6414 | 18.6618 | 19.6647 | 20.6502 | 21.6188 | 22.5707
F1_Industrial_Primary Metals_Existing_Process_Natural Gas_Process - Insulate Heated Process Fluids_A_Technical Potential | F1 | Industrial | Primary Metals | Existing | Process | Natural Gas | Process - Insulate Heated Process Fluids | A | Original Unit Energy Savings (kWh or therms) | Technical Potential | 0 | 0 | 1904.8967 | 1904.8967 | 1904.8967 | 1904.8967 | 1904.8967 | 1904.8967 | 1904.8967 | 1904.8967 | 1904.8967 | 1904.8967 | 1904.8967 | 1904.8967 | 1904.8967 | 1904.8967 | 1904.8967 | 1904.8967 | 1904.8967 | 1904.8967 | 1904.8967 | 1904.8967
F2_Industrial_Primary Metals_Existing_Process_Natural Gas_Process - Insulate Heated Process Fluids_A_Technical Potential | F2 | Industrial | Primary Metals | Existing | Process | Natural Gas | Process - Insulate Heated Process Fluids | A | Original Unit Summer Peak Savings (kW) | Technical Potential | 0 | 0 | 0 | 0 | 0 | 0 | 0 | 0 | 0 | 0 | 0 | 0 | 0 | 0 | 0 | 0 | 0 | 0 | 0 | 0 | 0 | 0
F3_Industrial_Primary Metals_Existing_Process_Natural Gas_Process - Insulate Heated Process Fluids_A_Technical Potential | F3 | Industrial | Primary Metals | Existing | Process | Natural Gas | Process - Insulate Heated Process Fluids | A | Original Unit Winter Peak Savings (kW) | Technical Potential | 0 | 0 | 0 | 0 | 0 | 0 | 0 | 0 | 0 | 0 | 0 | 0 | 0 | 0 | 0 | 0 | 0 | 0 | 0 | 0 | 0 | 0
F4_Industrial_Primary Metals_Existing_Process_Natural Gas_Process - Insulate Heated Process Fluids_A_Technical Potential | F4 | Industrial | Primary Metals | Existing | Process | Natural Gas | Process - Insulate Heated Process Fluids | A | Standalone Impact on Baseline Energy (%) | Technical Potential | 0% | 0% | 0.1111% | 0.2242% | 0.3392% | 0.4563% | 0.5754% | 0.6855% | 0.7775% | 0.8551% | 0.9213% | 0.9785% | 1.028% | 1.073% | 1.112% | 1.149% | 1.182% | 1.214% | 1.235% | 1.257% | 1.279% | 1.301%
F5_Industrial_Primary Metals_Existing_Process_Natural Gas_Process - Insulate Heated Process Fluids_A_Technical Potential | F5 | Industrial | Primary Metals | Existing | Process | Natural Gas | Process - Insulate Heated Process Fluids | A | Standalone Impact on Baseline Summer Peak (%) | Technical Potential | bar: 2019 to 2040
F6_Industrial_Primary Metals_Existing_Process_Natural Gas_Process - Insulate Heated Process Fluids_A_Technical Potential | F6 | Industrial | Primary Metals | Existing | Process | Natural Gas | Process - Insulate Heated Process Fluids | A | Standalone Impact on Baseline Winter Peak (%) | Technical Potential | bar: 2019 to 2040
F7_Industrial_Primary Metals_Existing_Process_Natural Gas_Process - Insulate Heated Process Fluids_A_Technical Potential | F7 | Industrial | Primary Metals | Existing | Process | Natural Gas | Process - Insulate Heated Process Fluids | A | Incremental Energy Savings (MWh or mTherms) | Technical Potential | 0 | 0 | 2.7598 | 2.7122 | 2.6654 | 2.6195 | 2.5743 | 2.2769 | 1.7901 | 1.4074 | 1.1065 | 0.86996 | 0.68397 | 0.53774 | 0.42278 | 0.33239 | 0.26133 | 0.20546 | 0.0013772 | 0.00048338 | 0.00016195 | 5.1899e-05
F8_Industrial_Primary Metals_Existing_Process_Natural Gas_Process - Insulate Heated Process Fluids_A_Technical Potential | F8 | Industrial | Primary Metals | Existing | Process | Natural Gas | Process - Insulate Heated Process Fluids | A | Incremental Summer Peak Savings (MW) | Technical Potential | 0 | 0 | 0 | 0 | 0 | 0 | 0 | 0 | 0 | 0 | 0 | 0 | 0 | 0 | 0 | 0 | 0 | 0 | 0 | 0 | 0 | 0
F9_Industrial_Primary Metals_Existing_Process_Natural Gas_Process - Insulate Heated Process Fluids_A_Technical Potential | F9 | Industrial | Primary Metals | Existing | Process | Natural Gas | Process - Insulate Heated Process Fluids | A | Incremental Winter Peak Savings (MW) | Technical Potential | 0 | 0 | 0 | 0 | 0 | 0 | 0 | 0 | 0 | 0 | 0 | 0 | 0 | 0 | 0 | 0 | 0 | 0 | 0 | 0 | 0 | 0
F10_Industrial_Primary Metals_Existing_Process_Natural Gas_Process - Insulate Heated Process Fluids_A_Technical Potential | F10 | Industrial | Primary Metals | Existing | Process | Natural Gas | Process - Insulate Heated Process Fluids | A | Cumulative Energy Savings (MWh or mTherms) | Technical Potential | 0 | 0 | 2.7598 | 5.472 | 8.1374 | 10.7569 | 13.3312 | 15.6082 | 17.3983 | 18.8058 | 19.9123 | 20.7823 | 21.4662 | 22.004 | 22.4267 | 22.7591 | 23.0205 | 23.2259 | 23.2273 | 23.2278 | 23.2279 | 23.228
F11_Industrial_Primary Metals_Existing_Process_Natural Gas_Process - Insulate Heated Process Fluids_A_Technical Potential | F11 | Industrial | Primary Metals | Existing | Process | Natural Gas | Process - Insulate Heated Process Fluids | A | Cumulative Summer Peak Savings (MW) | Technical Potential | 0 | 0 | 0 | 0 | 0 | 0 | 0 | 0 | 0 | 0 | 0 | 0 | 0 | 0 | 0 | 0 | 0 | 0 | 0 | 0 | 0 | 0
F12_Industrial_Primary Metals_Existing_Process_Natural Gas_Process - Insulate Heated Process Fluids_A_Technical Potential | F12 | Industrial | Primary Metals | Existing | Process | Natural Gas | Process - Insulate Heated Process Fluids | A | Cumulative Winter Peak Savings (MW) | Technical Potential | 0 | 0 | 0 | 0 | 0 | 0 | 0 | 0 | 0 | 0 | 0 | 0 | 0 | 0 | 0 | 0 | 0 | 0 | 0 | 0 | 0 | 0
F13_Industrial_Primary Metals_Existing_Process_Natural Gas_Process - Insulate Heated Process Fluids_A_Technical Potential | F13 | Industrial | Primary Metals | Existing | Process | Natural Gas | Process - Insulate Heated Process Fluids | A | Purchases (Incremental) | Technical Potential | 0 | 0 | 1.4488 | 1.4238 | 1.3993 | 1.3751 | 1.3514 | 1.1953 | 0.93976 | 0.73885 | 0.58089 | 0.4567 | 0.35906 | 0.28229 | 0.22194 | 0.17449 | 0.13719 | 0.10786 | 0.00072299 | 0.00025376 | 8.5017e-05 | 2.7245e-05
F14_Industrial_Primary Metals_Existing_Process_Natural Gas_Process - Insulate Heated Process Fluids_A_Technical Potential | F14 | Industrial | Primary Metals | Existing | Process | Natural Gas | Process - Insulate Heated Process Fluids | A | Purchases (Cumulative) | Technical Potential | 0 | 0 | 1.4488 | 2.8726 | 4.2719 | 5.647 | 6.9984 | 8.1937 | 9.1335 | 9.8723 | 10.4532 | 10.9099 | 11.269 | 11.5513 | 11.7732 | 11.9477 | 12.0849 | 12.1927 | 12.1935 | 12.1937 | 12.1938 | 12.1938
F1_Industrial_Primary Metals_Existing_Process_Natural Gas_Process Heat Recovery_A_Technical Potential | F1 | Industrial | Primary Metals | Existing | Process | Natural Gas | Process Heat Recovery | A | Original Unit Energy Savings (kWh or therms) | Technical Potential | 0 | 0 | 3.7787 | 3.7787 | 3.7787 | 3.7787 | 3.7787 | 3.7787 | 3.7787 | 3.7787 | 3.7787 | 3.7787 | 3.7787 | 3.7787 | 3.7787 | 3.7787 | 3.7787 | 3.7787 | 3.7787 | 3.7787 | 3.7787 | 3.7787
F2_Industrial_Primary Metals_Existing_Process_Natural Gas_Process Heat Recovery_A_Technical Potential | F2 | Industrial | Primary Metals | Existing | Process | Natural Gas | Process Heat Recovery | A | Original Unit Summer Peak Savings (kW) | Technical Potential | 0 | 0 | 0 | 0 | 0 | 0 | 0 | 0 | 0 | 0 | 0 | 0 | 0 | 0 | 0 | 0 | 0 | 0 | 0 | 0 | 0 | 0
F3_Industrial_Primary Metals_Existing_Process_Natural Gas_Process Heat Recovery_A_Technical Potential | F3 | Industrial | Primary Metals | Existing | Process | Natural Gas | Process Heat Recovery | A | Original Unit Winter Peak Savings (kW) | Technical Potential | 0 | 0 | 0 | 0 | 0 | 0 | 0 | 0 | 0 | 0 | 0 | 0 | 0 | 0 | 0 | 0 | 0 | 0 | 0 | 0 | 0 | 0
F4_Industrial_Primary Metals_Existing_Process_Natural Gas_Process Heat Recovery_A_Technical Potential | F4 | Industrial | Primary Metals | Existing | Process | Natural Gas | Process Heat Recovery | A | Standalone Impact on Baseline Energy (%) | Technical Potential | 0% | 0% | 0.007935% | 0.01601% | 0.02422% | 0.03258% | 0.04109% | 0.04895% | 0.05552% | 0.06107% | 0.0658% | 0.06988% | 0.07344% | 0.0766% | 0.07944% | 0.08203% | 0.08443% | 0.08668% | 0.08821% | 0.08976% | 0.09133% | 0.09293%
F5_Industrial_Primary Metals_Existing_Process_Natural Gas_Process Heat Recovery_A_Technical Potential | F5 | Industrial | Primary Metals | Existing | Process | Natural Gas | Process Heat Recovery | A | Standalone Impact on Baseline Summer Peak (%) | Technical Potential | bar: 2019 to 2040
F6_Industrial_Primary Metals_Existing_Process_Natural Gas_Process Heat Recovery_A_Technical Potential | F6 | Industrial | Primary Metals | Existing | Process | Natural Gas | Process Heat Recovery | A | Standalone Impact on Baseline Winter Peak (%) | Technical Potential | bar: 2019 to 2040
F7_Industrial_Primary Metals_Existing_Process_Natural Gas_Process Heat Recovery_A_Technical Potential | F7 | Industrial | Primary Metals | Existing | Process | Natural Gas | Process Heat Recovery | A | Incremental Energy Savings (MWh or mTherms) | Technical Potential | 0 | 0 | 0.19708 | 0.19369 | 0.19035 | 0.18706 | 0.18384 | 0.1626 | 0.12784 | 0.10051 | 0.07902 | 0.062126 | 0.048844 | 0.038401 | 0.030191 | 0.023737 | 0.018662 | 0.014672 | 9.835e-05 | 3.4519e-05 | 1.1565e-05 | 3.7062e-06
F8_Industrial_Primary Metals_Existing_Process_Natural Gas_Process Heat Recovery_A_Technical Potential | F8 | Industrial | Primary Metals | Existing | Process | Natural Gas | Process Heat Recovery | A | Incremental Summer Peak Savings (MW) | Technical Potential | 0 | 0 | 0 | 0 | 0 | 0 | 0 | 0 | 0 | 0 | 0 | 0 | 0 | 0 | 0 | 0 | 0 | 0 | 0 | 0 | 0 | 0
F9_Industrial_Primary Metals_Existing_Process_Natural Gas_Process Heat Recovery_A_Technical Potential | F9 | Industrial | Primary Metals | Existing | Process | Natural Gas | Process Heat Recovery | A | Incremental Winter Peak Savings (MW) | Technical Potential | 0 | 0 | 0 | 0 | 0 | 0 | 0 | 0 | 0 | 0 | 0 | 0 | 0 | 0 | 0 | 0 | 0 | 0 | 0 | 0 | 0 | 0
F10_Industrial_Primary Metals_Existing_Process_Natural Gas_Process Heat Recovery_A_Technical Potential | F10 | Industrial | Primary Metals | Existing | Process | Natural Gas | Process Heat Recovery | A | Cumulative Energy Savings (MWh or mTherms) | Technical Potential | 0 | 0 | 0.19708 | 0.39077 | 0.58111 | 0.76818 | 0.95202 | 1.1146 | 1.2425 | 1.343 | 1.422 | 1.4841 | 1.533 | 1.5714 | 1.6015 | 1.6253 | 1.6439 | 1.6586 | 1.6587 | 1.6588 | 1.6588 | 1.6588
F11_Industrial_Primary Metals_Existing_Process_Natural Gas_Process Heat Recovery_A_Technical Potential | F11 | Industrial | Primary Metals | Existing | Process | Natural Gas | Process Heat Recovery | A | Cumulative Summer Peak Savings (MW) | Technical Potential | 0 | 0 | 0 | 0 | 0 | 0 | 0 | 0 | 0 | 0 | 0 | 0 | 0 | 0 | 0 | 0 | 0 | 0 | 0 | 0 | 0 | 0
F12_Industrial_Primary Metals_Existing_Process_Natural Gas_Process Heat Recovery_A_Technical Potential | F12 | Industrial | Primary Metals | Existing | Process | Natural Gas | Process Heat Recovery | A | Cumulative Winter Peak Savings (MW) | Technical Potential | 0 | 0 | 0 | 0 | 0 | 0 | 0 | 0 | 0 | 0 | 0 | 0 | 0 | 0 | 0 | 0 | 0 | 0 | 0 | 0 | 0 | 0
F13_Industrial_Primary Metals_Existing_Process_Natural Gas_Process Heat Recovery_A_Technical Potential | F13 | Industrial | Primary Metals | Existing | Process | Natural Gas | Process Heat Recovery | A | Purchases (Incremental) | Technical Potential | 0 | 0 | 52.1563 | 51.2571 | 50.3733 | 49.5048 | 48.6513 | 43.0312 | 33.8314 | 26.5985 | 20.9119 | 16.4411 | 12.9261 | 10.1626 | 7.9899 | 6.2817 | 4.9387 | 3.8829 | 0.026027 | 0.0091353 | 0.0030606 | 0.00098081
F14_Industrial_Primary Metals_Existing_Process_Natural Gas_Process Heat Recovery_A_Technical Potential | F14 | Industrial | Primary Metals | Existing | Process | Natural Gas | Process Heat Recovery | A | Purchases (Cumulative) | Technical Potential | 0 | 0 | 52.1563 | 103.4134 | 153.7867 | 203.2915 | 251.9427 | 294.974 | 328.8054 | 355.4039 | 376.3158 | 392.7569 | 405.6831 | 415.8457 | 423.8356 | 430.1173 | 435.056 | 438.9389 | 438.9649 | 438.974 | 438.9771 | 438.9781
F1_Industrial_Primary Metals_Existing_Space Heating_Natural Gas_Building Automation System_A_Technical Potential | F1 | Industrial | Primary Metals | Existing | Space Heating | Natural Gas | Building Automation System | A | Original Unit Energy Savings (kWh or therms) | Technical Potential | 0 | 0 | 0.015624 | 0.015587 | 0.01555 | 0.015514 | 0.015478 | 0.015443 | 0.015409 | 0.015376 | 0.015345 | 0.015316 | 0.015289 | 0.015263 | 0.015238 | 0.015215 | 0.015194 | 0.015173 | 0.015154 | 0.015136 | 0.01512 | 0.015104
F2_Industrial_Primary Metals_Existing_Space Heating_Natural Gas_Building Automation System_A_Technical Potential | F2 | Industrial | Primary Metals | Existing | Space Heating | Natural Gas | Building Automation System | A | Original Unit Summer Peak Savings (kW) | Technical Potential | 0 | 0 | 0 | 0 | 0 | 0 | 0 | 0 | 0 | 0 | 0 | 0 | 0 | 0 | 0 | 0 | 0 | 0 | 0 | 0 | 0 | 0
F3_Industrial_Primary Metals_Existing_Space Heating_Natural Gas_Building Automation System_A_Technical Potential | F3 | Industrial | Primary Metals | Existing | Space Heating | Natural Gas | Building Automation System | A | Original Unit Winter Peak Savings (kW) | Technical Potential | 0 | 0 | 0 | 0 | 0 | 0 | 0 | 0 | 0 | 0 | 0 | 0 | 0 | 0 | 0 | 0 | 0 | 0 | 0 | 0 | 0 | 0
F4_Industrial_Primary Metals_Existing_Space Heating_Natural Gas_Building Automation System_A_Technical Potential | F4 | Industrial | Primary Metals | Existing | Space Heating | Natural Gas | Building Automation System | A | Standalone Impact on Baseline Energy (%) | Technical Potential | 0% | 0% | 0.01539% | 0.04641% | 0.1018% | 0.1925% | 0.3307% | 0.5296% | 0.8015% | 1.156% | 1.598% | 2.122% | 2.717% | 3.357% | 4.011% | 4.643% | 5.218% | 5.717% | 6.129% | 6.453% | 6.704% | 6.912%
F5_Industrial_Primary Metals_Existing_Space Heating_Natural Gas_Building Automation System_A_Technical Potential | F5 | Industrial | Primary Metals | Existing | Space Heating | Natural Gas | Building Automation System | A | Standalone Impact on Baseline Summer Peak (%) | Technical Potential | bar: 2019 to 2040
F6_Industrial_Primary Metals_Existing_Space Heating_Natural Gas_Building Automation System_A_Technical Potential | F6 | Industrial | Primary Metals | Existing | Space Heating | Natural Gas | Building Automation System | A | Standalone Impact on Baseline Winter Peak (%) | Technical Potential | bar: 2019 to 2040
F7_Industrial_Primary Metals_Existing_Space Heating_Natural Gas_Building Automation System_A_Technical Potential | F7 | Industrial | Primary Metals | Existing | Space Heating | Natural Gas | Building Automation System | A | Incremental Energy Savings (MWh or mTherms) | Technical Potential | 0 | 0 | 0.014743 | 0.028892 | 0.050296 | 0.080213 | 0.11938 | 0.16764 | 0.22362 | 0.28429 | 0.34486 | 0.39891 | 0.43904 | 0.45823 | 0.45148 | 0.41763 | 0.36035 | 0.29247 | 0.21952 | 0.14918 | 0.093561 | 0.059904
F8_Industrial_Primary Metals_Existing_Space Heating_Natural Gas_Building Automation System_A_Technical Potential | F8 | Industrial | Primary Metals | Existing | Space Heating | Natural Gas | Building Automation System | A | Incremental Summer Peak Savings (MW) | Technical Potential | 0 | 0 | 0 | 0 | 0 | 0 | 0 | 0 | 0 | 0 | 0 | 0 | 0 | 0 | 0 | 0 | 0 | 0 | 0 | 0 | 0 | 0
F9_Industrial_Primary Metals_Existing_Space Heating_Natural Gas_Building Automation System_A_Technical Potential | F9 | Industrial | Primary Metals | Existing | Space Heating | Natural Gas | Building Automation System | A | Incremental Winter Peak Savings (MW) | Technical Potential | 0 | 0 | 0 | 0 | 0 | 0 | 0 | 0 | 0 | 0 | 0 | 0 | 0 | 0 | 0 | 0 | 0 | 0 | 0 | 0 | 0 | 0
F10_Industrial_Primary Metals_Existing_Space Heating_Natural Gas_Building Automation System_A_Technical Potential | F10 | Industrial | Primary Metals | Existing | Space Heating | Natural Gas | Building Automation System | A | Cumulative Energy Savings (MWh or mTherms) | Technical Potential | 0 | 0 | 0.014743 | 0.0436 | 0.093792 | 0.17378 | 0.29276 | 0.45974 | 0.68235 | 0.96521 | 1.3081 | 1.7046 | 2.1405 | 2.5951 | 3.0425 | 3.4555 | 3.8109 | 4.0983 | 4.3127 | 4.4567 | 4.5453 | 4.6005
F11_Industrial_Primary Metals_Existing_Space Heating_Natural Gas_Building Automation System_A_Technical Potential | F11 | Industrial | Primary Metals | Existing | Space Heating | Natural Gas | Building Automation System | A | Cumulative Summer Peak Savings (MW) | Technical Potential | 0 | 0 | 0 | 0 | 0 | 0 | 0 | 0 | 0 | 0 | 0 | 0 | 0 | 0 | 0 | 0 | 0 | 0 | 0 | 0 | 0 | 0
F12_Industrial_Primary Metals_Existing_Space Heating_Natural Gas_Building Automation System_A_Technical Potential | F12 | Industrial | Primary Metals | Existing | Space Heating | Natural Gas | Building Automation System | A | Cumulative Winter Peak Savings (MW) | Technical Potential | 0 | 0 | 0 | 0 | 0 | 0 | 0 | 0 | 0 | 0 | 0 | 0 | 0 | 0 | 0 | 0 | 0 | 0 | 0 | 0 | 0 | 0
F13_Industrial_Primary Metals_Existing_Space Heating_Natural Gas_Building Automation System_A_Technical Potential | F13 | Industrial | Primary Metals | Existing | Space Heating | Natural Gas | Building Automation System | A | Purchases (Incremental) | Technical Potential | 0 | 0 | 943.5673 | 1853.6096 | 3234.4235 | 5170.5222 | 7712.818 | 10855.9482 | 14512.4662 | 18489.0288 | 22473.4706 | 26044.637 | 28716.5903 | 30022.3377 | 29627.8895 | 27447.7431 | 23716.6239 | 19275.2241 | 14485.7414 | 9855.6835 | 6188.1231 | 3966.1509
F14_Industrial_Primary Metals_Existing_Space Heating_Natural Gas_Building Automation System_A_Technical Potential | F14 | Industrial | Primary Metals | Existing | Space Heating | Natural Gas | Building Automation System | A | Purchases (Cumulative) | Technical Potential | 0 | 0 | 943.5673 | 2797.1769 | 6031.6004 | 11202.1226 | 18914.9406 | 29770.8888 | 44283.355 | 62772.3838 | 85245.8544 | 111290.4914 | 140007.0817 | 170029.4194 | 199657.3088 | 227105.0519 | 250821.6758 | 270096.9 | 284582.6414 | 294438.3249 | 300626.448 | 304592.5989
F1_Industrial_Primary Metals_Existing_Space Heating_Natural Gas_Steam System Efficiency Improvements_A_Technical Potential | F1 | Industrial | Primary Metals | Existing | Space Heating | Natural Gas | Steam System Efficiency Improvements | A | Original Unit Energy Savings (kWh or therms) | Technical Potential | 0 | 0 | 0.13953 | 0.13917 | 0.13883 | 0.1385 | 0.13817 | 0.13785 | 0.13755 | 0.13725 | 0.13697 | 0.13669 | 0.13643 | 0.13618 | 0.13594 | 0.13572 | 0.13551 | 0.13531 | 0.13512 | 0.13495 | 0.1348 | 0.13466
F2_Industrial_Primary Metals_Existing_Space Heating_Natural Gas_Steam System Efficiency Improvements_A_Technical Potential | F2 | Industrial | Primary Metals | Existing | Space Heating | Natural Gas | Steam System Efficiency Improvements | A | Original Unit Summer Peak Savings (kW) | Technical Potential | 0 | 0 | 0 | 0 | 0 | 0 | 0 | 0 | 0 | 0 | 0 | 0 | 0 | 0 | 0 | 0 | 0 | 0 | 0 | 0 | 0 | 0
F3_Industrial_Primary Metals_Existing_Space Heating_Natural Gas_Steam System Efficiency Improvements_A_Technical Potential | F3 | Industrial | Primary Metals | Existing | Space Heating | Natural Gas | Steam System Efficiency Improvements | A | Original Unit Winter Peak Savings (kW) | Technical Potential | 0 | 0 | 0 | 0 | 0 | 0 | 0 | 0 | 0 | 0 | 0 | 0 | 0 | 0 | 0 | 0 | 0 | 0 | 0 | 0 | 0 | 0
F4_Industrial_Primary Metals_Existing_Space Heating_Natural Gas_Steam System Efficiency Improvements_A_Technical Potential | F4 | Industrial | Primary Metals | Existing | Space Heating | Natural Gas | Steam System Efficiency Improvements | A | Standalone Impact on Baseline Energy (%) | Technical Potential | 0% | 0% | 0.0009738% | 0.002937% | 0.006444% | 0.01218% | 0.02092% | 0.0335% | 0.05071% | 0.07314% | 0.1011% | 0.1342% | 0.1718% | 0.2123% | 0.2536% | 0.2935% | 0.3298% | 0.3613% | 0.3873% | 0.4078% | 0.4236% | 0.4367%
F5_Industrial_Primary Metals_Existing_Space Heating_Natural Gas_Steam System Efficiency Improvements_A_Technical Potential | F5 | Industrial | Primary Metals | Existing | Space Heating | Natural Gas | Steam System Efficiency Improvements | A | Standalone Impact on Baseline Summer Peak (%) | Technical Potential | bar: 2019 to 2040
F6_Industrial_Primary Metals_Existing_Space Heating_Natural Gas_Steam System Efficiency Improvements_A_Technical Potential | F6 | Industrial | Primary Metals | Existing | Space Heating | Natural Gas | Steam System Efficiency Improvements | A | Standalone Impact on Baseline Winter Peak (%) | Technical Potential | bar: 2019 to 2040
F7_Industrial_Primary Metals_Existing_Space Heating_Natural Gas_Steam System Efficiency Improvements_A_Technical Potential | F7 | Industrial | Primary Metals | Existing | Space Heating | Natural Gas | Steam System Efficiency Improvements | A | Incremental Energy Savings (MWh or mTherms) | Technical Potential | 0 | 0 | 0.00093303 | 0.0018283 | 0.0031824 | 0.0050751 | 0.0075526 | 0.010606 | 0.014147 | 0.017984 | 0.021815 | 0.025231 | 0.027766 | 0.028975 | 0.028545 | 0.026401 | 0.022776 | 0.018484 | 0.013872 | 0.0094264 | 0.0059117 | 0.003785
F8_Industrial_Primary Metals_Existing_Space Heating_Natural Gas_Steam System Efficiency Improvements_A_Technical Potential | F8 | Industrial | Primary Metals | Existing | Space Heating | Natural Gas | Steam System Efficiency Improvements | A | Incremental Summer Peak Savings (MW) | Technical Potential | 0 | 0 | 0 | 0 | 0 | 0 | 0 | 0 | 0 | 0 | 0 | 0 | 0 | 0 | 0 | 0 | 0 | 0 | 0 | 0 | 0 | 0
F9_Industrial_Primary Metals_Existing_Space Heating_Natural Gas_Steam System Efficiency Improvements_A_Technical Potential | F9 | Industrial | Primary Metals | Existing | Space Heating | Natural Gas | Steam System Efficiency Improvements | A | Incremental Winter Peak Savings (MW) | Technical Potential | 0 | 0 | 0 | 0 | 0 | 0 | 0 | 0 | 0 | 0 | 0 | 0 | 0 | 0 | 0 | 0 | 0 | 0 | 0 | 0 | 0 | 0
F10_Industrial_Primary Metals_Existing_Space Heating_Natural Gas_Steam System Efficiency Improvements_A_Technical Potential | F10 | Industrial | Primary Metals | Existing | Space Heating | Natural Gas | Steam System Efficiency Improvements | A | Cumulative Energy Savings (MWh or mTherms) | Technical Potential | 0 | 0 | 0.00093303 | 0.002759 | 0.0059346 | 0.010995 | 0.018522 | 0.029086 | 0.043168 | 0.061059 | 0.082747 | 0.10781 | 0.13537 | 0.1641 | 0.19236 | 0.21844 | 0.24088 | 0.25901 | 0.27253 | 0.28161 | 0.2872 | 0.29068
F11_Industrial_Primary Metals_Existing_Space Heating_Natural Gas_Steam System Efficiency Improvements_A_Technical Potential | F11 | Industrial | Primary Metals | Existing | Space Heating | Natural Gas | Steam System Efficiency Improvements | A | Cumulative Summer Peak Savings (MW) | Technical Potential | 0 | 0 | 0 | 0 | 0 | 0 | 0 | 0 | 0 | 0 | 0 | 0 | 0 | 0 | 0 | 0 | 0 | 0 | 0 | 0 | 0 | 0
F12_Industrial_Primary Metals_Existing_Space Heating_Natural Gas_Steam System Efficiency Improvements_A_Technical Potential | F12 | Industrial | Primary Metals | Existing | Space Heating | Natural Gas | Steam System Efficiency Improvements | A | Cumulative Winter Peak Savings (MW) | Technical Potential | 0 | 0 | 0 | 0 | 0 | 0 | 0 | 0 | 0 | 0 | 0 | 0 | 0 | 0 | 0 | 0 | 0 | 0 | 0 | 0 | 0 | 0
F13_Industrial_Primary Metals_Existing_Space Heating_Natural Gas_Steam System Efficiency Improvements_A_Technical Potential | F13 | Industrial | Primary Metals | Existing | Space Heating | Natural Gas | Steam System Efficiency Improvements | A | Purchases (Incremental) | Technical Potential | 0 | 0 | 6.6872 | 13.1368 | 22.9228 | 36.6441 | 54.6617 | 76.9374 | 102.8516 | 131.034 | 159.2722 | 184.5815 | 203.518 | 212.772 | 209.9765 | 194.5255 | 168.0826 | 136.6059 | 102.6622 | 69.8484 | 43.856 | 28.1086
F14_Industrial_Primary Metals_Existing_Space Heating_Natural Gas_Steam System Efficiency Improvements_A_Technical Potential | F14 | Industrial | Primary Metals | Existing | Space Heating | Natural Gas | Steam System Efficiency Improvements | A | Purchases (Cumulative) | Technical Potential | 0 | 0 | 6.6872 | 19.8239 | 42.7467 | 79.3908 | 134.0525 | 210.9899 | 313.8416 | 444.8756 | 604.1478 | 788.7293 | 992.2473 | 1205.0193 | 1414.9958 | 1609.5213 | 1777.6039 | 1914.2098 | 2016.872 | 2086.7204 | 2130.5764 | 2158.685
F1_Industrial_Primary Metals_Existing_Process_Natural Gas_Steam System Efficiency Improvements_A_Technical Potential | F1 | Industrial | Primary Metals | Existing | Process | Natural Gas | Steam System Efficiency Improvements | A | Original Unit Energy Savings (kWh or therms) | Technical Potential | 0 | 0 | 0.13402 | 0.13402 | 0.13402 | 0.13402 | 0.13402 | 0.13402 | 0.13402 | 0.13402 | 0.13402 | 0.13402 | 0.13402 | 0.13402 | 0.13402 | 0.13402 | 0.13402 | 0.13402 | 0.13402 | 0.13402 | 0.13402 | 0.13402
F2_Industrial_Primary Metals_Existing_Process_Natural Gas_Steam System Efficiency Improvements_A_Technical Potential | F2 | Industrial | Primary Metals | Existing | Process | Natural Gas | Steam System Efficiency Improvements | A | Original Unit Summer Peak Savings (kW) | Technical Potential | 0 | 0 | 0 | 0 | 0 | 0 | 0 | 0 | 0 | 0 | 0 | 0 | 0 | 0 | 0 | 0 | 0 | 0 | 0 | 0 | 0 | 0
F3_Industrial_Primary Metals_Existing_Process_Natural Gas_Steam System Efficiency Improvements_A_Technical Potential | F3 | Industrial | Primary Metals | Existing | Process | Natural Gas | Steam System Efficiency Improvements | A | Original Unit Winter Peak Savings (kW) | Technical Potential | 0 | 0 | 0 | 0 | 0 | 0 | 0 | 0 | 0 | 0 | 0 | 0 | 0 | 0 | 0 | 0 | 0 | 0 | 0 | 0 | 0 | 0
F4_Industrial_Primary Metals_Existing_Process_Natural Gas_Steam System Efficiency Improvements_A_Technical Potential | F4 | Industrial | Primary Metals | Existing | Process | Natural Gas | Steam System Efficiency Improvements | A | Standalone Impact on Baseline Energy (%) | Technical Potential | 0% | 0% | 1.1e-06% | 3.317e-06% | 7.279e-06% | 1.376e-05% | 2.363e-05% | 3.785e-05% | 5.729e-05% | 8.263e-05% | 0.0001142% | 0.0001517% | 0.0001942% | 0.0002399% | 0.0002867% | 0.0003318% | 0.0003729% | 0.0004086% | 0.0004381% | 0.0004612% | 0.0004792% | 0.000494%
F5_Industrial_Primary Metals_Existing_Process_Natural Gas_Steam System Efficiency Improvements_A_Technical Potential | F5 | Industrial | Primary Metals | Existing | Process | Natural Gas | Steam System Efficiency Improvements | A | Standalone Impact on Baseline Summer Peak (%) | Technical Potential | bar: 2019 to 2040
F6_Industrial_Primary Metals_Existing_Process_Natural Gas_Steam System Efficiency Improvements_A_Technical Potential | F6 | Industrial | Primary Metals | Existing | Process | Natural Gas | Steam System Efficiency Improvements | A | Standalone Impact on Baseline Winter Peak (%) | Technical Potential | bar: 2019 to 2040
F7_Industrial_Primary Metals_Existing_Process_Natural Gas_Steam System Efficiency Improvements_A_Technical Potential | F7 | Industrial | Primary Metals | Existing | Process | Natural Gas | Steam System Efficiency Improvements | A | Incremental Energy Savings (MWh or mTherms) | Technical Potential | 0 | 0 | 2.7315e-05 | 5.366e-05 | 9.3633e-05 | 0.00014968 | 0.00022328 | 0.00031427 | 0.00042012 | 0.00053524 | 0.00065058 | 0.00075396 | 0.00083131 | 0.00086911 | 0.00085769 | 0.00079458 | 0.00068657 | 0.00055799 | 0.00041934 | 0.00028531 | 0.00017914 | 0.00011482
F8_Industrial_Primary Metals_Existing_Process_Natural Gas_Steam System Efficiency Improvements_A_Technical Potential | F8 | Industrial | Primary Metals | Existing | Process | Natural Gas | Steam System Efficiency Improvements | A | Incremental Summer Peak Savings (MW) | Technical Potential | 0 | 0 | 0 | 0 | 0 | 0 | 0 | 0 | 0 | 0 | 0 | 0 | 0 | 0 | 0 | 0 | 0 | 0 | 0 | 0 | 0 | 0
F9_Industrial_Primary Metals_Existing_Process_Natural Gas_Steam System Efficiency Improvements_A_Technical Potential | F9 | Industrial | Primary Metals | Existing | Process | Natural Gas | Steam System Efficiency Improvements | A | Incremental Winter Peak Savings (MW) | Technical Potential | 0 | 0 | 0 | 0 | 0 | 0 | 0 | 0 | 0 | 0 | 0 | 0 | 0 | 0 | 0 | 0 | 0 | 0 | 0 | 0 | 0 | 0
F10_Industrial_Primary Metals_Existing_Process_Natural Gas_Steam System Efficiency Improvements_A_Technical Potential | F10 | Industrial | Primary Metals | Existing | Process | Natural Gas | Steam System Efficiency Improvements | A | Cumulative Energy Savings (MWh or mTherms) | Technical Potential | 0 | 0 | 2.7315e-05 | 8.0975e-05 | 0.00017461 | 0.00032429 | 0.00054756 | 0.00086183 | 0.001282 | 0.0018172 | 0.0024678 | 0.0032217 | 0.004053 | 0.0049221 | 0.0057798 | 0.0065744 | 0.007261 | 0.007819 | 0.0082383 | 0.0085236 | 0.0087028 | 0.0088176
F11_Industrial_Primary Metals_Existing_Process_Natural Gas_Steam System Efficiency Improvements_A_Technical Potential | F11 | Industrial | Primary Metals | Existing | Process | Natural Gas | Steam System Efficiency Improvements | A | Cumulative Summer Peak Savings (MW) | Technical Potential | 0 | 0 | 0 | 0 | 0 | 0 | 0 | 0 | 0 | 0 | 0 | 0 | 0 | 0 | 0 | 0 | 0 | 0 | 0 | 0 | 0 | 0
F12_Industrial_Primary Metals_Existing_Process_Natural Gas_Steam System Efficiency Improvements_A_Technical Potential | F12 | Industrial | Primary Metals | Existing | Process | Natural Gas | Steam System Efficiency Improvements | A | Cumulative Winter Peak Savings (MW) | Technical Potential | 0 | 0 | 0 | 0 | 0 | 0 | 0 | 0 | 0 | 0 | 0 | 0 | 0 | 0 | 0 | 0 | 0 | 0 | 0 | 0 | 0 | 0
F13_Industrial_Primary Metals_Existing_Process_Natural Gas_Steam System Efficiency Improvements_A_Technical Potential | F13 | Industrial | Primary Metals | Existing | Process | Natural Gas | Steam System Efficiency Improvements | A | Purchases (Incremental) | Technical Potential | 0 | 0 | 0.20381 | 0.40038 | 0.69863 | 1.1168 | 1.666 | 2.3449 | 3.1347 | 3.9936 | 4.8542 | 5.6256 | 6.2028 | 6.4848 | 6.3996 | 5.9287 | 5.1228 | 4.1634 | 3.1289 | 2.1288 | 1.3366 | 0.85668
F14_Industrial_Primary Metals_Existing_Process_Natural Gas_Steam System Efficiency Improvements_A_Technical Potential | F14 | Industrial | Primary Metals | Existing | Process | Natural Gas | Steam System Efficiency Improvements | A | Purchases (Cumulative) | Technical Potential | 0 | 0 | 0.20381 | 0.60419 | 1.3028 | 2.4196 | 4.0856 | 6.4305 | 9.5652 | 13.5588 | 18.413 | 24.0386 | 30.2414 | 36.7262 | 43.1258 | 49.0544 | 54.1772 | 58.3406 | 61.4695 | 63.5983 | 64.935 | 65.7917
F1_Industrial_Primary Metals_Existing_Space Heating_Natural Gas_Strategic Energy Management_A_Technical Potential | F1 | Industrial | Primary Metals | Existing | Space Heating | Natural Gas | Strategic Energy Management | A | Original Unit Energy Savings (kWh or therms) | Technical Potential | 0 | 0 | 16.4755 | 16.4364 | 16.3973 | 16.3588 | 16.3209 | 16.284 | 16.2483 | 16.214 | 16.1814 | 16.1507 | 16.1217 | 16.0944 | 16.0687 | 16.0444 | 16.0216 | 16.0002 | 15.98 | 15.961 | 15.9433 | 15.9266
F2_Industrial_Primary Metals_Existing_Space Heating_Natural Gas_Strategic Energy Management_A_Technical Potential | F2 | Industrial | Primary Metals | Existing | Space Heating | Natural Gas | Strategic Energy Management | A | Original Unit Summer Peak Savings (kW) | Technical Potential | 0 | 0 | 0 | 0 | 0 | 0 | 0 | 0 | 0 | 0 | 0 | 0 | 0 | 0 | 0 | 0 | 0 | 0 | 0 | 0 | 0 | 0
F3_Industrial_Primary Metals_Existing_Space Heating_Natural Gas_Strategic Energy Management_A_Technical Potential | F3 | Industrial | Primary Metals | Existing | Space Heating | Natural Gas | Strategic Energy Management | A | Original Unit Winter Peak Savings (kW) | Technical Potential | 0 | 0 | 0 | 0 | 0 | 0 | 0 | 0 | 0 | 0 | 0 | 0 | 0 | 0 | 0 | 0 | 0 | 0 | 0 | 0 | 0 | 0
F4_Industrial_Primary Metals_Existing_Space Heating_Natural Gas_Strategic Energy Management_A_Technical Potential | F4 | Industrial | Primary Metals | Existing | Space Heating | Natural Gas | Strategic Energy Management | A | Standalone Impact on Baseline Energy (%) | Technical Potential | 0% | 0% | 0.09675% | 0.1952% | 0.2954% | 0.3973% | 0.501% | 0.6066% | 0.714% | 0.8232% | 0.9344% | 1.048% | 1.163% | 1.28% | 1.399% | 1.52% | 1.644% | 1.769% | 1.897% | 2.027% | 2.159% | 2.294%
F5_Industrial_Primary Metals_Existing_Space Heating_Natural Gas_Strategic Energy Management_A_Technical Potential | F5 | Industrial | Primary Metals | Existing | Space Heating | Natural Gas | Strategic Energy Management | A | Standalone Impact on Baseline Summer Peak (%) | Technical Potential | bar: 2019 to 2040
F6_Industrial_Primary Metals_Existing_Space Heating_Natural Gas_Strategic Energy Management_A_Technical Potential | F6 | Industrial | Primary Metals | Existing | Space Heating | Natural Gas | Strategic Energy Management | A | Standalone Impact on Baseline Winter Peak (%) | Technical Potential | bar: 2019 to 2040
F7_Industrial_Primary Metals_Existing_Space Heating_Natural Gas_Strategic Energy Management_A_Technical Potential | F7 | Industrial | Primary Metals | Existing | Space Heating | Natural Gas | Strategic Energy Management | A | Incremental Energy Savings (MWh or mTherms) | Technical Potential | 0 | 0 | 0.092702 | 0.090887 | 0.089108 | 0.087365 | 0.08566 | 0.083993 | 0.082364 | 0.080773 | 0.079221 | 0.077707 | 0.07623 | 0.074789 | 0.073382 | 0.072008 | 0.070666 | 0.069355 | 0.068073 | 0.06682 | 0.065595 | 0.064396
F8_Industrial_Primary Metals_Existing_Space Heating_Natural Gas_Strategic Energy Management_A_Technical Potential | F8 | Industrial | Primary Metals | Existing | Space Heating | Natural Gas | Strategic Energy Management | A | Incremental Summer Peak Savings (MW) | Technical Potential | 0 | 0 | 0 | 0 | 0 | 0 | 0 | 0 | 0 | 0 | 0 | 0 | 0 | 0 | 0 | 0 | 0 | 0 | 0 | 0 | 0 | 0
F9_Industrial_Primary Metals_Existing_Space Heating_Natural Gas_Strategic Energy Management_A_Technical Potential | F9 | Industrial | Primary Metals | Existing | Space Heating | Natural Gas | Strategic Energy Management | A | Incremental Winter Peak Savings (MW) | Technical Potential | 0 | 0 | 0 | 0 | 0 | 0 | 0 | 0 | 0 | 0 | 0 | 0 | 0 | 0 | 0 | 0 | 0 | 0 | 0 | 0 | 0 | 0
F10_Industrial_Primary Metals_Existing_Space Heating_Natural Gas_Strategic Energy Management_A_Technical Potential | F10 | Industrial | Primary Metals | Existing | Space Heating | Natural Gas | Strategic Energy Management | A | Cumulative Energy Savings (MWh or mTherms) | Technical Potential | 0 | 0 | 0.092702 | 0.18337 | 0.27204 | 0.35877 | 0.4436 | 0.52659 | 0.6078 | 0.68729 | 0.76513 | 0.84138 | 0.9161 | 0.98934 | 1.0611 | 1.1315 | 1.2006 | 1.2683 | 1.3348 | 1.4001 | 1.4641 | 1.527
F11_Industrial_Primary Metals_Existing_Space Heating_Natural Gas_Strategic Energy Management_A_Technical Potential | F11 | Industrial | Primary Metals | Existing | Space Heating | Natural Gas | Strategic Energy Management | A | Cumulative Summer Peak Savings (MW) | Technical Potential | 0 | 0 | 0 | 0 | 0 | 0 | 0 | 0 | 0 | 0 | 0 | 0 | 0 | 0 | 0 | 0 | 0 | 0 | 0 | 0 | 0 | 0
F12_Industrial_Primary Metals_Existing_Space Heating_Natural Gas_Strategic Energy Management_A_Technical Potential | F12 | Industrial | Primary Metals | Existing | Space Heating | Natural Gas | Strategic Energy Management | A | Cumulative Winter Peak Savings (MW) | Technical Potential | 0 | 0 | 0 | 0 | 0 | 0 | 0 | 0 | 0 | 0 | 0 | 0 | 0 | 0 | 0 | 0 | 0 | 0 | 0 | 0 | 0 | 0
F13_Industrial_Primary Metals_Existing_Space Heating_Natural Gas_Strategic Energy Management_A_Technical Potential | F13 | Industrial | Primary Metals | Existing | Space Heating | Natural Gas | Strategic Energy Management | A | Purchases (Incremental) | Technical Potential | 0 | 0 | 5.6266 | 5.5296 | 5.4343 | 5.3406 | 5.2485 | 5.158 | 5.0691 | 4.9817 | 4.8958 | 4.8114 | 4.7284 | 4.6469 | 4.5668 | 4.488 | 4.4107 | 4.3346 | 4.2599 | 4.1864 | 4.1143 | 4.0433
F14_Industrial_Primary Metals_Existing_Space Heating_Natural Gas_Strategic Energy Management_A_Technical Potential | F14 | Industrial | Primary Metals | Existing | Space Heating | Natural Gas | Strategic Energy Management | A | Purchases (Cumulative) | Technical Potential | 0 | 0 | 5.6266 | 11.1562 | 16.5905 | 21.9311 | 27.1796 | 32.3376 | 37.4067 | 42.3884 | 47.2842 | 52.0956 | 56.824 | 61.4709 | 66.0377 | 70.5257 | 74.9364 | 79.271 | 83.5309 | 87.7173 | 91.8316 | 95.8749
F1_Industrial_Primary Metals_Existing_Process_Natural Gas_Strategic Energy Management_A_Technical Potential | F1 | Industrial | Primary Metals | Existing | Process | Natural Gas | Strategic Energy Management | A | Original Unit Energy Savings (kWh or therms) | Technical Potential | 0 | 0 | 100.7891 | 100.7891 | 100.7891 | 100.7891 | 100.7891 | 100.7891 | 100.7891 | 100.7891 | 100.7891 | 100.7891 | 100.7891 | 100.7891 | 100.7891 | 100.7891 | 100.7891 | 100.7891 | 100.7891 | 100.7891 | 100.7891 | 100.7891
F2_Industrial_Primary Metals_Existing_Process_Natural Gas_Strategic Energy Management_A_Technical Potential | F2 | Industrial | Primary Metals | Existing | Process | Natural Gas | Strategic Energy Management | A | Original Unit Summer Peak Savings (kW) | Technical Potential | 0 | 0 | 0 | 0 | 0 | 0 | 0 | 0 | 0 | 0 | 0 | 0 | 0 | 0 | 0 | 0 | 0 | 0 | 0 | 0 | 0 | 0
F3_Industrial_Primary Metals_Existing_Process_Natural Gas_Strategic Energy Management_A_Technical Potential | F3 | Industrial | Primary Metals | Existing | Process | Natural Gas | Strategic Energy Management | A | Original Unit Winter Peak Savings (kW) | Technical Potential | 0 | 0 | 0 | 0 | 0 | 0 | 0 | 0 | 0 | 0 | 0 | 0 | 0 | 0 | 0 | 0 | 0 | 0 | 0 | 0 | 0 | 0
F4_Industrial_Primary Metals_Existing_Process_Natural Gas_Strategic Energy Management_A_Technical Potential | F4 | Industrial | Primary Metals | Existing | Process | Natural Gas | Strategic Energy Management | A | Standalone Impact on Baseline Energy (%) | Technical Potential | 0% | 0% | 0.09675% | 0.1952% | 0.2954% | 0.3973% | 0.501% | 0.6066% | 0.714% | 0.8232% | 0.9344% | 1.048% | 1.163% | 1.28% | 1.399% | 1.52% | 1.644% | 1.769% | 1.897% | 2.027% | 2.159% | 2.294%
F5_Industrial_Primary Metals_Existing_Process_Natural Gas_Strategic Energy Management_A_Technical Potential | F5 | Industrial | Primary Metals | Existing | Process | Natural Gas | Strategic Energy Management | A | Standalone Impact on Baseline Summer Peak (%) | Technical Potential | bar: 2019 to 2040
F6_Industrial_Primary Metals_Existing_Process_Natural Gas_Strategic Energy Management_A_Technical Potential | F6 | Industrial | Primary Metals | Existing | Process | Natural Gas | Strategic Energy Management | A | Standalone Impact on Baseline Winter Peak (%) | Technical Potential | bar: 2019 to 2040
F7_Industrial_Primary Metals_Existing_Process_Natural Gas_Strategic Energy Management_A_Technical Potential | F7 | Industrial | Primary Metals | Existing | Process | Natural Gas | Strategic Energy Management | A | Incremental Energy Savings (MWh or mTherms) | Technical Potential | 0 | 0 | 2.4031 | 2.3617 | 2.321 | 2.2809 | 2.2416 | 2.203 | 2.165 | 2.1277 | 2.091 | 2.0549 | 2.0195 | 1.9847 | 1.9505 | 1.9168 | 1.8838 | 1.8513 | 1.8194 | 1.788 | 1.7572 | 1.7269
F8_Industrial_Primary Metals_Existing_Process_Natural Gas_Strategic Energy Management_A_Technical Potential | F8 | Industrial | Primary Metals | Existing | Process | Natural Gas | Strategic Energy Management | A | Incremental Summer Peak Savings (MW) | Technical Potential | 0 | 0 | 0 | 0 | 0 | 0 | 0 | 0 | 0 | 0 | 0 | 0 | 0 | 0 | 0 | 0 | 0 | 0 | 0 | 0 | 0 | 0
F9_Industrial_Primary Metals_Existing_Process_Natural Gas_Strategic Energy Management_A_Technical Potential | F9 | Industrial | Primary Metals | Existing | Process | Natural Gas | Strategic Energy Management | A | Incremental Winter Peak Savings (MW) | Technical Potential | 0 | 0 | 0 | 0 | 0 | 0 | 0 | 0 | 0 | 0 | 0 | 0 | 0 | 0 | 0 | 0 | 0 | 0 | 0 | 0 | 0 | 0
F10_Industrial_Primary Metals_Existing_Process_Natural Gas_Strategic Energy Management_A_Technical Potential | F10 | Industrial | Primary Metals | Existing | Process | Natural Gas | Strategic Energy Management | A | Cumulative Energy Savings (MWh or mTherms) | Technical Potential | 0 | 0 | 2.4031 | 4.7648 | 7.0857 | 9.3667 | 11.6083 | 13.8113 | 15.9763 | 18.1039 | 20.1949 | 22.2498 | 24.2693 | 26.254 | 28.2044 | 30.1213 | 32.005 | 33.8563 | 35.6757 | 37.4637 | 39.2209 | 40.9478
F11_Industrial_Primary Metals_Existing_Process_Natural Gas_Strategic Energy Management_A_Technical Potential | F11 | Industrial | Primary Metals | Existing | Process | Natural Gas | Strategic Energy Management | A | Cumulative Summer Peak Savings (MW) | Technical Potential | 0 | 0 | 0 | 0 | 0 | 0 | 0 | 0 | 0 | 0 | 0 | 0 | 0 | 0 | 0 | 0 | 0 | 0 | 0 | 0 | 0 | 0
F12_Industrial_Primary Metals_Existing_Process_Natural Gas_Strategic Energy Management_A_Technical Potential | F12 | Industrial | Primary Metals | Existing | Process | Natural Gas | Strategic Energy Management | A | Cumulative Winter Peak Savings (MW) | Technical Potential | 0 | 0 | 0 | 0 | 0 | 0 | 0 | 0 | 0 | 0 | 0 | 0 | 0 | 0 | 0 | 0 | 0 | 0 | 0 | 0 | 0 | 0
F13_Industrial_Primary Metals_Existing_Process_Natural Gas_Strategic Energy Management_A_Technical Potential | F13 | Industrial | Primary Metals | Existing | Process | Natural Gas | Strategic Energy Management | A | Purchases (Incremental) | Technical Potential | 0 | 0 | 23.843 | 23.4319 | 23.0279 | 22.6309 | 22.2407 | 21.8572 | 21.4804 | 21.11 | 20.746 | 20.3884 | 20.0368 | 19.6914 | 19.3519 | 19.0182 | 18.6903 | 18.3681 | 18.0514 | 17.7401 | 17.4343 | 17.1337
F14_Industrial_Primary Metals_Existing_Process_Natural Gas_Strategic Energy Management_A_Technical Potential | F14 | Industrial | Primary Metals | Existing | Process | Natural Gas | Strategic Energy Management | A | Purchases (Cumulative) | Technical Potential | 0 | 0 | 23.843 | 47.2749 | 70.3027 | 92.9336 | 115.1743 | 137.0315 | 158.5118 | 179.6218 | 200.3679 | 220.7562 | 240.793 | 260.4844 | 279.8363 | 298.8545 | 317.5448 | 335.9128 | 353.9642 | 371.7043 | 389.1386 | 406.2723
F1_Industrial_Primary Metals_Existing_Miscellaneous_Natural Gas_Strategic Energy Management_A_Technical Potential | F1 | Industrial | Primary Metals | Existing | Miscellaneous | Natural Gas | Strategic Energy Management | A | Original Unit Energy Savings (kWh or therms) | Technical Potential | 0 | 0 | 17.014 | 17.014 | 17.014 | 17.014 | 17.014 | 17.014 | 17.014 | 17.014 | 17.014 | 17.014 | 17.014 | 17.014 | 17.014 | 17.014 | 17.014 | 17.014 | 17.014 | 17.014 | 17.014 | 17.014
F2_Industrial_Primary Metals_Existing_Miscellaneous_Natural Gas_Strategic Energy Management_A_Technical Potential | F2 | Industrial | Primary Metals | Existing | Miscellaneous | Natural Gas | Strategic Energy Management | A | Original Unit Summer Peak Savings (kW) | Technical Potential | 0 | 0 | 0 | 0 | 0 | 0 | 0 | 0 | 0 | 0 | 0 | 0 | 0 | 0 | 0 | 0 | 0 | 0 | 0 | 0 | 0 | 0
F3_Industrial_Primary Metals_Existing_Miscellaneous_Natural Gas_Strategic Energy Management_A_Technical Potential | F3 | Industrial | Primary Metals | Existing | Miscellaneous | Natural Gas | Strategic Energy Management | A | Original Unit Winter Peak Savings (kW) | Technical Potential | 0 | 0 | 0 | 0 | 0 | 0 | 0 | 0 | 0 | 0 | 0 | 0 | 0 | 0 | 0 | 0 | 0 | 0 | 0 | 0 | 0 | 0
F4_Industrial_Primary Metals_Existing_Miscellaneous_Natural Gas_Strategic Energy Management_A_Technical Potential | F4 | Industrial | Primary Metals | Existing | Miscellaneous | Natural Gas | Strategic Energy Management | A | Standalone Impact on Baseline Energy (%) | Technical Potential | 0% | 0% | 0.09675% | 0.1952% | 0.2954% | 0.3973% | 0.501% | 0.6066% | 0.714% | 0.8232% | 0.9344% | 1.048% | 1.163% | 1.28% | 1.399% | 1.52% | 1.644% | 1.769% | 1.897% | 2.027% | 2.159% | 2.294%
F5_Industrial_Primary Metals_Existing_Miscellaneous_Natural Gas_Strategic Energy Management_A_Technical Potential | F5 | Industrial | Primary Metals | Existing | Miscellaneous | Natural Gas | Strategic Energy Management | A | Standalone Impact on Baseline Summer Peak (%) | Technical Potential | bar: 2019 to 2040
F6_Industrial_Primary Metals_Existing_Miscellaneous_Natural Gas_Strategic Energy Management_A_Technical Potential | F6 | Industrial | Primary Metals | Existing | Miscellaneous | Natural Gas | Strategic Energy Management | A | Standalone Impact on Baseline Winter Peak (%) | Technical Potential | bar: 2019 to 2040
F7_Industrial_Primary Metals_Existing_Miscellaneous_Natural Gas_Strategic Energy Management_A_Technical Potential | F7 | Industrial | Primary Metals | Existing | Miscellaneous | Natural Gas | Strategic Energy Management | A | Incremental Energy Savings (MWh or mTherms) | Technical Potential | 0 | 0 | 0.10142 | 0.099668 | 0.097949 | 0.096261 | 0.094601 | 0.09297 | 0.091367 | 0.089792 | 0.088243 | 0.086722 | 0.085227 | 0.083757 | 0.082313 | 0.080894 | 0.079499 | 0.078129 | 0.076782 | 0.075458 | 0.074157 | 0.072878
F8_Industrial_Primary Metals_Existing_Miscellaneous_Natural Gas_Strategic Energy Management_A_Technical Potential | F8 | Industrial | Primary Metals | Existing | Miscellaneous | Natural Gas | Strategic Energy Management | A | Incremental Summer Peak Savings (MW) | Technical Potential | 0 | 0 | 0 | 0 | 0 | 0 | 0 | 0 | 0 | 0 | 0 | 0 | 0 | 0 | 0 | 0 | 0 | 0 | 0 | 0 | 0 | 0
F9_Industrial_Primary Metals_Existing_Miscellaneous_Natural Gas_Strategic Energy Management_A_Technical Potential | F9 | Industrial | Primary Metals | Existing | Miscellaneous | Natural Gas | Strategic Energy Management | A | Incremental Winter Peak Savings (MW) | Technical Potential | 0 | 0 | 0 | 0 | 0 | 0 | 0 | 0 | 0 | 0 | 0 | 0 | 0 | 0 | 0 | 0 | 0 | 0 | 0 | 0 | 0 | 0
F10_Industrial_Primary Metals_Existing_Miscellaneous_Natural Gas_Strategic Energy Management_A_Technical Potential | F10 | Industrial | Primary Metals | Existing | Miscellaneous | Natural Gas | Strategic Energy Management | A | Cumulative Energy Savings (MWh or mTherms) | Technical Potential | 0 | 0 | 0.10142 | 0.20108 | 0.29903 | 0.39529 | 0.48989 | 0.58286 | 0.67423 | 0.76402 | 0.85227 | 0.93899 | 1.0242 | 1.108 | 1.1903 | 1.2712 | 1.3507 | 1.4288 | 1.5056 | 1.581 | 1.6552 | 1.7281
F11_Industrial_Primary Metals_Existing_Miscellaneous_Natural Gas_Strategic Energy Management_A_Technical Potential | F11 | Industrial | Primary Metals | Existing | Miscellaneous | Natural Gas | Strategic Energy Management | A | Cumulative Summer Peak Savings (MW) | Technical Potential | 0 | 0 | 0 | 0 | 0 | 0 | 0 | 0 | 0 | 0 | 0 | 0 | 0 | 0 | 0 | 0 | 0 | 0 | 0 | 0 | 0 | 0
F12_Industrial_Primary Metals_Existing_Miscellaneous_Natural Gas_Strategic Energy Management_A_Technical Potential | F12 | Industrial | Primary Metals | Existing | Miscellaneous | Natural Gas | Strategic Energy Management | A | Cumulative Winter Peak Savings (MW) | Technical Potential | 0 | 0 | 0 | 0 | 0 | 0 | 0 | 0 | 0 | 0 | 0 | 0 | 0 | 0 | 0 | 0 | 0 | 0 | 0 | 0 | 0 | 0
F13_Industrial_Primary Metals_Existing_Miscellaneous_Natural Gas_Strategic Energy Management_A_Technical Potential | F13 | Industrial | Primary Metals | Existing | Miscellaneous | Natural Gas | Strategic Energy Management | A | Purchases (Incremental) | Technical Potential | 0 | 0 | 5.9607 | 5.858 | 5.757 | 5.6577 | 5.5602 | 5.4643 | 5.3701 | 5.2775 | 5.1865 | 5.0971 | 5.0092 | 4.9228 | 4.838 | 4.7546 | 4.6726 | 4.592 | 4.5128 | 4.435 | 4.3586 | 4.2834
F14_Industrial_Primary Metals_Existing_Miscellaneous_Natural Gas_Strategic Energy Management_A_Technical Potential | F14 | Industrial | Primary Metals | Existing | Miscellaneous | Natural Gas | Strategic Energy Management | A | Purchases (Cumulative) | Technical Potential | 0 | 0 | 5.9607 | 11.8187 | 17.5757 | 23.2334 | 28.7936 | 34.2579 | 39.628 | 44.9055 | 50.092 | 55.1891 | 60.1983 | 65.1211 | 69.9591 | 74.7136 | 79.3862 | 83.9782 | 88.4911 | 92.9261 | 97.2847 | 101.5681
F1_Industrial_Primary Metals_Existing_Space Heating_Natural Gas_Commissioning_A_Technical Potential | F1 | Industrial | Primary Metals | Existing | Space Heating | Natural Gas | Commissioning | A | Original Unit Energy Savings (kWh or therms) | Technical Potential | 0 | 0 | 21.7005 | 21.6489 | 21.5975 | 21.5467 | 21.4968 | 21.4482 | 21.4012 | 21.3561 | 21.3132 | 21.2727 | 21.2345 | 21.1985 | 21.1646 | 21.1327 | 21.1026 | 21.0744 | 21.0478 | 21.0229 | 20.9994 | 20.9775
F2_Industrial_Primary Metals_Existing_Space Heating_Natural Gas_Commissioning_A_Technical Potential | F2 | Industrial | Primary Metals | Existing | Space Heating | Natural Gas | Commissioning | A | Original Unit Summer Peak Savings (kW) | Technical Potential | 0 | 0 | 0 | 0 | 0 | 0 | 0 | 0 | 0 | 0 | 0 | 0 | 0 | 0 | 0 | 0 | 0 | 0 | 0 | 0 | 0 | 0
F3_Industrial_Primary Metals_Existing_Space Heating_Natural Gas_Commissioning_A_Technical Potential | F3 | Industrial | Primary Metals | Existing | Space Heating | Natural Gas | Commissioning | A | Original Unit Winter Peak Savings (kW) | Technical Potential | 0 | 0 | 0 | 0 | 0 | 0 | 0 | 0 | 0 | 0 | 0 | 0 | 0 | 0 | 0 | 0 | 0 | 0 | 0 | 0 | 0 | 0
F4_Industrial_Primary Metals_Existing_Space Heating_Natural Gas_Commissioning_A_Technical Potential | F4 | Industrial | Primary Metals | Existing | Space Heating | Natural Gas | Commissioning | A | Standalone Impact on Baseline Energy (%) | Technical Potential | bar: 2019 to 2040
F5_Industrial_Primary Metals_Existing_Space Heating_Natural Gas_Commissioning_A_Technical Potential | F5 | Industrial | Primary Metals | Existing | Space Heating | Natural Gas | Commissioning | A | Standalone Impact on Baseline Summer Peak (%) | Technical Potential | bar: 2019 to 2040
F6_Industrial_Primary Metals_Existing_Space Heating_Natural Gas_Commissioning_A_Technical Potential | F6 | Industrial | Primary Metals | Existing | Space Heating | Natural Gas | Commissioning | A | Standalone Impact on Baseline Winter Peak (%) | Technical Potential | bar: 2019 to 2040
F7_Industrial_Primary Metals_Existing_Space Heating_Natural Gas_Commissioning_A_Technical Potential | F7 | Industrial | Primary Metals | Existing | Space Heating | Natural Gas | Commissioning | A | Incremental Energy Savings (MWh or mTherms) | Technical Potential | 0 | 0 | 0 | 0 | 0 | 0 | 0 | 0 | 0 | 0 | 0 | 0 | 0 | 0 | 0 | 0 | 0 | 0 | 0 | 0 | 0 | 0
F8_Industrial_Primary Metals_Existing_Space Heating_Natural Gas_Commissioning_A_Technical Potential | F8 | Industrial | Primary Metals | Existing | Space Heating | Natural Gas | Commissioning | A | Incremental Summer Peak Savings (MW) | Technical Potential | 0 | 0 | 0 | 0 | 0 | 0 | 0 | 0 | 0 | 0 | 0 | 0 | 0 | 0 | 0 | 0 | 0 | 0 | 0 | 0 | 0 | 0
F9_Industrial_Primary Metals_Existing_Space Heating_Natural Gas_Commissioning_A_Technical Potential | F9 | Industrial | Primary Metals | Existing | Space Heating | Natural Gas | Commissioning | A | Incremental Winter Peak Savings (MW) | Technical Potential | 0 | 0 | 0 | 0 | 0 | 0 | 0 | 0 | 0 | 0 | 0 | 0 | 0 | 0 | 0 | 0 | 0 | 0 | 0 | 0 | 0 | 0
F10_Industrial_Primary Metals_Existing_Space Heating_Natural Gas_Commissioning_A_Technical Potential | F10 | Industrial | Primary Metals | Existing | Space Heating | Natural Gas | Commissioning | A | Cumulative Energy Savings (MWh or mTherms) | Technical Potential | 0 | 0 | 0 | 0 | 0 | 0 | 0 | 0 | 0 | 0 | 0 | 0 | 0 | 0 | 0 | 0 | 0 | 0 | 0 | 0 | 0 | 0
F11_Industrial_Primary Metals_Existing_Space Heating_Natural Gas_Commissioning_A_Technical Potential | F11 | Industrial | Primary Metals | Existing | Space Heating | Natural Gas | Commissioning | A | Cumulative Summer Peak Savings (MW) | Technical Potential | 0 | 0 | 0 | 0 | 0 | 0 | 0 | 0 | 0 | 0 | 0 | 0 | 0 | 0 | 0 | 0 | 0 | 0 | 0 | 0 | 0 | 0
F12_Industrial_Primary Metals_Existing_Space Heating_Natural Gas_Commissioning_A_Technical Potential | F12 | Industrial | Primary Metals | Existing | Space Heating | Natural Gas | Commissioning | A | Cumulative Winter Peak Savings (MW) | Technical Potential | 0 | 0 | 0 | 0 | 0 | 0 | 0 | 0 | 0 | 0 | 0 | 0 | 0 | 0 | 0 | 0 | 0 | 0 | 0 | 0 | 0 | 0
F13_Industrial_Primary Metals_Existing_Space Heating_Natural Gas_Commissioning_A_Technical Potential | F13 | Industrial | Primary Metals | Existing | Space Heating | Natural Gas | Commissioning | A | Purchases (Incremental) | Technical Potential | 0 | 0 | 0 | 0 | 0 | 0 | 0 | 0 | 0 | 0 | 0 | 0 | 0 | 0 | 0 | 0 | 0 | 0 | 0 | 0 | 0 | 0
F14_Industrial_Primary Metals_Existing_Space Heating_Natural Gas_Commissioning_A_Technical Potential | F14 | Industrial | Primary Metals | Existing | Space Heating | Natural Gas | Commissioning | A | Purchases (Cumulative) | Technical Potential | 0 | 0 | 0 | 0 | 0 | 0 | 0 | 0 | 0 | 0 | 0 | 0 | 0 | 0 | 0 | 0 | 0 | 0 | 0 | 0 | 0 | 0
F1_Industrial_Primary Metals_Existing_Process_Natural Gas_Commissioning_A_Technical Potential | F1 | Industrial | Primary Metals | Existing | Process | Natural Gas | Commissioning | A | Original Unit Energy Savings (kWh or therms) | Technical Potential | 0 | 0 | 562.5435 | 562.5435 | 562.5435 | 562.5435 | 562.5435 | 562.5435 | 562.5435 | 562.5435 | 562.5435 | 562.5435 | 562.5435 | 562.5435 | 562.5435 | 562.5435 | 562.5435 | 562.5435 | 562.5435 | 562.5435 | 562.5435 | 562.5435
F2_Industrial_Primary Metals_Existing_Process_Natural Gas_Commissioning_A_Technical Potential | F2 | Industrial | Primary Metals | Existing | Process | Natural Gas | Commissioning | A | Original Unit Summer Peak Savings (kW) | Technical Potential | 0 | 0 | 0 | 0 | 0 | 0 | 0 | 0 | 0 | 0 | 0 | 0 | 0 | 0 | 0 | 0 | 0 | 0 | 0 | 0 | 0 | 0
F3_Industrial_Primary Metals_Existing_Process_Natural Gas_Commissioning_A_Technical Potential | F3 | Industrial | Primary Metals | Existing | Process | Natural Gas | Commissioning | A | Original Unit Winter Peak Savings (kW) | Technical Potential | 0 | 0 | 0 | 0 | 0 | 0 | 0 | 0 | 0 | 0 | 0 | 0 | 0 | 0 | 0 | 0 | 0 | 0 | 0 | 0 | 0 | 0
F4_Industrial_Primary Metals_Existing_Process_Natural Gas_Commissioning_A_Technical Potential | F4 | Industrial | Primary Metals | Existing | Process | Natural Gas | Commissioning | A | Standalone Impact on Baseline Energy (%) | Technical Potential | bar: 2019 to 2040
F5_Industrial_Primary Metals_Existing_Process_Natural Gas_Commissioning_A_Technical Potential | F5 | Industrial | Primary Metals | Existing | Process | Natural Gas | Commissioning | A | Standalone Impact on Baseline Summer Peak (%) | Technical Potential | bar: 2019 to 2040
F6_Industrial_Primary Metals_Existing_Process_Natural Gas_Commissioning_A_Technical Potential | F6 | Industrial | Primary Metals | Existing | Process | Natural Gas | Commissioning | A | Standalone Impact on Baseline Winter Peak (%) | Technical Potential | bar: 2019 to 2040
F7_Industrial_Primary Metals_Existing_Process_Natural Gas_Commissioning_A_Technical Potential | F7 | Industrial | Primary Metals | Existing | Process | Natural Gas | Commissioning | A | Incremental Energy Savings (MWh or mTherms) | Technical Potential | 0 | 0 | 0 | 0 | 0 | 0 | 0 | 0 | 0 | 0 | 0 | 0 | 0 | 0 | 0 | 0 | 0 | 0 | 0 | 0 | 0 | 0
F8_Industrial_Primary Metals_Existing_Process_Natural Gas_Commissioning_A_Technical Potential | F8 | Industrial | Primary Metals | Existing | Process | Natural Gas | Commissioning | A | Incremental Summer Peak Savings (MW) | Technical Potential | 0 | 0 | 0 | 0 | 0 | 0 | 0 | 0 | 0 | 0 | 0 | 0 | 0 | 0 | 0 | 0 | 0 | 0 | 0 | 0 | 0 | 0
F9_Industrial_Primary Metals_Existing_Process_Natural Gas_Commissioning_A_Technical Potential | F9 | Industrial | Primary Metals | Existing | Process | Natural Gas | Commissioning | A | Incremental Winter Peak Savings (MW) | Technical Potential | 0 | 0 | 0 | 0 | 0 | 0 | 0 | 0 | 0 | 0 | 0 | 0 | 0 | 0 | 0 | 0 | 0 | 0 | 0 | 0 | 0 | 0
F10_Industrial_Primary Metals_Existing_Process_Natural Gas_Commissioning_A_Technical Potential | F10 | Industrial | Primary Metals | Existing | Process | Natural Gas | Commissioning | A | Cumulative Energy Savings (MWh or mTherms) | Technical Potential | 0 | 0 | 0 | 0 | 0 | 0 | 0 | 0 | 0 | 0 | 0 | 0 | 0 | 0 | 0 | 0 | 0 | 0 | 0 | 0 | 0 | 0
F11_Industrial_Primary Metals_Existing_Process_Natural Gas_Commissioning_A_Technical Potential | F11 | Industrial | Primary Metals | Existing | Process | Natural Gas | Commissioning | A | Cumulative Summer Peak Savings (MW) | Technical Potential | 0 | 0 | 0 | 0 | 0 | 0 | 0 | 0 | 0 | 0 | 0 | 0 | 0 | 0 | 0 | 0 | 0 | 0 | 0 | 0 | 0 | 0
F12_Industrial_Primary Metals_Existing_Process_Natural Gas_Commissioning_A_Technical Potential | F12 | Industrial | Primary Metals | Existing | Process | Natural Gas | Commissioning | A | Cumulative Winter Peak Savings (MW) | Technical Potential | 0 | 0 | 0 | 0 | 0 | 0 | 0 | 0 | 0 | 0 | 0 | 0 | 0 | 0 | 0 | 0 | 0 | 0 | 0 | 0 | 0 | 0
F13_Industrial_Primary Metals_Existing_Process_Natural Gas_Commissioning_A_Technical Potential | F13 | Industrial | Primary Metals | Existing | Process | Natural Gas | Commissioning | A | Purchases (Incremental) | Technical Potential | 0 | 0 | 0 | 0 | 0 | 0 | 0 | 0 | 0 | 0 | 0 | 0 | 0 | 0 | 0 | 0 | 0 | 0 | 0 | 0 | 0 | 0
F14_Industrial_Primary Metals_Existing_Process_Natural Gas_Commissioning_A_Technical Potential | F14 | Industrial | Primary Metals | Existing | Process | Natural Gas | Commissioning | A | Purchases (Cumulative) | Technical Potential | 0 | 0 | 0 | 0 | 0 | 0 | 0 | 0 | 0 | 0 | 0 | 0 | 0 | 0 | 0 | 0 | 0 | 0 | 0 | 0 | 0 | 0
F1_Industrial_Primary Metals_Existing_Space Heating_Natural Gas_Retrocommissioning_A_Technical Potential | F1 | Industrial | Primary Metals | Existing | Space Heating | Natural Gas | Retrocommissioning | A | Original Unit Energy Savings (kWh or therms) | Technical Potential | 0 | 0 | 3.0141 | 3.0069 | 2.9997 | 2.9927 | 2.9858 | 2.979 | 2.9725 | 2.9662 | 2.9602 | 2.9546 | 2.9493 | 2.9443 | 2.9396 | 2.9352 | 2.931 | 2.9271 | 2.9234 | 2.9199 | 2.9167 | 2.9136
F2_Industrial_Primary Metals_Existing_Space Heating_Natural Gas_Retrocommissioning_A_Technical Potential | F2 | Industrial | Primary Metals | Existing | Space Heating | Natural Gas | Retrocommissioning | A | Original Unit Summer Peak Savings (kW) | Technical Potential | 0 | 0 | 0 | 0 | 0 | 0 | 0 | 0 | 0 | 0 | 0 | 0 | 0 | 0 | 0 | 0 | 0 | 0 | 0 | 0 | 0 | 0
F3_Industrial_Primary Metals_Existing_Space Heating_Natural Gas_Retrocommissioning_A_Technical Potential | F3 | Industrial | Primary Metals | Existing | Space Heating | Natural Gas | Retrocommissioning | A | Original Unit Winter Peak Savings (kW) | Technical Potential | 0 | 0 | 0 | 0 | 0 | 0 | 0 | 0 | 0 | 0 | 0 | 0 | 0 | 0 | 0 | 0 | 0 | 0 | 0 | 0 | 0 | 0
F4_Industrial_Primary Metals_Existing_Space Heating_Natural Gas_Retrocommissioning_A_Technical Potential | F4 | Industrial | Primary Metals | Existing | Space Heating | Natural Gas | Retrocommissioning | A | Standalone Impact on Baseline Energy (%) | Technical Potential | 0% | 0% | 0.01458% | 0.02942% | 0.04452% | 0.05989% | 0.07552% | 0.09143% | 0.1076% | 0.1241% | 0.1409% | 0.1579% | 0.1753% | 0.1929% | 0.2109% | 0.2292% | 0.2478% | 0.2667% | 0.286% | 0.3056% | 0.3255% | 0.3458%
F5_Industrial_Primary Metals_Existing_Space Heating_Natural Gas_Retrocommissioning_A_Technical Potential | F5 | Industrial | Primary Metals | Existing | Space Heating | Natural Gas | Retrocommissioning | A | Standalone Impact on Baseline Summer Peak (%) | Technical Potential | bar: 2019 to 2040
F6_Industrial_Primary Metals_Existing_Space Heating_Natural Gas_Retrocommissioning_A_Technical Potential | F6 | Industrial | Primary Metals | Existing | Space Heating | Natural Gas | Retrocommissioning | A | Standalone Impact on Baseline Winter Peak (%) | Technical Potential | bar: 2019 to 2040
F7_Industrial_Primary Metals_Existing_Space Heating_Natural Gas_Retrocommissioning_A_Technical Potential | F7 | Industrial | Primary Metals | Existing | Space Heating | Natural Gas | Retrocommissioning | A | Incremental Energy Savings (MWh or mTherms) | Technical Potential | 0 | 0 | 0.013974 | 0.0137 | 0.013432 | 0.013169 | 0.012912 | 0.012661 | 0.012415 | 0.012175 | 0.011942 | 0.011713 | 0.011491 | 0.011273 | 0.011061 | 0.010854 | 0.010652 | 0.010454 | 0.010261 | 0.010072 | 0.0098875 | 0.0097069
F8_Industrial_Primary Metals_Existing_Space Heating_Natural Gas_Retrocommissioning_A_Technical Potential | F8 | Industrial | Primary Metals | Existing | Space Heating | Natural Gas | Retrocommissioning | A | Incremental Summer Peak Savings (MW) | Technical Potential | 0 | 0 | 0 | 0 | 0 | 0 | 0 | 0 | 0 | 0 | 0 | 0 | 0 | 0 | 0 | 0 | 0 | 0 | 0 | 0 | 0 | 0
F9_Industrial_Primary Metals_Existing_Space Heating_Natural Gas_Retrocommissioning_A_Technical Potential | F9 | Industrial | Primary Metals | Existing | Space Heating | Natural Gas | Retrocommissioning | A | Incremental Winter Peak Savings (MW) | Technical Potential | 0 | 0 | 0 | 0 | 0 | 0 | 0 | 0 | 0 | 0 | 0 | 0 | 0 | 0 | 0 | 0 | 0 | 0 | 0 | 0 | 0 | 0
F10_Industrial_Primary Metals_Existing_Space Heating_Natural Gas_Retrocommissioning_A_Technical Potential | F10 | Industrial | Primary Metals | Existing | Space Heating | Natural Gas | Retrocommissioning | A | Cumulative Energy Savings (MWh or mTherms) | Technical Potential | 0 | 0 | 0.013974 | 0.02764 | 0.041006 | 0.054079 | 0.066866 | 0.079376 | 0.091617 | 0.1036 | 0.11533 | 0.12683 | 0.13809 | 0.14913 | 0.15995 | 0.17057 | 0.18097 | 0.19119 | 0.20121 | 0.21104 | 0.22069 | 0.23017
F11_Industrial_Primary Metals_Existing_Space Heating_Natural Gas_Retrocommissioning_A_Technical Potential | F11 | Industrial | Primary Metals | Existing | Space Heating | Natural Gas | Retrocommissioning | A | Cumulative Summer Peak Savings (MW) | Technical Potential | 0 | 0 | 0 | 0 | 0 | 0 | 0 | 0 | 0 | 0 | 0 | 0 | 0 | 0 | 0 | 0 | 0 | 0 | 0 | 0 | 0 | 0
F12_Industrial_Primary Metals_Existing_Space Heating_Natural Gas_Retrocommissioning_A_Technical Potential | F12 | Industrial | Primary Metals | Existing | Space Heating | Natural Gas | Retrocommissioning | A | Cumulative Winter Peak Savings (MW) | Technical Potential | 0 | 0 | 0 | 0 | 0 | 0 | 0 | 0 | 0 | 0 | 0 | 0 | 0 | 0 | 0 | 0 | 0 | 0 | 0 | 0 | 0 | 0
F13_Industrial_Primary Metals_Existing_Space Heating_Natural Gas_Retrocommissioning_A_Technical Potential | F13 | Industrial | Primary Metals | Existing | Space Heating | Natural Gas | Retrocommissioning | A | Purchases (Incremental) | Technical Potential | 0 | 0 | 4.6361 | 4.5562 | 4.4776 | 4.4004 | 4.3246 | 4.25 | 4.1767 | 4.1047 | 4.034 | 3.9644 | 3.896 | 3.8289 | 3.7629 | 3.698 | 3.6342 | 3.5716 | 3.51 | 3.4495 | 3.39 | 3.3315
F14_Industrial_Primary Metals_Existing_Space Heating_Natural Gas_Retrocommissioning_A_Technical Potential | F14 | Industrial | Primary Metals | Existing | Space Heating | Natural Gas | Retrocommissioning | A | Purchases (Cumulative) | Technical Potential | 0 | 0 | 4.6361 | 9.1923 | 13.67 | 18.0704 | 22.395 | 26.645 | 30.8217 | 34.9265 | 38.9604 | 42.9248 | 46.8209 | 50.6497 | 54.4126 | 58.1106 | 61.7448 | 65.3164 | 68.8264 | 72.2758 | 75.6658 | 78.9974
F1_Industrial_Primary Metals_Existing_Process_Natural Gas_Retrocommissioning_A_Technical Potential | F1 | Industrial | Primary Metals | Existing | Process | Natural Gas | Retrocommissioning | A | Original Unit Energy Savings (kWh or therms) | Technical Potential | 0 | 0 | 0 | 0 | 0 | 0 | 0 | 0 | 0 | 0 | 0 | 0 | 0 | 0 | 0 | 0 | 0 | 0 | 0 | 0 | 0 | 0
F2_Industrial_Primary Metals_Existing_Process_Natural Gas_Retrocommissioning_A_Technical Potential | F2 | Industrial | Primary Metals | Existing | Process | Natural Gas | Retrocommissioning | A | Original Unit Summer Peak Savings (kW) | Technical Potential | 0 | 0 | 0 | 0 | 0 | 0 | 0 | 0 | 0 | 0 | 0 | 0 | 0 | 0 | 0 | 0 | 0 | 0 | 0 | 0 | 0 | 0
F3_Industrial_Primary Metals_Existing_Process_Natural Gas_Retrocommissioning_A_Technical Potential | F3 | Industrial | Primary Metals | Existing | Process | Natural Gas | Retrocommissioning | A | Original Unit Winter Peak Savings (kW) | Technical Potential | 0 | 0 | 0 | 0 | 0 | 0 | 0 | 0 | 0 | 0 | 0 | 0 | 0 | 0 | 0 | 0 | 0 | 0 | 0 | 0 | 0 | 0
F4_Industrial_Primary Metals_Existing_Process_Natural Gas_Retrocommissioning_A_Technical Potential | F4 | Industrial | Primary Metals | Existing | Process | Natural Gas | Retrocommissioning | A | Standalone Impact on Baseline Energy (%) | Technical Potential | bar: 2019 to 2040
F5_Industrial_Primary Metals_Existing_Process_Natural Gas_Retrocommissioning_A_Technical Potential | F5 | Industrial | Primary Metals | Existing | Process | Natural Gas | Retrocommissioning | A | Standalone Impact on Baseline Summer Peak (%) | Technical Potential | bar: 2019 to 2040
F6_Industrial_Primary Metals_Existing_Process_Natural Gas_Retrocommissioning_A_Technical Potential | F6 | Industrial | Primary Metals | Existing | Process | Natural Gas | Retrocommissioning | A | Standalone Impact on Baseline Winter Peak (%) | Technical Potential | bar: 2019 to 2040
F7_Industrial_Primary Metals_Existing_Process_Natural Gas_Retrocommissioning_A_Technical Potential | F7 | Industrial | Primary Metals | Existing | Process | Natural Gas | Retrocommissioning | A | Incremental Energy Savings (MWh or mTherms) | Technical Potential | 0 | 0 | 0 | 0 | 0 | 0 | 0 | 0 | 0 | 0 | 0 | 0 | 0 | 0 | 0 | 0 | 0 | 0 | 0 | 0 | 0 | 0
F8_Industrial_Primary Metals_Existing_Process_Natural Gas_Retrocommissioning_A_Technical Potential | F8 | Industrial | Primary Metals | Existing | Process | Natural Gas | Retrocommissioning | A | Incremental Summer Peak Savings (MW) | Technical Potential | 0 | 0 | 0 | 0 | 0 | 0 | 0 | 0 | 0 | 0 | 0 | 0 | 0 | 0 | 0 | 0 | 0 | 0 | 0 | 0 | 0 | 0
F9_Industrial_Primary Metals_Existing_Process_Natural Gas_Retrocommissioning_A_Technical Potential | F9 | Industrial | Primary Metals | Existing | Process | Natural Gas | Retrocommissioning | A | Incremental Winter Peak Savings (MW) | Technical Potential | 0 | 0 | 0 | 0 | 0 | 0 | 0 | 0 | 0 | 0 | 0 | 0 | 0 | 0 | 0 | 0 | 0 | 0 | 0 | 0 | 0 | 0
F10_Industrial_Primary Metals_Existing_Process_Natural Gas_Retrocommissioning_A_Technical Potential | F10 | Industrial | Primary Metals | Existing | Process | Natural Gas | Retrocommissioning | A | Cumulative Energy Savings (MWh or mTherms) | Technical Potential | 0 | 0 | 0 | 0 | 0 | 0 | 0 | 0 | 0 | 0 | 0 | 0 | 0 | 0 | 0 | 0 | 0 | 0 | 0 | 0 | 0 | 0
F11_Industrial_Primary Metals_Existing_Process_Natural Gas_Retrocommissioning_A_Technical Potential | F11 | Industrial | Primary Metals | Existing | Process | Natural Gas | Retrocommissioning | A | Cumulative Summer Peak Savings (MW) | Technical Potential | 0 | 0 | 0 | 0 | 0 | 0 | 0 | 0 | 0 | 0 | 0 | 0 | 0 | 0 | 0 | 0 | 0 | 0 | 0 | 0 | 0 | 0
F12_Industrial_Primary Metals_Existing_Process_Natural Gas_Retrocommissioning_A_Technical Potential | F12 | Industrial | Primary Metals | Existing | Process | Natural Gas | Retrocommissioning | A | Cumulative Winter Peak Savings (MW) | Technical Potential | 0 | 0 | 0 | 0 | 0 | 0 | 0 | 0 | 0 | 0 | 0 | 0 | 0 | 0 | 0 | 0 | 0 | 0 | 0 | 0 | 0 | 0
F13_Industrial_Primary Metals_Existing_Process_Natural Gas_Retrocommissioning_A_Technical Potential | F13 | Industrial | Primary Metals | Existing | Process | Natural Gas | Retrocommissioning | A | Purchases (Incremental) | Technical Potential | 0 | 0 | 4.6361 | 4.5562 | 4.4776 | 4.4004 | 4.3246 | 4.25 | 4.1767 | 4.1047 | 4.034 | 3.9644 | 3.896 | 3.8289 | 3.7629 | 3.698 | 3.6342 | 3.5716 | 3.51 | 3.4495 | 3.39 | 3.3315
F14_Industrial_Primary Metals_Existing_Process_Natural Gas_Retrocommissioning_A_Technical Potential | F14 | Industrial | Primary Metals | Existing | Process | Natural Gas | Retrocommissioning | A | Purchases (Cumulative) | Technical Potential | 0 | 0 | 4.6361 | 9.1923 | 13.67 | 18.0704 | 22.395 | 26.645 | 30.8217 | 34.9265 | 38.9604 | 42.9248 | 46.8209 | 50.6497 | 54.4126 | 58.1106 | 61.7448 | 65.3164 | 68.8264 | 72.2758 | 75.6658 | 78.9974
F1_Industrial_Primary Metals_New_Space Heating_Natural Gas_Insulation - Roof/Ceiling_A_Technical Potential | F1 | Industrial | Primary Metals | New | Space Heating | Natural Gas | Insulation - Roof/Ceiling | A | Original Unit Energy Savings (kWh or therms) | Technical Potential | 0 | 0 | 0.078976 | 0.078976 | 0.078976 | 0.078976 | 0.078976 | 0.078976 | 0.078976 | 0.078976 | 0.078976 | 0.078976 | 0.078976 | 0.078976 | 0.078976 | 0.078976 | 0.078976 | 0.078976 | 0.078976 | 0.078976 | 0.078976 | 0.078976
F2_Industrial_Primary Metals_New_Space Heating_Natural Gas_Insulation - Roof/Ceiling_A_Technical Potential | F2 | Industrial | Primary Metals | New | Space Heating | Natural Gas | Insulation - Roof/Ceiling | A | Original Unit Summer Peak Savings (kW) | Technical Potential | 0 | 0 | 0 | 0 | 0 | 0 | 0 | 0 | 0 | 0 | 0 | 0 | 0 | 0 | 0 | 0 | 0 | 0 | 0 | 0 | 0 | 0
F3_Industrial_Primary Metals_New_Space Heating_Natural Gas_Insulation - Roof/Ceiling_A_Technical Potential | F3 | Industrial | Primary Metals | New | Space Heating | Natural Gas | Insulation - Roof/Ceiling | A | Original Unit Winter Peak Savings (kW) | Technical Potential | 0 | 0 | 0 | 0 | 0 | 0 | 0 | 0 | 0 | 0 | 0 | 0 | 0 | 0 | 0 | 0 | 0 | 0 | 0 | 0 | 0 | 0
F4_Industrial_Primary Metals_New_Space Heating_Natural Gas_Insulation - Roof/Ceiling_A_Technical Potential | F4 | Industrial | Primary Metals | New | Space Heating | Natural Gas | Insulation - Roof/Ceiling | A | Standalone Impact on Baseline Energy (%) | Technical Potential | bar: 2019 to 2040
F5_Industrial_Primary Metals_New_Space Heating_Natural Gas_Insulation - Roof/Ceiling_A_Technical Potential | F5 | Industrial | Primary Metals | New | Space Heating | Natural Gas | Insulation - Roof/Ceiling | A | Standalone Impact on Baseline Summer Peak (%) | Technical Potential | bar: 2019 to 2040
F6_Industrial_Primary Metals_New_Space Heating_Natural Gas_Insulation - Roof/Ceiling_A_Technical Potential | F6 | Industrial | Primary Metals | New | Space Heating | Natural Gas | Insulation - Roof/Ceiling | A | Standalone Impact on Baseline Winter Peak (%) | Technical Potential | bar: 2019 to 2040
F7_Industrial_Primary Metals_New_Space Heating_Natural Gas_Insulation - Roof/Ceiling_A_Technical Potential | F7 | Industrial | Primary Metals | New | Space Heating | Natural Gas | Insulation - Roof/Ceiling | A | Incremental Energy Savings (MWh or mTherms) | Technical Potential | 0 | 0 | 0 | 0 | 0 | 0 | 0 | 0 | 0 | 0 | 0 | 0 | 0 | 0 | 0 | 0 | 0 | 0 | 0 | 0 | 0 | 0
F8_Industrial_Primary Metals_New_Space Heating_Natural Gas_Insulation - Roof/Ceiling_A_Technical Potential | F8 | Industrial | Primary Metals | New | Space Heating | Natural Gas | Insulation - Roof/Ceiling | A | Incremental Summer Peak Savings (MW) | Technical Potential | 0 | 0 | 0 | 0 | 0 | 0 | 0 | 0 | 0 | 0 | 0 | 0 | 0 | 0 | 0 | 0 | 0 | 0 | 0 | 0 | 0 | 0
F9_Industrial_Primary Metals_New_Space Heating_Natural Gas_Insulation - Roof/Ceiling_A_Technical Potential | F9 | Industrial | Primary Metals | New | Space Heating | Natural Gas | Insulation - Roof/Ceiling | A | Incremental Winter Peak Savings (MW) | Technical Potential | 0 | 0 | 0 | 0 | 0 | 0 | 0 | 0 | 0 | 0 | 0 | 0 | 0 | 0 | 0 | 0 | 0 | 0 | 0 | 0 | 0 | 0
F10_Industrial_Primary Metals_New_Space Heating_Natural Gas_Insulation - Roof/Ceiling_A_Technical Potential | F10 | Industrial | Primary Metals | New | Space Heating | Natural Gas | Insulation - Roof/Ceiling | A | Cumulative Energy Savings (MWh or mTherms) | Technical Potential | 0 | 0 | 0 | 0 | 0 | 0 | 0 | 0 | 0 | 0 | 0 | 0 | 0 | 0 | 0 | 0 | 0 | 0 | 0 | 0 | 0 | 0
F11_Industrial_Primary Metals_New_Space Heating_Natural Gas_Insulation - Roof/Ceiling_A_Technical Potential | F11 | Industrial | Primary Metals | New | Space Heating | Natural Gas | Insulation - Roof/Ceiling | A | Cumulative Summer Peak Savings (MW) | Technical Potential | 0 | 0 | 0 | 0 | 0 | 0 | 0 | 0 | 0 | 0 | 0 | 0 | 0 | 0 | 0 | 0 | 0 | 0 | 0 | 0 | 0 | 0
F12_Industrial_Primary Metals_New_Space Heating_Natural Gas_Insulation - Roof/Ceiling_A_Technical Potential | F12 | Industrial | Primary Metals | New | Space Heating | Natural Gas | Insulation - Roof/Ceiling | A | Cumulative Winter Peak Savings (MW) | Technical Potential | 0 | 0 | 0 | 0 | 0 | 0 | 0 | 0 | 0 | 0 | 0 | 0 | 0 | 0 | 0 | 0 | 0 | 0 | 0 | 0 | 0 | 0
F13_Industrial_Primary Metals_New_Space Heating_Natural Gas_Insulation - Roof/Ceiling_A_Technical Potential | F13 | Industrial | Primary Metals | New | Space Heating | Natural Gas | Insulation - Roof/Ceiling | A | Purchases (Incremental) | Technical Potential | 0 | 0 | 0 | 0 | 0 | 0 | 0 | 0 | 0 | 0 | 0 | 0 | 0 | 0 | 0 | 0 | 0 | 0 | 0 | 0 | 0 | 0
F14_Industrial_Primary Metals_New_Space Heating_Natural Gas_Insulation - Roof/Ceiling_A_Technical Potential | F14 | Industrial | Primary Metals | New | Space Heating | Natural Gas | Insulation - Roof/Ceiling | A | Purchases (Cumulative) | Technical Potential | 0 | 0 | 0 | 0 | 0 | 0 | 0 | 0 | 0 | 0 | 0 | 0 | 0 | 0 | 0 | 0 | 0 | 0 | 0 | 0 | 0 | 0
F1_Industrial_Primary Metals_New_Space Heating_Natural Gas_Insulation - Wall Cavity_A_Technical Potential | F1 | Industrial | Primary Metals | New | Space Heating | Natural Gas | Insulation - Wall Cavity | A | Original Unit Energy Savings (kWh or therms) | Technical Potential | 0 | 0 | 0.017277 | 0.017277 | 0.017277 | 0.017277 | 0.017277 | 0.017277 | 0.017277 | 0.017277 | 0.017277 | 0.017277 | 0.017277 | 0.017277 | 0.017277 | 0.017277 | 0.017277 | 0.017277 | 0.017277 | 0.017277 | 0.017277 | 0.017277
F2_Industrial_Primary Metals_New_Space Heating_Natural Gas_Insulation - Wall Cavity_A_Technical Potential | F2 | Industrial | Primary Metals | New | Space Heating | Natural Gas | Insulation - Wall Cavity | A | Original Unit Summer Peak Savings (kW) | Technical Potential | 0 | 0 | 0 | 0 | 0 | 0 | 0 | 0 | 0 | 0 | 0 | 0 | 0 | 0 | 0 | 0 | 0 | 0 | 0 | 0 | 0 | 0
F3_Industrial_Primary Metals_New_Space Heating_Natural Gas_Insulation - Wall Cavity_A_Technical Potential | F3 | Industrial | Primary Metals | New | Space Heating | Natural Gas | Insulation - Wall Cavity | A | Original Unit Winter Peak Savings (kW) | Technical Potential | 0 | 0 | 0 | 0 | 0 | 0 | 0 | 0 | 0 | 0 | 0 | 0 | 0 | 0 | 0 | 0 | 0 | 0 | 0 | 0 | 0 | 0
F4_Industrial_Primary Metals_New_Space Heating_Natural Gas_Insulation - Wall Cavity_A_Technical Potential | F4 | Industrial | Primary Metals | New | Space Heating | Natural Gas | Insulation - Wall Cavity | A | Standalone Impact on Baseline Energy (%) | Technical Potential | bar: 2019 to 2040
F5_Industrial_Primary Metals_New_Space Heating_Natural Gas_Insulation - Wall Cavity_A_Technical Potential | F5 | Industrial | Primary Metals | New | Space Heating | Natural Gas | Insulation - Wall Cavity | A | Standalone Impact on Baseline Summer Peak (%) | Technical Potential | bar: 2019 to 2040
F6_Industrial_Primary Metals_New_Space Heating_Natural Gas_Insulation - Wall Cavity_A_Technical Potential | F6 | Industrial | Primary Metals | New | Space Heating | Natural Gas | Insulation - Wall Cavity | A | Standalone Impact on Baseline Winter Peak (%) | Technical Potential | bar: 2019 to 2040
F7_Industrial_Primary Metals_New_Space Heating_Natural Gas_Insulation - Wall Cavity_A_Technical Potential | F7 | Industrial | Primary Metals | New | Space Heating | Natural Gas | Insulation - Wall Cavity | A | Incremental Energy Savings (MWh or mTherms) | Technical Potential | 0 | 0 | 0 | 0 | 0 | 0 | 0 | 0 | 0 | 0 | 0 | 0 | 0 | 0 | 0 | 0 | 0 | 0 | 0 | 0 | 0 | 0
F8_Industrial_Primary Metals_New_Space Heating_Natural Gas_Insulation - Wall Cavity_A_Technical Potential | F8 | Industrial | Primary Metals | New | Space Heating | Natural Gas | Insulation - Wall Cavity | A | Incremental Summer Peak Savings (MW) | Technical Potential | 0 | 0 | 0 | 0 | 0 | 0 | 0 | 0 | 0 | 0 | 0 | 0 | 0 | 0 | 0 | 0 | 0 | 0 | 0 | 0 | 0 | 0
F9_Industrial_Primary Metals_New_Space Heating_Natural Gas_Insulation - Wall Cavity_A_Technical Potential | F9 | Industrial | Primary Metals | New | Space Heating | Natural Gas | Insulation - Wall Cavity | A | Incremental Winter Peak Savings (MW) | Technical Potential | 0 | 0 | 0 | 0 | 0 | 0 | 0 | 0 | 0 | 0 | 0 | 0 | 0 | 0 | 0 | 0 | 0 | 0 | 0 | 0 | 0 | 0
F10_Industrial_Primary Metals_New_Space Heating_Natural Gas_Insulation - Wall Cavity_A_Technical Potential | F10 | Industrial | Primary Metals | New | Space Heating | Natural Gas | Insulation - Wall Cavity | A | Cumulative Energy Savings (MWh or mTherms) | Technical Potential | 0 | 0 | 0 | 0 | 0 | 0 | 0 | 0 | 0 | 0 | 0 | 0 | 0 | 0 | 0 | 0 | 0 | 0 | 0 | 0 | 0 | 0
F11_Industrial_Primary Metals_New_Space Heating_Natural Gas_Insulation - Wall Cavity_A_Technical Potential | F11 | Industrial | Primary Metals | New | Space Heating | Natural Gas | Insulation - Wall Cavity | A | Cumulative Summer Peak Savings (MW) | Technical Potential | 0 | 0 | 0 | 0 | 0 | 0 | 0 | 0 | 0 | 0 | 0 | 0 | 0 | 0 | 0 | 0 | 0 | 0 | 0 | 0 | 0 | 0
F12_Industrial_Primary Metals_New_Space Heating_Natural Gas_Insulation - Wall Cavity_A_Technical Potential | F12 | Industrial | Primary Metals | New | Space Heating | Natural Gas | Insulation - Wall Cavity | A | Cumulative Winter Peak Savings (MW) | Technical Potential | 0 | 0 | 0 | 0 | 0 | 0 | 0 | 0 | 0 | 0 | 0 | 0 | 0 | 0 | 0 | 0 | 0 | 0 | 0 | 0 | 0 | 0
F13_Industrial_Primary Metals_New_Space Heating_Natural Gas_Insulation - Wall Cavity_A_Technical Potential | F13 | Industrial | Primary Metals | New | Space Heating | Natural Gas | Insulation - Wall Cavity | A | Purchases (Incremental) | Technical Potential | 0 | 0 | 0 | 0 | 0 | 0 | 0 | 0 | 0 | 0 | 0 | 0 | 0 | 0 | 0 | 0 | 0 | 0 | 0 | 0 | 0 | 0
F14_Industrial_Primary Metals_New_Space Heating_Natural Gas_Insulation - Wall Cavity_A_Technical Potential | F14 | Industrial | Primary Metals | New | Space Heating | Natural Gas | Insulation - Wall Cavity | A | Purchases (Cumulative) | Technical Potential | 0 | 0 | 0 | 0 | 0 | 0 | 0 | 0 | 0 | 0 | 0 | 0 | 0 | 0 | 0 | 0 | 0 | 0 | 0 | 0 | 0 | 0
F1_Industrial_Primary Metals_New_Space Heating_Natural Gas_Insulation - Ducting_A_Technical Potential | F1 | Industrial | Primary Metals | New | Space Heating | Natural Gas | Insulation - Ducting | A | Original Unit Energy Savings (kWh or therms) | Technical Potential | 0 | 0 | 0.0012737 | 0.0012737 | 0.0012737 | 0.0012737 | 0.0012737 | 0.0012737 | 0.0012737 | 0.0012737 | 0.0012737 | 0.0012737 | 0.0012737 | 0.0012737 | 0.0012737 | 0.0012737 | 0.0012737 | 0.0012737 | 0.0012737 | 0.0012737 | 0.0012737 | 0.0012737
F2_Industrial_Primary Metals_New_Space Heating_Natural Gas_Insulation - Ducting_A_Technical Potential | F2 | Industrial | Primary Metals | New | Space Heating | Natural Gas | Insulation - Ducting | A | Original Unit Summer Peak Savings (kW) | Technical Potential | 0 | 0 | 0 | 0 | 0 | 0 | 0 | 0 | 0 | 0 | 0 | 0 | 0 | 0 | 0 | 0 | 0 | 0 | 0 | 0 | 0 | 0
F3_Industrial_Primary Metals_New_Space Heating_Natural Gas_Insulation - Ducting_A_Technical Potential | F3 | Industrial | Primary Metals | New | Space Heating | Natural Gas | Insulation - Ducting | A | Original Unit Winter Peak Savings (kW) | Technical Potential | 0 | 0 | 0 | 0 | 0 | 0 | 0 | 0 | 0 | 0 | 0 | 0 | 0 | 0 | 0 | 0 | 0 | 0 | 0 | 0 | 0 | 0
F4_Industrial_Primary Metals_New_Space Heating_Natural Gas_Insulation - Ducting_A_Technical Potential | F4 | Industrial | Primary Metals | New | Space Heating | Natural Gas | Insulation - Ducting | A | Standalone Impact on Baseline Energy (%) | Technical Potential | bar: 2019 to 2040
F5_Industrial_Primary Metals_New_Space Heating_Natural Gas_Insulation - Ducting_A_Technical Potential | F5 | Industrial | Primary Metals | New | Space Heating | Natural Gas | Insulation - Ducting | A | Standalone Impact on Baseline Summer Peak (%) | Technical Potential | bar: 2019 to 2040
F6_Industrial_Primary Metals_New_Space Heating_Natural Gas_Insulation - Ducting_A_Technical Potential | F6 | Industrial | Primary Metals | New | Space Heating | Natural Gas | Insulation - Ducting | A | Standalone Impact on Baseline Winter Peak (%) | Technical Potential | bar: 2019 to 2040
F7_Industrial_Primary Metals_New_Space Heating_Natural Gas_Insulation - Ducting_A_Technical Potential | F7 | Industrial | Primary Metals | New | Space Heating | Natural Gas | Insulation - Ducting | A | Incremental Energy Savings (MWh or mTherms) | Technical Potential | 0 | 0 | 0 | 0 | 0 | 0 | 0 | 0 | 0 | 0 | 0 | 0 | 0 | 0 | 0 | 0 | 0 | 0 | 0 | 0 | 0 | 0
F8_Industrial_Primary Metals_New_Space Heating_Natural Gas_Insulation - Ducting_A_Technical Potential | F8 | Industrial | Primary Metals | New | Space Heating | Natural Gas | Insulation - Ducting | A | Incremental Summer Peak Savings (MW) | Technical Potential | 0 | 0 | 0 | 0 | 0 | 0 | 0 | 0 | 0 | 0 | 0 | 0 | 0 | 0 | 0 | 0 | 0 | 0 | 0 | 0 | 0 | 0
F9_Industrial_Primary Metals_New_Space Heating_Natural Gas_Insulation - Ducting_A_Technical Potential | F9 | Industrial | Primary Metals | New | Space Heating | Natural Gas | Insulation - Ducting | A | Incremental Winter Peak Savings (MW) | Technical Potential | 0 | 0 | 0 | 0 | 0 | 0 | 0 | 0 | 0 | 0 | 0 | 0 | 0 | 0 | 0 | 0 | 0 | 0 | 0 | 0 | 0 | 0
F10_Industrial_Primary Metals_New_Space Heating_Natural Gas_Insulation - Ducting_A_Technical Potential | F10 | Industrial | Primary Metals | New | Space Heating | Natural Gas | Insulation - Ducting | A | Cumulative Energy Savings (MWh or mTherms) | Technical Potential | 0 | 0 | 0 | 0 | 0 | 0 | 0 | 0 | 0 | 0 | 0 | 0 | 0 | 0 | 0 | 0 | 0 | 0 | 0 | 0 | 0 | 0
F11_Industrial_Primary Metals_New_Space Heating_Natural Gas_Insulation - Ducting_A_Technical Potential | F11 | Industrial | Primary Metals | New | Space Heating | Natural Gas | Insulation - Ducting | A | Cumulative Summer Peak Savings (MW) | Technical Potential | 0 | 0 | 0 | 0 | 0 | 0 | 0 | 0 | 0 | 0 | 0 | 0 | 0 | 0 | 0 | 0 | 0 | 0 | 0 | 0 | 0 | 0
F12_Industrial_Primary Metals_New_Space Heating_Natural Gas_Insulation - Ducting_A_Technical Potential | F12 | Industrial | Primary Metals | New | Space Heating | Natural Gas | Insulation - Ducting | A | Cumulative Winter Peak Savings (MW) | Technical Potential | 0 | 0 | 0 | 0 | 0 | 0 | 0 | 0 | 0 | 0 | 0 | 0 | 0 | 0 | 0 | 0 | 0 | 0 | 0 | 0 | 0 | 0
F13_Industrial_Primary Metals_New_Space Heating_Natural Gas_Insulation - Ducting_A_Technical Potential | F13 | Industrial | Primary Metals | New | Space Heating | Natural Gas | Insulation - Ducting | A | Purchases (Incremental) | Technical Potential | 0 | 0 | 0 | 0 | 0 | 0 | 0 | 0 | 0 | 0 | 0 | 0 | 0 | 0 | 0 | 0 | 0 | 0 | 0 | 0 | 0 | 0
F14_Industrial_Primary Metals_New_Space Heating_Natural Gas_Insulation - Ducting_A_Technical Potential | F14 | Industrial | Primary Metals | New | Space Heating | Natural Gas | Insulation - Ducting | A | Purchases (Cumulative) | Technical Potential | 0 | 0 | 0 | 0 | 0 | 0 | 0 | 0 | 0 | 0 | 0 | 0 | 0 | 0 | 0 | 0 | 0 | 0 | 0 | 0 | 0 | 0
F1_Industrial_Primary Metals_New_Space Heating_Natural Gas_HVAC - Duct Repair and Sealing_A_Technical Potential | F1 | Industrial | Primary Metals | New | Space Heating | Natural Gas | HVAC - Duct Repair and Sealing | A | Original Unit Energy Savings (kWh or therms) | Technical Potential | 0 | 0 | 0.0036023 | 0.0036023 | 0.0036023 | 0.0036023 | 0.0036023 | 0.0036023 | 0.0036023 | 0.0036023 | 0.0036023 | 0.0036023 | 0.0036023 | 0.0036023 | 0.0036023 | 0.0036023 | 0.0036023 | 0.0036023 | 0.0036023 | 0.0036023 | 0.0036023 | 0.0036023
F2_Industrial_Primary Metals_New_Space Heating_Natural Gas_HVAC - Duct Repair and Sealing_A_Technical Potential | F2 | Industrial | Primary Metals | New | Space Heating | Natural Gas | HVAC - Duct Repair and Sealing | A | Original Unit Summer Peak Savings (kW) | Technical Potential | 0 | 0 | 0 | 0 | 0 | 0 | 0 | 0 | 0 | 0 | 0 | 0 | 0 | 0 | 0 | 0 | 0 | 0 | 0 | 0 | 0 | 0
F3_Industrial_Primary Metals_New_Space Heating_Natural Gas_HVAC - Duct Repair and Sealing_A_Technical Potential | F3 | Industrial | Primary Metals | New | Space Heating | Natural Gas | HVAC - Duct Repair and Sealing | A | Original Unit Winter Peak Savings (kW) | Technical Potential | 0 | 0 | 0 | 0 | 0 | 0 | 0 | 0 | 0 | 0 | 0 | 0 | 0 | 0 | 0 | 0 | 0 | 0 | 0 | 0 | 0 | 0
F4_Industrial_Primary Metals_New_Space Heating_Natural Gas_HVAC - Duct Repair and Sealing_A_Technical Potential | F4 | Industrial | Primary Metals | New | Space Heating | Natural Gas | HVAC - Duct Repair and Sealing | A | Standalone Impact on Baseline Energy (%) | Technical Potential | bar: 2019 to 2040
F5_Industrial_Primary Metals_New_Space Heating_Natural Gas_HVAC - Duct Repair and Sealing_A_Technical Potential | F5 | Industrial | Primary Metals | New | Space Heating | Natural Gas | HVAC - Duct Repair and Sealing | A | Standalone Impact on Baseline Summer Peak (%) | Technical Potential | bar: 2019 to 2040
F6_Industrial_Primary Metals_New_Space Heating_Natural Gas_HVAC - Duct Repair and Sealing_A_Technical Potential | F6 | Industrial | Primary Metals | New | Space Heating | Natural Gas | HVAC - Duct Repair and Sealing | A | Standalone Impact on Baseline Winter Peak (%) | Technical Potential | bar: 2019 to 2040
F7_Industrial_Primary Metals_New_Space Heating_Natural Gas_HVAC - Duct Repair and Sealing_A_Technical Potential | F7 | Industrial | Primary Metals | New | Space Heating | Natural Gas | HVAC - Duct Repair and Sealing | A | Incremental Energy Savings (MWh or mTherms) | Technical Potential | 0 | 0 | 0 | 0 | 0 | 0 | 0 | 0 | 0 | 0 | 0 | 0 | 0 | 0 | 0 | 0 | 0 | 0 | 0 | 0 | 0 | 0
F8_Industrial_Primary Metals_New_Space Heating_Natural Gas_HVAC - Duct Repair and Sealing_A_Technical Potential | F8 | Industrial | Primary Metals | New | Space Heating | Natural Gas | HVAC - Duct Repair and Sealing | A | Incremental Summer Peak Savings (MW) | Technical Potential | 0 | 0 | 0 | 0 | 0 | 0 | 0 | 0 | 0 | 0 | 0 | 0 | 0 | 0 | 0 | 0 | 0 | 0 | 0 | 0 | 0 | 0
F9_Industrial_Primary Metals_New_Space Heating_Natural Gas_HVAC - Duct Repair and Sealing_A_Technical Potential | F9 | Industrial | Primary Metals | New | Space Heating | Natural Gas | HVAC - Duct Repair and Sealing | A | Incremental Winter Peak Savings (MW) | Technical Potential | 0 | 0 | 0 | 0 | 0 | 0 | 0 | 0 | 0 | 0 | 0 | 0 | 0 | 0 | 0 | 0 | 0 | 0 | 0 | 0 | 0 | 0
F10_Industrial_Primary Metals_New_Space Heating_Natural Gas_HVAC - Duct Repair and Sealing_A_Technical Potential | F10 | Industrial | Primary Metals | New | Space Heating | Natural Gas | HVAC - Duct Repair and Sealing | A | Cumulative Energy Savings (MWh or mTherms) | Technical Potential | 0 | 0 | 0 | 0 | 0 | 0 | 0 | 0 | 0 | 0 | 0 | 0 | 0 | 0 | 0 | 0 | 0 | 0 | 0 | 0 | 0 | 0
F11_Industrial_Primary Metals_New_Space Heating_Natural Gas_HVAC - Duct Repair and Sealing_A_Technical Potential | F11 | Industrial | Primary Metals | New | Space Heating | Natural Gas | HVAC - Duct Repair and Sealing | A | Cumulative Summer Peak Savings (MW) | Technical Potential | 0 | 0 | 0 | 0 | 0 | 0 | 0 | 0 | 0 | 0 | 0 | 0 | 0 | 0 | 0 | 0 | 0 | 0 | 0 | 0 | 0 | 0
F12_Industrial_Primary Metals_New_Space Heating_Natural Gas_HVAC - Duct Repair and Sealing_A_Technical Potential | F12 | Industrial | Primary Metals | New | Space Heating | Natural Gas | HVAC - Duct Repair and Sealing | A | Cumulative Winter Peak Savings (MW) | Technical Potential | 0 | 0 | 0 | 0 | 0 | 0 | 0 | 0 | 0 | 0 | 0 | 0 | 0 | 0 | 0 | 0 | 0 | 0 | 0 | 0 | 0 | 0
F13_Industrial_Primary Metals_New_Space Heating_Natural Gas_HVAC - Duct Repair and Sealing_A_Technical Potential | F13 | Industrial | Primary Metals | New | Space Heating | Natural Gas | HVAC - Duct Repair and Sealing | A | Purchases (Incremental) | Technical Potential | 0 | 0 | 0 | 0 | 0 | 0 | 0 | 0 | 0 | 0 | 0 | 0 | 0 | 0 | 0 | 0 | 0 | 0 | 0 | 0 | 0 | 0
F14_Industrial_Primary Metals_New_Space Heating_Natural Gas_HVAC - Duct Repair and Sealing_A_Technical Potential | F14 | Industrial | Primary Metals | New | Space Heating | Natural Gas | HVAC - Duct Repair and Sealing | A | Purchases (Cumulative) | Technical Potential | 0 | 0 | 0 | 0 | 0 | 0 | 0 | 0 | 0 | 0 | 0 | 0 | 0 | 0 | 0 | 0 | 0 | 0 | 0 | 0 | 0 | 0
F1_Industrial_Primary Metals_New_Space Heating_Natural Gas_Windows - High Efficiency_A_Technical Potential | F1 | Industrial | Primary Metals | New | Space Heating | Natural Gas | Windows - High Efficiency | A | Original Unit Energy Savings (kWh or therms) | Technical Potential | 0 | 0 | 0.0073878 | 0.0073878 | 0.0073878 | 0.0073878 | 0.0073878 | 0.0073878 | 0.0073878 | 0.0073878 | 0.0073878 | 0.0073878 | 0.0073878 | 0.0073878 | 0.0073878 | 0.0073878 | 0.0073878 | 0.0073878 | 0.0073878 | 0.0073878 | 0.0073878 | 0.0073878
F2_Industrial_Primary Metals_New_Space Heating_Natural Gas_Windows - High Efficiency_A_Technical Potential | F2 | Industrial | Primary Metals | New | Space Heating | Natural Gas | Windows - High Efficiency | A | Original Unit Summer Peak Savings (kW) | Technical Potential | 0 | 0 | 0 | 0 | 0 | 0 | 0 | 0 | 0 | 0 | 0 | 0 | 0 | 0 | 0 | 0 | 0 | 0 | 0 | 0 | 0 | 0
F3_Industrial_Primary Metals_New_Space Heating_Natural Gas_Windows - High Efficiency_A_Technical Potential | F3 | Industrial | Primary Metals | New | Space Heating | Natural Gas | Windows - High Efficiency | A | Original Unit Winter Peak Savings (kW) | Technical Potential | 0 | 0 | 0 | 0 | 0 | 0 | 0 | 0 | 0 | 0 | 0 | 0 | 0 | 0 | 0 | 0 | 0 | 0 | 0 | 0 | 0 | 0
F4_Industrial_Primary Metals_New_Space Heating_Natural Gas_Windows - High Efficiency_A_Technical Potential | F4 | Industrial | Primary Metals | New | Space Heating | Natural Gas | Windows - High Efficiency | A | Standalone Impact on Baseline Energy (%) | Technical Potential | bar: 2019 to 2040
F5_Industrial_Primary Metals_New_Space Heating_Natural Gas_Windows - High Efficiency_A_Technical Potential | F5 | Industrial | Primary Metals | New | Space Heating | Natural Gas | Windows - High Efficiency | A | Standalone Impact on Baseline Summer Peak (%) | Technical Potential | bar: 2019 to 2040
F6_Industrial_Primary Metals_New_Space Heating_Natural Gas_Windows - High Efficiency_A_Technical Potential | F6 | Industrial | Primary Metals | New | Space Heating | Natural Gas | Windows - High Efficiency | A | Standalone Impact on Baseline Winter Peak (%) | Technical Potential | bar: 2019 to 2040
F7_Industrial_Primary Metals_New_Space Heating_Natural Gas_Windows - High Efficiency_A_Technical Potential | F7 | Industrial | Primary Metals | New | Space Heating | Natural Gas | Windows - High Efficiency | A | Incremental Energy Savings (MWh or mTherms) | Technical Potential | 0 | 0 | 0 | 0 | 0 | 0 | 0 | 0 | 0 | 0 | 0 | 0 | 0 | 0 | 0 | 0 | 0 | 0 | 0 | 0 | 0 | 0
F8_Industrial_Primary Metals_New_Space Heating_Natural Gas_Windows - High Efficiency_A_Technical Potential | F8 | Industrial | Primary Metals | New | Space Heating | Natural Gas | Windows - High Efficiency | A | Incremental Summer Peak Savings (MW) | Technical Potential | 0 | 0 | 0 | 0 | 0 | 0 | 0 | 0 | 0 | 0 | 0 | 0 | 0 | 0 | 0 | 0 | 0 | 0 | 0 | 0 | 0 | 0
F9_Industrial_Primary Metals_New_Space Heating_Natural Gas_Windows - High Efficiency_A_Technical Potential | F9 | Industrial | Primary Metals | New | Space Heating | Natural Gas | Windows - High Efficiency | A | Incremental Winter Peak Savings (MW) | Technical Potential | 0 | 0 | 0 | 0 | 0 | 0 | 0 | 0 | 0 | 0 | 0 | 0 | 0 | 0 | 0 | 0 | 0 | 0 | 0 | 0 | 0 | 0
F10_Industrial_Primary Metals_New_Space Heating_Natural Gas_Windows - High Efficiency_A_Technical Potential | F10 | Industrial | Primary Metals | New | Space Heating | Natural Gas | Windows - High Efficiency | A | Cumulative Energy Savings (MWh or mTherms) | Technical Potential | 0 | 0 | 0 | 0 | 0 | 0 | 0 | 0 | 0 | 0 | 0 | 0 | 0 | 0 | 0 | 0 | 0 | 0 | 0 | 0 | 0 | 0
F11_Industrial_Primary Metals_New_Space Heating_Natural Gas_Windows - High Efficiency_A_Technical Potential | F11 | Industrial | Primary Metals | New | Space Heating | Natural Gas | Windows - High Efficiency | A | Cumulative Summer Peak Savings (MW) | Technical Potential | 0 | 0 | 0 | 0 | 0 | 0 | 0 | 0 | 0 | 0 | 0 | 0 | 0 | 0 | 0 | 0 | 0 | 0 | 0 | 0 | 0 | 0
F12_Industrial_Primary Metals_New_Space Heating_Natural Gas_Windows - High Efficiency_A_Technical Potential | F12 | Industrial | Primary Metals | New | Space Heating | Natural Gas | Windows - High Efficiency | A | Cumulative Winter Peak Savings (MW) | Technical Potential | 0 | 0 | 0 | 0 | 0 | 0 | 0 | 0 | 0 | 0 | 0 | 0 | 0 | 0 | 0 | 0 | 0 | 0 | 0 | 0 | 0 | 0
F13_Industrial_Primary Metals_New_Space Heating_Natural Gas_Windows - High Efficiency_A_Technical Potential | F13 | Industrial | Primary Metals | New | Space Heating | Natural Gas | Windows - High Efficiency | A | Purchases (Incremental) | Technical Potential | 0 | 0 | 0 | 0 | 0 | 0 | 0 | 0 | 0 | 0 | 0 | 0 | 0 | 0 | 0 | 0 | 0 | 0 | 0 | 0 | 0 | 0
F14_Industrial_Primary Metals_New_Space Heating_Natural Gas_Windows - High Efficiency_A_Technical Potential | F14 | Industrial | Primary Metals | New | Space Heating | Natural Gas | Windows - High Efficiency | A | Purchases (Cumulative) | Technical Potential | 0 | 0 | 0 | 0 | 0 | 0 | 0 | 0 | 0 | 0 | 0 | 0 | 0 | 0 | 0 | 0 | 0 | 0 | 0 | 0 | 0 | 0
F1_Industrial_Primary Metals_New_Space Heating_Natural Gas_Gas Boiler - Maintenance_A_Technical Potential | F1 | Industrial | Primary Metals | New | Space Heating | Natural Gas | Gas Boiler - Maintenance | A | Original Unit Energy Savings (kWh or therms) | Technical Potential | 0 | 0 | 27.8643 | 27.8643 | 27.8643 | 27.8643 | 27.8643 | 27.8643 | 27.8643 | 27.8643 | 27.8643 | 27.8643 | 27.8643 | 27.8643 | 27.8643 | 27.8643 | 27.8643 | 27.8643 | 27.8643 | 27.8643 | 27.8643 | 27.8643
F2_Industrial_Primary Metals_New_Space Heating_Natural Gas_Gas Boiler - Maintenance_A_Technical Potential | F2 | Industrial | Primary Metals | New | Space Heating | Natural Gas | Gas Boiler - Maintenance | A | Original Unit Summer Peak Savings (kW) | Technical Potential | 0 | 0 | 0 | 0 | 0 | 0 | 0 | 0 | 0 | 0 | 0 | 0 | 0 | 0 | 0 | 0 | 0 | 0 | 0 | 0 | 0 | 0
F3_Industrial_Primary Metals_New_Space Heating_Natural Gas_Gas Boiler - Maintenance_A_Technical Potential | F3 | Industrial | Primary Metals | New | Space Heating | Natural Gas | Gas Boiler - Maintenance | A | Original Unit Winter Peak Savings (kW) | Technical Potential | 0 | 0 | 0 | 0 | 0 | 0 | 0 | 0 | 0 | 0 | 0 | 0 | 0 | 0 | 0 | 0 | 0 | 0 | 0 | 0 | 0 | 0
F4_Industrial_Primary Metals_New_Space Heating_Natural Gas_Gas Boiler - Maintenance_A_Technical Potential | F4 | Industrial | Primary Metals | New | Space Heating | Natural Gas | Gas Boiler - Maintenance | A | Standalone Impact on Baseline Energy (%) | Technical Potential | 0% | 0% | 0.002473% | 0.003151% | 0.00341% | 0.002745% | 0.002412% | 0.002124% | 0.001879% | 0.001663% | 0.001532% | 0.001404% | 0.001298% | 0.001193% | 0.001131% | 0.001064% | 0.001004% | 0.0009424% | 0.0009057% | 0.0008643% | 0.0008274% | 0.0007937%
F5_Industrial_Primary Metals_New_Space Heating_Natural Gas_Gas Boiler - Maintenance_A_Technical Potential | F5 | Industrial | Primary Metals | New | Space Heating | Natural Gas | Gas Boiler - Maintenance | A | Standalone Impact on Baseline Summer Peak (%) | Technical Potential | bar: 2019 to 2040
F6_Industrial_Primary Metals_New_Space Heating_Natural Gas_Gas Boiler - Maintenance_A_Technical Potential | F6 | Industrial | Primary Metals | New | Space Heating | Natural Gas | Gas Boiler - Maintenance | A | Standalone Impact on Baseline Winter Peak (%) | Technical Potential | bar: 2019 to 2040
F7_Industrial_Primary Metals_New_Space Heating_Natural Gas_Gas Boiler - Maintenance_A_Technical Potential | F7 | Industrial | Primary Metals | New | Space Heating | Natural Gas | Gas Boiler - Maintenance | A | Incremental Energy Savings (MWh or mTherms) | Technical Potential | 0 | 0 | 0.00012469 | 0.00015252 | 0.00015056 | 0.00015652 | 0.00015785 | 0.0001574 | 0.00015652 | 0.00015785 | 0.0001574 | 0.00028121 | 0.00031037 | 0.00030796 | 0.00056241 | 0.00062075 | 0.00061593 | 0.0011248 | 0.0012415 | 0.0012319 | 0.0022815 | 0.0024883
F8_Industrial_Primary Metals_New_Space Heating_Natural Gas_Gas Boiler - Maintenance_A_Technical Potential | F8 | Industrial | Primary Metals | New | Space Heating | Natural Gas | Gas Boiler - Maintenance | A | Incremental Summer Peak Savings (MW) | Technical Potential | 0 | 0 | 0 | 0 | 0 | 0 | 0 | 0 | 0 | 0 | 0 | 0 | 0 | 0 | 0 | 0 | 0 | 0 | 0 | 0 | 0 | 0
F9_Industrial_Primary Metals_New_Space Heating_Natural Gas_Gas Boiler - Maintenance_A_Technical Potential | F9 | Industrial | Primary Metals | New | Space Heating | Natural Gas | Gas Boiler - Maintenance | A | Incremental Winter Peak Savings (MW) | Technical Potential | 0 | 0 | 0 | 0 | 0 | 0 | 0 | 0 | 0 | 0 | 0 | 0 | 0 | 0 | 0 | 0 | 0 | 0 | 0 | 0 | 0 | 0
F10_Industrial_Primary Metals_New_Space Heating_Natural Gas_Gas Boiler - Maintenance_A_Technical Potential | F10 | Industrial | Primary Metals | New | Space Heating | Natural Gas | Gas Boiler - Maintenance | A | Cumulative Energy Savings (MWh or mTherms) | Technical Potential | 0 | 0 | 0.00012469 | 0.00027721 | 0.00042778 | 0.00045961 | 0.00046493 | 0.00047177 | 0.00047177 | 0.00047177 | 0.00047177 | 0.00047177 | 0.00047177 | 0.00047177 | 0.00047177 | 0.00047177 | 0.00047177 | 0.00047177 | 0.00047177 | 0.00047177 | 0.00047177 | 0.00047177
F11_Industrial_Primary Metals_New_Space Heating_Natural Gas_Gas Boiler - Maintenance_A_Technical Potential | F11 | Industrial | Primary Metals | New | Space Heating | Natural Gas | Gas Boiler - Maintenance | A | Cumulative Summer Peak Savings (MW) | Technical Potential | 0 | 0 | 0 | 0 | 0 | 0 | 0 | 0 | 0 | 0 | 0 | 0 | 0 | 0 | 0 | 0 | 0 | 0 | 0 | 0 | 0 | 0
F12_Industrial_Primary Metals_New_Space Heating_Natural Gas_Gas Boiler - Maintenance_A_Technical Potential | F12 | Industrial | Primary Metals | New | Space Heating | Natural Gas | Gas Boiler - Maintenance | A | Cumulative Winter Peak Savings (MW) | Technical Potential | 0 | 0 | 0 | 0 | 0 | 0 | 0 | 0 | 0 | 0 | 0 | 0 | 0 | 0 | 0 | 0 | 0 | 0 | 0 | 0 | 0 | 0
F13_Industrial_Primary Metals_New_Space Heating_Natural Gas_Gas Boiler - Maintenance_A_Technical Potential | F13 | Industrial | Primary Metals | New | Space Heating | Natural Gas | Gas Boiler - Maintenance | A | Purchases (Incremental) | Technical Potential | 0 | 0 | 0.0044749 | 0.0054738 | 0.0054034 | 0.0056171 | 0.0056649 | 0.0056488 | 0.0056171 | 0.0056649 | 0.0056488 | 0.010092 | 0.011139 | 0.011052 | 0.020184 | 0.022278 | 0.022105 | 0.040368 | 0.044555 | 0.044209 | 0.081878 | 0.089301
F14_Industrial_Primary Metals_New_Space Heating_Natural Gas_Gas Boiler - Maintenance_A_Technical Potential | F14 | Industrial | Primary Metals | New | Space Heating | Natural Gas | Gas Boiler - Maintenance | A | Purchases (Cumulative) | Technical Potential | 0 | 0 | 0.0044749 | 0.0099487 | 0.015352 | 0.016494 | 0.016685 | 0.016931 | 0.016931 | 0.016931 | 0.016931 | 0.016931 | 0.016931 | 0.016931 | 0.016931 | 0.016931 | 0.016931 | 0.016931 | 0.016931 | 0.016931 | 0.016931 | 0.016931
F1_Industrial_Primary Metals_New_Process_Natural Gas_Gas Boiler - Maintenance_A_Technical Potential | F1 | Industrial | Primary Metals | New | Process | Natural Gas | Gas Boiler - Maintenance | A | Original Unit Energy Savings (kWh or therms) | Technical Potential | 0 | 0 | 28.0317 | 28.0317 | 28.0317 | 28.0317 | 28.0317 | 28.0317 | 28.0317 | 28.0317 | 28.0317 | 28.0317 | 28.0317 | 28.0317 | 28.0317 | 28.0317 | 28.0317 | 28.0317 | 28.0317 | 28.0317 | 28.0317 | 28.0317
F2_Industrial_Primary Metals_New_Process_Natural Gas_Gas Boiler - Maintenance_A_Technical Potential | F2 | Industrial | Primary Metals | New | Process | Natural Gas | Gas Boiler - Maintenance | A | Original Unit Summer Peak Savings (kW) | Technical Potential | 0 | 0 | 0 | 0 | 0 | 0 | 0 | 0 | 0 | 0 | 0 | 0 | 0 | 0 | 0 | 0 | 0 | 0 | 0 | 0 | 0 | 0
F3_Industrial_Primary Metals_New_Process_Natural Gas_Gas Boiler - Maintenance_A_Technical Potential | F3 | Industrial | Primary Metals | New | Process | Natural Gas | Gas Boiler - Maintenance | A | Original Unit Winter Peak Savings (kW) | Technical Potential | 0 | 0 | 0 | 0 | 0 | 0 | 0 | 0 | 0 | 0 | 0 | 0 | 0 | 0 | 0 | 0 | 0 | 0 | 0 | 0 | 0 | 0
F4_Industrial_Primary Metals_New_Process_Natural Gas_Gas Boiler - Maintenance_A_Technical Potential | F4 | Industrial | Primary Metals | New | Process | Natural Gas | Gas Boiler - Maintenance | A | Standalone Impact on Baseline Energy (%) | Technical Potential | 0% | 0% | 0.003307% | 0.004213% | 0.004559% | 0.003669% | 0.003225% | 0.00284% | 0.002512% | 0.002223% | 0.002048% | 0.001877% | 0.001735% | 0.001595% | 0.001512% | 0.001422% | 0.001342% | 0.00126% | 0.001211% | 0.001155% | 0.001106% | 0.001061%
F5_Industrial_Primary Metals_New_Process_Natural Gas_Gas Boiler - Maintenance_A_Technical Potential | F5 | Industrial | Primary Metals | New | Process | Natural Gas | Gas Boiler - Maintenance | A | Standalone Impact on Baseline Summer Peak (%) | Technical Potential | bar: 2019 to 2040
F6_Industrial_Primary Metals_New_Process_Natural Gas_Gas Boiler - Maintenance_A_Technical Potential | F6 | Industrial | Primary Metals | New | Process | Natural Gas | Gas Boiler - Maintenance | A | Standalone Impact on Baseline Winter Peak (%) | Technical Potential | bar: 2019 to 2040
F7_Industrial_Primary Metals_New_Process_Natural Gas_Gas Boiler - Maintenance_A_Technical Potential | F7 | Industrial | Primary Metals | New | Process | Natural Gas | Gas Boiler - Maintenance | A | Incremental Energy Savings (MWh or mTherms) | Technical Potential | 0 | 0 | 0.0045433 | 0.0055575 | 0.005486 | 0.005703 | 0.0057515 | 0.0057352 | 0.005703 | 0.0057515 | 0.0057352 | 0.010246 | 0.011309 | 0.011221 | 0.020493 | 0.022618 | 0.022442 | 0.040985 | 0.045236 | 0.044885 | 0.08313 | 0.090666
F8_Industrial_Primary Metals_New_Process_Natural Gas_Gas Boiler - Maintenance_A_Technical Potential | F8 | Industrial | Primary Metals | New | Process | Natural Gas | Gas Boiler - Maintenance | A | Incremental Summer Peak Savings (MW) | Technical Potential | 0 | 0 | 0 | 0 | 0 | 0 | 0 | 0 | 0 | 0 | 0 | 0 | 0 | 0 | 0 | 0 | 0 | 0 | 0 | 0 | 0 | 0
F9_Industrial_Primary Metals_New_Process_Natural Gas_Gas Boiler - Maintenance_A_Technical Potential | F9 | Industrial | Primary Metals | New | Process | Natural Gas | Gas Boiler - Maintenance | A | Incremental Winter Peak Savings (MW) | Technical Potential | 0 | 0 | 0 | 0 | 0 | 0 | 0 | 0 | 0 | 0 | 0 | 0 | 0 | 0 | 0 | 0 | 0 | 0 | 0 | 0 | 0 | 0
F10_Industrial_Primary Metals_New_Process_Natural Gas_Gas Boiler - Maintenance_A_Technical Potential | F10 | Industrial | Primary Metals | New | Process | Natural Gas | Gas Boiler - Maintenance | A | Cumulative Energy Savings (MWh or mTherms) | Technical Potential | 0 | 0 | 0.0045433 | 0.010101 | 0.015587 | 0.016747 | 0.016941 | 0.01719 | 0.01719 | 0.01719 | 0.01719 | 0.01719 | 0.01719 | 0.01719 | 0.01719 | 0.01719 | 0.01719 | 0.01719 | 0.01719 | 0.01719 | 0.01719 | 0.01719
F11_Industrial_Primary Metals_New_Process_Natural Gas_Gas Boiler - Maintenance_A_Technical Potential | F11 | Industrial | Primary Metals | New | Process | Natural Gas | Gas Boiler - Maintenance | A | Cumulative Summer Peak Savings (MW) | Technical Potential | 0 | 0 | 0 | 0 | 0 | 0 | 0 | 0 | 0 | 0 | 0 | 0 | 0 | 0 | 0 | 0 | 0 | 0 | 0 | 0 | 0 | 0
F12_Industrial_Primary Metals_New_Process_Natural Gas_Gas Boiler - Maintenance_A_Technical Potential | F12 | Industrial | Primary Metals | New | Process | Natural Gas | Gas Boiler - Maintenance | A | Cumulative Winter Peak Savings (MW) | Technical Potential | 0 | 0 | 0 | 0 | 0 | 0 | 0 | 0 | 0 | 0 | 0 | 0 | 0 | 0 | 0 | 0 | 0 | 0 | 0 | 0 | 0 | 0
F13_Industrial_Primary Metals_New_Process_Natural Gas_Gas Boiler - Maintenance_A_Technical Potential | F13 | Industrial | Primary Metals | New | Process | Natural Gas | Gas Boiler - Maintenance | A | Purchases (Incremental) | Technical Potential | 0 | 0 | 0.16208 | 0.19826 | 0.19571 | 0.20345 | 0.20518 | 0.2046 | 0.20345 | 0.20518 | 0.2046 | 0.36553 | 0.40344 | 0.40031 | 0.73105 | 0.80687 | 0.80061 | 1.4621 | 1.6137 | 1.6012 | 2.9656 | 3.2344
F14_Industrial_Primary Metals_New_Process_Natural Gas_Gas Boiler - Maintenance_A_Technical Potential | F14 | Industrial | Primary Metals | New | Process | Natural Gas | Gas Boiler - Maintenance | A | Purchases (Cumulative) | Technical Potential | 0 | 0 | 0.16208 | 0.36034 | 0.55604 | 0.59742 | 0.60434 | 0.61322 | 0.61322 | 0.61322 | 0.61322 | 0.61322 | 0.61322 | 0.61322 | 0.61322 | 0.61322 | 0.61322 | 0.61322 | 0.61322 | 0.61322 | 0.61322 | 0.61322
F1_Industrial_Primary Metals_New_Space Heating_Natural Gas_Gas Furnace - Maintenance_A_Technical Potential | F1 | Industrial | Primary Metals | New | Space Heating | Natural Gas | Gas Furnace - Maintenance | A | Original Unit Energy Savings (kWh or therms) | Technical Potential | 0 | 0 | 0.0083129 | 0.0083129 | 0.0083129 | 0.0083129 | 0.0083129 | 0.0083129 | 0.0083129 | 0.0083129 | 0.0083129 | 0.0083129 | 0.0083129 | 0.0083129 | 0.0083129 | 0.0083129 | 0.0083129 | 0.0083129 | 0.0083129 | 0.0083129 | 0.0083129 | 0.0083129
F2_Industrial_Primary Metals_New_Space Heating_Natural Gas_Gas Furnace - Maintenance_A_Technical Potential | F2 | Industrial | Primary Metals | New | Space Heating | Natural Gas | Gas Furnace - Maintenance | A | Original Unit Summer Peak Savings (kW) | Technical Potential | 0 | 0 | 0 | 0 | 0 | 0 | 0 | 0 | 0 | 0 | 0 | 0 | 0 | 0 | 0 | 0 | 0 | 0 | 0 | 0 | 0 | 0
F3_Industrial_Primary Metals_New_Space Heating_Natural Gas_Gas Furnace - Maintenance_A_Technical Potential | F3 | Industrial | Primary Metals | New | Space Heating | Natural Gas | Gas Furnace - Maintenance | A | Original Unit Winter Peak Savings (kW) | Technical Potential | 0 | 0 | 0 | 0 | 0 | 0 | 0 | 0 | 0 | 0 | 0 | 0 | 0 | 0 | 0 | 0 | 0 | 0 | 0 | 0 | 0 | 0
F4_Industrial_Primary Metals_New_Space Heating_Natural Gas_Gas Furnace - Maintenance_A_Technical Potential | F4 | Industrial | Primary Metals | New | Space Heating | Natural Gas | Gas Furnace - Maintenance | A | Standalone Impact on Baseline Energy (%) | Technical Potential | 0% | 0% | 1.137e-05% | 1.449e-05% | 1.568e-05% | 1.262e-05% | 1.109e-05% | 9.767e-06% | 8.64e-06% | 7.647e-06% | 7.043e-06% | 6.458e-06% | 5.968e-06% | 5.485e-06% | 5.2e-06% | 4.891e-06% | 4.617e-06% | 4.334e-06% | 4.165e-06% | 3.974e-06% | 3.805e-06% | 3.65e-06%
F5_Industrial_Primary Metals_New_Space Heating_Natural Gas_Gas Furnace - Maintenance_A_Technical Potential | F5 | Industrial | Primary Metals | New | Space Heating | Natural Gas | Gas Furnace - Maintenance | A | Standalone Impact on Baseline Summer Peak (%) | Technical Potential | bar: 2019 to 2040
F6_Industrial_Primary Metals_New_Space Heating_Natural Gas_Gas Furnace - Maintenance_A_Technical Potential | F6 | Industrial | Primary Metals | New | Space Heating | Natural Gas | Gas Furnace - Maintenance | A | Standalone Impact on Baseline Winter Peak (%) | Technical Potential | bar: 2019 to 2040
F7_Industrial_Primary Metals_New_Space Heating_Natural Gas_Gas Furnace - Maintenance_A_Technical Potential | F7 | Industrial | Primary Metals | New | Space Heating | Natural Gas | Gas Furnace - Maintenance | A | Incremental Energy Savings (MWh or mTherms) | Technical Potential | 0 | 0 | 5.7339e-07 | 7.0139e-07 | 6.9237e-07 | 7.1975e-07 | 7.2587e-07 | 7.2381e-07 | 7.1975e-07 | 7.2587e-07 | 7.2381e-07 | 1.2931e-06 | 1.4273e-06 | 1.4162e-06 | 2.5863e-06 | 2.8545e-06 | 2.8324e-06 | 5.1725e-06 | 5.709e-06 | 5.6647e-06 | 1.0491e-05 | 1.1443e-05
F8_Industrial_Primary Metals_New_Space Heating_Natural Gas_Gas Furnace - Maintenance_A_Technical Potential | F8 | Industrial | Primary Metals | New | Space Heating | Natural Gas | Gas Furnace - Maintenance | A | Incremental Summer Peak Savings (MW) | Technical Potential | 0 | 0 | 0 | 0 | 0 | 0 | 0 | 0 | 0 | 0 | 0 | 0 | 0 | 0 | 0 | 0 | 0 | 0 | 0 | 0 | 0 | 0
F9_Industrial_Primary Metals_New_Space Heating_Natural Gas_Gas Furnace - Maintenance_A_Technical Potential | F9 | Industrial | Primary Metals | New | Space Heating | Natural Gas | Gas Furnace - Maintenance | A | Incremental Winter Peak Savings (MW) | Technical Potential | 0 | 0 | 0 | 0 | 0 | 0 | 0 | 0 | 0 | 0 | 0 | 0 | 0 | 0 | 0 | 0 | 0 | 0 | 0 | 0 | 0 | 0
F10_Industrial_Primary Metals_New_Space Heating_Natural Gas_Gas Furnace - Maintenance_A_Technical Potential | F10 | Industrial | Primary Metals | New | Space Heating | Natural Gas | Gas Furnace - Maintenance | A | Cumulative Energy Savings (MWh or mTherms) | Technical Potential | 0 | 0 | 5.7339e-07 | 1.2748e-06 | 1.9671e-06 | 2.1135e-06 | 2.138e-06 | 2.1694e-06 | 2.1694e-06 | 2.1694e-06 | 2.1694e-06 | 2.1694e-06 | 2.1694e-06 | 2.1694e-06 | 2.1694e-06 | 2.1694e-06 | 2.1694e-06 | 2.1694e-06 | 2.1694e-06 | 2.1694e-06 | 2.1694e-06 | 2.1694e-06
F11_Industrial_Primary Metals_New_Space Heating_Natural Gas_Gas Furnace - Maintenance_A_Technical Potential | F11 | Industrial | Primary Metals | New | Space Heating | Natural Gas | Gas Furnace - Maintenance | A | Cumulative Summer Peak Savings (MW) | Technical Potential | 0 | 0 | 0 | 0 | 0 | 0 | 0 | 0 | 0 | 0 | 0 | 0 | 0 | 0 | 0 | 0 | 0 | 0 | 0 | 0 | 0 | 0
F12_Industrial_Primary Metals_New_Space Heating_Natural Gas_Gas Furnace - Maintenance_A_Technical Potential | F12 | Industrial | Primary Metals | New | Space Heating | Natural Gas | Gas Furnace - Maintenance | A | Cumulative Winter Peak Savings (MW) | Technical Potential | 0 | 0 | 0 | 0 | 0 | 0 | 0 | 0 | 0 | 0 | 0 | 0 | 0 | 0 | 0 | 0 | 0 | 0 | 0 | 0 | 0 | 0
F13_Industrial_Primary Metals_New_Space Heating_Natural Gas_Gas Furnace - Maintenance_A_Technical Potential | F13 | Industrial | Primary Metals | New | Space Heating | Natural Gas | Gas Furnace - Maintenance | A | Purchases (Incremental) | Technical Potential | 0 | 0 | 0.068975 | 0.084373 | 0.083288 | 0.086582 | 0.087318 | 0.087071 | 0.086582 | 0.087318 | 0.087071 | 0.15556 | 0.17169 | 0.17036 | 0.31112 | 0.34338 | 0.34072 | 0.62223 | 0.68677 | 0.68144 | 1.2621 | 1.3765
F14_Industrial_Primary Metals_New_Space Heating_Natural Gas_Gas Furnace - Maintenance_A_Technical Potential | F14 | Industrial | Primary Metals | New | Space Heating | Natural Gas | Gas Furnace - Maintenance | A | Purchases (Cumulative) | Technical Potential | 0 | 0 | 0.068975 | 0.15335 | 0.23664 | 0.25424 | 0.25719 | 0.26097 | 0.26097 | 0.26097 | 0.26097 | 0.26097 | 0.26097 | 0.26097 | 0.26097 | 0.26097 | 0.26097 | 0.26097 | 0.26097 | 0.26097 | 0.26097 | 0.26097
F1_Industrial_Primary Metals_New_Space Heating_Natural Gas_Gas Boiler - Hot Water Reset_A_Technical Potential | F1 | Industrial | Primary Metals | New | Space Heating | Natural Gas | Gas Boiler - Hot Water Reset | A | Original Unit Energy Savings (kWh or therms) | Technical Potential | 0 | 0 | 101.3247 | 101.3247 | 101.3247 | 101.3247 | 101.3247 | 101.3247 | 101.3247 | 101.3247 | 101.3247 | 101.3247 | 101.3247 | 101.3247 | 101.3247 | 101.3247 | 101.3247 | 101.3247 | 101.3247 | 101.3247 | 101.3247 | 101.3247
F2_Industrial_Primary Metals_New_Space Heating_Natural Gas_Gas Boiler - Hot Water Reset_A_Technical Potential | F2 | Industrial | Primary Metals | New | Space Heating | Natural Gas | Gas Boiler - Hot Water Reset | A | Original Unit Summer Peak Savings (kW) | Technical Potential | 0 | 0 | 0 | 0 | 0 | 0 | 0 | 0 | 0 | 0 | 0 | 0 | 0 | 0 | 0 | 0 | 0 | 0 | 0 | 0 | 0 | 0
F3_Industrial_Primary Metals_New_Space Heating_Natural Gas_Gas Boiler - Hot Water Reset_A_Technical Potential | F3 | Industrial | Primary Metals | New | Space Heating | Natural Gas | Gas Boiler - Hot Water Reset | A | Original Unit Winter Peak Savings (kW) | Technical Potential | 0 | 0 | 0 | 0 | 0 | 0 | 0 | 0 | 0 | 0 | 0 | 0 | 0 | 0 | 0 | 0 | 0 | 0 | 0 | 0 | 0 | 0
F4_Industrial_Primary Metals_New_Space Heating_Natural Gas_Gas Boiler - Hot Water Reset_A_Technical Potential | F4 | Industrial | Primary Metals | New | Space Heating | Natural Gas | Gas Boiler - Hot Water Reset | A | Standalone Impact on Baseline Energy (%) | Technical Potential | 0% | 0% | 0.008742% | 0.01574% | 0.02418% | 0.03336% | 0.04638% | 0.06058% | 0.07589% | 0.08996% | 0.1043% | 0.1141% | 0.1198% | 0.1195% | 0.1188% | 0.1144% | 0.1091% | 0.1028% | 0.0988% | 0.09428% | 0.09026% | 0.08658%
F5_Industrial_Primary Metals_New_Space Heating_Natural Gas_Gas Boiler - Hot Water Reset_A_Technical Potential | F5 | Industrial | Primary Metals | New | Space Heating | Natural Gas | Gas Boiler - Hot Water Reset | A | Standalone Impact on Baseline Summer Peak (%) | Technical Potential | bar: 2019 to 2040
F6_Industrial_Primary Metals_New_Space Heating_Natural Gas_Gas Boiler - Hot Water Reset_A_Technical Potential | F6 | Industrial | Primary Metals | New | Space Heating | Natural Gas | Gas Boiler - Hot Water Reset | A | Standalone Impact on Baseline Winter Peak (%) | Technical Potential | bar: 2019 to 2040
F7_Industrial_Primary Metals_New_Space Heating_Natural Gas_Gas Boiler - Hot Water Reset_A_Technical Potential | F7 | Industrial | Primary Metals | New | Space Heating | Natural Gas | Gas Boiler - Hot Water Reset | A | Incremental Energy Savings (MWh or mTherms) | Technical Potential | 0 | 0 | 0.00044071 | 0.00094436 | 0.0016478 | 0.0025533 | 0.0033524 | 0.0045164 | 0.0056013 | 0.0064654 | 0.0066145 | 0.0062014 | 0.0051927 | 0.003739 | 0.0022902 | 0.0011724 | 0.00052548 | 0.00020356 | 0.00044071 | 0.00094436 | 0.0016478 | 0.0025533
F8_Industrial_Primary Metals_New_Space Heating_Natural Gas_Gas Boiler - Hot Water Reset_A_Technical Potential | F8 | Industrial | Primary Metals | New | Space Heating | Natural Gas | Gas Boiler - Hot Water Reset | A | Incremental Summer Peak Savings (MW) | Technical Potential | 0 | 0 | 0 | 0 | 0 | 0 | 0 | 0 | 0 | 0 | 0 | 0 | 0 | 0 | 0 | 0 | 0 | 0 | 0 | 0 | 0 | 0
F9_Industrial_Primary Metals_New_Space Heating_Natural Gas_Gas Boiler - Hot Water Reset_A_Technical Potential | F9 | Industrial | Primary Metals | New | Space Heating | Natural Gas | Gas Boiler - Hot Water Reset | A | Incremental Winter Peak Savings (MW) | Technical Potential | 0 | 0 | 0 | 0 | 0 | 0 | 0 | 0 | 0 | 0 | 0 | 0 | 0 | 0 | 0 | 0 | 0 | 0 | 0 | 0 | 0 | 0
F10_Industrial_Primary Metals_New_Space Heating_Natural Gas_Gas Boiler - Hot Water Reset_A_Technical Potential | F10 | Industrial | Primary Metals | New | Space Heating | Natural Gas | Gas Boiler - Hot Water Reset | A | Cumulative Energy Savings (MWh or mTherms) | Technical Potential | 0 | 0 | 0.00044071 | 0.0013851 | 0.0030329 | 0.0055863 | 0.0089386 | 0.013455 | 0.019056 | 0.025522 | 0.032136 | 0.038338 | 0.04353 | 0.047269 | 0.049559 | 0.050732 | 0.051257 | 0.051461 | 0.051461 | 0.051461 | 0.051461 | 0.051461
F11_Industrial_Primary Metals_New_Space Heating_Natural Gas_Gas Boiler - Hot Water Reset_A_Technical Potential | F11 | Industrial | Primary Metals | New | Space Heating | Natural Gas | Gas Boiler - Hot Water Reset | A | Cumulative Summer Peak Savings (MW) | Technical Potential | 0 | 0 | 0 | 0 | 0 | 0 | 0 | 0 | 0 | 0 | 0 | 0 | 0 | 0 | 0 | 0 | 0 | 0 | 0 | 0 | 0 | 0
F12_Industrial_Primary Metals_New_Space Heating_Natural Gas_Gas Boiler - Hot Water Reset_A_Technical Potential | F12 | Industrial | Primary Metals | New | Space Heating | Natural Gas | Gas Boiler - Hot Water Reset | A | Cumulative Winter Peak Savings (MW) | Technical Potential | 0 | 0 | 0 | 0 | 0 | 0 | 0 | 0 | 0 | 0 | 0 | 0 | 0 | 0 | 0 | 0 | 0 | 0 | 0 | 0 | 0 | 0
F13_Industrial_Primary Metals_New_Space Heating_Natural Gas_Gas Boiler - Hot Water Reset_A_Technical Potential | F13 | Industrial | Primary Metals | New | Space Heating | Natural Gas | Gas Boiler - Hot Water Reset | A | Purchases (Incremental) | Technical Potential | 0 | 0 | 0.0043495 | 0.0093201 | 0.016263 | 0.0252 | 0.033085 | 0.044574 | 0.055281 | 0.063808 | 0.06528 | 0.061203 | 0.051248 | 0.036901 | 0.022602 | 0.011571 | 0.0051861 | 0.002009 | 0.0043495 | 0.0093201 | 0.016263 | 0.0252
F14_Industrial_Primary Metals_New_Space Heating_Natural Gas_Gas Boiler - Hot Water Reset_A_Technical Potential | F14 | Industrial | Primary Metals | New | Space Heating | Natural Gas | Gas Boiler - Hot Water Reset | A | Purchases (Cumulative) | Technical Potential | 0 | 0 | 0.0043495 | 0.01367 | 0.029933 | 0.055132 | 0.088218 | 0.13279 | 0.18807 | 0.25188 | 0.31716 | 0.37836 | 0.42961 | 0.46651 | 0.48912 | 0.50069 | 0.50587 | 0.50788 | 0.50788 | 0.50788 | 0.50788 | 0.50788
F1_Industrial_Primary Metals_New_Process_Natural Gas_Gas Boiler - Hot Water Reset_A_Technical Potential | F1 | Industrial | Primary Metals | New | Process | Natural Gas | Gas Boiler - Hot Water Reset | A | Original Unit Energy Savings (kWh or therms) | Technical Potential | 0 | 0 | 50.9667 | 50.9667 | 50.9667 | 50.9667 | 50.9667 | 50.9667 | 50.9667 | 50.9667 | 50.9667 | 50.9667 | 50.9667 | 50.9667 | 50.9667 | 50.9667 | 50.9667 | 50.9667 | 50.9667 | 50.9667 | 50.9667 | 50.9667
F2_Industrial_Primary Metals_New_Process_Natural Gas_Gas Boiler - Hot Water Reset_A_Technical Potential | F2 | Industrial | Primary Metals | New | Process | Natural Gas | Gas Boiler - Hot Water Reset | A | Original Unit Summer Peak Savings (kW) | Technical Potential | 0 | 0 | 0 | 0 | 0 | 0 | 0 | 0 | 0 | 0 | 0 | 0 | 0 | 0 | 0 | 0 | 0 | 0 | 0 | 0 | 0 | 0
F3_Industrial_Primary Metals_New_Process_Natural Gas_Gas Boiler - Hot Water Reset_A_Technical Potential | F3 | Industrial | Primary Metals | New | Process | Natural Gas | Gas Boiler - Hot Water Reset | A | Original Unit Winter Peak Savings (kW) | Technical Potential | 0 | 0 | 0 | 0 | 0 | 0 | 0 | 0 | 0 | 0 | 0 | 0 | 0 | 0 | 0 | 0 | 0 | 0 | 0 | 0 | 0 | 0
F4_Industrial_Primary Metals_New_Process_Natural Gas_Gas Boiler - Hot Water Reset_A_Technical Potential | F4 | Industrial | Primary Metals | New | Process | Natural Gas | Gas Boiler - Hot Water Reset | A | Standalone Impact on Baseline Energy (%) | Technical Potential | 0% | 0% | 0.005844% | 0.01052% | 0.01616% | 0.0223% | 0.031% | 0.04049% | 0.05073% | 0.06013% | 0.06974% | 0.07628% | 0.08004% | 0.07989% | 0.0794% | 0.07645% | 0.07291% | 0.06871% | 0.06604% | 0.06302% | 0.06033% | 0.05787%
F5_Industrial_Primary Metals_New_Process_Natural Gas_Gas Boiler - Hot Water Reset_A_Technical Potential | F5 | Industrial | Primary Metals | New | Process | Natural Gas | Gas Boiler - Hot Water Reset | A | Standalone Impact on Baseline Summer Peak (%) | Technical Potential | bar: 2019 to 2040
F6_Industrial_Primary Metals_New_Process_Natural Gas_Gas Boiler - Hot Water Reset_A_Technical Potential | F6 | Industrial | Primary Metals | New | Process | Natural Gas | Gas Boiler - Hot Water Reset | A | Standalone Impact on Baseline Winter Peak (%) | Technical Potential | bar: 2019 to 2040
F7_Industrial_Primary Metals_New_Process_Natural Gas_Gas Boiler - Hot Water Reset_A_Technical Potential | F7 | Industrial | Primary Metals | New | Process | Natural Gas | Gas Boiler - Hot Water Reset | A | Incremental Energy Savings (MWh or mTherms) | Technical Potential | 0 | 0 | 0.008029 | 0.017205 | 0.030021 | 0.046518 | 0.061075 | 0.082282 | 0.10205 | 0.11779 | 0.12051 | 0.11298 | 0.094603 | 0.068118 | 0.041723 | 0.021359 | 0.0095735 | 0.0037086 | 0.008029 | 0.017205 | 0.030021 | 0.046518
F8_Industrial_Primary Metals_New_Process_Natural Gas_Gas Boiler - Hot Water Reset_A_Technical Potential | F8 | Industrial | Primary Metals | New | Process | Natural Gas | Gas Boiler - Hot Water Reset | A | Incremental Summer Peak Savings (MW) | Technical Potential | 0 | 0 | 0 | 0 | 0 | 0 | 0 | 0 | 0 | 0 | 0 | 0 | 0 | 0 | 0 | 0 | 0 | 0 | 0 | 0 | 0 | 0
F9_Industrial_Primary Metals_New_Process_Natural Gas_Gas Boiler - Hot Water Reset_A_Technical Potential | F9 | Industrial | Primary Metals | New | Process | Natural Gas | Gas Boiler - Hot Water Reset | A | Incremental Winter Peak Savings (MW) | Technical Potential | 0 | 0 | 0 | 0 | 0 | 0 | 0 | 0 | 0 | 0 | 0 | 0 | 0 | 0 | 0 | 0 | 0 | 0 | 0 | 0 | 0 | 0
F10_Industrial_Primary Metals_New_Process_Natural Gas_Gas Boiler - Hot Water Reset_A_Technical Potential | F10 | Industrial | Primary Metals | New | Process | Natural Gas | Gas Boiler - Hot Water Reset | A | Cumulative Energy Savings (MWh or mTherms) | Technical Potential | 0 | 0 | 0.008029 | 0.025234 | 0.055255 | 0.10177 | 0.16285 | 0.24513 | 0.34718 | 0.46497 | 0.58547 | 0.69845 | 0.79305 | 0.86117 | 0.90289 | 0.92425 | 0.93383 | 0.93754 | 0.93754 | 0.93754 | 0.93754 | 0.93754
F11_Industrial_Primary Metals_New_Process_Natural Gas_Gas Boiler - Hot Water Reset_A_Technical Potential | F11 | Industrial | Primary Metals | New | Process | Natural Gas | Gas Boiler - Hot Water Reset | A | Cumulative Summer Peak Savings (MW) | Technical Potential | 0 | 0 | 0 | 0 | 0 | 0 | 0 | 0 | 0 | 0 | 0 | 0 | 0 | 0 | 0 | 0 | 0 | 0 | 0 | 0 | 0 | 0
F12_Industrial_Primary Metals_New_Process_Natural Gas_Gas Boiler - Hot Water Reset_A_Technical Potential | F12 | Industrial | Primary Metals | New | Process | Natural Gas | Gas Boiler - Hot Water Reset | A | Cumulative Winter Peak Savings (MW) | Technical Potential | 0 | 0 | 0 | 0 | 0 | 0 | 0 | 0 | 0 | 0 | 0 | 0 | 0 | 0 | 0 | 0 | 0 | 0 | 0 | 0 | 0 | 0
F13_Industrial_Primary Metals_New_Process_Natural Gas_Gas Boiler - Hot Water Reset_A_Technical Potential | F13 | Industrial | Primary Metals | New | Process | Natural Gas | Gas Boiler - Hot Water Reset | A | Purchases (Incremental) | Technical Potential | 0 | 0 | 0.15753 | 0.33757 | 0.58903 | 0.91271 | 1.1983 | 1.6144 | 2.0022 | 2.3111 | 2.3644 | 2.2167 | 1.8562 | 1.3365 | 0.81863 | 0.41908 | 0.18784 | 0.072765 | 0.15753 | 0.33757 | 0.58903 | 0.91271
F14_Industrial_Primary Metals_New_Process_Natural Gas_Gas Boiler - Hot Water Reset_A_Technical Potential | F14 | Industrial | Primary Metals | New | Process | Natural Gas | Gas Boiler - Hot Water Reset | A | Purchases (Cumulative) | Technical Potential | 0 | 0 | 0.15753 | 0.4951 | 1.0841 | 1.9968 | 3.1952 | 4.8096 | 6.8118 | 9.1229 | 11.4873 | 13.7041 | 15.5602 | 16.8967 | 17.7154 | 18.1345 | 18.3223 | 18.3951 | 18.3951 | 18.3951 | 18.3951 | 18.3951
F1_Industrial_Primary Metals_New_Space Heating_Natural Gas_Steam Trap Maintenance_A_Technical Potential | F1 | Industrial | Primary Metals | New | Space Heating | Natural Gas | Steam Trap Maintenance | A | Original Unit Energy Savings (kWh or therms) | Technical Potential | 0 | 0 | 35.7959 | 35.7959 | 35.7959 | 35.7959 | 35.7959 | 35.7959 | 35.7959 | 35.7959 | 35.7959 | 35.7959 | 35.7959 | 35.7959 | 35.7959 | 35.7959 | 35.7959 | 35.7959 | 35.7959 | 35.7959 | 35.7959 | 35.7959
F2_Industrial_Primary Metals_New_Space Heating_Natural Gas_Steam Trap Maintenance_A_Technical Potential | F2 | Industrial | Primary Metals | New | Space Heating | Natural Gas | Steam Trap Maintenance | A | Original Unit Summer Peak Savings (kW) | Technical Potential | 0 | 0 | 0 | 0 | 0 | 0 | 0 | 0 | 0 | 0 | 0 | 0 | 0 | 0 | 0 | 0 | 0 | 0 | 0 | 0 | 0 | 0
F3_Industrial_Primary Metals_New_Space Heating_Natural Gas_Steam Trap Maintenance_A_Technical Potential | F3 | Industrial | Primary Metals | New | Space Heating | Natural Gas | Steam Trap Maintenance | A | Original Unit Winter Peak Savings (kW) | Technical Potential | 0 | 0 | 0 | 0 | 0 | 0 | 0 | 0 | 0 | 0 | 0 | 0 | 0 | 0 | 0 | 0 | 0 | 0 | 0 | 0 | 0 | 0
F4_Industrial_Primary Metals_New_Space Heating_Natural Gas_Steam Trap Maintenance_A_Technical Potential | F4 | Industrial | Primary Metals | New | Space Heating | Natural Gas | Steam Trap Maintenance | A | Standalone Impact on Baseline Energy (%) | Technical Potential | bar: 2019 to 2040
F5_Industrial_Primary Metals_New_Space Heating_Natural Gas_Steam Trap Maintenance_A_Technical Potential | F5 | Industrial | Primary Metals | New | Space Heating | Natural Gas | Steam Trap Maintenance | A | Standalone Impact on Baseline Summer Peak (%) | Technical Potential | bar: 2019 to 2040
F6_Industrial_Primary Metals_New_Space Heating_Natural Gas_Steam Trap Maintenance_A_Technical Potential | F6 | Industrial | Primary Metals | New | Space Heating | Natural Gas | Steam Trap Maintenance | A | Standalone Impact on Baseline Winter Peak (%) | Technical Potential | bar: 2019 to 2040
F7_Industrial_Primary Metals_New_Space Heating_Natural Gas_Steam Trap Maintenance_A_Technical Potential | F7 | Industrial | Primary Metals | New | Space Heating | Natural Gas | Steam Trap Maintenance | A | Incremental Energy Savings (MWh or mTherms) | Technical Potential | 0 | 0 | 0 | 0 | 0 | 0 | 0 | 0 | 0 | 0 | 0 | 0 | 0 | 0 | 0 | 0 | 0 | 0 | 0 | 0 | 0 | 0
F8_Industrial_Primary Metals_New_Space Heating_Natural Gas_Steam Trap Maintenance_A_Technical Potential | F8 | Industrial | Primary Metals | New | Space Heating | Natural Gas | Steam Trap Maintenance | A | Incremental Summer Peak Savings (MW) | Technical Potential | 0 | 0 | 0 | 0 | 0 | 0 | 0 | 0 | 0 | 0 | 0 | 0 | 0 | 0 | 0 | 0 | 0 | 0 | 0 | 0 | 0 | 0
F9_Industrial_Primary Metals_New_Space Heating_Natural Gas_Steam Trap Maintenance_A_Technical Potential | F9 | Industrial | Primary Metals | New | Space Heating | Natural Gas | Steam Trap Maintenance | A | Incremental Winter Peak Savings (MW) | Technical Potential | 0 | 0 | 0 | 0 | 0 | 0 | 0 | 0 | 0 | 0 | 0 | 0 | 0 | 0 | 0 | 0 | 0 | 0 | 0 | 0 | 0 | 0
F10_Industrial_Primary Metals_New_Space Heating_Natural Gas_Steam Trap Maintenance_A_Technical Potential | F10 | Industrial | Primary Metals | New | Space Heating | Natural Gas | Steam Trap Maintenance | A | Cumulative Energy Savings (MWh or mTherms) | Technical Potential | 0 | 0 | 0 | 0 | 0 | 0 | 0 | 0 | 0 | 0 | 0 | 0 | 0 | 0 | 0 | 0 | 0 | 0 | 0 | 0 | 0 | 0
F11_Industrial_Primary Metals_New_Space Heating_Natural Gas_Steam Trap Maintenance_A_Technical Potential | F11 | Industrial | Primary Metals | New | Space Heating | Natural Gas | Steam Trap Maintenance | A | Cumulative Summer Peak Savings (MW) | Technical Potential | 0 | 0 | 0 | 0 | 0 | 0 | 0 | 0 | 0 | 0 | 0 | 0 | 0 | 0 | 0 | 0 | 0 | 0 | 0 | 0 | 0 | 0
F12_Industrial_Primary Metals_New_Space Heating_Natural Gas_Steam Trap Maintenance_A_Technical Potential | F12 | Industrial | Primary Metals | New | Space Heating | Natural Gas | Steam Trap Maintenance | A | Cumulative Winter Peak Savings (MW) | Technical Potential | 0 | 0 | 0 | 0 | 0 | 0 | 0 | 0 | 0 | 0 | 0 | 0 | 0 | 0 | 0 | 0 | 0 | 0 | 0 | 0 | 0 | 0
F13_Industrial_Primary Metals_New_Space Heating_Natural Gas_Steam Trap Maintenance_A_Technical Potential | F13 | Industrial | Primary Metals | New | Space Heating | Natural Gas | Steam Trap Maintenance | A | Purchases (Incremental) | Technical Potential | 0 | 0 | 0 | 0 | 0 | 0 | 0 | 0 | 0 | 0 | 0 | 0 | 0 | 0 | 0 | 0 | 0 | 0 | 0 | 0 | 0 | 0
F14_Industrial_Primary Metals_New_Space Heating_Natural Gas_Steam Trap Maintenance_A_Technical Potential | F14 | Industrial | Primary Metals | New | Space Heating | Natural Gas | Steam Trap Maintenance | A | Purchases (Cumulative) | Technical Potential | 0 | 0 | 0 | 0 | 0 | 0 | 0 | 0 | 0 | 0 | 0 | 0 | 0 | 0 | 0 | 0 | 0 | 0 | 0 | 0 | 0 | 0
F1_Industrial_Primary Metals_New_Process_Natural Gas_Steam Trap Maintenance_A_Technical Potential | F1 | Industrial | Primary Metals | New | Process | Natural Gas | Steam Trap Maintenance | A | Original Unit Energy Savings (kWh or therms) | Technical Potential | 0 | 0 | 36.0109 | 36.0109 | 36.0109 | 36.0109 | 36.0109 | 36.0109 | 36.0109 | 36.0109 | 36.0109 | 36.0109 | 36.0109 | 36.0109 | 36.0109 | 36.0109 | 36.0109 | 36.0109 | 36.0109 | 36.0109 | 36.0109 | 36.0109
F2_Industrial_Primary Metals_New_Process_Natural Gas_Steam Trap Maintenance_A_Technical Potential | F2 | Industrial | Primary Metals | New | Process | Natural Gas | Steam Trap Maintenance | A | Original Unit Summer Peak Savings (kW) | Technical Potential | 0 | 0 | 0 | 0 | 0 | 0 | 0 | 0 | 0 | 0 | 0 | 0 | 0 | 0 | 0 | 0 | 0 | 0 | 0 | 0 | 0 | 0
F3_Industrial_Primary Metals_New_Process_Natural Gas_Steam Trap Maintenance_A_Technical Potential | F3 | Industrial | Primary Metals | New | Process | Natural Gas | Steam Trap Maintenance | A | Original Unit Winter Peak Savings (kW) | Technical Potential | 0 | 0 | 0 | 0 | 0 | 0 | 0 | 0 | 0 | 0 | 0 | 0 | 0 | 0 | 0 | 0 | 0 | 0 | 0 | 0 | 0 | 0
F4_Industrial_Primary Metals_New_Process_Natural Gas_Steam Trap Maintenance_A_Technical Potential | F4 | Industrial | Primary Metals | New | Process | Natural Gas | Steam Trap Maintenance | A | Standalone Impact on Baseline Energy (%) | Technical Potential | bar: 2019 to 2040
F5_Industrial_Primary Metals_New_Process_Natural Gas_Steam Trap Maintenance_A_Technical Potential | F5 | Industrial | Primary Metals | New | Process | Natural Gas | Steam Trap Maintenance | A | Standalone Impact on Baseline Summer Peak (%) | Technical Potential | bar: 2019 to 2040
F6_Industrial_Primary Metals_New_Process_Natural Gas_Steam Trap Maintenance_A_Technical Potential | F6 | Industrial | Primary Metals | New | Process | Natural Gas | Steam Trap Maintenance | A | Standalone Impact on Baseline Winter Peak (%) | Technical Potential | bar: 2019 to 2040
F7_Industrial_Primary Metals_New_Process_Natural Gas_Steam Trap Maintenance_A_Technical Potential | F7 | Industrial | Primary Metals | New | Process | Natural Gas | Steam Trap Maintenance | A | Incremental Energy Savings (MWh or mTherms) | Technical Potential | 0 | 0 | 0 | 0 | 0 | 0 | 0 | 0 | 0 | 0 | 0 | 0 | 0 | 0 | 0 | 0 | 0 | 0 | 0 | 0 | 0 | 0
F8_Industrial_Primary Metals_New_Process_Natural Gas_Steam Trap Maintenance_A_Technical Potential | F8 | Industrial | Primary Metals | New | Process | Natural Gas | Steam Trap Maintenance | A | Incremental Summer Peak Savings (MW) | Technical Potential | 0 | 0 | 0 | 0 | 0 | 0 | 0 | 0 | 0 | 0 | 0 | 0 | 0 | 0 | 0 | 0 | 0 | 0 | 0 | 0 | 0 | 0
F9_Industrial_Primary Metals_New_Process_Natural Gas_Steam Trap Maintenance_A_Technical Potential | F9 | Industrial | Primary Metals | New | Process | Natural Gas | Steam Trap Maintenance | A | Incremental Winter Peak Savings (MW) | Technical Potential | 0 | 0 | 0 | 0 | 0 | 0 | 0 | 0 | 0 | 0 | 0 | 0 | 0 | 0 | 0 | 0 | 0 | 0 | 0 | 0 | 0 | 0
F10_Industrial_Primary Metals_New_Process_Natural Gas_Steam Trap Maintenance_A_Technical Potential | F10 | Industrial | Primary Metals | New | Process | Natural Gas | Steam Trap Maintenance | A | Cumulative Energy Savings (MWh or mTherms) | Technical Potential | 0 | 0 | 0 | 0 | 0 | 0 | 0 | 0 | 0 | 0 | 0 | 0 | 0 | 0 | 0 | 0 | 0 | 0 | 0 | 0 | 0 | 0
F11_Industrial_Primary Metals_New_Process_Natural Gas_Steam Trap Maintenance_A_Technical Potential | F11 | Industrial | Primary Metals | New | Process | Natural Gas | Steam Trap Maintenance | A | Cumulative Summer Peak Savings (MW) | Technical Potential | 0 | 0 | 0 | 0 | 0 | 0 | 0 | 0 | 0 | 0 | 0 | 0 | 0 | 0 | 0 | 0 | 0 | 0 | 0 | 0 | 0 | 0
F12_Industrial_Primary Metals_New_Process_Natural Gas_Steam Trap Maintenance_A_Technical Potential | F12 | Industrial | Primary Metals | New | Process | Natural Gas | Steam Trap Maintenance | A | Cumulative Winter Peak Savings (MW) | Technical Potential | 0 | 0 | 0 | 0 | 0 | 0 | 0 | 0 | 0 | 0 | 0 | 0 | 0 | 0 | 0 | 0 | 0 | 0 | 0 | 0 | 0 | 0
F13_Industrial_Primary Metals_New_Process_Natural Gas_Steam Trap Maintenance_A_Technical Potential | F13 | Industrial | Primary Metals | New | Process | Natural Gas | Steam Trap Maintenance | A | Purchases (Incremental) | Technical Potential | 0 | 0 | 0 | 0 | 0 | 0 | 0 | 0 | 0 | 0 | 0 | 0 | 0 | 0 | 0 | 0 | 0 | 0 | 0 | 0 | 0 | 0
F14_Industrial_Primary Metals_New_Process_Natural Gas_Steam Trap Maintenance_A_Technical Potential | F14 | Industrial | Primary Metals | New | Process | Natural Gas | Steam Trap Maintenance | A | Purchases (Cumulative) | Technical Potential | 0 | 0 | 0 | 0 | 0 | 0 | 0 | 0 | 0 | 0 | 0 | 0 | 0 | 0 | 0 | 0 | 0 | 0 | 0 | 0 | 0 | 0
F1_Industrial_Primary Metals_New_Space Heating_Natural Gas_Gas Boiler - High Turndown_A_Technical Potential | F1 | Industrial | Primary Metals | New | Space Heating | Natural Gas | Gas Boiler - High Turndown | A | Original Unit Energy Savings (kWh or therms) | Technical Potential | 0 | 0 | 37.9968 | 37.9968 | 37.9968 | 37.9968 | 37.9968 | 37.9968 | 37.9968 | 37.9968 | 37.9968 | 37.9968 | 37.9968 | 37.9968 | 37.9968 | 37.9968 | 37.9968 | 37.9968 | 37.9968 | 37.9968 | 37.9968 | 37.9968
F2_Industrial_Primary Metals_New_Space Heating_Natural Gas_Gas Boiler - High Turndown_A_Technical Potential | F2 | Industrial | Primary Metals | New | Space Heating | Natural Gas | Gas Boiler - High Turndown | A | Original Unit Summer Peak Savings (kW) | Technical Potential | 0 | 0 | 0 | 0 | 0 | 0 | 0 | 0 | 0 | 0 | 0 | 0 | 0 | 0 | 0 | 0 | 0 | 0 | 0 | 0 | 0 | 0
F3_Industrial_Primary Metals_New_Space Heating_Natural Gas_Gas Boiler - High Turndown_A_Technical Potential | F3 | Industrial | Primary Metals | New | Space Heating | Natural Gas | Gas Boiler - High Turndown | A | Original Unit Winter Peak Savings (kW) | Technical Potential | 0 | 0 | 0 | 0 | 0 | 0 | 0 | 0 | 0 | 0 | 0 | 0 | 0 | 0 | 0 | 0 | 0 | 0 | 0 | 0 | 0 | 0
F4_Industrial_Primary Metals_New_Space Heating_Natural Gas_Gas Boiler - High Turndown_A_Technical Potential | F4 | Industrial | Primary Metals | New | Space Heating | Natural Gas | Gas Boiler - High Turndown | A | Standalone Impact on Baseline Energy (%) | Technical Potential | 0% | 0% | 0.005003% | 0.00787% | 0.01052% | 0.01289% | 0.0162% | 0.01856% | 0.02002% | 0.0206% | 0.02128% | 0.02136% | 0.02121% | 0.02068% | 0.02055% | 0.02008% | 0.01956% | 0.01836% | 0.01764% | 0.01684% | 0.01612% | 0.01546%
F5_Industrial_Primary Metals_New_Space Heating_Natural Gas_Gas Boiler - High Turndown_A_Technical Potential | F5 | Industrial | Primary Metals | New | Space Heating | Natural Gas | Gas Boiler - High Turndown | A | Standalone Impact on Baseline Summer Peak (%) | Technical Potential | bar: 2019 to 2040
F6_Industrial_Primary Metals_New_Space Heating_Natural Gas_Gas Boiler - High Turndown_A_Technical Potential | F6 | Industrial | Primary Metals | New | Space Heating | Natural Gas | Gas Boiler - High Turndown | A | Standalone Impact on Baseline Winter Peak (%) | Technical Potential | bar: 2019 to 2040
F7_Industrial_Primary Metals_New_Space Heating_Natural Gas_Gas Boiler - High Turndown_A_Technical Potential | F7 | Industrial | Primary Metals | New | Space Heating | Natural Gas | Gas Boiler - High Turndown | A | Incremental Energy Savings (MWh or mTherms) | Technical Potential | 0 | 0 | 0.00025222 | 0.00044017 | 0.00062767 | 0.00083781 | 0.00096437 | 0.0010002 | 0.00090458 | 0.00081765 | 0.00071013 | 0.00061963 | 0.00053638 | 0.00046685 | 0.00039398 | 0.00033511 | 0.00028402 | 0.00025222 | 0.00044017 | 0.00062767 | 0.00083781 | 0.00096437
F8_Industrial_Primary Metals_New_Space Heating_Natural Gas_Gas Boiler - High Turndown_A_Technical Potential | F8 | Industrial | Primary Metals | New | Space Heating | Natural Gas | Gas Boiler - High Turndown | A | Incremental Summer Peak Savings (MW) | Technical Potential | 0 | 0 | 0 | 0 | 0 | 0 | 0 | 0 | 0 | 0 | 0 | 0 | 0 | 0 | 0 | 0 | 0 | 0 | 0 | 0 | 0 | 0
F9_Industrial_Primary Metals_New_Space Heating_Natural Gas_Gas Boiler - High Turndown_A_Technical Potential | F9 | Industrial | Primary Metals | New | Space Heating | Natural Gas | Gas Boiler - High Turndown | A | Incremental Winter Peak Savings (MW) | Technical Potential | 0 | 0 | 0 | 0 | 0 | 0 | 0 | 0 | 0 | 0 | 0 | 0 | 0 | 0 | 0 | 0 | 0 | 0 | 0 | 0 | 0 | 0
F10_Industrial_Primary Metals_New_Space Heating_Natural Gas_Gas Boiler - High Turndown_A_Technical Potential | F10 | Industrial | Primary Metals | New | Space Heating | Natural Gas | Gas Boiler - High Turndown | A | Cumulative Energy Savings (MWh or mTherms) | Technical Potential | 0 | 0 | 0.00025222 | 0.0006924 | 0.0013201 | 0.0021579 | 0.0031222 | 0.0041224 | 0.005027 | 0.0058446 | 0.0065548 | 0.0071744 | 0.0077108 | 0.0081776 | 0.0085716 | 0.0089067 | 0.0091907 | 0.0091907 | 0.0091907 | 0.0091907 | 0.0091907 | 0.0091907
F11_Industrial_Primary Metals_New_Space Heating_Natural Gas_Gas Boiler - High Turndown_A_Technical Potential | F11 | Industrial | Primary Metals | New | Space Heating | Natural Gas | Gas Boiler - High Turndown | A | Cumulative Summer Peak Savings (MW) | Technical Potential | 0 | 0 | 0 | 0 | 0 | 0 | 0 | 0 | 0 | 0 | 0 | 0 | 0 | 0 | 0 | 0 | 0 | 0 | 0 | 0 | 0 | 0
F12_Industrial_Primary Metals_New_Space Heating_Natural Gas_Gas Boiler - High Turndown_A_Technical Potential | F12 | Industrial | Primary Metals | New | Space Heating | Natural Gas | Gas Boiler - High Turndown | A | Cumulative Winter Peak Savings (MW) | Technical Potential | 0 | 0 | 0 | 0 | 0 | 0 | 0 | 0 | 0 | 0 | 0 | 0 | 0 | 0 | 0 | 0 | 0 | 0 | 0 | 0 | 0 | 0
F13_Industrial_Primary Metals_New_Space Heating_Natural Gas_Gas Boiler - High Turndown_A_Technical Potential | F13 | Industrial | Primary Metals | New | Space Heating | Natural Gas | Gas Boiler - High Turndown | A | Purchases (Incremental) | Technical Potential | 0 | 0 | 0.006638 | 0.011585 | 0.016519 | 0.02205 | 0.02538 | 0.026322 | 0.023807 | 0.021519 | 0.018689 | 0.016307 | 0.014116 | 0.012287 | 0.010369 | 0.0088195 | 0.0074748 | 0.006638 | 0.011585 | 0.016519 | 0.02205 | 0.02538
F14_Industrial_Primary Metals_New_Space Heating_Natural Gas_Gas Boiler - High Turndown_A_Technical Potential | F14 | Industrial | Primary Metals | New | Space Heating | Natural Gas | Gas Boiler - High Turndown | A | Purchases (Cumulative) | Technical Potential | 0 | 0 | 0.006638 | 0.018222 | 0.034741 | 0.056791 | 0.082171 | 0.10849 | 0.1323 | 0.15382 | 0.17251 | 0.18882 | 0.20293 | 0.21522 | 0.22559 | 0.23441 | 0.24188 | 0.24188 | 0.24188 | 0.24188 | 0.24188 | 0.24188
F1_Industrial_Primary Metals_New_Process_Natural Gas_Gas Boiler - High Turndown_A_Technical Potential | F1 | Industrial | Primary Metals | New | Process | Natural Gas | Gas Boiler - High Turndown | A | Original Unit Energy Savings (kWh or therms) | Technical Potential | 0 | 0 | 38.225 | 38.225 | 38.225 | 38.225 | 38.225 | 38.225 | 38.225 | 38.225 | 38.225 | 38.225 | 38.225 | 38.225 | 38.225 | 38.225 | 38.225 | 38.225 | 38.225 | 38.225 | 38.225 | 38.225
F2_Industrial_Primary Metals_New_Process_Natural Gas_Gas Boiler - High Turndown_A_Technical Potential | F2 | Industrial | Primary Metals | New | Process | Natural Gas | Gas Boiler - High Turndown | A | Original Unit Summer Peak Savings (kW) | Technical Potential | 0 | 0 | 0 | 0 | 0 | 0 | 0 | 0 | 0 | 0 | 0 | 0 | 0 | 0 | 0 | 0 | 0 | 0 | 0 | 0 | 0 | 0
F3_Industrial_Primary Metals_New_Process_Natural Gas_Gas Boiler - High Turndown_A_Technical Potential | F3 | Industrial | Primary Metals | New | Process | Natural Gas | Gas Boiler - High Turndown | A | Original Unit Winter Peak Savings (kW) | Technical Potential | 0 | 0 | 0 | 0 | 0 | 0 | 0 | 0 | 0 | 0 | 0 | 0 | 0 | 0 | 0 | 0 | 0 | 0 | 0 | 0 | 0 | 0
F4_Industrial_Primary Metals_New_Process_Natural Gas_Gas Boiler - High Turndown_A_Technical Potential | F4 | Industrial | Primary Metals | New | Process | Natural Gas | Gas Boiler - High Turndown | A | Standalone Impact on Baseline Energy (%) | Technical Potential | 0% | 0% | 0.006689% | 0.01052% | 0.01407% | 0.01723% | 0.02166% | 0.02481% | 0.02676% | 0.02754% | 0.02845% | 0.02855% | 0.02836% | 0.02764% | 0.02747% | 0.02684% | 0.02615% | 0.02454% | 0.02359% | 0.02251% | 0.02155% | 0.02067%
F5_Industrial_Primary Metals_New_Process_Natural Gas_Gas Boiler - High Turndown_A_Technical Potential | F5 | Industrial | Primary Metals | New | Process | Natural Gas | Gas Boiler - High Turndown | A | Standalone Impact on Baseline Summer Peak (%) | Technical Potential | bar: 2019 to 2040
F6_Industrial_Primary Metals_New_Process_Natural Gas_Gas Boiler - High Turndown_A_Technical Potential | F6 | Industrial | Primary Metals | New | Process | Natural Gas | Gas Boiler - High Turndown | A | Standalone Impact on Baseline Winter Peak (%) | Technical Potential | bar: 2019 to 2040
F7_Industrial_Primary Metals_New_Process_Natural Gas_Gas Boiler - High Turndown_A_Technical Potential | F7 | Industrial | Primary Metals | New | Process | Natural Gas | Gas Boiler - High Turndown | A | Incremental Energy Savings (MWh or mTherms) | Technical Potential | 0 | 0 | 0.0091902 | 0.016039 | 0.02287 | 0.030527 | 0.035139 | 0.036443 | 0.03296 | 0.029793 | 0.025875 | 0.022577 | 0.019544 | 0.017011 | 0.014355 | 0.01221 | 0.010349 | 0.0091902 | 0.016039 | 0.02287 | 0.030527 | 0.035139
F8_Industrial_Primary Metals_New_Process_Natural Gas_Gas Boiler - High Turndown_A_Technical Potential | F8 | Industrial | Primary Metals | New | Process | Natural Gas | Gas Boiler - High Turndown | A | Incremental Summer Peak Savings (MW) | Technical Potential | 0 | 0 | 0 | 0 | 0 | 0 | 0 | 0 | 0 | 0 | 0 | 0 | 0 | 0 | 0 | 0 | 0 | 0 | 0 | 0 | 0 | 0
F9_Industrial_Primary Metals_New_Process_Natural Gas_Gas Boiler - High Turndown_A_Technical Potential | F9 | Industrial | Primary Metals | New | Process | Natural Gas | Gas Boiler - High Turndown | A | Incremental Winter Peak Savings (MW) | Technical Potential | 0 | 0 | 0 | 0 | 0 | 0 | 0 | 0 | 0 | 0 | 0 | 0 | 0 | 0 | 0 | 0 | 0 | 0 | 0 | 0 | 0 | 0
F10_Industrial_Primary Metals_New_Process_Natural Gas_Gas Boiler - High Turndown_A_Technical Potential | F10 | Industrial | Primary Metals | New | Process | Natural Gas | Gas Boiler - High Turndown | A | Cumulative Energy Savings (MWh or mTherms) | Technical Potential | 0 | 0 | 0.0091902 | 0.025229 | 0.048099 | 0.078626 | 0.11376 | 0.15021 | 0.18317 | 0.21296 | 0.23884 | 0.26141 | 0.28096 | 0.29797 | 0.31232 | 0.32453 | 0.33488 | 0.33488 | 0.33488 | 0.33488 | 0.33488 | 0.33488
F11_Industrial_Primary Metals_New_Process_Natural Gas_Gas Boiler - High Turndown_A_Technical Potential | F11 | Industrial | Primary Metals | New | Process | Natural Gas | Gas Boiler - High Turndown | A | Cumulative Summer Peak Savings (MW) | Technical Potential | 0 | 0 | 0 | 0 | 0 | 0 | 0 | 0 | 0 | 0 | 0 | 0 | 0 | 0 | 0 | 0 | 0 | 0 | 0 | 0 | 0 | 0
F12_Industrial_Primary Metals_New_Process_Natural Gas_Gas Boiler - High Turndown_A_Technical Potential | F12 | Industrial | Primary Metals | New | Process | Natural Gas | Gas Boiler - High Turndown | A | Cumulative Winter Peak Savings (MW) | Technical Potential | 0 | 0 | 0 | 0 | 0 | 0 | 0 | 0 | 0 | 0 | 0 | 0 | 0 | 0 | 0 | 0 | 0 | 0 | 0 | 0 | 0 | 0
F13_Industrial_Primary Metals_New_Process_Natural Gas_Gas Boiler - High Turndown_A_Technical Potential | F13 | Industrial | Primary Metals | New | Process | Natural Gas | Gas Boiler - High Turndown | A | Purchases (Incremental) | Technical Potential | 0 | 0 | 0.24042 | 0.41958 | 0.5983 | 0.79862 | 0.91926 | 0.95337 | 0.86226 | 0.7794 | 0.67691 | 0.59064 | 0.51129 | 0.44501 | 0.37555 | 0.31943 | 0.27073 | 0.24042 | 0.41958 | 0.5983 | 0.79862 | 0.91926
F14_Industrial_Primary Metals_New_Process_Natural Gas_Gas Boiler - High Turndown_A_Technical Potential | F14 | Industrial | Primary Metals | New | Process | Natural Gas | Gas Boiler - High Turndown | A | Purchases (Cumulative) | Technical Potential | 0 | 0 | 0.24042 | 0.66 | 1.2583 | 2.0569 | 2.9762 | 3.9296 | 4.7918 | 5.5712 | 6.2481 | 6.8388 | 7.3501 | 7.7951 | 8.1706 | 8.4901 | 8.7608 | 8.7608 | 8.7608 | 8.7608 | 8.7608 | 8.7608
F1_Industrial_Primary Metals_New_Space Heating_Natural Gas_Gas Boiler - Burner Control Optimization_A_Technical Potential | F1 | Industrial | Primary Metals | New | Space Heating | Natural Gas | Gas Boiler - Burner Control Optimization | A | Original Unit Energy Savings (kWh or therms) | Technical Potential | 0 | 0 | 11.0191 | 11.0191 | 11.0191 | 11.0191 | 11.0191 | 11.0191 | 11.0191 | 11.0191 | 11.0191 | 11.0191 | 11.0191 | 11.0191 | 11.0191 | 11.0191 | 11.0191 | 11.0191 | 11.0191 | 11.0191 | 11.0191 | 11.0191
F2_Industrial_Primary Metals_New_Space Heating_Natural Gas_Gas Boiler - Burner Control Optimization_A_Technical Potential | F2 | Industrial | Primary Metals | New | Space Heating | Natural Gas | Gas Boiler - Burner Control Optimization | A | Original Unit Summer Peak Savings (kW) | Technical Potential | 0 | 0 | 0 | 0 | 0 | 0 | 0 | 0 | 0 | 0 | 0 | 0 | 0 | 0 | 0 | 0 | 0 | 0 | 0 | 0 | 0 | 0
F3_Industrial_Primary Metals_New_Space Heating_Natural Gas_Gas Boiler - Burner Control Optimization_A_Technical Potential | F3 | Industrial | Primary Metals | New | Space Heating | Natural Gas | Gas Boiler - Burner Control Optimization | A | Original Unit Winter Peak Savings (kW) | Technical Potential | 0 | 0 | 0 | 0 | 0 | 0 | 0 | 0 | 0 | 0 | 0 | 0 | 0 | 0 | 0 | 0 | 0 | 0 | 0 | 0 | 0 | 0
F4_Industrial_Primary Metals_New_Space Heating_Natural Gas_Gas Boiler - Burner Control Optimization_A_Technical Potential | F4 | Industrial | Primary Metals | New | Space Heating | Natural Gas | Gas Boiler - Burner Control Optimization | A | Standalone Impact on Baseline Energy (%) | Technical Potential | 0% | 0% | 0.0003914% | 0.0008395% | 0.001819% | 0.003516% | 0.006405% | 0.01025% | 0.01503% | 0.02027% | 0.02617% | 0.03149% | 0.0361% | 0.03931% | 0.04231% | 0.04371% | 0.04415% | 0.04347% | 0.04313% | 0.04201% | 0.04071% | 0.03931%
F5_Industrial_Primary Metals_New_Space Heating_Natural Gas_Gas Boiler - Burner Control Optimization_A_Technical Potential | F5 | Industrial | Primary Metals | New | Space Heating | Natural Gas | Gas Boiler - Burner Control Optimization | A | Standalone Impact on Baseline Summer Peak (%) | Technical Potential | bar: 2019 to 2040
F6_Industrial_Primary Metals_New_Space Heating_Natural Gas_Gas Boiler - Burner Control Optimization_A_Technical Potential | F6 | Industrial | Primary Metals | New | Space Heating | Natural Gas | Gas Boiler - Burner Control Optimization | A | Standalone Impact on Baseline Winter Peak (%) | Technical Potential | bar: 2019 to 2040
F7_Industrial_Primary Metals_New_Space Heating_Natural Gas_Gas Boiler - Burner Control Optimization_A_Technical Potential | F7 | Industrial | Primary Metals | New | Space Heating | Natural Gas | Gas Boiler - Burner Control Optimization | A | Incremental Energy Savings (MWh or mTherms) | Technical Potential | 0 | 0 | 1.9731e-05 | 5.4127e-05 | 0.00015437 | 0.00036059 | 0.00064564 | 0.0010416 | 0.0014987 | 0.0019756 | 0.0023097 | 0.0025193 | 0.0025442 | 0.0024221 | 0.0021041 | 0.00174 | 0.0013583 | 0.0010129 | 0.00070259 | 0.00046854 | 0.00029789 | 0.00021027
F8_Industrial_Primary Metals_New_Space Heating_Natural Gas_Gas Boiler - Burner Control Optimization_A_Technical Potential | F8 | Industrial | Primary Metals | New | Space Heating | Natural Gas | Gas Boiler - Burner Control Optimization | A | Incremental Summer Peak Savings (MW) | Technical Potential | 0 | 0 | 0 | 0 | 0 | 0 | 0 | 0 | 0 | 0 | 0 | 0 | 0 | 0 | 0 | 0 | 0 | 0 | 0 | 0 | 0 | 0
F9_Industrial_Primary Metals_New_Space Heating_Natural Gas_Gas Boiler - Burner Control Optimization_A_Technical Potential | F9 | Industrial | Primary Metals | New | Space Heating | Natural Gas | Gas Boiler - Burner Control Optimization | A | Incremental Winter Peak Savings (MW) | Technical Potential | 0 | 0 | 0 | 0 | 0 | 0 | 0 | 0 | 0 | 0 | 0 | 0 | 0 | 0 | 0 | 0 | 0 | 0 | 0 | 0 | 0 | 0
F10_Industrial_Primary Metals_New_Space Heating_Natural Gas_Gas Boiler - Burner Control Optimization_A_Technical Potential | F10 | Industrial | Primary Metals | New | Space Heating | Natural Gas | Gas Boiler - Burner Control Optimization | A | Cumulative Energy Savings (MWh or mTherms) | Technical Potential | 0 | 0 | 1.9731e-05 | 7.3858e-05 | 0.00022822 | 0.00058881 | 0.0012345 | 0.0022761 | 0.0037748 | 0.0057504 | 0.0080602 | 0.010579 | 0.013124 | 0.015546 | 0.01765 | 0.01939 | 0.020748 | 0.021761 | 0.022464 | 0.022932 | 0.02321 | 0.023366
F11_Industrial_Primary Metals_New_Space Heating_Natural Gas_Gas Boiler - Burner Control Optimization_A_Technical Potential | F11 | Industrial | Primary Metals | New | Space Heating | Natural Gas | Gas Boiler - Burner Control Optimization | A | Cumulative Summer Peak Savings (MW) | Technical Potential | 0 | 0 | 0 | 0 | 0 | 0 | 0 | 0 | 0 | 0 | 0 | 0 | 0 | 0 | 0 | 0 | 0 | 0 | 0 | 0 | 0 | 0
F12_Industrial_Primary Metals_New_Space Heating_Natural Gas_Gas Boiler - Burner Control Optimization_A_Technical Potential | F12 | Industrial | Primary Metals | New | Space Heating | Natural Gas | Gas Boiler - Burner Control Optimization | A | Cumulative Winter Peak Savings (MW) | Technical Potential | 0 | 0 | 0 | 0 | 0 | 0 | 0 | 0 | 0 | 0 | 0 | 0 | 0 | 0 | 0 | 0 | 0 | 0 | 0 | 0 | 0 | 0
F13_Industrial_Primary Metals_New_Space Heating_Natural Gas_Gas Boiler - Burner Control Optimization_A_Technical Potential | F13 | Industrial | Primary Metals | New | Space Heating | Natural Gas | Gas Boiler - Burner Control Optimization | A | Purchases (Incremental) | Technical Potential | 0 | 0 | 0.0017906 | 0.0049122 | 0.014009 | 0.032724 | 0.058593 | 0.094528 | 0.13601 | 0.17929 | 0.20961 | 0.22863 | 0.23089 | 0.21981 | 0.19095 | 0.15791 | 0.12327 | 0.091921 | 0.063762 | 0.042521 | 0.027034 | 0.019082
F14_Industrial_Primary Metals_New_Space Heating_Natural Gas_Gas Boiler - Burner Control Optimization_A_Technical Potential | F14 | Industrial | Primary Metals | New | Space Heating | Natural Gas | Gas Boiler - Burner Control Optimization | A | Purchases (Cumulative) | Technical Potential | 0 | 0 | 0.0017906 | 0.0067028 | 0.020712 | 0.053436 | 0.11203 | 0.20656 | 0.34257 | 0.52186 | 0.73147 | 0.9601 | 1.191 | 1.4108 | 1.6018 | 1.7597 | 1.8829 | 1.9748 | 2.0386 | 2.0811 | 2.1064 | 2.1205
F1_Industrial_Primary Metals_New_Process_Natural Gas_Gas Boiler - Burner Control Optimization_A_Technical Potential | F1 | Industrial | Primary Metals | New | Process | Natural Gas | Gas Boiler - Burner Control Optimization | A | Original Unit Energy Savings (kWh or therms) | Technical Potential | 0 | 0 | 11.0853 | 11.0853 | 11.0853 | 11.0853 | 11.0853 | 11.0853 | 11.0853 | 11.0853 | 11.0853 | 11.0853 | 11.0853 | 11.0853 | 11.0853 | 11.0853 | 11.0853 | 11.0853 | 11.0853 | 11.0853 | 11.0853 | 11.0853
F2_Industrial_Primary Metals_New_Process_Natural Gas_Gas Boiler - Burner Control Optimization_A_Technical Potential | F2 | Industrial | Primary Metals | New | Process | Natural Gas | Gas Boiler - Burner Control Optimization | A | Original Unit Summer Peak Savings (kW) | Technical Potential | 0 | 0 | 0 | 0 | 0 | 0 | 0 | 0 | 0 | 0 | 0 | 0 | 0 | 0 | 0 | 0 | 0 | 0 | 0 | 0 | 0 | 0
F3_Industrial_Primary Metals_New_Process_Natural Gas_Gas Boiler - Burner Control Optimization_A_Technical Potential | F3 | Industrial | Primary Metals | New | Process | Natural Gas | Gas Boiler - Burner Control Optimization | A | Original Unit Winter Peak Savings (kW) | Technical Potential | 0 | 0 | 0 | 0 | 0 | 0 | 0 | 0 | 0 | 0 | 0 | 0 | 0 | 0 | 0 | 0 | 0 | 0 | 0 | 0 | 0 | 0
F4_Industrial_Primary Metals_New_Process_Natural Gas_Gas Boiler - Burner Control Optimization_A_Technical Potential | F4 | Industrial | Primary Metals | New | Process | Natural Gas | Gas Boiler - Burner Control Optimization | A | Standalone Impact on Baseline Energy (%) | Technical Potential | 0% | 0% | 0.0005233% | 0.001122% | 0.002432% | 0.004701% | 0.008562% | 0.0137% | 0.0201% | 0.0271% | 0.03498% | 0.0421% | 0.04826% | 0.05255% | 0.05656% | 0.05844% | 0.05902% | 0.05811% | 0.05765% | 0.05616% | 0.05442% | 0.05256%
F5_Industrial_Primary Metals_New_Process_Natural Gas_Gas Boiler - Burner Control Optimization_A_Technical Potential | F5 | Industrial | Primary Metals | New | Process | Natural Gas | Gas Boiler - Burner Control Optimization | A | Standalone Impact on Baseline Summer Peak (%) | Technical Potential | bar: 2019 to 2040
F6_Industrial_Primary Metals_New_Process_Natural Gas_Gas Boiler - Burner Control Optimization_A_Technical Potential | F6 | Industrial | Primary Metals | New | Process | Natural Gas | Gas Boiler - Burner Control Optimization | A | Standalone Impact on Baseline Winter Peak (%) | Technical Potential | bar: 2019 to 2040
F7_Industrial_Primary Metals_New_Process_Natural Gas_Gas Boiler - Burner Control Optimization_A_Technical Potential | F7 | Industrial | Primary Metals | New | Process | Natural Gas | Gas Boiler - Burner Control Optimization | A | Incremental Energy Savings (MWh or mTherms) | Technical Potential | 0 | 0 | 0.00071893 | 0.0019722 | 0.0056246 | 0.013139 | 0.023525 | 0.037953 | 0.054609 | 0.071985 | 0.08416 | 0.091794 | 0.092704 | 0.088252 | 0.076667 | 0.0634 | 0.049492 | 0.036906 | 0.0256 | 0.017072 | 0.010854 | 0.0076615
F8_Industrial_Primary Metals_New_Process_Natural Gas_Gas Boiler - Burner Control Optimization_A_Technical Potential | F8 | Industrial | Primary Metals | New | Process | Natural Gas | Gas Boiler - Burner Control Optimization | A | Incremental Summer Peak Savings (MW) | Technical Potential | 0 | 0 | 0 | 0 | 0 | 0 | 0 | 0 | 0 | 0 | 0 | 0 | 0 | 0 | 0 | 0 | 0 | 0 | 0 | 0 | 0 | 0
F9_Industrial_Primary Metals_New_Process_Natural Gas_Gas Boiler - Burner Control Optimization_A_Technical Potential | F9 | Industrial | Primary Metals | New | Process | Natural Gas | Gas Boiler - Burner Control Optimization | A | Incremental Winter Peak Savings (MW) | Technical Potential | 0 | 0 | 0 | 0 | 0 | 0 | 0 | 0 | 0 | 0 | 0 | 0 | 0 | 0 | 0 | 0 | 0 | 0 | 0 | 0 | 0 | 0
F10_Industrial_Primary Metals_New_Process_Natural Gas_Gas Boiler - Burner Control Optimization_A_Technical Potential | F10 | Industrial | Primary Metals | New | Process | Natural Gas | Gas Boiler - Burner Control Optimization | A | Cumulative Energy Savings (MWh or mTherms) | Technical Potential | 0 | 0 | 0.00071893 | 0.0026912 | 0.0083158 | 0.021454 | 0.04498 | 0.082932 | 0.13754 | 0.20953 | 0.29369 | 0.38548 | 0.47818 | 0.56644 | 0.6431 | 0.7065 | 0.75599 | 0.7929 | 0.8185 | 0.83557 | 0.84571 | 0.8514
F11_Industrial_Primary Metals_New_Process_Natural Gas_Gas Boiler - Burner Control Optimization_A_Technical Potential | F11 | Industrial | Primary Metals | New | Process | Natural Gas | Gas Boiler - Burner Control Optimization | A | Cumulative Summer Peak Savings (MW) | Technical Potential | 0 | 0 | 0 | 0 | 0 | 0 | 0 | 0 | 0 | 0 | 0 | 0 | 0 | 0 | 0 | 0 | 0 | 0 | 0 | 0 | 0 | 0
F12_Industrial_Primary Metals_New_Process_Natural Gas_Gas Boiler - Burner Control Optimization_A_Technical Potential | F12 | Industrial | Primary Metals | New | Process | Natural Gas | Gas Boiler - Burner Control Optimization | A | Cumulative Winter Peak Savings (MW) | Technical Potential | 0 | 0 | 0 | 0 | 0 | 0 | 0 | 0 | 0 | 0 | 0 | 0 | 0 | 0 | 0 | 0 | 0 | 0 | 0 | 0 | 0 | 0
F13_Industrial_Primary Metals_New_Process_Natural Gas_Gas Boiler - Burner Control Optimization_A_Technical Potential | F13 | Industrial | Primary Metals | New | Process | Natural Gas | Gas Boiler - Burner Control Optimization | A | Purchases (Incremental) | Technical Potential | 0 | 0 | 0.064855 | 0.17791 | 0.50739 | 1.1852 | 2.1222 | 3.4237 | 4.9263 | 6.4938 | 7.5921 | 8.2807 | 8.3628 | 7.9612 | 6.9161 | 5.7193 | 4.4646 | 3.3293 | 2.3094 | 1.5401 | 0.97916 | 0.69114
F14_Industrial_Primary Metals_New_Process_Natural Gas_Gas Boiler - Burner Control Optimization_A_Technical Potential | F14 | Industrial | Primary Metals | New | Process | Natural Gas | Gas Boiler - Burner Control Optimization | A | Purchases (Cumulative) | Technical Potential | 0 | 0 | 0.064855 | 0.24277 | 0.75016 | 1.9354 | 4.0576 | 7.4813 | 12.4076 | 18.9014 | 26.4934 | 34.7741 | 43.137 | 51.0982 | 58.0142 | 63.7335 | 68.1982 | 71.5275 | 73.8369 | 75.3769 | 76.2913 | 76.8045
F1_Industrial_Primary Metals_New_Space Heating_Natural Gas_HVAC - Demand Controlled Ventilation_A_Technical Potential | F1 | Industrial | Primary Metals | New | Space Heating | Natural Gas | HVAC - Demand Controlled Ventilation | A | Original Unit Energy Savings (kWh or therms) | Technical Potential | 0 | 0 | 0.067787 | 0.067787 | 0.067787 | 0.067787 | 0.067787 | 0.067787 | 0.067787 | 0.067787 | 0.067787 | 0.067787 | 0.067787 | 0.067787 | 0.067787 | 0.067787 | 0.067787 | 0.067787 | 0.067787 | 0.067787 | 0.067787 | 0.067787
F2_Industrial_Primary Metals_New_Space Heating_Natural Gas_HVAC - Demand Controlled Ventilation_A_Technical Potential | F2 | Industrial | Primary Metals | New | Space Heating | Natural Gas | HVAC - Demand Controlled Ventilation | A | Original Unit Summer Peak Savings (kW) | Technical Potential | 0 | 0 | 0 | 0 | 0 | 0 | 0 | 0 | 0 | 0 | 0 | 0 | 0 | 0 | 0 | 0 | 0 | 0 | 0 | 0 | 0 | 0
F3_Industrial_Primary Metals_New_Space Heating_Natural Gas_HVAC - Demand Controlled Ventilation_A_Technical Potential | F3 | Industrial | Primary Metals | New | Space Heating | Natural Gas | HVAC - Demand Controlled Ventilation | A | Original Unit Winter Peak Savings (kW) | Technical Potential | 0 | 0 | 0 | 0 | 0 | 0 | 0 | 0 | 0 | 0 | 0 | 0 | 0 | 0 | 0 | 0 | 0 | 0 | 0 | 0 | 0 | 0
F4_Industrial_Primary Metals_New_Space Heating_Natural Gas_HVAC - Demand Controlled Ventilation_A_Technical Potential | F4 | Industrial | Primary Metals | New | Space Heating | Natural Gas | HVAC - Demand Controlled Ventilation | A | Standalone Impact on Baseline Energy (%) | Technical Potential | 0% | 0% | 0.04659% | 0.07329% | 0.09798% | 0.12% | 0.1508% | 0.1775% | 0.2036% | 0.2268% | 0.2555% | 0.2808% | 0.3061% | 0.328% | 0.3575% | 0.3828% | 0.4079% | 0.4248% | 0.447% | 0.4624% | 0.4756% | 0.4877%
F5_Industrial_Primary Metals_New_Space Heating_Natural Gas_HVAC - Demand Controlled Ventilation_A_Technical Potential | F5 | Industrial | Primary Metals | New | Space Heating | Natural Gas | HVAC - Demand Controlled Ventilation | A | Standalone Impact on Baseline Summer Peak (%) | Technical Potential | bar: 2019 to 2040
F6_Industrial_Primary Metals_New_Space Heating_Natural Gas_HVAC - Demand Controlled Ventilation_A_Technical Potential | F6 | Industrial | Primary Metals | New | Space Heating | Natural Gas | HVAC - Demand Controlled Ventilation | A | Standalone Impact on Baseline Winter Peak (%) | Technical Potential | bar: 2019 to 2040
F7_Industrial_Primary Metals_New_Space Heating_Natural Gas_HVAC - Demand Controlled Ventilation_A_Technical Potential | F7 | Industrial | Primary Metals | New | Space Heating | Natural Gas | HVAC - Demand Controlled Ventilation | A | Incremental Energy Savings (MWh or mTherms) | Technical Potential | 0 | 0 | 0.0023486 | 0.0040987 | 0.0058446 | 0.0078014 | 0.0089799 | 0.010348 | 0.011699 | 0.013218 | 0.01435 | 0.015652 | 0.016936 | 0.018426 | 0.019437 | 0.020666 | 0.021894 | 0.023323 | 0.024268 | 0.025431 | 0.026563 | 0.027692
F8_Industrial_Primary Metals_New_Space Heating_Natural Gas_HVAC - Demand Controlled Ventilation_A_Technical Potential | F8 | Industrial | Primary Metals | New | Space Heating | Natural Gas | HVAC - Demand Controlled Ventilation | A | Incremental Summer Peak Savings (MW) | Technical Potential | 0 | 0 | 0 | 0 | 0 | 0 | 0 | 0 | 0 | 0 | 0 | 0 | 0 | 0 | 0 | 0 | 0 | 0 | 0 | 0 | 0 | 0
F9_Industrial_Primary Metals_New_Space Heating_Natural Gas_HVAC - Demand Controlled Ventilation_A_Technical Potential | F9 | Industrial | Primary Metals | New | Space Heating | Natural Gas | HVAC - Demand Controlled Ventilation | A | Incremental Winter Peak Savings (MW) | Technical Potential | 0 | 0 | 0 | 0 | 0 | 0 | 0 | 0 | 0 | 0 | 0 | 0 | 0 | 0 | 0 | 0 | 0 | 0 | 0 | 0 | 0 | 0
F10_Industrial_Primary Metals_New_Space Heating_Natural Gas_HVAC - Demand Controlled Ventilation_A_Technical Potential | F10 | Industrial | Primary Metals | New | Space Heating | Natural Gas | HVAC - Demand Controlled Ventilation | A | Cumulative Energy Savings (MWh or mTherms) | Technical Potential | 0 | 0 | 0.0023486 | 0.0064473 | 0.012292 | 0.020093 | 0.029073 | 0.039421 | 0.05112 | 0.064338 | 0.078688 | 0.09434 | 0.11128 | 0.1297 | 0.14914 | 0.1698 | 0.1917 | 0.21267 | 0.23284 | 0.25243 | 0.27119 | 0.2899
F11_Industrial_Primary Metals_New_Space Heating_Natural Gas_HVAC - Demand Controlled Ventilation_A_Technical Potential | F11 | Industrial | Primary Metals | New | Space Heating | Natural Gas | HVAC - Demand Controlled Ventilation | A | Cumulative Summer Peak Savings (MW) | Technical Potential | 0 | 0 | 0 | 0 | 0 | 0 | 0 | 0 | 0 | 0 | 0 | 0 | 0 | 0 | 0 | 0 | 0 | 0 | 0 | 0 | 0 | 0
F12_Industrial_Primary Metals_New_Space Heating_Natural Gas_HVAC - Demand Controlled Ventilation_A_Technical Potential | F12 | Industrial | Primary Metals | New | Space Heating | Natural Gas | HVAC - Demand Controlled Ventilation | A | Cumulative Winter Peak Savings (MW) | Technical Potential | 0 | 0 | 0 | 0 | 0 | 0 | 0 | 0 | 0 | 0 | 0 | 0 | 0 | 0 | 0 | 0 | 0 | 0 | 0 | 0 | 0 | 0
F13_Industrial_Primary Metals_New_Space Heating_Natural Gas_HVAC - Demand Controlled Ventilation_A_Technical Potential | F13 | Industrial | Primary Metals | New | Space Heating | Natural Gas | HVAC - Demand Controlled Ventilation | A | Purchases (Incremental) | Technical Potential | 0 | 0 | 34.6468 | 60.4651 | 86.2201 | 115.0874 | 132.4725 | 152.6542 | 172.5816 | 194.9968 | 211.6916 | 230.8928 | 249.8394 | 271.818 | 286.7349 | 304.8644 | 322.9801 | 344.0693 | 357.9993 | 375.1644 | 391.862 | 408.5102
F14_Industrial_Primary Metals_New_Space Heating_Natural Gas_HVAC - Demand Controlled Ventilation_A_Technical Potential | F14 | Industrial | Primary Metals | New | Space Heating | Natural Gas | HVAC - Demand Controlled Ventilation | A | Purchases (Cumulative) | Technical Potential | 0 | 0 | 34.6468 | 95.1119 | 181.332 | 296.4194 | 428.8919 | 581.5461 | 754.1277 | 949.1245 | 1160.8161 | 1391.709 | 1641.5484 | 1913.3664 | 2200.1013 | 2504.9657 | 2827.9458 | 3137.3684 | 3434.9026 | 3723.8468 | 4000.6214 | 4276.6591
F1_Industrial_Primary Metals_New_Space Heating_Natural Gas_Gas Boiler - Stack Economizer_A_Technical Potential | F1 | Industrial | Primary Metals | New | Space Heating | Natural Gas | Gas Boiler - Stack Economizer | A | Original Unit Energy Savings (kWh or therms) | Technical Potential | 0 | 0 | 27.7376 | 27.7376 | 27.7376 | 27.7376 | 27.7376 | 27.7376 | 27.7376 | 27.7376 | 27.7376 | 27.7376 | 27.7376 | 27.7376 | 27.7376 | 27.7376 | 27.7376 | 27.7376 | 27.7376 | 27.7376 | 27.7376 | 27.7376
F2_Industrial_Primary Metals_New_Space Heating_Natural Gas_Gas Boiler - Stack Economizer_A_Technical Potential | F2 | Industrial | Primary Metals | New | Space Heating | Natural Gas | Gas Boiler - Stack Economizer | A | Original Unit Summer Peak Savings (kW) | Technical Potential | 0 | 0 | 0 | 0 | 0 | 0 | 0 | 0 | 0 | 0 | 0 | 0 | 0 | 0 | 0 | 0 | 0 | 0 | 0 | 0 | 0 | 0
F3_Industrial_Primary Metals_New_Space Heating_Natural Gas_Gas Boiler - Stack Economizer_A_Technical Potential | F3 | Industrial | Primary Metals | New | Space Heating | Natural Gas | Gas Boiler - Stack Economizer | A | Original Unit Winter Peak Savings (kW) | Technical Potential | 0 | 0 | 0 | 0 | 0 | 0 | 0 | 0 | 0 | 0 | 0 | 0 | 0 | 0 | 0 | 0 | 0 | 0 | 0 | 0 | 0 | 0
F4_Industrial_Primary Metals_New_Space Heating_Natural Gas_Gas Boiler - Stack Economizer_A_Technical Potential | F4 | Industrial | Primary Metals | New | Space Heating | Natural Gas | Gas Boiler - Stack Economizer | A | Standalone Impact on Baseline Energy (%) | Technical Potential | 0% | 0% | 0.00974% | 0.01532% | 0.02048% | 0.02509% | 0.03153% | 0.03613% | 0.03897% | 0.0401% | 0.04143% | 0.04157% | 0.04129% | 0.04025% | 0.04% | 0.03909% | 0.03807% | 0.03574% | 0.03435% | 0.03278% | 0.03138% | 0.0301%
F5_Industrial_Primary Metals_New_Space Heating_Natural Gas_Gas Boiler - Stack Economizer_A_Technical Potential | F5 | Industrial | Primary Metals | New | Space Heating | Natural Gas | Gas Boiler - Stack Economizer | A | Standalone Impact on Baseline Summer Peak (%) | Technical Potential | bar: 2019 to 2040
F6_Industrial_Primary Metals_New_Space Heating_Natural Gas_Gas Boiler - Stack Economizer_A_Technical Potential | F6 | Industrial | Primary Metals | New | Space Heating | Natural Gas | Gas Boiler - Stack Economizer | A | Standalone Impact on Baseline Winter Peak (%) | Technical Potential | bar: 2019 to 2040
F7_Industrial_Primary Metals_New_Space Heating_Natural Gas_Gas Boiler - Stack Economizer_A_Technical Potential | F7 | Industrial | Primary Metals | New | Space Heating | Natural Gas | Gas Boiler - Stack Economizer | A | Incremental Energy Savings (MWh or mTherms) | Technical Potential | 0 | 0 | 0.00049099 | 0.00085687 | 0.0012219 | 0.0016309 | 0.0018773 | 0.001947 | 0.0017609 | 0.0015917 | 0.0013824 | 0.0012062 | 0.0010442 | 0.00090881 | 0.00076694 | 0.00065235 | 0.00055289 | 0.00049099 | 0.00085687 | 0.0012219 | 0.0016309 | 0.0018773
F8_Industrial_Primary Metals_New_Space Heating_Natural Gas_Gas Boiler - Stack Economizer_A_Technical Potential | F8 | Industrial | Primary Metals | New | Space Heating | Natural Gas | Gas Boiler - Stack Economizer | A | Incremental Summer Peak Savings (MW) | Technical Potential | 0 | 0 | 0 | 0 | 0 | 0 | 0 | 0 | 0 | 0 | 0 | 0 | 0 | 0 | 0 | 0 | 0 | 0 | 0 | 0 | 0 | 0
F9_Industrial_Primary Metals_New_Space Heating_Natural Gas_Gas Boiler - Stack Economizer_A_Technical Potential | F9 | Industrial | Primary Metals | New | Space Heating | Natural Gas | Gas Boiler - Stack Economizer | A | Incremental Winter Peak Savings (MW) | Technical Potential | 0 | 0 | 0 | 0 | 0 | 0 | 0 | 0 | 0 | 0 | 0 | 0 | 0 | 0 | 0 | 0 | 0 | 0 | 0 | 0 | 0 | 0
F10_Industrial_Primary Metals_New_Space Heating_Natural Gas_Gas Boiler - Stack Economizer_A_Technical Potential | F10 | Industrial | Primary Metals | New | Space Heating | Natural Gas | Gas Boiler - Stack Economizer | A | Cumulative Energy Savings (MWh or mTherms) | Technical Potential | 0 | 0 | 0.00049099 | 0.0013479 | 0.0025697 | 0.0042007 | 0.006078 | 0.008025 | 0.0097859 | 0.011378 | 0.01276 | 0.013966 | 0.01501 | 0.015919 | 0.016686 | 0.017338 | 0.017891 | 0.017891 | 0.017891 | 0.017891 | 0.017891 | 0.017891
F11_Industrial_Primary Metals_New_Space Heating_Natural Gas_Gas Boiler - Stack Economizer_A_Technical Potential | F11 | Industrial | Primary Metals | New | Space Heating | Natural Gas | Gas Boiler - Stack Economizer | A | Cumulative Summer Peak Savings (MW) | Technical Potential | 0 | 0 | 0 | 0 | 0 | 0 | 0 | 0 | 0 | 0 | 0 | 0 | 0 | 0 | 0 | 0 | 0 | 0 | 0 | 0 | 0 | 0
F12_Industrial_Primary Metals_New_Space Heating_Natural Gas_Gas Boiler - Stack Economizer_A_Technical Potential | F12 | Industrial | Primary Metals | New | Space Heating | Natural Gas | Gas Boiler - Stack Economizer | A | Cumulative Winter Peak Savings (MW) | Technical Potential | 0 | 0 | 0 | 0 | 0 | 0 | 0 | 0 | 0 | 0 | 0 | 0 | 0 | 0 | 0 | 0 | 0 | 0 | 0 | 0 | 0 | 0
F13_Industrial_Primary Metals_New_Space Heating_Natural Gas_Gas Boiler - Stack Economizer_A_Technical Potential | F13 | Industrial | Primary Metals | New | Space Heating | Natural Gas | Gas Boiler - Stack Economizer | A | Purchases (Incremental) | Technical Potential | 0 | 0 | 0.017701 | 0.030892 | 0.04405 | 0.058799 | 0.067681 | 0.070193 | 0.063485 | 0.057384 | 0.049838 | 0.043487 | 0.037644 | 0.032764 | 0.02765 | 0.023519 | 0.019933 | 0.017701 | 0.030892 | 0.04405 | 0.058799 | 0.067681
F14_Industrial_Primary Metals_New_Space Heating_Natural Gas_Gas Boiler - Stack Economizer_A_Technical Potential | F14 | Industrial | Primary Metals | New | Space Heating | Natural Gas | Gas Boiler - Stack Economizer | A | Purchases (Cumulative) | Technical Potential | 0 | 0 | 0.017701 | 0.048593 | 0.092644 | 0.15144 | 0.21912 | 0.28932 | 0.3528 | 0.41019 | 0.46002 | 0.50351 | 0.54115 | 0.57392 | 0.60157 | 0.62509 | 0.64502 | 0.64502 | 0.64502 | 0.64502 | 0.64502 | 0.64502
F1_Industrial_Primary Metals_New_Process_Natural Gas_Gas Boiler - Stack Economizer_A_Technical Potential | F1 | Industrial | Primary Metals | New | Process | Natural Gas | Gas Boiler - Stack Economizer | A | Original Unit Energy Savings (kWh or therms) | Technical Potential | 0 | 0 | 36.696 | 36.696 | 36.696 | 36.696 | 36.696 | 36.696 | 36.696 | 36.696 | 36.696 | 36.696 | 36.696 | 36.696 | 36.696 | 36.696 | 36.696 | 36.696 | 36.696 | 36.696 | 36.696 | 36.696
F2_Industrial_Primary Metals_New_Process_Natural Gas_Gas Boiler - Stack Economizer_A_Technical Potential | F2 | Industrial | Primary Metals | New | Process | Natural Gas | Gas Boiler - Stack Economizer | A | Original Unit Summer Peak Savings (kW) | Technical Potential | 0 | 0 | 0 | 0 | 0 | 0 | 0 | 0 | 0 | 0 | 0 | 0 | 0 | 0 | 0 | 0 | 0 | 0 | 0 | 0 | 0 | 0
F3_Industrial_Primary Metals_New_Process_Natural Gas_Gas Boiler - Stack Economizer_A_Technical Potential | F3 | Industrial | Primary Metals | New | Process | Natural Gas | Gas Boiler - Stack Economizer | A | Original Unit Winter Peak Savings (kW) | Technical Potential | 0 | 0 | 0 | 0 | 0 | 0 | 0 | 0 | 0 | 0 | 0 | 0 | 0 | 0 | 0 | 0 | 0 | 0 | 0 | 0 | 0 | 0
F4_Industrial_Primary Metals_New_Process_Natural Gas_Gas Boiler - Stack Economizer_A_Technical Potential | F4 | Industrial | Primary Metals | New | Process | Natural Gas | Gas Boiler - Stack Economizer | A | Standalone Impact on Baseline Energy (%) | Technical Potential | 0% | 0% | 0.01712% | 0.02694% | 0.03601% | 0.0441% | 0.05544% | 0.06352% | 0.06851% | 0.0705% | 0.07283% | 0.07309% | 0.0726% | 0.07077% | 0.07032% | 0.06872% | 0.06693% | 0.06283% | 0.06039% | 0.05762% | 0.05517% | 0.05292%
F5_Industrial_Primary Metals_New_Process_Natural Gas_Gas Boiler - Stack Economizer_A_Technical Potential | F5 | Industrial | Primary Metals | New | Process | Natural Gas | Gas Boiler - Stack Economizer | A | Standalone Impact on Baseline Summer Peak (%) | Technical Potential | bar: 2019 to 2040
F6_Industrial_Primary Metals_New_Process_Natural Gas_Gas Boiler - Stack Economizer_A_Technical Potential | F6 | Industrial | Primary Metals | New | Process | Natural Gas | Gas Boiler - Stack Economizer | A | Standalone Impact on Baseline Winter Peak (%) | Technical Potential | bar: 2019 to 2040
F7_Industrial_Primary Metals_New_Process_Natural Gas_Gas Boiler - Stack Economizer_A_Technical Potential | F7 | Industrial | Primary Metals | New | Process | Natural Gas | Gas Boiler - Stack Economizer | A | Incremental Energy Savings (MWh or mTherms) | Technical Potential | 0 | 0 | 0.023527 | 0.041059 | 0.058548 | 0.07815 | 0.089955 | 0.093293 | 0.084378 | 0.076269 | 0.066239 | 0.057798 | 0.050033 | 0.043547 | 0.03675 | 0.031259 | 0.026493 | 0.023527 | 0.041059 | 0.058548 | 0.07815 | 0.089955
F8_Industrial_Primary Metals_New_Process_Natural Gas_Gas Boiler - Stack Economizer_A_Technical Potential | F8 | Industrial | Primary Metals | New | Process | Natural Gas | Gas Boiler - Stack Economizer | A | Incremental Summer Peak Savings (MW) | Technical Potential | 0 | 0 | 0 | 0 | 0 | 0 | 0 | 0 | 0 | 0 | 0 | 0 | 0 | 0 | 0 | 0 | 0 | 0 | 0 | 0 | 0 | 0
F9_Industrial_Primary Metals_New_Process_Natural Gas_Gas Boiler - Stack Economizer_A_Technical Potential | F9 | Industrial | Primary Metals | New | Process | Natural Gas | Gas Boiler - Stack Economizer | A | Incremental Winter Peak Savings (MW) | Technical Potential | 0 | 0 | 0 | 0 | 0 | 0 | 0 | 0 | 0 | 0 | 0 | 0 | 0 | 0 | 0 | 0 | 0 | 0 | 0 | 0 | 0 | 0
F10_Industrial_Primary Metals_New_Process_Natural Gas_Gas Boiler - Stack Economizer_A_Technical Potential | F10 | Industrial | Primary Metals | New | Process | Natural Gas | Gas Boiler - Stack Economizer | A | Cumulative Energy Savings (MWh or mTherms) | Technical Potential | 0 | 0 | 0.023527 | 0.064585 | 0.12313 | 0.20128 | 0.29124 | 0.38453 | 0.46891 | 0.54518 | 0.61142 | 0.66922 | 0.71925 | 0.7628 | 0.79955 | 0.8308 | 0.8573 | 0.8573 | 0.8573 | 0.8573 | 0.8573 | 0.8573
F11_Industrial_Primary Metals_New_Process_Natural Gas_Gas Boiler - Stack Economizer_A_Technical Potential | F11 | Industrial | Primary Metals | New | Process | Natural Gas | Gas Boiler - Stack Economizer | A | Cumulative Summer Peak Savings (MW) | Technical Potential | 0 | 0 | 0 | 0 | 0 | 0 | 0 | 0 | 0 | 0 | 0 | 0 | 0 | 0 | 0 | 0 | 0 | 0 | 0 | 0 | 0 | 0
F12_Industrial_Primary Metals_New_Process_Natural Gas_Gas Boiler - Stack Economizer_A_Technical Potential | F12 | Industrial | Primary Metals | New | Process | Natural Gas | Gas Boiler - Stack Economizer | A | Cumulative Winter Peak Savings (MW) | Technical Potential | 0 | 0 | 0 | 0 | 0 | 0 | 0 | 0 | 0 | 0 | 0 | 0 | 0 | 0 | 0 | 0 | 0 | 0 | 0 | 0 | 0 | 0
F13_Industrial_Primary Metals_New_Process_Natural Gas_Gas Boiler - Stack Economizer_A_Technical Potential | F13 | Industrial | Primary Metals | New | Process | Natural Gas | Gas Boiler - Stack Economizer | A | Purchases (Incremental) | Technical Potential | 0 | 0 | 0.64113 | 1.1189 | 1.5955 | 2.1297 | 2.4514 | 2.5423 | 2.2994 | 2.0784 | 1.8051 | 1.575 | 1.3634 | 1.1867 | 1.0015 | 0.85182 | 0.72195 | 0.64113 | 1.1189 | 1.5955 | 2.1297 | 2.4514
F14_Industrial_Primary Metals_New_Process_Natural Gas_Gas Boiler - Stack Economizer_A_Technical Potential | F14 | Industrial | Primary Metals | New | Process | Natural Gas | Gas Boiler - Stack Economizer | A | Purchases (Cumulative) | Technical Potential | 0 | 0 | 0.64113 | 1.76 | 3.3555 | 5.4851 | 7.9365 | 10.4788 | 12.7782 | 14.8566 | 16.6617 | 18.2367 | 19.6002 | 20.7869 | 21.7883 | 22.6401 | 23.3621 | 23.3621 | 23.3621 | 23.3621 | 23.3621 | 23.3621
F1_Industrial_Primary Metals_New_Space Heating_Natural Gas_Gas Furnace Tube Inserts_A_Technical Potential | F1 | Industrial | Primary Metals | New | Space Heating | Natural Gas | Gas Furnace Tube Inserts | A | Original Unit Energy Savings (kWh or therms) | Technical Potential | 0 | 0 | 0.077933 | 0.077933 | 0.077933 | 0.077933 | 0.077933 | 0.077933 | 0.077933 | 0.077933 | 0.077933 | 0.077933 | 0.077933 | 0.077933 | 0.077933 | 0.077933 | 0.077933 | 0.077933 | 0.077933 | 0.077933 | 0.077933 | 0.077933
F2_Industrial_Primary Metals_New_Space Heating_Natural Gas_Gas Furnace Tube Inserts_A_Technical Potential | F2 | Industrial | Primary Metals | New | Space Heating | Natural Gas | Gas Furnace Tube Inserts | A | Original Unit Summer Peak Savings (kW) | Technical Potential | 0 | 0 | 0 | 0 | 0 | 0 | 0 | 0 | 0 | 0 | 0 | 0 | 0 | 0 | 0 | 0 | 0 | 0 | 0 | 0 | 0 | 0
F3_Industrial_Primary Metals_New_Space Heating_Natural Gas_Gas Furnace Tube Inserts_A_Technical Potential | F3 | Industrial | Primary Metals | New | Space Heating | Natural Gas | Gas Furnace Tube Inserts | A | Original Unit Winter Peak Savings (kW) | Technical Potential | 0 | 0 | 0 | 0 | 0 | 0 | 0 | 0 | 0 | 0 | 0 | 0 | 0 | 0 | 0 | 0 | 0 | 0 | 0 | 0 | 0 | 0
F4_Industrial_Primary Metals_New_Space Heating_Natural Gas_Gas Furnace Tube Inserts_A_Technical Potential | F4 | Industrial | Primary Metals | New | Space Heating | Natural Gas | Gas Furnace Tube Inserts | A | Standalone Impact on Baseline Energy (%) | Technical Potential | bar: 2019 to 2040
F5_Industrial_Primary Metals_New_Space Heating_Natural Gas_Gas Furnace Tube Inserts_A_Technical Potential | F5 | Industrial | Primary Metals | New | Space Heating | Natural Gas | Gas Furnace Tube Inserts | A | Standalone Impact on Baseline Summer Peak (%) | Technical Potential | bar: 2019 to 2040
F6_Industrial_Primary Metals_New_Space Heating_Natural Gas_Gas Furnace Tube Inserts_A_Technical Potential | F6 | Industrial | Primary Metals | New | Space Heating | Natural Gas | Gas Furnace Tube Inserts | A | Standalone Impact on Baseline Winter Peak (%) | Technical Potential | bar: 2019 to 2040
F7_Industrial_Primary Metals_New_Space Heating_Natural Gas_Gas Furnace Tube Inserts_A_Technical Potential | F7 | Industrial | Primary Metals | New | Space Heating | Natural Gas | Gas Furnace Tube Inserts | A | Incremental Energy Savings (MWh or mTherms) | Technical Potential | 0 | 0 | 0 | 0 | 0 | 0 | 0 | 0 | 0 | 0 | 0 | 0 | 0 | 0 | 0 | 0 | 0 | 0 | 0 | 0 | 0 | 0
F8_Industrial_Primary Metals_New_Space Heating_Natural Gas_Gas Furnace Tube Inserts_A_Technical Potential | F8 | Industrial | Primary Metals | New | Space Heating | Natural Gas | Gas Furnace Tube Inserts | A | Incremental Summer Peak Savings (MW) | Technical Potential | 0 | 0 | 0 | 0 | 0 | 0 | 0 | 0 | 0 | 0 | 0 | 0 | 0 | 0 | 0 | 0 | 0 | 0 | 0 | 0 | 0 | 0
F9_Industrial_Primary Metals_New_Space Heating_Natural Gas_Gas Furnace Tube Inserts_A_Technical Potential | F9 | Industrial | Primary Metals | New | Space Heating | Natural Gas | Gas Furnace Tube Inserts | A | Incremental Winter Peak Savings (MW) | Technical Potential | 0 | 0 | 0 | 0 | 0 | 0 | 0 | 0 | 0 | 0 | 0 | 0 | 0 | 0 | 0 | 0 | 0 | 0 | 0 | 0 | 0 | 0
F10_Industrial_Primary Metals_New_Space Heating_Natural Gas_Gas Furnace Tube Inserts_A_Technical Potential | F10 | Industrial | Primary Metals | New | Space Heating | Natural Gas | Gas Furnace Tube Inserts | A | Cumulative Energy Savings (MWh or mTherms) | Technical Potential | 0 | 0 | 0 | 0 | 0 | 0 | 0 | 0 | 0 | 0 | 0 | 0 | 0 | 0 | 0 | 0 | 0 | 0 | 0 | 0 | 0 | 0
F11_Industrial_Primary Metals_New_Space Heating_Natural Gas_Gas Furnace Tube Inserts_A_Technical Potential | F11 | Industrial | Primary Metals | New | Space Heating | Natural Gas | Gas Furnace Tube Inserts | A | Cumulative Summer Peak Savings (MW) | Technical Potential | 0 | 0 | 0 | 0 | 0 | 0 | 0 | 0 | 0 | 0 | 0 | 0 | 0 | 0 | 0 | 0 | 0 | 0 | 0 | 0 | 0 | 0
F12_Industrial_Primary Metals_New_Space Heating_Natural Gas_Gas Furnace Tube Inserts_A_Technical Potential | F12 | Industrial | Primary Metals | New | Space Heating | Natural Gas | Gas Furnace Tube Inserts | A | Cumulative Winter Peak Savings (MW) | Technical Potential | 0 | 0 | 0 | 0 | 0 | 0 | 0 | 0 | 0 | 0 | 0 | 0 | 0 | 0 | 0 | 0 | 0 | 0 | 0 | 0 | 0 | 0
F13_Industrial_Primary Metals_New_Space Heating_Natural Gas_Gas Furnace Tube Inserts_A_Technical Potential | F13 | Industrial | Primary Metals | New | Space Heating | Natural Gas | Gas Furnace Tube Inserts | A | Purchases (Incremental) | Technical Potential | 0 | 0 | 0 | 0 | 0 | 0 | 0 | 0 | 0 | 0 | 0 | 0 | 0 | 0 | 0 | 0 | 0 | 0 | 0 | 0 | 0 | 0
F14_Industrial_Primary Metals_New_Space Heating_Natural Gas_Gas Furnace Tube Inserts_A_Technical Potential | F14 | Industrial | Primary Metals | New | Space Heating | Natural Gas | Gas Furnace Tube Inserts | A | Purchases (Cumulative) | Technical Potential | 0 | 0 | 0 | 0 | 0 | 0 | 0 | 0 | 0 | 0 | 0 | 0 | 0 | 0 | 0 | 0 | 0 | 0 | 0 | 0 | 0 | 0
F1_Industrial_Primary Metals_New_Space Heating_Natural Gas_Space Heating - Heat Recovery Ventilator_A_Technical Potential | F1 | Industrial | Primary Metals | New | Space Heating | Natural Gas | Space Heating - Heat Recovery Ventilator | A | Original Unit Energy Savings (kWh or therms) | Technical Potential | 0 | 0 | 0.012707 | 0.012707 | 0.012707 | 0.012707 | 0.012707 | 0.012707 | 0.012707 | 0.012707 | 0.012707 | 0.012707 | 0.012707 | 0.012707 | 0.012707 | 0.012707 | 0.012707 | 0.012707 | 0.012707 | 0.012707 | 0.012707 | 0.012707
F2_Industrial_Primary Metals_New_Space Heating_Natural Gas_Space Heating - Heat Recovery Ventilator_A_Technical Potential | F2 | Industrial | Primary Metals | New | Space Heating | Natural Gas | Space Heating - Heat Recovery Ventilator | A | Original Unit Summer Peak Savings (kW) | Technical Potential | 0 | 0 | 0 | 0 | 0 | 0 | 0 | 0 | 0 | 0 | 0 | 0 | 0 | 0 | 0 | 0 | 0 | 0 | 0 | 0 | 0 | 0
F3_Industrial_Primary Metals_New_Space Heating_Natural Gas_Space Heating - Heat Recovery Ventilator_A_Technical Potential | F3 | Industrial | Primary Metals | New | Space Heating | Natural Gas | Space Heating - Heat Recovery Ventilator | A | Original Unit Winter Peak Savings (kW) | Technical Potential | 0 | 0 | 0 | 0 | 0 | 0 | 0 | 0 | 0 | 0 | 0 | 0 | 0 | 0 | 0 | 0 | 0 | 0 | 0 | 0 | 0 | 0
F4_Industrial_Primary Metals_New_Space Heating_Natural Gas_Space Heating - Heat Recovery Ventilator_A_Technical Potential | F4 | Industrial | Primary Metals | New | Space Heating | Natural Gas | Space Heating - Heat Recovery Ventilator | A | Standalone Impact on Baseline Energy (%) | Technical Potential | 0% | 0% | 0.02138% | 0.03363% | 0.04496% | 0.05506% | 0.06921% | 0.08144% | 0.09341% | 0.1041% | 0.1172% | 0.1289% | 0.1405% | 0.1505% | 0.164% | 0.1757% | 0.1872% | 0.1949% | 0.2051% | 0.2122% | 0.2183% | 0.2238%
F5_Industrial_Primary Metals_New_Space Heating_Natural Gas_Space Heating - Heat Recovery Ventilator_A_Technical Potential | F5 | Industrial | Primary Metals | New | Space Heating | Natural Gas | Space Heating - Heat Recovery Ventilator | A | Standalone Impact on Baseline Summer Peak (%) | Technical Potential | bar: 2019 to 2040
F6_Industrial_Primary Metals_New_Space Heating_Natural Gas_Space Heating - Heat Recovery Ventilator_A_Technical Potential | F6 | Industrial | Primary Metals | New | Space Heating | Natural Gas | Space Heating - Heat Recovery Ventilator | A | Standalone Impact on Baseline Winter Peak (%) | Technical Potential | bar: 2019 to 2040
F7_Industrial_Primary Metals_New_Space Heating_Natural Gas_Space Heating - Heat Recovery Ventilator_A_Technical Potential | F7 | Industrial | Primary Metals | New | Space Heating | Natural Gas | Space Heating - Heat Recovery Ventilator | A | Incremental Energy Savings (MWh or mTherms) | Technical Potential | 0 | 0 | 0.0010777 | 0.0018807 | 0.0026818 | 0.0035797 | 0.0041204 | 0.0047482 | 0.005368 | 0.0060652 | 0.0065844 | 0.0071817 | 0.007771 | 0.0084546 | 0.0089186 | 0.0094825 | 0.010046 | 0.010702 | 0.011135 | 0.011669 | 0.012188 | 0.012706
F8_Industrial_Primary Metals_New_Space Heating_Natural Gas_Space Heating - Heat Recovery Ventilator_A_Technical Potential | F8 | Industrial | Primary Metals | New | Space Heating | Natural Gas | Space Heating - Heat Recovery Ventilator | A | Incremental Summer Peak Savings (MW) | Technical Potential | 0 | 0 | 0 | 0 | 0 | 0 | 0 | 0 | 0 | 0 | 0 | 0 | 0 | 0 | 0 | 0 | 0 | 0 | 0 | 0 | 0 | 0
F9_Industrial_Primary Metals_New_Space Heating_Natural Gas_Space Heating - Heat Recovery Ventilator_A_Technical Potential | F9 | Industrial | Primary Metals | New | Space Heating | Natural Gas | Space Heating - Heat Recovery Ventilator | A | Incremental Winter Peak Savings (MW) | Technical Potential | 0 | 0 | 0 | 0 | 0 | 0 | 0 | 0 | 0 | 0 | 0 | 0 | 0 | 0 | 0 | 0 | 0 | 0 | 0 | 0 | 0 | 0
F10_Industrial_Primary Metals_New_Space Heating_Natural Gas_Space Heating - Heat Recovery Ventilator_A_Technical Potential | F10 | Industrial | Primary Metals | New | Space Heating | Natural Gas | Space Heating - Heat Recovery Ventilator | A | Cumulative Energy Savings (MWh or mTherms) | Technical Potential | 0 | 0 | 0.0010777 | 0.0029584 | 0.0056401 | 0.0092198 | 0.01334 | 0.018088 | 0.023456 | 0.029522 | 0.036106 | 0.043288 | 0.051059 | 0.059513 | 0.068432 | 0.077914 | 0.08796 | 0.097585 | 0.10684 | 0.11583 | 0.12444 | 0.13302
F11_Industrial_Primary Metals_New_Space Heating_Natural Gas_Space Heating - Heat Recovery Ventilator_A_Technical Potential | F11 | Industrial | Primary Metals | New | Space Heating | Natural Gas | Space Heating - Heat Recovery Ventilator | A | Cumulative Summer Peak Savings (MW) | Technical Potential | 0 | 0 | 0 | 0 | 0 | 0 | 0 | 0 | 0 | 0 | 0 | 0 | 0 | 0 | 0 | 0 | 0 | 0 | 0 | 0 | 0 | 0
F12_Industrial_Primary Metals_New_Space Heating_Natural Gas_Space Heating - Heat Recovery Ventilator_A_Technical Potential | F12 | Industrial | Primary Metals | New | Space Heating | Natural Gas | Space Heating - Heat Recovery Ventilator | A | Cumulative Winter Peak Savings (MW) | Technical Potential | 0 | 0 | 0 | 0 | 0 | 0 | 0 | 0 | 0 | 0 | 0 | 0 | 0 | 0 | 0 | 0 | 0 | 0 | 0 | 0 | 0 | 0
F13_Industrial_Primary Metals_New_Space Heating_Natural Gas_Space Heating - Heat Recovery Ventilator_A_Technical Potential | F13 | Industrial | Primary Metals | New | Space Heating | Natural Gas | Space Heating - Heat Recovery Ventilator | A | Purchases (Incremental) | Technical Potential | 0 | 0 | 84.8058 | 148.0021 | 211.0433 | 281.7025 | 324.2564 | 373.6558 | 422.4326 | 477.299 | 518.1631 | 565.1625 | 611.5386 | 665.3361 | 701.8487 | 746.2247 | 790.567 | 842.1876 | 876.2844 | 918.2998 | 959.1709 | 999.9213
F14_Industrial_Primary Metals_New_Space Heating_Natural Gas_Space Heating - Heat Recovery Ventilator_A_Technical Potential | F14 | Industrial | Primary Metals | New | Space Heating | Natural Gas | Space Heating - Heat Recovery Ventilator | A | Purchases (Cumulative) | Technical Potential | 0 | 0 | 84.8058 | 232.8079 | 443.8511 | 725.5536 | 1049.81 | 1423.4658 | 1845.8984 | 2323.1973 | 2841.3605 | 3406.523 | 4018.0616 | 4683.3977 | 5385.2464 | 6131.4711 | 6922.0381 | 7679.4199 | 8407.7022 | 9114.9588 | 9792.4272 | 10468.0921
F1_Industrial_Primary Metals_New_Space Heating_Natural Gas_Thermostat - Programmable_A_Technical Potential | F1 | Industrial | Primary Metals | New | Space Heating | Natural Gas | Thermostat - Programmable | A | Original Unit Energy Savings (kWh or therms) | Technical Potential | 0 | 0 | 0.0061474 | 0.0061474 | 0.0061474 | 0.0061474 | 0.0061474 | 0.0061474 | 0.0061474 | 0.0061474 | 0.0061474 | 0.0061474 | 0.0061474 | 0.0061474 | 0.0061474 | 0.0061474 | 0.0061474 | 0.0061474 | 0.0061474 | 0.0061474 | 0.0061474 | 0.0061474
F2_Industrial_Primary Metals_New_Space Heating_Natural Gas_Thermostat - Programmable_A_Technical Potential | F2 | Industrial | Primary Metals | New | Space Heating | Natural Gas | Thermostat - Programmable | A | Original Unit Summer Peak Savings (kW) | Technical Potential | 0 | 0 | 0 | 0 | 0 | 0 | 0 | 0 | 0 | 0 | 0 | 0 | 0 | 0 | 0 | 0 | 0 | 0 | 0 | 0 | 0 | 0
F3_Industrial_Primary Metals_New_Space Heating_Natural Gas_Thermostat - Programmable_A_Technical Potential | F3 | Industrial | Primary Metals | New | Space Heating | Natural Gas | Thermostat - Programmable | A | Original Unit Winter Peak Savings (kW) | Technical Potential | 0 | 0 | 0 | 0 | 0 | 0 | 0 | 0 | 0 | 0 | 0 | 0 | 0 | 0 | 0 | 0 | 0 | 0 | 0 | 0 | 0 | 0
F4_Industrial_Primary Metals_New_Space Heating_Natural Gas_Thermostat - Programmable_A_Technical Potential | F4 | Industrial | Primary Metals | New | Space Heating | Natural Gas | Thermostat - Programmable | A | Standalone Impact on Baseline Energy (%) | Technical Potential | 0% | 0% | 0.03103% | 0.0488% | 0.06525% | 0.07991% | 0.1004% | 0.1182% | 0.1356% | 0.151% | 0.1701% | 0.187% | 0.2039% | 0.2144% | 0.2278% | 0.2365% | 0.2432% | 0.2474% | 0.2555% | 0.2606% | 0.2651% | 0.2692%
F5_Industrial_Primary Metals_New_Space Heating_Natural Gas_Thermostat - Programmable_A_Technical Potential | F5 | Industrial | Primary Metals | New | Space Heating | Natural Gas | Thermostat - Programmable | A | Standalone Impact on Baseline Summer Peak (%) | Technical Potential | bar: 2019 to 2040
F6_Industrial_Primary Metals_New_Space Heating_Natural Gas_Thermostat - Programmable_A_Technical Potential | F6 | Industrial | Primary Metals | New | Space Heating | Natural Gas | Thermostat - Programmable | A | Standalone Impact on Baseline Winter Peak (%) | Technical Potential | bar: 2019 to 2040
F7_Industrial_Primary Metals_New_Space Heating_Natural Gas_Thermostat - Programmable_A_Technical Potential | F7 | Industrial | Primary Metals | New | Space Heating | Natural Gas | Thermostat - Programmable | A | Incremental Energy Savings (MWh or mTherms) | Technical Potential | 0 | 0 | 0.001564 | 0.0027295 | 0.0038921 | 0.0051952 | 0.00598 | 0.0068911 | 0.0077906 | 0.0088025 | 0.0095561 | 0.010423 | 0.011278 | 0.01227 | 0.012944 | 0.013762 | 0.01458 | 0.015532 | 0.016161 | 0.016936 | 0.017689 | 0.018441
F8_Industrial_Primary Metals_New_Space Heating_Natural Gas_Thermostat - Programmable_A_Technical Potential | F8 | Industrial | Primary Metals | New | Space Heating | Natural Gas | Thermostat - Programmable | A | Incremental Summer Peak Savings (MW) | Technical Potential | 0 | 0 | 0 | 0 | 0 | 0 | 0 | 0 | 0 | 0 | 0 | 0 | 0 | 0 | 0 | 0 | 0 | 0 | 0 | 0 | 0 | 0
F9_Industrial_Primary Metals_New_Space Heating_Natural Gas_Thermostat - Programmable_A_Technical Potential | F9 | Industrial | Primary Metals | New | Space Heating | Natural Gas | Thermostat - Programmable | A | Incremental Winter Peak Savings (MW) | Technical Potential | 0 | 0 | 0 | 0 | 0 | 0 | 0 | 0 | 0 | 0 | 0 | 0 | 0 | 0 | 0 | 0 | 0 | 0 | 0 | 0 | 0 | 0
F10_Industrial_Primary Metals_New_Space Heating_Natural Gas_Thermostat - Programmable_A_Technical Potential | F10 | Industrial | Primary Metals | New | Space Heating | Natural Gas | Thermostat - Programmable | A | Cumulative Energy Savings (MWh or mTherms) | Technical Potential | 0 | 0 | 0.001564 | 0.0042935 | 0.0081856 | 0.013381 | 0.019361 | 0.026252 | 0.034043 | 0.042845 | 0.052401 | 0.062824 | 0.074102 | 0.084808 | 0.095023 | 0.10489 | 0.11428 | 0.12383 | 0.1331 | 0.14224 | 0.15113 | 0.16001
F11_Industrial_Primary Metals_New_Space Heating_Natural Gas_Thermostat - Programmable_A_Technical Potential | F11 | Industrial | Primary Metals | New | Space Heating | Natural Gas | Thermostat - Programmable | A | Cumulative Summer Peak Savings (MW) | Technical Potential | 0 | 0 | 0 | 0 | 0 | 0 | 0 | 0 | 0 | 0 | 0 | 0 | 0 | 0 | 0 | 0 | 0 | 0 | 0 | 0 | 0 | 0
F12_Industrial_Primary Metals_New_Space Heating_Natural Gas_Thermostat - Programmable_A_Technical Potential | F12 | Industrial | Primary Metals | New | Space Heating | Natural Gas | Thermostat - Programmable | A | Cumulative Winter Peak Savings (MW) | Technical Potential | 0 | 0 | 0 | 0 | 0 | 0 | 0 | 0 | 0 | 0 | 0 | 0 | 0 | 0 | 0 | 0 | 0 | 0 | 0 | 0 | 0 | 0
F13_Industrial_Primary Metals_New_Space Heating_Natural Gas_Thermostat - Programmable_A_Technical Potential | F13 | Industrial | Primary Metals | New | Space Heating | Natural Gas | Thermostat - Programmable | A | Purchases (Incremental) | Technical Potential | 0 | 0 | 254.4173 | 444.0063 | 633.1298 | 845.1075 | 972.7692 | 1120.9673 | 1267.2977 | 1431.8969 | 1554.4894 | 1695.4876 | 1834.6158 | 1996.0084 | 2105.5461 | 2238.674 | 2371.7011 | 2526.5627 | 2628.8533 | 2754.8995 | 2877.5128 | 2999.7639
F14_Industrial_Primary Metals_New_Space Heating_Natural Gas_Thermostat - Programmable_A_Technical Potential | F14 | Industrial | Primary Metals | New | Space Heating | Natural Gas | Thermostat - Programmable | A | Purchases (Cumulative) | Technical Potential | 0 | 0 | 254.4173 | 698.4236 | 1331.5534 | 2176.6609 | 3149.4301 | 4270.3974 | 5537.6951 | 6969.592 | 8524.0814 | 10219.569 | 12054.1848 | 13795.7759 | 15457.3157 | 17062.8599 | 18589.4535 | 20143.247 | 21651.133 | 23138.7347 | 24584.3506 | 26029.6252
F1_Industrial_Primary Metals_New_Space Heating_Natural Gas_ENERGY STAR Connected Thermostat_A_Technical Potential | F1 | Industrial | Primary Metals | New | Space Heating | Natural Gas | ENERGY STAR Connected Thermostat | A | Original Unit Energy Savings (kWh or therms) | Technical Potential | 0 | 0 | 0.01486 | 0.01486 | 0.01486 | 0.01486 | 0.01486 | 0.01486 | 0.01486 | 0.01486 | 0.01486 | 0.01486 | 0.01486 | 0.01486 | 0.01486 | 0.01486 | 0.01486 | 0.01486 | 0.01486 | 0.01486 | 0.01486 | 0.01486
F2_Industrial_Primary Metals_New_Space Heating_Natural Gas_ENERGY STAR Connected Thermostat_A_Technical Potential | F2 | Industrial | Primary Metals | New | Space Heating | Natural Gas | ENERGY STAR Connected Thermostat | A | Original Unit Summer Peak Savings (kW) | Technical Potential | 0 | 0 | 0 | 0 | 0 | 0 | 0 | 0 | 0 | 0 | 0 | 0 | 0 | 0 | 0 | 0 | 0 | 0 | 0 | 0 | 0 | 0
F3_Industrial_Primary Metals_New_Space Heating_Natural Gas_ENERGY STAR Connected Thermostat_A_Technical Potential | F3 | Industrial | Primary Metals | New | Space Heating | Natural Gas | ENERGY STAR Connected Thermostat | A | Original Unit Winter Peak Savings (kW) | Technical Potential | 0 | 0 | 0 | 0 | 0 | 0 | 0 | 0 | 0 | 0 | 0 | 0 | 0 | 0 | 0 | 0 | 0 | 0 | 0 | 0 | 0 | 0
F4_Industrial_Primary Metals_New_Space Heating_Natural Gas_ENERGY STAR Connected Thermostat_A_Technical Potential | F4 | Industrial | Primary Metals | New | Space Heating | Natural Gas | ENERGY STAR Connected Thermostat | A | Standalone Impact on Baseline Energy (%) | Technical Potential | 0% | 0% | 0.075% | 0.118% | 0.1577% | 0.1932% | 0.2428% | 0.2687% | 0.2864% | 0.2953% | 0.3062% | 0.3127% | 0.3182% | 0.3199% | 0.3272% | 0.3307% | 0.3335% | 0.3261% | 0.3188% | 0.3046% | 0.2916% | 0.2798%
F5_Industrial_Primary Metals_New_Space Heating_Natural Gas_ENERGY STAR Connected Thermostat_A_Technical Potential | F5 | Industrial | Primary Metals | New | Space Heating | Natural Gas | ENERGY STAR Connected Thermostat | A | Standalone Impact on Baseline Summer Peak (%) | Technical Potential | bar: 2019 to 2040
F6_Industrial_Primary Metals_New_Space Heating_Natural Gas_ENERGY STAR Connected Thermostat_A_Technical Potential | F6 | Industrial | Primary Metals | New | Space Heating | Natural Gas | ENERGY STAR Connected Thermostat | A | Standalone Impact on Baseline Winter Peak (%) | Technical Potential | bar: 2019 to 2040
F7_Industrial_Primary Metals_New_Space Heating_Natural Gas_ENERGY STAR Connected Thermostat_A_Technical Potential | F7 | Industrial | Primary Metals | New | Space Heating | Natural Gas | ENERGY STAR Connected Thermostat | A | Incremental Energy Savings (MWh or mTherms) | Technical Potential | 0 | 0 | 0.0037808 | 0.0065981 | 0.0094086 | 0.012559 | 0.014456 | 0.016658 | 0.018833 | 0.021279 | 0.0231 | 0.025196 | 0.027263 | 0.029662 | 0.031289 | 0.033268 | 0.035245 | 0.037546 | 0.039066 | 0.040939 | 0.045826 | 0.0497
F8_Industrial_Primary Metals_New_Space Heating_Natural Gas_ENERGY STAR Connected Thermostat_A_Technical Potential | F8 | Industrial | Primary Metals | New | Space Heating | Natural Gas | ENERGY STAR Connected Thermostat | A | Incremental Summer Peak Savings (MW) | Technical Potential | 0 | 0 | 0 | 0 | 0 | 0 | 0 | 0 | 0 | 0 | 0 | 0 | 0 | 0 | 0 | 0 | 0 | 0 | 0 | 0 | 0 | 0
F9_Industrial_Primary Metals_New_Space Heating_Natural Gas_ENERGY STAR Connected Thermostat_A_Technical Potential | F9 | Industrial | Primary Metals | New | Space Heating | Natural Gas | ENERGY STAR Connected Thermostat | A | Incremental Winter Peak Savings (MW) | Technical Potential | 0 | 0 | 0 | 0 | 0 | 0 | 0 | 0 | 0 | 0 | 0 | 0 | 0 | 0 | 0 | 0 | 0 | 0 | 0 | 0 | 0 | 0
F10_Industrial_Primary Metals_New_Space Heating_Natural Gas_ENERGY STAR Connected Thermostat_A_Technical Potential | F10 | Industrial | Primary Metals | New | Space Heating | Natural Gas | ENERGY STAR Connected Thermostat | A | Cumulative Energy Savings (MWh or mTherms) | Technical Potential | 0 | 0 | 0.0037808 | 0.010379 | 0.019787 | 0.032346 | 0.046802 | 0.059679 | 0.071914 | 0.083784 | 0.094326 | 0.10507 | 0.11567 | 0.1265 | 0.13651 | 0.14668 | 0.15673 | 0.16323 | 0.16603 | 0.16628 | 0.16628 | 0.16628
F11_Industrial_Primary Metals_New_Space Heating_Natural Gas_ENERGY STAR Connected Thermostat_A_Technical Potential | F11 | Industrial | Primary Metals | New | Space Heating | Natural Gas | ENERGY STAR Connected Thermostat | A | Cumulative Summer Peak Savings (MW) | Technical Potential | 0 | 0 | 0 | 0 | 0 | 0 | 0 | 0 | 0 | 0 | 0 | 0 | 0 | 0 | 0 | 0 | 0 | 0 | 0 | 0 | 0 | 0
F12_Industrial_Primary Metals_New_Space Heating_Natural Gas_ENERGY STAR Connected Thermostat_A_Technical Potential | F12 | Industrial | Primary Metals | New | Space Heating | Natural Gas | ENERGY STAR Connected Thermostat | A | Cumulative Winter Peak Savings (MW) | Technical Potential | 0 | 0 | 0 | 0 | 0 | 0 | 0 | 0 | 0 | 0 | 0 | 0 | 0 | 0 | 0 | 0 | 0 | 0 | 0 | 0 | 0 | 0
F13_Industrial_Primary Metals_New_Space Heating_Natural Gas_ENERGY STAR Connected Thermostat_A_Technical Potential | F13 | Industrial | Primary Metals | New | Space Heating | Natural Gas | ENERGY STAR Connected Thermostat | A | Purchases (Incremental) | Technical Potential | 0 | 0 | 254.4173 | 444.0063 | 633.1298 | 845.1075 | 972.7692 | 1120.9673 | 1267.2977 | 1431.8969 | 1554.4894 | 1695.4876 | 1834.6158 | 1996.0084 | 2105.5461 | 2238.674 | 2371.7011 | 2526.5627 | 2628.8533 | 2754.8995 | 3083.7815 | 3344.4703
F14_Industrial_Primary Metals_New_Space Heating_Natural Gas_ENERGY STAR Connected Thermostat_A_Technical Potential | F14 | Industrial | Primary Metals | New | Space Heating | Natural Gas | ENERGY STAR Connected Thermostat | A | Purchases (Cumulative) | Technical Potential | 0 | 0 | 254.4173 | 698.4236 | 1331.5534 | 2176.6609 | 3149.4301 | 4015.9801 | 4839.2715 | 5638.0386 | 6347.4204 | 7070.1389 | 7783.7874 | 8512.4981 | 9186.1473 | 9870.3319 | 10546.5454 | 10984.075 | 11172.9135 | 11189.1371 | 11189.1371 | 11189.1371
F1_Industrial_Primary Metals_New_Space Heating_Natural Gas_Destratification Fans (HVLS)_A_Technical Potential | F1 | Industrial | Primary Metals | New | Space Heating | Natural Gas | Destratification Fans (HVLS) | A | Original Unit Energy Savings (kWh or therms) | Technical Potential | 0 | 0 | 0.01486 | 0.01486 | 0.01486 | 0.01486 | 0.01486 | 0.01486 | 0.01486 | 0.01486 | 0.01486 | 0.01486 | 0.01486 | 0.01486 | 0.01486 | 0.01486 | 0.01486 | 0.01486 | 0.01486 | 0.01486 | 0.01486 | 0.01486
F2_Industrial_Primary Metals_New_Space Heating_Natural Gas_Destratification Fans (HVLS)_A_Technical Potential | F2 | Industrial | Primary Metals | New | Space Heating | Natural Gas | Destratification Fans (HVLS) | A | Original Unit Summer Peak Savings (kW) | Technical Potential | 0 | 0 | 0 | 0 | 0 | 0 | 0 | 0 | 0 | 0 | 0 | 0 | 0 | 0 | 0 | 0 | 0 | 0 | 0 | 0 | 0 | 0
F3_Industrial_Primary Metals_New_Space Heating_Natural Gas_Destratification Fans (HVLS)_A_Technical Potential | F3 | Industrial | Primary Metals | New | Space Heating | Natural Gas | Destratification Fans (HVLS) | A | Original Unit Winter Peak Savings (kW) | Technical Potential | 0 | 0 | 0 | 0 | 0 | 0 | 0 | 0 | 0 | 0 | 0 | 0 | 0 | 0 | 0 | 0 | 0 | 0 | 0 | 0 | 0 | 0
F4_Industrial_Primary Metals_New_Space Heating_Natural Gas_Destratification Fans (HVLS)_A_Technical Potential | F4 | Industrial | Primary Metals | New | Space Heating | Natural Gas | Destratification Fans (HVLS) | A | Standalone Impact on Baseline Energy (%) | Technical Potential | 0% | 0% | 0.075% | 0.118% | 0.1577% | 0.1932% | 0.2428% | 0.2857% | 0.3277% | 0.3651% | 0.4113% | 0.4521% | 0.4824% | 0.5017% | 0.528% | 0.5433% | 0.5571% | 0.5647% | 0.5815% | 0.591% | 0.6003% | 0.6084%
F5_Industrial_Primary Metals_New_Space Heating_Natural Gas_Destratification Fans (HVLS)_A_Technical Potential | F5 | Industrial | Primary Metals | New | Space Heating | Natural Gas | Destratification Fans (HVLS) | A | Standalone Impact on Baseline Summer Peak (%) | Technical Potential | bar: 2019 to 2040
F6_Industrial_Primary Metals_New_Space Heating_Natural Gas_Destratification Fans (HVLS)_A_Technical Potential | F6 | Industrial | Primary Metals | New | Space Heating | Natural Gas | Destratification Fans (HVLS) | A | Standalone Impact on Baseline Winter Peak (%) | Technical Potential | bar: 2019 to 2040
F7_Industrial_Primary Metals_New_Space Heating_Natural Gas_Destratification Fans (HVLS)_A_Technical Potential | F7 | Industrial | Primary Metals | New | Space Heating | Natural Gas | Destratification Fans (HVLS) | A | Incremental Energy Savings (MWh or mTherms) | Technical Potential | 0 | 0 | 0.0037808 | 0.0065981 | 0.0094086 | 0.012559 | 0.014456 | 0.016658 | 0.018833 | 0.021279 | 0.0231 | 0.025196 | 0.027263 | 0.029662 | 0.031289 | 0.033268 | 0.035245 | 0.037546 | 0.039066 | 0.040939 | 0.042761 | 0.044578
F8_Industrial_Primary Metals_New_Space Heating_Natural Gas_Destratification Fans (HVLS)_A_Technical Potential | F8 | Industrial | Primary Metals | New | Space Heating | Natural Gas | Destratification Fans (HVLS) | A | Incremental Summer Peak Savings (MW) | Technical Potential | 0 | 0 | 0 | 0 | 0 | 0 | 0 | 0 | 0 | 0 | 0 | 0 | 0 | 0 | 0 | 0 | 0 | 0 | 0 | 0 | 0 | 0
F9_Industrial_Primary Metals_New_Space Heating_Natural Gas_Destratification Fans (HVLS)_A_Technical Potential | F9 | Industrial | Primary Metals | New | Space Heating | Natural Gas | Destratification Fans (HVLS) | A | Incremental Winter Peak Savings (MW) | Technical Potential | 0 | 0 | 0 | 0 | 0 | 0 | 0 | 0 | 0 | 0 | 0 | 0 | 0 | 0 | 0 | 0 | 0 | 0 | 0 | 0 | 0 | 0
F10_Industrial_Primary Metals_New_Space Heating_Natural Gas_Destratification Fans (HVLS)_A_Technical Potential | F10 | Industrial | Primary Metals | New | Space Heating | Natural Gas | Destratification Fans (HVLS) | A | Cumulative Energy Savings (MWh or mTherms) | Technical Potential | 0 | 0 | 0.0037808 | 0.010379 | 0.019787 | 0.032346 | 0.046802 | 0.06346 | 0.082293 | 0.10357 | 0.12667 | 0.15187 | 0.17535 | 0.19841 | 0.22029 | 0.241 | 0.26179 | 0.28268 | 0.30291 | 0.32257 | 0.34223 | 0.36162
F11_Industrial_Primary Metals_New_Space Heating_Natural Gas_Destratification Fans (HVLS)_A_Technical Potential | F11 | Industrial | Primary Metals | New | Space Heating | Natural Gas | Destratification Fans (HVLS) | A | Cumulative Summer Peak Savings (MW) | Technical Potential | 0 | 0 | 0 | 0 | 0 | 0 | 0 | 0 | 0 | 0 | 0 | 0 | 0 | 0 | 0 | 0 | 0 | 0 | 0 | 0 | 0 | 0
F12_Industrial_Primary Metals_New_Space Heating_Natural Gas_Destratification Fans (HVLS)_A_Technical Potential | F12 | Industrial | Primary Metals | New | Space Heating | Natural Gas | Destratification Fans (HVLS) | A | Cumulative Winter Peak Savings (MW) | Technical Potential | 0 | 0 | 0 | 0 | 0 | 0 | 0 | 0 | 0 | 0 | 0 | 0 | 0 | 0 | 0 | 0 | 0 | 0 | 0 | 0 | 0 | 0
F13_Industrial_Primary Metals_New_Space Heating_Natural Gas_Destratification Fans (HVLS)_A_Technical Potential | F13 | Industrial | Primary Metals | New | Space Heating | Natural Gas | Destratification Fans (HVLS) | A | Purchases (Incremental) | Technical Potential | 0 | 0 | 254.4173 | 444.0063 | 633.1298 | 845.1075 | 972.7692 | 1120.9673 | 1267.2977 | 1431.8969 | 1554.4894 | 1695.4876 | 1834.6158 | 1996.0084 | 2105.5461 | 2238.674 | 2371.7011 | 2526.5627 | 2628.8533 | 2754.8995 | 2877.5128 | 2999.7639
F14_Industrial_Primary Metals_New_Space Heating_Natural Gas_Destratification Fans (HVLS)_A_Technical Potential | F14 | Industrial | Primary Metals | New | Space Heating | Natural Gas | Destratification Fans (HVLS) | A | Purchases (Cumulative) | Technical Potential | 0 | 0 | 254.4173 | 698.4236 | 1331.5534 | 2176.6609 | 3149.4301 | 4270.3974 | 5537.6951 | 6969.592 | 8524.0814 | 10219.569 | 11799.7675 | 13351.7695 | 14824.1859 | 16217.7524 | 17616.6843 | 19022.2797 | 20383.8353 | 21706.8379 | 23029.8612 | 24334.1375
F1_Industrial_Primary Metals_New_Space Heating_Natural Gas_Gas Boiler - Insulate Steam Lines/Condensate Tank_A_Technical Potential | F1 | Industrial | Primary Metals | New | Space Heating | Natural Gas | Gas Boiler - Insulate Steam Lines/Condensate Tank | A | Original Unit Energy Savings (kWh or therms) | Technical Potential | 0 | 0 | 301.7662 | 301.7662 | 301.7662 | 301.7662 | 301.7662 | 301.7662 | 301.7662 | 301.7662 | 301.7662 | 301.7662 | 301.7662 | 301.7662 | 301.7662 | 301.7662 | 301.7662 | 301.7662 | 301.7662 | 301.7662 | 301.7662 | 301.7662
F2_Industrial_Primary Metals_New_Space Heating_Natural Gas_Gas Boiler - Insulate Steam Lines/Condensate Tank_A_Technical Potential | F2 | Industrial | Primary Metals | New | Space Heating | Natural Gas | Gas Boiler - Insulate Steam Lines/Condensate Tank | A | Original Unit Summer Peak Savings (kW) | Technical Potential | 0 | 0 | 0 | 0 | 0 | 0 | 0 | 0 | 0 | 0 | 0 | 0 | 0 | 0 | 0 | 0 | 0 | 0 | 0 | 0 | 0 | 0
F3_Industrial_Primary Metals_New_Space Heating_Natural Gas_Gas Boiler - Insulate Steam Lines/Condensate Tank_A_Technical Potential | F3 | Industrial | Primary Metals | New | Space Heating | Natural Gas | Gas Boiler - Insulate Steam Lines/Condensate Tank | A | Original Unit Winter Peak Savings (kW) | Technical Potential | 0 | 0 | 0 | 0 | 0 | 0 | 0 | 0 | 0 | 0 | 0 | 0 | 0 | 0 | 0 | 0 | 0 | 0 | 0 | 0 | 0 | 0
F4_Industrial_Primary Metals_New_Space Heating_Natural Gas_Gas Boiler - Insulate Steam Lines/Condensate Tank_A_Technical Potential | F4 | Industrial | Primary Metals | New | Space Heating | Natural Gas | Gas Boiler - Insulate Steam Lines/Condensate Tank | A | Standalone Impact on Baseline Energy (%) | Technical Potential | 0% | 0% | 0.006055% | 0.009525% | 0.01273% | 0.0156% | 0.0196% | 0.02307% | 0.02646% | 0.02947% | 0.0332% | 0.0365% | 0.03978% | 0.04262% | 0.04646% | 0.04975% | 0.05302% | 0.05582% | 0.05971% | 0.06303% | 0.0664% | 0.06975%
F5_Industrial_Primary Metals_New_Space Heating_Natural Gas_Gas Boiler - Insulate Steam Lines/Condensate Tank_A_Technical Potential | F5 | Industrial | Primary Metals | New | Space Heating | Natural Gas | Gas Boiler - Insulate Steam Lines/Condensate Tank | A | Standalone Impact on Baseline Summer Peak (%) | Technical Potential | bar: 2019 to 2040
F6_Industrial_Primary Metals_New_Space Heating_Natural Gas_Gas Boiler - Insulate Steam Lines/Condensate Tank_A_Technical Potential | F6 | Industrial | Primary Metals | New | Space Heating | Natural Gas | Gas Boiler - Insulate Steam Lines/Condensate Tank | A | Standalone Impact on Baseline Winter Peak (%) | Technical Potential | bar: 2019 to 2040
F7_Industrial_Primary Metals_New_Space Heating_Natural Gas_Gas Boiler - Insulate Steam Lines/Condensate Tank_A_Technical Potential | F7 | Industrial | Primary Metals | New | Space Heating | Natural Gas | Gas Boiler - Insulate Steam Lines/Condensate Tank | A | Incremental Energy Savings (MWh or mTherms) | Technical Potential | 0 | 0 | 0.00030524 | 0.0005327 | 0.0007596 | 0.0010139 | 0.0011671 | 0.0013449 | 0.0015204 | 0.0017179 | 0.001865 | 0.0020342 | 0.0022011 | 0.0023947 | 0.0025261 | 0.0026859 | 0.0028455 | 0.0030313 | 0.003154 | 0.0033052 | 0.0034523 | 0.003599
F8_Industrial_Primary Metals_New_Space Heating_Natural Gas_Gas Boiler - Insulate Steam Lines/Condensate Tank_A_Technical Potential | F8 | Industrial | Primary Metals | New | Space Heating | Natural Gas | Gas Boiler - Insulate Steam Lines/Condensate Tank | A | Incremental Summer Peak Savings (MW) | Technical Potential | 0 | 0 | 0 | 0 | 0 | 0 | 0 | 0 | 0 | 0 | 0 | 0 | 0 | 0 | 0 | 0 | 0 | 0 | 0 | 0 | 0 | 0
F9_Industrial_Primary Metals_New_Space Heating_Natural Gas_Gas Boiler - Insulate Steam Lines/Condensate Tank_A_Technical Potential | F9 | Industrial | Primary Metals | New | Space Heating | Natural Gas | Gas Boiler - Insulate Steam Lines/Condensate Tank | A | Incremental Winter Peak Savings (MW) | Technical Potential | 0 | 0 | 0 | 0 | 0 | 0 | 0 | 0 | 0 | 0 | 0 | 0 | 0 | 0 | 0 | 0 | 0 | 0 | 0 | 0 | 0 | 0
F10_Industrial_Primary Metals_New_Space Heating_Natural Gas_Gas Boiler - Insulate Steam Lines/Condensate Tank_A_Technical Potential | F10 | Industrial | Primary Metals | New | Space Heating | Natural Gas | Gas Boiler - Insulate Steam Lines/Condensate Tank | A | Cumulative Energy Savings (MWh or mTherms) | Technical Potential | 0 | 0 | 0.00030524 | 0.00083794 | 0.0015975 | 0.0026115 | 0.0037785 | 0.0051234 | 0.0066439 | 0.0083618 | 0.010227 | 0.012261 | 0.014462 | 0.016857 | 0.019383 | 0.022069 | 0.024914 | 0.027945 | 0.031099 | 0.034405 | 0.037857 | 0.041456
F11_Industrial_Primary Metals_New_Space Heating_Natural Gas_Gas Boiler - Insulate Steam Lines/Condensate Tank_A_Technical Potential | F11 | Industrial | Primary Metals | New | Space Heating | Natural Gas | Gas Boiler - Insulate Steam Lines/Condensate Tank | A | Cumulative Summer Peak Savings (MW) | Technical Potential | 0 | 0 | 0 | 0 | 0 | 0 | 0 | 0 | 0 | 0 | 0 | 0 | 0 | 0 | 0 | 0 | 0 | 0 | 0 | 0 | 0 | 0
F12_Industrial_Primary Metals_New_Space Heating_Natural Gas_Gas Boiler - Insulate Steam Lines/Condensate Tank_A_Technical Potential | F12 | Industrial | Primary Metals | New | Space Heating | Natural Gas | Gas Boiler - Insulate Steam Lines/Condensate Tank | A | Cumulative Winter Peak Savings (MW) | Technical Potential | 0 | 0 | 0 | 0 | 0 | 0 | 0 | 0 | 0 | 0 | 0 | 0 | 0 | 0 | 0 | 0 | 0 | 0 | 0 | 0 | 0 | 0
F13_Industrial_Primary Metals_New_Space Heating_Natural Gas_Gas Boiler - Insulate Steam Lines/Condensate Tank_A_Technical Potential | F13 | Industrial | Primary Metals | New | Space Heating | Natural Gas | Gas Boiler - Insulate Steam Lines/Condensate Tank | A | Purchases (Incremental) | Technical Potential | 0 | 0 | 0.0010115 | 0.0017653 | 0.0025172 | 0.00336 | 0.0038675 | 0.0044567 | 0.0050385 | 0.0056929 | 0.0061803 | 0.0067409 | 0.007294 | 0.0079357 | 0.0083712 | 0.0089004 | 0.0094293 | 0.010045 | 0.010452 | 0.010953 | 0.01144 | 0.011926
F14_Industrial_Primary Metals_New_Space Heating_Natural Gas_Gas Boiler - Insulate Steam Lines/Condensate Tank_A_Technical Potential | F14 | Industrial | Primary Metals | New | Space Heating | Natural Gas | Gas Boiler - Insulate Steam Lines/Condensate Tank | A | Purchases (Cumulative) | Technical Potential | 0 | 0 | 0.0010115 | 0.0027768 | 0.0052939 | 0.0086539 | 0.012521 | 0.016978 | 0.022017 | 0.027709 | 0.03389 | 0.040631 | 0.047925 | 0.05586 | 0.064231 | 0.073132 | 0.082561 | 0.092606 | 0.10306 | 0.11401 | 0.12545 | 0.13738
F1_Industrial_Primary Metals_New_Process_Natural Gas_Gas Boiler - Insulate Steam Lines/Condensate Tank_A_Technical Potential | F1 | Industrial | Primary Metals | New | Process | Natural Gas | Gas Boiler - Insulate Steam Lines/Condensate Tank | A | Original Unit Energy Savings (kWh or therms) | Technical Potential | 0 | 0 | 303.5793 | 303.5793 | 303.5793 | 303.5793 | 303.5793 | 303.5793 | 303.5793 | 303.5793 | 303.5793 | 303.5793 | 303.5793 | 303.5793 | 303.5793 | 303.5793 | 303.5793 | 303.5793 | 303.5793 | 303.5793 | 303.5793 | 303.5793
F2_Industrial_Primary Metals_New_Process_Natural Gas_Gas Boiler - Insulate Steam Lines/Condensate Tank_A_Technical Potential | F2 | Industrial | Primary Metals | New | Process | Natural Gas | Gas Boiler - Insulate Steam Lines/Condensate Tank | A | Original Unit Summer Peak Savings (kW) | Technical Potential | 0 | 0 | 0 | 0 | 0 | 0 | 0 | 0 | 0 | 0 | 0 | 0 | 0 | 0 | 0 | 0 | 0 | 0 | 0 | 0 | 0 | 0
F3_Industrial_Primary Metals_New_Process_Natural Gas_Gas Boiler - Insulate Steam Lines/Condensate Tank_A_Technical Potential | F3 | Industrial | Primary Metals | New | Process | Natural Gas | Gas Boiler - Insulate Steam Lines/Condensate Tank | A | Original Unit Winter Peak Savings (kW) | Technical Potential | 0 | 0 | 0 | 0 | 0 | 0 | 0 | 0 | 0 | 0 | 0 | 0 | 0 | 0 | 0 | 0 | 0 | 0 | 0 | 0 | 0 | 0
F4_Industrial_Primary Metals_New_Process_Natural Gas_Gas Boiler - Insulate Steam Lines/Condensate Tank_A_Technical Potential | F4 | Industrial | Primary Metals | New | Process | Natural Gas | Gas Boiler - Insulate Steam Lines/Condensate Tank | A | Standalone Impact on Baseline Energy (%) | Technical Potential | 0% | 0% | 0.008095% | 0.01273% | 0.01702% | 0.02085% | 0.02621% | 0.03084% | 0.03537% | 0.0394% | 0.04439% | 0.04879% | 0.05319% | 0.05698% | 0.06211% | 0.06651% | 0.07088% | 0.07463% | 0.07982% | 0.08426% | 0.08877% | 0.09324%
F5_Industrial_Primary Metals_New_Process_Natural Gas_Gas Boiler - Insulate Steam Lines/Condensate Tank_A_Technical Potential | F5 | Industrial | Primary Metals | New | Process | Natural Gas | Gas Boiler - Insulate Steam Lines/Condensate Tank | A | Standalone Impact on Baseline Summer Peak (%) | Technical Potential | bar: 2019 to 2040
F6_Industrial_Primary Metals_New_Process_Natural Gas_Gas Boiler - Insulate Steam Lines/Condensate Tank_A_Technical Potential | F6 | Industrial | Primary Metals | New | Process | Natural Gas | Gas Boiler - Insulate Steam Lines/Condensate Tank | A | Standalone Impact on Baseline Winter Peak (%) | Technical Potential | bar: 2019 to 2040
F7_Industrial_Primary Metals_New_Process_Natural Gas_Gas Boiler - Insulate Steam Lines/Condensate Tank_A_Technical Potential | F7 | Industrial | Primary Metals | New | Process | Natural Gas | Gas Boiler - Insulate Steam Lines/Condensate Tank | A | Incremental Energy Savings (MWh or mTherms) | Technical Potential | 0 | 0 | 0.011122 | 0.01941 | 0.027677 | 0.036944 | 0.042525 | 0.049003 | 0.0554 | 0.062596 | 0.067955 | 0.074119 | 0.080201 | 0.087256 | 0.092044 | 0.097864 | 0.10368 | 0.11045 | 0.11492 | 0.12043 | 0.12579 | 0.13114
F8_Industrial_Primary Metals_New_Process_Natural Gas_Gas Boiler - Insulate Steam Lines/Condensate Tank_A_Technical Potential | F8 | Industrial | Primary Metals | New | Process | Natural Gas | Gas Boiler - Insulate Steam Lines/Condensate Tank | A | Incremental Summer Peak Savings (MW) | Technical Potential | 0 | 0 | 0 | 0 | 0 | 0 | 0 | 0 | 0 | 0 | 0 | 0 | 0 | 0 | 0 | 0 | 0 | 0 | 0 | 0 | 0 | 0
F9_Industrial_Primary Metals_New_Process_Natural Gas_Gas Boiler - Insulate Steam Lines/Condensate Tank_A_Technical Potential | F9 | Industrial | Primary Metals | New | Process | Natural Gas | Gas Boiler - Insulate Steam Lines/Condensate Tank | A | Incremental Winter Peak Savings (MW) | Technical Potential | 0 | 0 | 0 | 0 | 0 | 0 | 0 | 0 | 0 | 0 | 0 | 0 | 0 | 0 | 0 | 0 | 0 | 0 | 0 | 0 | 0 | 0
F10_Industrial_Primary Metals_New_Process_Natural Gas_Gas Boiler - Insulate Steam Lines/Condensate Tank_A_Technical Potential | F10 | Industrial | Primary Metals | New | Process | Natural Gas | Gas Boiler - Insulate Steam Lines/Condensate Tank | A | Cumulative Energy Savings (MWh or mTherms) | Technical Potential | 0 | 0 | 0.011122 | 0.030532 | 0.058209 | 0.095153 | 0.13768 | 0.18668 | 0.24208 | 0.30468 | 0.37263 | 0.44675 | 0.52695 | 0.61421 | 0.70625 | 0.80412 | 0.90779 | 1.0182 | 1.1332 | 1.2536 | 1.3794 | 1.5105
F11_Industrial_Primary Metals_New_Process_Natural Gas_Gas Boiler - Insulate Steam Lines/Condensate Tank_A_Technical Potential | F11 | Industrial | Primary Metals | New | Process | Natural Gas | Gas Boiler - Insulate Steam Lines/Condensate Tank | A | Cumulative Summer Peak Savings (MW) | Technical Potential | 0 | 0 | 0 | 0 | 0 | 0 | 0 | 0 | 0 | 0 | 0 | 0 | 0 | 0 | 0 | 0 | 0 | 0 | 0 | 0 | 0 | 0
F12_Industrial_Primary Metals_New_Process_Natural Gas_Gas Boiler - Insulate Steam Lines/Condensate Tank_A_Technical Potential | F12 | Industrial | Primary Metals | New | Process | Natural Gas | Gas Boiler - Insulate Steam Lines/Condensate Tank | A | Cumulative Winter Peak Savings (MW) | Technical Potential | 0 | 0 | 0 | 0 | 0 | 0 | 0 | 0 | 0 | 0 | 0 | 0 | 0 | 0 | 0 | 0 | 0 | 0 | 0 | 0 | 0 | 0
F13_Industrial_Primary Metals_New_Process_Natural Gas_Gas Boiler - Insulate Steam Lines/Condensate Tank_A_Technical Potential | F13 | Industrial | Primary Metals | New | Process | Natural Gas | Gas Boiler - Insulate Steam Lines/Condensate Tank | A | Purchases (Incremental) | Technical Potential | 0 | 0 | 0.036636 | 0.063937 | 0.09117 | 0.12169 | 0.14008 | 0.16142 | 0.18249 | 0.20619 | 0.22385 | 0.24415 | 0.26418 | 0.28742 | 0.3032 | 0.32237 | 0.34152 | 0.36382 | 0.37855 | 0.3967 | 0.41436 | 0.43196
F14_Industrial_Primary Metals_New_Process_Natural Gas_Gas Boiler - Insulate Steam Lines/Condensate Tank_A_Technical Potential | F14 | Industrial | Primary Metals | New | Process | Natural Gas | Gas Boiler - Insulate Steam Lines/Condensate Tank | A | Purchases (Cumulative) | Technical Potential | 0 | 0 | 0.036636 | 0.10057 | 0.19174 | 0.31344 | 0.45352 | 0.61493 | 0.79742 | 1.0036 | 1.2275 | 1.4716 | 1.7358 | 2.0232 | 2.3264 | 2.6488 | 2.9903 | 3.3541 | 3.7327 | 4.1294 | 4.5437 | 4.9757
F1_Industrial_Primary Metals_New_Space Heating_Natural Gas_Gas Boiler - Insulate Hot Water Lines_A_Technical Potential | F1 | Industrial | Primary Metals | New | Space Heating | Natural Gas | Gas Boiler - Insulate Hot Water Lines | A | Original Unit Energy Savings (kWh or therms) | Technical Potential | 0 | 0 | 341.0907 | 341.0907 | 341.0907 | 341.0907 | 341.0907 | 341.0907 | 341.0907 | 341.0907 | 341.0907 | 341.0907 | 341.0907 | 341.0907 | 341.0907 | 341.0907 | 341.0907 | 341.0907 | 341.0907 | 341.0907 | 341.0907 | 341.0907
F2_Industrial_Primary Metals_New_Space Heating_Natural Gas_Gas Boiler - Insulate Hot Water Lines_A_Technical Potential | F2 | Industrial | Primary Metals | New | Space Heating | Natural Gas | Gas Boiler - Insulate Hot Water Lines | A | Original Unit Summer Peak Savings (kW) | Technical Potential | 0 | 0 | 0 | 0 | 0 | 0 | 0 | 0 | 0 | 0 | 0 | 0 | 0 | 0 | 0 | 0 | 0 | 0 | 0 | 0 | 0 | 0
F3_Industrial_Primary Metals_New_Space Heating_Natural Gas_Gas Boiler - Insulate Hot Water Lines_A_Technical Potential | F3 | Industrial | Primary Metals | New | Space Heating | Natural Gas | Gas Boiler - Insulate Hot Water Lines | A | Original Unit Winter Peak Savings (kW) | Technical Potential | 0 | 0 | 0 | 0 | 0 | 0 | 0 | 0 | 0 | 0 | 0 | 0 | 0 | 0 | 0 | 0 | 0 | 0 | 0 | 0 | 0 | 0
F4_Industrial_Primary Metals_New_Space Heating_Natural Gas_Gas Boiler - Insulate Hot Water Lines_A_Technical Potential | F4 | Industrial | Primary Metals | New | Space Heating | Natural Gas | Gas Boiler - Insulate Hot Water Lines | A | Standalone Impact on Baseline Energy (%) | Technical Potential | 0% | 0% | 0.006844% | 0.01077% | 0.01439% | 0.01763% | 0.02216% | 0.02607% | 0.02991% | 0.03331% | 0.03753% | 0.04125% | 0.04497% | 0.04818% | 0.05251% | 0.05624% | 0.05993% | 0.0631% | 0.06749% | 0.07124% | 0.07505% | 0.07884%
F5_Industrial_Primary Metals_New_Space Heating_Natural Gas_Gas Boiler - Insulate Hot Water Lines_A_Technical Potential | F5 | Industrial | Primary Metals | New | Space Heating | Natural Gas | Gas Boiler - Insulate Hot Water Lines | A | Standalone Impact on Baseline Summer Peak (%) | Technical Potential | bar: 2019 to 2040
F6_Industrial_Primary Metals_New_Space Heating_Natural Gas_Gas Boiler - Insulate Hot Water Lines_A_Technical Potential | F6 | Industrial | Primary Metals | New | Space Heating | Natural Gas | Gas Boiler - Insulate Hot Water Lines | A | Standalone Impact on Baseline Winter Peak (%) | Technical Potential | bar: 2019 to 2040
F7_Industrial_Primary Metals_New_Space Heating_Natural Gas_Gas Boiler - Insulate Hot Water Lines_A_Technical Potential | F7 | Industrial | Primary Metals | New | Space Heating | Natural Gas | Gas Boiler - Insulate Hot Water Lines | A | Incremental Energy Savings (MWh or mTherms) | Technical Potential | 0 | 0 | 0.00034501 | 0.00060212 | 0.00085859 | 0.001146 | 0.0013192 | 0.0015201 | 0.0017186 | 0.0019418 | 0.002108 | 0.0022992 | 0.0024879 | 0.0027068 | 0.0028553 | 0.0030359 | 0.0032163 | 0.0034263 | 0.003565 | 0.0037359 | 0.0039022 | 0.004068
F8_Industrial_Primary Metals_New_Space Heating_Natural Gas_Gas Boiler - Insulate Hot Water Lines_A_Technical Potential | F8 | Industrial | Primary Metals | New | Space Heating | Natural Gas | Gas Boiler - Insulate Hot Water Lines | A | Incremental Summer Peak Savings (MW) | Technical Potential | 0 | 0 | 0 | 0 | 0 | 0 | 0 | 0 | 0 | 0 | 0 | 0 | 0 | 0 | 0 | 0 | 0 | 0 | 0 | 0 | 0 | 0
F9_Industrial_Primary Metals_New_Space Heating_Natural Gas_Gas Boiler - Insulate Hot Water Lines_A_Technical Potential | F9 | Industrial | Primary Metals | New | Space Heating | Natural Gas | Gas Boiler - Insulate Hot Water Lines | A | Incremental Winter Peak Savings (MW) | Technical Potential | 0 | 0 | 0 | 0 | 0 | 0 | 0 | 0 | 0 | 0 | 0 | 0 | 0 | 0 | 0 | 0 | 0 | 0 | 0 | 0 | 0 | 0
F10_Industrial_Primary Metals_New_Space Heating_Natural Gas_Gas Boiler - Insulate Hot Water Lines_A_Technical Potential | F10 | Industrial | Primary Metals | New | Space Heating | Natural Gas | Gas Boiler - Insulate Hot Water Lines | A | Cumulative Energy Savings (MWh or mTherms) | Technical Potential | 0 | 0 | 0.00034501 | 0.00094713 | 0.0018057 | 0.0029518 | 0.0042709 | 0.0057911 | 0.0075097 | 0.0094514 | 0.011559 | 0.013859 | 0.016347 | 0.019053 | 0.021909 | 0.024945 | 0.028161 | 0.031587 | 0.035152 | 0.038888 | 0.04279 | 0.046858
F11_Industrial_Primary Metals_New_Space Heating_Natural Gas_Gas Boiler - Insulate Hot Water Lines_A_Technical Potential | F11 | Industrial | Primary Metals | New | Space Heating | Natural Gas | Gas Boiler - Insulate Hot Water Lines | A | Cumulative Summer Peak Savings (MW) | Technical Potential | 0 | 0 | 0 | 0 | 0 | 0 | 0 | 0 | 0 | 0 | 0 | 0 | 0 | 0 | 0 | 0 | 0 | 0 | 0 | 0 | 0 | 0
F12_Industrial_Primary Metals_New_Space Heating_Natural Gas_Gas Boiler - Insulate Hot Water Lines_A_Technical Potential | F12 | Industrial | Primary Metals | New | Space Heating | Natural Gas | Gas Boiler - Insulate Hot Water Lines | A | Cumulative Winter Peak Savings (MW) | Technical Potential | 0 | 0 | 0 | 0 | 0 | 0 | 0 | 0 | 0 | 0 | 0 | 0 | 0 | 0 | 0 | 0 | 0 | 0 | 0 | 0 | 0 | 0
F13_Industrial_Primary Metals_New_Space Heating_Natural Gas_Gas Boiler - Insulate Hot Water Lines_A_Technical Potential | F13 | Industrial | Primary Metals | New | Space Heating | Natural Gas | Gas Boiler - Insulate Hot Water Lines | A | Purchases (Incremental) | Technical Potential | 0 | 0 | 0.0010115 | 0.0017653 | 0.0025172 | 0.00336 | 0.0038675 | 0.0044567 | 0.0050385 | 0.0056929 | 0.0061803 | 0.0067409 | 0.007294 | 0.0079357 | 0.0083712 | 0.0089004 | 0.0094293 | 0.010045 | 0.010452 | 0.010953 | 0.01144 | 0.011926
F14_Industrial_Primary Metals_New_Space Heating_Natural Gas_Gas Boiler - Insulate Hot Water Lines_A_Technical Potential | F14 | Industrial | Primary Metals | New | Space Heating | Natural Gas | Gas Boiler - Insulate Hot Water Lines | A | Purchases (Cumulative) | Technical Potential | 0 | 0 | 0.0010115 | 0.0027768 | 0.0052939 | 0.0086539 | 0.012521 | 0.016978 | 0.022017 | 0.027709 | 0.03389 | 0.040631 | 0.047925 | 0.05586 | 0.064231 | 0.073132 | 0.082561 | 0.092606 | 0.10306 | 0.11401 | 0.12545 | 0.13738
F1_Industrial_Primary Metals_New_Process_Natural Gas_Gas Boiler - Insulate Hot Water Lines_A_Technical Potential | F1 | Industrial | Primary Metals | New | Process | Natural Gas | Gas Boiler - Insulate Hot Water Lines | A | Original Unit Energy Savings (kWh or therms) | Technical Potential | 0 | 0 | 343.1401 | 343.1401 | 343.1401 | 343.1401 | 343.1401 | 343.1401 | 343.1401 | 343.1401 | 343.1401 | 343.1401 | 343.1401 | 343.1401 | 343.1401 | 343.1401 | 343.1401 | 343.1401 | 343.1401 | 343.1401 | 343.1401 | 343.1401
F2_Industrial_Primary Metals_New_Process_Natural Gas_Gas Boiler - Insulate Hot Water Lines_A_Technical Potential | F2 | Industrial | Primary Metals | New | Process | Natural Gas | Gas Boiler - Insulate Hot Water Lines | A | Original Unit Summer Peak Savings (kW) | Technical Potential | 0 | 0 | 0 | 0 | 0 | 0 | 0 | 0 | 0 | 0 | 0 | 0 | 0 | 0 | 0 | 0 | 0 | 0 | 0 | 0 | 0 | 0
F3_Industrial_Primary Metals_New_Process_Natural Gas_Gas Boiler - Insulate Hot Water Lines_A_Technical Potential | F3 | Industrial | Primary Metals | New | Process | Natural Gas | Gas Boiler - Insulate Hot Water Lines | A | Original Unit Winter Peak Savings (kW) | Technical Potential | 0 | 0 | 0 | 0 | 0 | 0 | 0 | 0 | 0 | 0 | 0 | 0 | 0 | 0 | 0 | 0 | 0 | 0 | 0 | 0 | 0 | 0
F4_Industrial_Primary Metals_New_Process_Natural Gas_Gas Boiler - Insulate Hot Water Lines_A_Technical Potential | F4 | Industrial | Primary Metals | New | Process | Natural Gas | Gas Boiler - Insulate Hot Water Lines | A | Standalone Impact on Baseline Energy (%) | Technical Potential | 0% | 0% | 0.00915% | 0.01439% | 0.01924% | 0.02357% | 0.02962% | 0.03486% | 0.03998% | 0.04454% | 0.05017% | 0.05515% | 0.06012% | 0.06441% | 0.07021% | 0.07518% | 0.08011% | 0.08435% | 0.09022% | 0.09524% | 0.1003% | 0.1054%
F5_Industrial_Primary Metals_New_Process_Natural Gas_Gas Boiler - Insulate Hot Water Lines_A_Technical Potential | F5 | Industrial | Primary Metals | New | Process | Natural Gas | Gas Boiler - Insulate Hot Water Lines | A | Standalone Impact on Baseline Summer Peak (%) | Technical Potential | bar: 2019 to 2040
F6_Industrial_Primary Metals_New_Process_Natural Gas_Gas Boiler - Insulate Hot Water Lines_A_Technical Potential | F6 | Industrial | Primary Metals | New | Process | Natural Gas | Gas Boiler - Insulate Hot Water Lines | A | Standalone Impact on Baseline Winter Peak (%) | Technical Potential | bar: 2019 to 2040
F7_Industrial_Primary Metals_New_Process_Natural Gas_Gas Boiler - Insulate Hot Water Lines_A_Technical Potential | F7 | Industrial | Primary Metals | New | Process | Natural Gas | Gas Boiler - Insulate Hot Water Lines | A | Incremental Energy Savings (MWh or mTherms) | Technical Potential | 0 | 0 | 0.012571 | 0.021939 | 0.031284 | 0.041758 | 0.048066 | 0.055389 | 0.06262 | 0.070753 | 0.07681 | 0.083777 | 0.090652 | 0.098627 | 0.10404 | 0.11062 | 0.11719 | 0.12484 | 0.1299 | 0.13612 | 0.14218 | 0.14822
F8_Industrial_Primary Metals_New_Process_Natural Gas_Gas Boiler - Insulate Hot Water Lines_A_Technical Potential | F8 | Industrial | Primary Metals | New | Process | Natural Gas | Gas Boiler - Insulate Hot Water Lines | A | Incremental Summer Peak Savings (MW) | Technical Potential | 0 | 0 | 0 | 0 | 0 | 0 | 0 | 0 | 0 | 0 | 0 | 0 | 0 | 0 | 0 | 0 | 0 | 0 | 0 | 0 | 0 | 0
F9_Industrial_Primary Metals_New_Process_Natural Gas_Gas Boiler - Insulate Hot Water Lines_A_Technical Potential | F9 | Industrial | Primary Metals | New | Process | Natural Gas | Gas Boiler - Insulate Hot Water Lines | A | Incremental Winter Peak Savings (MW) | Technical Potential | 0 | 0 | 0 | 0 | 0 | 0 | 0 | 0 | 0 | 0 | 0 | 0 | 0 | 0 | 0 | 0 | 0 | 0 | 0 | 0 | 0 | 0
F10_Industrial_Primary Metals_New_Process_Natural Gas_Gas Boiler - Insulate Hot Water Lines_A_Technical Potential | F10 | Industrial | Primary Metals | New | Process | Natural Gas | Gas Boiler - Insulate Hot Water Lines | A | Cumulative Energy Savings (MWh or mTherms) | Technical Potential | 0 | 0 | 0.012571 | 0.03451 | 0.065795 | 0.10755 | 0.15562 | 0.21101 | 0.27363 | 0.34438 | 0.42119 | 0.50497 | 0.59562 | 0.69425 | 0.79829 | 0.9089 | 1.0261 | 1.1509 | 1.2808 | 1.417 | 1.5591 | 1.7074
F11_Industrial_Primary Metals_New_Process_Natural Gas_Gas Boiler - Insulate Hot Water Lines_A_Technical Potential | F11 | Industrial | Primary Metals | New | Process | Natural Gas | Gas Boiler - Insulate Hot Water Lines | A | Cumulative Summer Peak Savings (MW) | Technical Potential | 0 | 0 | 0 | 0 | 0 | 0 | 0 | 0 | 0 | 0 | 0 | 0 | 0 | 0 | 0 | 0 | 0 | 0 | 0 | 0 | 0 | 0
F12_Industrial_Primary Metals_New_Process_Natural Gas_Gas Boiler - Insulate Hot Water Lines_A_Technical Potential | F12 | Industrial | Primary Metals | New | Process | Natural Gas | Gas Boiler - Insulate Hot Water Lines | A | Cumulative Winter Peak Savings (MW) | Technical Potential | 0 | 0 | 0 | 0 | 0 | 0 | 0 | 0 | 0 | 0 | 0 | 0 | 0 | 0 | 0 | 0 | 0 | 0 | 0 | 0 | 0 | 0
F13_Industrial_Primary Metals_New_Process_Natural Gas_Gas Boiler - Insulate Hot Water Lines_A_Technical Potential | F13 | Industrial | Primary Metals | New | Process | Natural Gas | Gas Boiler - Insulate Hot Water Lines | A | Purchases (Incremental) | Technical Potential | 0 | 0 | 0.036636 | 0.063937 | 0.09117 | 0.12169 | 0.14008 | 0.16142 | 0.18249 | 0.20619 | 0.22385 | 0.24415 | 0.26418 | 0.28742 | 0.3032 | 0.32237 | 0.34152 | 0.36382 | 0.37855 | 0.3967 | 0.41436 | 0.43196
F14_Industrial_Primary Metals_New_Process_Natural Gas_Gas Boiler - Insulate Hot Water Lines_A_Technical Potential | F14 | Industrial | Primary Metals | New | Process | Natural Gas | Gas Boiler - Insulate Hot Water Lines | A | Purchases (Cumulative) | Technical Potential | 0 | 0 | 0.036636 | 0.10057 | 0.19174 | 0.31344 | 0.45352 | 0.61493 | 0.79742 | 1.0036 | 1.2275 | 1.4716 | 1.7358 | 2.0232 | 2.3264 | 2.6488 | 2.9903 | 3.3541 | 3.7327 | 4.1294 | 4.5437 | 4.9757
F1_Industrial_Primary Metals_New_Process_Natural Gas_Process - Insulate Heated Process Fluids_A_Technical Potential | F1 | Industrial | Primary Metals | New | Process | Natural Gas | Process - Insulate Heated Process Fluids | A | Original Unit Energy Savings (kWh or therms) | Technical Potential | 0 | 0 | 1904.8967 | 1904.8967 | 1904.8967 | 1904.8967 | 1904.8967 | 1904.8967 | 1904.8967 | 1904.8967 | 1904.8967 | 1904.8967 | 1904.8967 | 1904.8967 | 1904.8967 | 1904.8967 | 1904.8967 | 1904.8967 | 1904.8967 | 1904.8967 | 1904.8967 | 1904.8967
F2_Industrial_Primary Metals_New_Process_Natural Gas_Process - Insulate Heated Process Fluids_A_Technical Potential | F2 | Industrial | Primary Metals | New | Process | Natural Gas | Process - Insulate Heated Process Fluids | A | Original Unit Summer Peak Savings (kW) | Technical Potential | 0 | 0 | 0 | 0 | 0 | 0 | 0 | 0 | 0 | 0 | 0 | 0 | 0 | 0 | 0 | 0 | 0 | 0 | 0 | 0 | 0 | 0
F3_Industrial_Primary Metals_New_Process_Natural Gas_Process - Insulate Heated Process Fluids_A_Technical Potential | F3 | Industrial | Primary Metals | New | Process | Natural Gas | Process - Insulate Heated Process Fluids | A | Original Unit Winter Peak Savings (kW) | Technical Potential | 0 | 0 | 0 | 0 | 0 | 0 | 0 | 0 | 0 | 0 | 0 | 0 | 0 | 0 | 0 | 0 | 0 | 0 | 0 | 0 | 0 | 0
F4_Industrial_Primary Metals_New_Process_Natural Gas_Process - Insulate Heated Process Fluids_A_Technical Potential | F4 | Industrial | Primary Metals | New | Process | Natural Gas | Process - Insulate Heated Process Fluids | A | Standalone Impact on Baseline Energy (%) | Technical Potential | 0% | 0% | 0.1111% | 0.1748% | 0.2337% | 0.2862% | 0.3597% | 0.4122% | 0.4446% | 0.4575% | 0.4726% | 0.4743% | 0.4711% | 0.4592% | 0.4563% | 0.4459% | 0.4343% | 0.4184% | 0.4022% | 0.3838% | 0.3675% | 0.3525%
F5_Industrial_Primary Metals_New_Process_Natural Gas_Process - Insulate Heated Process Fluids_A_Technical Potential | F5 | Industrial | Primary Metals | New | Process | Natural Gas | Process - Insulate Heated Process Fluids | A | Standalone Impact on Baseline Summer Peak (%) | Technical Potential | bar: 2019 to 2040
F6_Industrial_Primary Metals_New_Process_Natural Gas_Process - Insulate Heated Process Fluids_A_Technical Potential | F6 | Industrial | Primary Metals | New | Process | Natural Gas | Process - Insulate Heated Process Fluids | A | Standalone Impact on Baseline Winter Peak (%) | Technical Potential | bar: 2019 to 2040
F7_Industrial_Primary Metals_New_Process_Natural Gas_Process - Insulate Heated Process Fluids_A_Technical Potential | F7 | Industrial | Primary Metals | New | Process | Natural Gas | Process - Insulate Heated Process Fluids | A | Incremental Energy Savings (MWh or mTherms) | Technical Potential | 0 | 0 | 0.15266 | 0.26642 | 0.3799 | 0.5071 | 0.5837 | 0.60536 | 0.54751 | 0.49489 | 0.42981 | 0.37504 | 0.32465 | 0.28257 | 0.23846 | 0.20283 | 0.17191 | 0.1465 | 0.0010397 | 0.00038914 | 0.00013856 | 4.7104e-05
F8_Industrial_Primary Metals_New_Process_Natural Gas_Process - Insulate Heated Process Fluids_A_Technical Potential | F8 | Industrial | Primary Metals | New | Process | Natural Gas | Process - Insulate Heated Process Fluids | A | Incremental Summer Peak Savings (MW) | Technical Potential | 0 | 0 | 0 | 0 | 0 | 0 | 0 | 0 | 0 | 0 | 0 | 0 | 0 | 0 | 0 | 0 | 0 | 0 | 0 | 0 | 0 | 0
F9_Industrial_Primary Metals_New_Process_Natural Gas_Process - Insulate Heated Process Fluids_A_Technical Potential | F9 | Industrial | Primary Metals | New | Process | Natural Gas | Process - Insulate Heated Process Fluids | A | Incremental Winter Peak Savings (MW) | Technical Potential | 0 | 0 | 0 | 0 | 0 | 0 | 0 | 0 | 0 | 0 | 0 | 0 | 0 | 0 | 0 | 0 | 0 | 0 | 0 | 0 | 0 | 0
F10_Industrial_Primary Metals_New_Process_Natural Gas_Process - Insulate Heated Process Fluids_A_Technical Potential | F10 | Industrial | Primary Metals | New | Process | Natural Gas | Process - Insulate Heated Process Fluids | A | Cumulative Energy Savings (MWh or mTherms) | Technical Potential | 0 | 0 | 0.15266 | 0.41908 | 0.79898 | 1.3061 | 1.8898 | 2.4951 | 3.0426 | 3.5375 | 3.9673 | 4.3424 | 4.667 | 4.9496 | 5.1881 | 5.3909 | 5.5628 | 5.7093 | 5.7103 | 5.7107 | 5.7109 | 5.7109
F11_Industrial_Primary Metals_New_Process_Natural Gas_Process - Insulate Heated Process Fluids_A_Technical Potential | F11 | Industrial | Primary Metals | New | Process | Natural Gas | Process - Insulate Heated Process Fluids | A | Cumulative Summer Peak Savings (MW) | Technical Potential | 0 | 0 | 0 | 0 | 0 | 0 | 0 | 0 | 0 | 0 | 0 | 0 | 0 | 0 | 0 | 0 | 0 | 0 | 0 | 0 | 0 | 0
F12_Industrial_Primary Metals_New_Process_Natural Gas_Process - Insulate Heated Process Fluids_A_Technical Potential | F12 | Industrial | Primary Metals | New | Process | Natural Gas | Process - Insulate Heated Process Fluids | A | Cumulative Winter Peak Savings (MW) | Technical Potential | 0 | 0 | 0 | 0 | 0 | 0 | 0 | 0 | 0 | 0 | 0 | 0 | 0 | 0 | 0 | 0 | 0 | 0 | 0 | 0 | 0 | 0
F13_Industrial_Primary Metals_New_Process_Natural Gas_Process - Insulate Heated Process Fluids_A_Technical Potential | F13 | Industrial | Primary Metals | New | Process | Natural Gas | Process - Insulate Heated Process Fluids | A | Purchases (Incremental) | Technical Potential | 0 | 0 | 0.080141 | 0.13986 | 0.19943 | 0.26621 | 0.30642 | 0.31779 | 0.28742 | 0.2598 | 0.22564 | 0.19688 | 0.17043 | 0.14834 | 0.12518 | 0.10648 | 0.090244 | 0.076909 | 0.00054582 | 0.00020428 | 7.2741e-05 | 2.4728e-05
F14_Industrial_Primary Metals_New_Process_Natural Gas_Process - Insulate Heated Process Fluids_A_Technical Potential | F14 | Industrial | Primary Metals | New | Process | Natural Gas | Process - Insulate Heated Process Fluids | A | Purchases (Cumulative) | Technical Potential | 0 | 0 | 0.080141 | 0.22 | 0.41944 | 0.68564 | 0.99206 | 1.3099 | 1.5973 | 1.8571 | 2.0827 | 2.2796 | 2.45 | 2.5984 | 2.7235 | 2.83 | 2.9203 | 2.9972 | 2.9977 | 2.9979 | 2.998 | 2.998
F1_Industrial_Primary Metals_New_Process_Natural Gas_Process Heat Recovery_A_Technical Potential | F1 | Industrial | Primary Metals | New | Process | Natural Gas | Process Heat Recovery | A | Original Unit Energy Savings (kWh or therms) | Technical Potential | 0 | 0 | 3.7787 | 3.7787 | 3.7787 | 3.7787 | 3.7787 | 3.7787 | 3.7787 | 3.7787 | 3.7787 | 3.7787 | 3.7787 | 3.7787 | 3.7787 | 3.7787 | 3.7787 | 3.7787 | 3.7787 | 3.7787 | 3.7787 | 3.7787
F2_Industrial_Primary Metals_New_Process_Natural Gas_Process Heat Recovery_A_Technical Potential | F2 | Industrial | Primary Metals | New | Process | Natural Gas | Process Heat Recovery | A | Original Unit Summer Peak Savings (kW) | Technical Potential | 0 | 0 | 0 | 0 | 0 | 0 | 0 | 0 | 0 | 0 | 0 | 0 | 0 | 0 | 0 | 0 | 0 | 0 | 0 | 0 | 0 | 0
F3_Industrial_Primary Metals_New_Process_Natural Gas_Process Heat Recovery_A_Technical Potential | F3 | Industrial | Primary Metals | New | Process | Natural Gas | Process Heat Recovery | A | Original Unit Winter Peak Savings (kW) | Technical Potential | 0 | 0 | 0 | 0 | 0 | 0 | 0 | 0 | 0 | 0 | 0 | 0 | 0 | 0 | 0 | 0 | 0 | 0 | 0 | 0 | 0 | 0
F4_Industrial_Primary Metals_New_Process_Natural Gas_Process Heat Recovery_A_Technical Potential | F4 | Industrial | Primary Metals | New | Process | Natural Gas | Process Heat Recovery | A | Standalone Impact on Baseline Energy (%) | Technical Potential | 0% | 0% | 0.007935% | 0.01248% | 0.01669% | 0.02044% | 0.02569% | 0.02943% | 0.03175% | 0.03267% | 0.03375% | 0.03387% | 0.03364% | 0.03279% | 0.03258% | 0.03184% | 0.03102% | 0.02911% | 0.02798% | 0.0267% | 0.02556% | 0.02452%
F5_Industrial_Primary Metals_New_Process_Natural Gas_Process Heat Recovery_A_Technical Potential | F5 | Industrial | Primary Metals | New | Process | Natural Gas | Process Heat Recovery | A | Standalone Impact on Baseline Summer Peak (%) | Technical Potential | bar: 2019 to 2040
F6_Industrial_Primary Metals_New_Process_Natural Gas_Process Heat Recovery_A_Technical Potential | F6 | Industrial | Primary Metals | New | Process | Natural Gas | Process Heat Recovery | A | Standalone Impact on Baseline Winter Peak (%) | Technical Potential | bar: 2019 to 2040
F7_Industrial_Primary Metals_New_Process_Natural Gas_Process Heat Recovery_A_Technical Potential | F7 | Industrial | Primary Metals | New | Process | Natural Gas | Process Heat Recovery | A | Incremental Energy Savings (MWh or mTherms) | Technical Potential | 0 | 0 | 0.010902 | 0.019026 | 0.02713 | 0.036213 | 0.041683 | 0.04323 | 0.039099 | 0.035342 | 0.030694 | 0.026782 | 0.023184 | 0.020179 | 0.017029 | 0.014485 | 0.012276 | 0.010902 | 0.019026 | 0.02713 | 0.036213 | 0.041683
F8_Industrial_Primary Metals_New_Process_Natural Gas_Process Heat Recovery_A_Technical Potential | F8 | Industrial | Primary Metals | New | Process | Natural Gas | Process Heat Recovery | A | Incremental Summer Peak Savings (MW) | Technical Potential | 0 | 0 | 0 | 0 | 0 | 0 | 0 | 0 | 0 | 0 | 0 | 0 | 0 | 0 | 0 | 0 | 0 | 0 | 0 | 0 | 0 | 0
F9_Industrial_Primary Metals_New_Process_Natural Gas_Process Heat Recovery_A_Technical Potential | F9 | Industrial | Primary Metals | New | Process | Natural Gas | Process Heat Recovery | A | Incremental Winter Peak Savings (MW) | Technical Potential | 0 | 0 | 0 | 0 | 0 | 0 | 0 | 0 | 0 | 0 | 0 | 0 | 0 | 0 | 0 | 0 | 0 | 0 | 0 | 0 | 0 | 0
F10_Industrial_Primary Metals_New_Process_Natural Gas_Process Heat Recovery_A_Technical Potential | F10 | Industrial | Primary Metals | New | Process | Natural Gas | Process Heat Recovery | A | Cumulative Energy Savings (MWh or mTherms) | Technical Potential | 0 | 0 | 0.010902 | 0.029928 | 0.057057 | 0.09327 | 0.13495 | 0.17818 | 0.21728 | 0.25262 | 0.28332 | 0.3101 | 0.33328 | 0.35346 | 0.37049 | 0.38498 | 0.39725 | 0.39725 | 0.39725 | 0.39725 | 0.39725 | 0.39725
F11_Industrial_Primary Metals_New_Process_Natural Gas_Process Heat Recovery_A_Technical Potential | F11 | Industrial | Primary Metals | New | Process | Natural Gas | Process Heat Recovery | A | Cumulative Summer Peak Savings (MW) | Technical Potential | 0 | 0 | 0 | 0 | 0 | 0 | 0 | 0 | 0 | 0 | 0 | 0 | 0 | 0 | 0 | 0 | 0 | 0 | 0 | 0 | 0 | 0
F12_Industrial_Primary Metals_New_Process_Natural Gas_Process Heat Recovery_A_Technical Potential | F12 | Industrial | Primary Metals | New | Process | Natural Gas | Process Heat Recovery | A | Cumulative Winter Peak Savings (MW) | Technical Potential | 0 | 0 | 0 | 0 | 0 | 0 | 0 | 0 | 0 | 0 | 0 | 0 | 0 | 0 | 0 | 0 | 0 | 0 | 0 | 0 | 0 | 0
F13_Industrial_Primary Metals_New_Process_Natural Gas_Process Heat Recovery_A_Technical Potential | F13 | Industrial | Primary Metals | New | Process | Natural Gas | Process Heat Recovery | A | Purchases (Incremental) | Technical Potential | 0 | 0 | 2.8851 | 5.035 | 7.1796 | 9.5834 | 11.0311 | 11.4405 | 10.3471 | 9.3528 | 8.1229 | 7.0877 | 6.1355 | 5.3402 | 4.5066 | 3.8332 | 3.2488 | 2.8851 | 5.035 | 7.1796 | 9.5834 | 11.0311
F14_Industrial_Primary Metals_New_Process_Natural Gas_Process Heat Recovery_A_Technical Potential | F14 | Industrial | Primary Metals | New | Process | Natural Gas | Process Heat Recovery | A | Purchases (Cumulative) | Technical Potential | 0 | 0 | 2.8851 | 7.9201 | 15.0997 | 24.6831 | 35.7142 | 47.1547 | 57.5018 | 66.8547 | 74.9776 | 82.0653 | 88.2007 | 93.5409 | 98.0475 | 101.8807 | 105.1295 | 105.1295 | 105.1295 | 105.1295 | 105.1295 | 105.1295
F1_Industrial_Primary Metals_New_Space Heating_Natural Gas_Building Automation System_A_Technical Potential | F1 | Industrial | Primary Metals | New | Space Heating | Natural Gas | Building Automation System | A | Original Unit Energy Savings (kWh or therms) | Technical Potential | 0 | 0 | 0.01486 | 0.01486 | 0.01486 | 0.01486 | 0.01486 | 0.01486 | 0.01486 | 0.01486 | 0.01486 | 0.01486 | 0.01486 | 0.01486 | 0.01486 | 0.01486 | 0.01486 | 0.01486 | 0.01486 | 0.01486 | 0.01486 | 0.01486
F2_Industrial_Primary Metals_New_Space Heating_Natural Gas_Building Automation System_A_Technical Potential | F2 | Industrial | Primary Metals | New | Space Heating | Natural Gas | Building Automation System | A | Original Unit Summer Peak Savings (kW) | Technical Potential | 0 | 0 | 0 | 0 | 0 | 0 | 0 | 0 | 0 | 0 | 0 | 0 | 0 | 0 | 0 | 0 | 0 | 0 | 0 | 0 | 0 | 0
F3_Industrial_Primary Metals_New_Space Heating_Natural Gas_Building Automation System_A_Technical Potential | F3 | Industrial | Primary Metals | New | Space Heating | Natural Gas | Building Automation System | A | Original Unit Winter Peak Savings (kW) | Technical Potential | 0 | 0 | 0 | 0 | 0 | 0 | 0 | 0 | 0 | 0 | 0 | 0 | 0 | 0 | 0 | 0 | 0 | 0 | 0 | 0 | 0 | 0
F4_Industrial_Primary Metals_New_Space Heating_Natural Gas_Building Automation System_A_Technical Potential | F4 | Industrial | Primary Metals | New | Space Heating | Natural Gas | Building Automation System | A | Standalone Impact on Baseline Energy (%) | Technical Potential | 0% | 0% | 0.01539% | 0.03957% | 0.08236% | 0.1505% | 0.2656% | 0.4236% | 0.6374% | 0.9046% | 1.254% | 1.647% | 2.079% | 2.504% | 2.969% | 3.353% | 3.659% | 3.841% | 3.998% | 4.019% | 3.959% | 3.844%
F5_Industrial_Primary Metals_New_Space Heating_Natural Gas_Building Automation System_A_Technical Potential | F5 | Industrial | Primary Metals | New | Space Heating | Natural Gas | Building Automation System | A | Standalone Impact on Baseline Summer Peak (%) | Technical Potential | bar: 2019 to 2040
F6_Industrial_Primary Metals_New_Space Heating_Natural Gas_Building Automation System_A_Technical Potential | F6 | Industrial | Primary Metals | New | Space Heating | Natural Gas | Building Automation System | A | Standalone Impact on Baseline Winter Peak (%) | Technical Potential | bar: 2019 to 2040
F7_Industrial_Primary Metals_New_Space Heating_Natural Gas_Building Automation System_A_Technical Potential | F7 | Industrial | Primary Metals | New | Space Heating | Natural Gas | Building Automation System | A | Incremental Energy Savings (MWh or mTherms) | Technical Potential | 0 | 0 | 0.00077563 | 0.0027058 | 0.0068506 | 0.014874 | 0.025988 | 0.04289 | 0.065959 | 0.096612 | 0.12972 | 0.16685 | 0.20256 | 0.23444 | 0.24833 | 0.2489 | 0.23184 | 0.20425 | 0.16251 | 0.1179 | 0.078681 | 0.053493
F8_Industrial_Primary Metals_New_Space Heating_Natural Gas_Building Automation System_A_Technical Potential | F8 | Industrial | Primary Metals | New | Space Heating | Natural Gas | Building Automation System | A | Incremental Summer Peak Savings (MW) | Technical Potential | 0 | 0 | 0 | 0 | 0 | 0 | 0 | 0 | 0 | 0 | 0 | 0 | 0 | 0 | 0 | 0 | 0 | 0 | 0 | 0 | 0 | 0
F9_Industrial_Primary Metals_New_Space Heating_Natural Gas_Building Automation System_A_Technical Potential | F9 | Industrial | Primary Metals | New | Space Heating | Natural Gas | Building Automation System | A | Incremental Winter Peak Savings (MW) | Technical Potential | 0 | 0 | 0 | 0 | 0 | 0 | 0 | 0 | 0 | 0 | 0 | 0 | 0 | 0 | 0 | 0 | 0 | 0 | 0 | 0 | 0 | 0
F10_Industrial_Primary Metals_New_Space Heating_Natural Gas_Building Automation System_A_Technical Potential | F10 | Industrial | Primary Metals | New | Space Heating | Natural Gas | Building Automation System | A | Cumulative Energy Savings (MWh or mTherms) | Technical Potential | 0 | 0 | 0.00077563 | 0.0034814 | 0.010332 | 0.025206 | 0.051194 | 0.094085 | 0.16004 | 0.25666 | 0.38638 | 0.55323 | 0.75578 | 0.99022 | 1.2386 | 1.4875 | 1.7193 | 1.9228 | 2.0826 | 2.1936 | 2.2574 | 2.2849
F11_Industrial_Primary Metals_New_Space Heating_Natural Gas_Building Automation System_A_Technical Potential | F11 | Industrial | Primary Metals | New | Space Heating | Natural Gas | Building Automation System | A | Cumulative Summer Peak Savings (MW) | Technical Potential | 0 | 0 | 0 | 0 | 0 | 0 | 0 | 0 | 0 | 0 | 0 | 0 | 0 | 0 | 0 | 0 | 0 | 0 | 0 | 0 | 0 | 0
F12_Industrial_Primary Metals_New_Space Heating_Natural Gas_Building Automation System_A_Technical Potential | F12 | Industrial | Primary Metals | New | Space Heating | Natural Gas | Building Automation System | A | Cumulative Winter Peak Savings (MW) | Technical Potential | 0 | 0 | 0 | 0 | 0 | 0 | 0 | 0 | 0 | 0 | 0 | 0 | 0 | 0 | 0 | 0 | 0 | 0 | 0 | 0 | 0 | 0
F13_Industrial_Primary Metals_New_Space Heating_Natural Gas_Building Automation System_A_Technical Potential | F13 | Industrial | Primary Metals | New | Space Heating | Natural Gas | Building Automation System | A | Purchases (Incremental) | Technical Potential | 0 | 0 | 52.1942 | 182.0803 | 460.9972 | 1000.9403 | 1748.7907 | 2886.2157 | 4438.5498 | 6501.2999 | 8729.4204 | 11227.7716 | 13630.4996 | 15775.8866 | 16711.1187 | 16749.0696 | 15601.2411 | 13744.5009 | 10936.0296 | 7934.1105 | 5294.6235 | 3599.7167
F14_Industrial_Primary Metals_New_Space Heating_Natural Gas_Building Automation System_A_Technical Potential | F14 | Industrial | Primary Metals | New | Space Heating | Natural Gas | Building Automation System | A | Purchases (Cumulative) | Technical Potential | 0 | 0 | 52.1942 | 234.2745 | 695.2717 | 1696.212 | 3445.0027 | 6331.2184 | 10769.7682 | 17271.0681 | 26000.4884 | 37228.26 | 50858.7597 | 66634.6463 | 83345.765 | 100094.8346 | 115696.0758 | 129388.3825 | 140142.3318 | 147615.4451 | 151909.1283 | 153760.0543
F1_Industrial_Primary Metals_New_Space Heating_Natural Gas_Steam System Efficiency Improvements_A_Technical Potential | F1 | Industrial | Primary Metals | New | Space Heating | Natural Gas | Steam System Efficiency Improvements | A | Original Unit Energy Savings (kWh or therms) | Technical Potential | 0 | 0 | 0.13322 | 0.13322 | 0.13322 | 0.13322 | 0.13322 | 0.13322 | 0.13322 | 0.13322 | 0.13322 | 0.13322 | 0.13322 | 0.13322 | 0.13322 | 0.13322 | 0.13322 | 0.13322 | 0.13322 | 0.13322 | 0.13322 | 0.13322
F2_Industrial_Primary Metals_New_Space Heating_Natural Gas_Steam System Efficiency Improvements_A_Technical Potential | F2 | Industrial | Primary Metals | New | Space Heating | Natural Gas | Steam System Efficiency Improvements | A | Original Unit Summer Peak Savings (kW) | Technical Potential | 0 | 0 | 0 | 0 | 0 | 0 | 0 | 0 | 0 | 0 | 0 | 0 | 0 | 0 | 0 | 0 | 0 | 0 | 0 | 0 | 0 | 0
F3_Industrial_Primary Metals_New_Space Heating_Natural Gas_Steam System Efficiency Improvements_A_Technical Potential | F3 | Industrial | Primary Metals | New | Space Heating | Natural Gas | Steam System Efficiency Improvements | A | Original Unit Winter Peak Savings (kW) | Technical Potential | 0 | 0 | 0 | 0 | 0 | 0 | 0 | 0 | 0 | 0 | 0 | 0 | 0 | 0 | 0 | 0 | 0 | 0 | 0 | 0 | 0 | 0
F4_Industrial_Primary Metals_New_Space Heating_Natural Gas_Steam System Efficiency Improvements_A_Technical Potential | F4 | Industrial | Primary Metals | New | Space Heating | Natural Gas | Steam System Efficiency Improvements | A | Standalone Impact on Baseline Energy (%) | Technical Potential | 0% | 0% | 0.0009776% | 0.002514% | 0.005233% | 0.009564% | 0.01688% | 0.02669% | 0.03961% | 0.05516% | 0.0745% | 0.09495% | 0.1157% | 0.1334% | 0.1495% | 0.1577% | 0.1577% | 0.1481% | 0.1423% | 0.1358% | 0.13% | 0.1247%
F5_Industrial_Primary Metals_New_Space Heating_Natural Gas_Steam System Efficiency Improvements_A_Technical Potential | F5 | Industrial | Primary Metals | New | Space Heating | Natural Gas | Steam System Efficiency Improvements | A | Standalone Impact on Baseline Summer Peak (%) | Technical Potential | bar: 2019 to 2040
F6_Industrial_Primary Metals_New_Space Heating_Natural Gas_Steam System Efficiency Improvements_A_Technical Potential | F6 | Industrial | Primary Metals | New | Space Heating | Natural Gas | Steam System Efficiency Improvements | A | Standalone Impact on Baseline Winter Peak (%) | Technical Potential | bar: 2019 to 2040
F7_Industrial_Primary Metals_New_Space Heating_Natural Gas_Steam System Efficiency Improvements_A_Technical Potential | F7 | Industrial | Primary Metals | New | Space Heating | Natural Gas | Steam System Efficiency Improvements | A | Incremental Energy Savings (MWh or mTherms) | Technical Potential | 0 | 0 | 4.928e-05 | 0.00017191 | 0.00043526 | 0.00094505 | 0.0016511 | 0.0027251 | 0.0041907 | 0.0061383 | 0.008242 | 0.010601 | 0.012869 | 0.014895 | 0.015778 | 0.015814 | 0.01473 | 0.012977 | 0.015067 | 0.016213 | 0.016759 | 0.016381
F8_Industrial_Primary Metals_New_Space Heating_Natural Gas_Steam System Efficiency Improvements_A_Technical Potential | F8 | Industrial | Primary Metals | New | Space Heating | Natural Gas | Steam System Efficiency Improvements | A | Incremental Summer Peak Savings (MW) | Technical Potential | 0 | 0 | 0 | 0 | 0 | 0 | 0 | 0 | 0 | 0 | 0 | 0 | 0 | 0 | 0 | 0 | 0 | 0 | 0 | 0 | 0 | 0
F9_Industrial_Primary Metals_New_Space Heating_Natural Gas_Steam System Efficiency Improvements_A_Technical Potential | F9 | Industrial | Primary Metals | New | Space Heating | Natural Gas | Steam System Efficiency Improvements | A | Incremental Winter Peak Savings (MW) | Technical Potential | 0 | 0 | 0 | 0 | 0 | 0 | 0 | 0 | 0 | 0 | 0 | 0 | 0 | 0 | 0 | 0 | 0 | 0 | 0 | 0 | 0 | 0
F10_Industrial_Primary Metals_New_Space Heating_Natural Gas_Steam System Efficiency Improvements_A_Technical Potential | F10 | Industrial | Primary Metals | New | Space Heating | Natural Gas | Steam System Efficiency Improvements | A | Cumulative Energy Savings (MWh or mTherms) | Technical Potential | 0 | 0 | 4.928e-05 | 0.00022119 | 0.00065645 | 0.0016015 | 0.0032526 | 0.0059284 | 0.0099472 | 0.01565 | 0.022947 | 0.031897 | 0.042041 | 0.052746 | 0.062385 | 0.069957 | 0.074087 | 0.074145 | 0.074145 | 0.074145 | 0.074145 | 0.074145
F11_Industrial_Primary Metals_New_Space Heating_Natural Gas_Steam System Efficiency Improvements_A_Technical Potential | F11 | Industrial | Primary Metals | New | Space Heating | Natural Gas | Steam System Efficiency Improvements | A | Cumulative Summer Peak Savings (MW) | Technical Potential | 0 | 0 | 0 | 0 | 0 | 0 | 0 | 0 | 0 | 0 | 0 | 0 | 0 | 0 | 0 | 0 | 0 | 0 | 0 | 0 | 0 | 0
F12_Industrial_Primary Metals_New_Space Heating_Natural Gas_Steam System Efficiency Improvements_A_Technical Potential | F12 | Industrial | Primary Metals | New | Space Heating | Natural Gas | Steam System Efficiency Improvements | A | Cumulative Winter Peak Savings (MW) | Technical Potential | 0 | 0 | 0 | 0 | 0 | 0 | 0 | 0 | 0 | 0 | 0 | 0 | 0 | 0 | 0 | 0 | 0 | 0 | 0 | 0 | 0 | 0
F13_Industrial_Primary Metals_New_Space Heating_Natural Gas_Steam System Efficiency Improvements_A_Technical Potential | F13 | Industrial | Primary Metals | New | Space Heating | Natural Gas | Steam System Efficiency Improvements | A | Purchases (Incremental) | Technical Potential | 0 | 0 | 0.36991 | 1.2904 | 3.2671 | 7.0938 | 12.3939 | 20.455 | 31.4565 | 46.0755 | 61.8665 | 79.5726 | 96.601 | 111.8056 | 118.4337 | 118.7027 | 110.5679 | 97.409 | 113.0961 | 121.7009 | 125.7965 | 122.9618
F14_Industrial_Primary Metals_New_Space Heating_Natural Gas_Steam System Efficiency Improvements_A_Technical Potential | F14 | Industrial | Primary Metals | New | Space Heating | Natural Gas | Steam System Efficiency Improvements | A | Purchases (Cumulative) | Technical Potential | 0 | 0 | 0.36991 | 1.6603 | 4.9275 | 12.0213 | 24.4152 | 44.5002 | 74.6663 | 117.4747 | 172.2474 | 239.4261 | 315.5721 | 395.9212 | 468.2795 | 525.1157 | 556.111 | 556.549 | 556.549 | 556.549 | 556.549 | 556.549
F1_Industrial_Primary Metals_New_Process_Natural Gas_Steam System Efficiency Improvements_A_Technical Potential | F1 | Industrial | Primary Metals | New | Process | Natural Gas | Steam System Efficiency Improvements | A | Original Unit Energy Savings (kWh or therms) | Technical Potential | 0 | 0 | 0.13402 | 0.13402 | 0.13402 | 0.13402 | 0.13402 | 0.13402 | 0.13402 | 0.13402 | 0.13402 | 0.13402 | 0.13402 | 0.13402 | 0.13402 | 0.13402 | 0.13402 | 0.13402 | 0.13402 | 0.13402 | 0.13402 | 0.13402
F2_Industrial_Primary Metals_New_Process_Natural Gas_Steam System Efficiency Improvements_A_Technical Potential | F2 | Industrial | Primary Metals | New | Process | Natural Gas | Steam System Efficiency Improvements | A | Original Unit Summer Peak Savings (kW) | Technical Potential | 0 | 0 | 0 | 0 | 0 | 0 | 0 | 0 | 0 | 0 | 0 | 0 | 0 | 0 | 0 | 0 | 0 | 0 | 0 | 0 | 0 | 0
F3_Industrial_Primary Metals_New_Process_Natural Gas_Steam System Efficiency Improvements_A_Technical Potential | F3 | Industrial | Primary Metals | New | Process | Natural Gas | Steam System Efficiency Improvements | A | Original Unit Winter Peak Savings (kW) | Technical Potential | 0 | 0 | 0 | 0 | 0 | 0 | 0 | 0 | 0 | 0 | 0 | 0 | 0 | 0 | 0 | 0 | 0 | 0 | 0 | 0 | 0 | 0
F4_Industrial_Primary Metals_New_Process_Natural Gas_Steam System Efficiency Improvements_A_Technical Potential | F4 | Industrial | Primary Metals | New | Process | Natural Gas | Steam System Efficiency Improvements | A | Standalone Impact on Baseline Energy (%) | Technical Potential | 0% | 0% | 1.1e-06% | 2.828e-06% | 5.887e-06% | 1.076e-05% | 1.898e-05% | 3.003e-05% | 4.456e-05% | 6.205e-05% | 8.381e-05% | 0.0001068% | 0.0001301% | 0.00015% | 0.0001682% | 0.0001774% | 0.0001774% | 0.0001666% | 0.0001601% | 0.0001528% | 0.0001463% | 0.0001403%
F5_Industrial_Primary Metals_New_Process_Natural Gas_Steam System Efficiency Improvements_A_Technical Potential | F5 | Industrial | Primary Metals | New | Process | Natural Gas | Steam System Efficiency Improvements | A | Standalone Impact on Baseline Summer Peak (%) | Technical Potential | bar: 2019 to 2040
F6_Industrial_Primary Metals_New_Process_Natural Gas_Steam System Efficiency Improvements_A_Technical Potential | F6 | Industrial | Primary Metals | New | Process | Natural Gas | Steam System Efficiency Improvements | A | Standalone Impact on Baseline Winter Peak (%) | Technical Potential | bar: 2019 to 2040
F7_Industrial_Primary Metals_New_Process_Natural Gas_Steam System Efficiency Improvements_A_Technical Potential | F7 | Industrial | Primary Metals | New | Process | Natural Gas | Steam System Efficiency Improvements | A | Incremental Energy Savings (MWh or mTherms) | Technical Potential | 0 | 0 | 1.511e-06 | 5.271e-06 | 1.3345e-05 | 2.8976e-05 | 5.0625e-05 | 8.3552e-05 | 0.00012849 | 0.0001882 | 0.00025271 | 0.00032503 | 0.00039459 | 0.00045669 | 0.00048377 | 0.00048487 | 0.00045164 | 0.00039789 | 0.00046196 | 0.00049711 | 0.00051384 | 0.00050226
F8_Industrial_Primary Metals_New_Process_Natural Gas_Steam System Efficiency Improvements_A_Technical Potential | F8 | Industrial | Primary Metals | New | Process | Natural Gas | Steam System Efficiency Improvements | A | Incremental Summer Peak Savings (MW) | Technical Potential | 0 | 0 | 0 | 0 | 0 | 0 | 0 | 0 | 0 | 0 | 0 | 0 | 0 | 0 | 0 | 0 | 0 | 0 | 0 | 0 | 0 | 0
F9_Industrial_Primary Metals_New_Process_Natural Gas_Steam System Efficiency Improvements_A_Technical Potential | F9 | Industrial | Primary Metals | New | Process | Natural Gas | Steam System Efficiency Improvements | A | Incremental Winter Peak Savings (MW) | Technical Potential | 0 | 0 | 0 | 0 | 0 | 0 | 0 | 0 | 0 | 0 | 0 | 0 | 0 | 0 | 0 | 0 | 0 | 0 | 0 | 0 | 0 | 0
F10_Industrial_Primary Metals_New_Process_Natural Gas_Steam System Efficiency Improvements_A_Technical Potential | F10 | Industrial | Primary Metals | New | Process | Natural Gas | Steam System Efficiency Improvements | A | Cumulative Energy Savings (MWh or mTherms) | Technical Potential | 0 | 0 | 1.511e-06 | 6.782e-06 | 2.0127e-05 | 4.9103e-05 | 9.9729e-05 | 0.00018177 | 0.00030499 | 0.00047985 | 0.00070358 | 0.00097798 | 0.001289 | 0.0016172 | 0.0019128 | 0.0021449 | 0.0022715 | 0.0022733 | 0.0022733 | 0.0022733 | 0.0022733 | 0.0022733
F11_Industrial_Primary Metals_New_Process_Natural Gas_Steam System Efficiency Improvements_A_Technical Potential | F11 | Industrial | Primary Metals | New | Process | Natural Gas | Steam System Efficiency Improvements | A | Cumulative Summer Peak Savings (MW) | Technical Potential | 0 | 0 | 0 | 0 | 0 | 0 | 0 | 0 | 0 | 0 | 0 | 0 | 0 | 0 | 0 | 0 | 0 | 0 | 0 | 0 | 0 | 0
F12_Industrial_Primary Metals_New_Process_Natural Gas_Steam System Efficiency Improvements_A_Technical Potential | F12 | Industrial | Primary Metals | New | Process | Natural Gas | Steam System Efficiency Improvements | A | Cumulative Winter Peak Savings (MW) | Technical Potential | 0 | 0 | 0 | 0 | 0 | 0 | 0 | 0 | 0 | 0 | 0 | 0 | 0 | 0 | 0 | 0 | 0 | 0 | 0 | 0 | 0 | 0
F13_Industrial_Primary Metals_New_Process_Natural Gas_Steam System Efficiency Improvements_A_Technical Potential | F13 | Industrial | Primary Metals | New | Process | Natural Gas | Steam System Efficiency Improvements | A | Purchases (Incremental) | Technical Potential | 0 | 0 | 0.011274 | 0.039329 | 0.099575 | 0.2162 | 0.37774 | 0.62342 | 0.95872 | 1.4043 | 1.8855 | 2.4252 | 2.9442 | 3.4076 | 3.6096 | 3.6178 | 3.3699 | 2.9688 | 3.4469 | 3.7092 | 3.834 | 3.7476
F14_Industrial_Primary Metals_New_Process_Natural Gas_Steam System Efficiency Improvements_A_Technical Potential | F14 | Industrial | Primary Metals | New | Process | Natural Gas | Steam System Efficiency Improvements | A | Purchases (Cumulative) | Technical Potential | 0 | 0 | 0.011274 | 0.050603 | 0.15018 | 0.36638 | 0.74412 | 1.3563 | 2.2757 | 3.5804 | 5.2497 | 7.2971 | 9.6179 | 12.0668 | 14.2721 | 16.0043 | 16.949 | 16.9623 | 16.9623 | 16.9623 | 16.9623 | 16.9623
F1_Industrial_Primary Metals_New_Space Heating_Natural Gas_Strategic Energy Management_A_Technical Potential | F1 | Industrial | Primary Metals | New | Space Heating | Natural Gas | Strategic Energy Management | A | Original Unit Energy Savings (kWh or therms) | Technical Potential | 0 | 0 | 15.6701 | 15.6701 | 15.6701 | 15.6701 | 15.6701 | 15.6701 | 15.6701 | 15.6701 | 15.6701 | 15.6701 | 15.6701 | 15.6701 | 15.6701 | 15.6701 | 15.6701 | 15.6701 | 15.6701 | 15.6701 | 15.6701 | 15.6701
F2_Industrial_Primary Metals_New_Space Heating_Natural Gas_Strategic Energy Management_A_Technical Potential | F2 | Industrial | Primary Metals | New | Space Heating | Natural Gas | Strategic Energy Management | A | Original Unit Summer Peak Savings (kW) | Technical Potential | 0 | 0 | 0 | 0 | 0 | 0 | 0 | 0 | 0 | 0 | 0 | 0 | 0 | 0 | 0 | 0 | 0 | 0 | 0 | 0 | 0 | 0
F3_Industrial_Primary Metals_New_Space Heating_Natural Gas_Strategic Energy Management_A_Technical Potential | F3 | Industrial | Primary Metals | New | Space Heating | Natural Gas | Strategic Energy Management | A | Original Unit Winter Peak Savings (kW) | Technical Potential | 0 | 0 | 0 | 0 | 0 | 0 | 0 | 0 | 0 | 0 | 0 | 0 | 0 | 0 | 0 | 0 | 0 | 0 | 0 | 0 | 0 | 0
F4_Industrial_Primary Metals_New_Space Heating_Natural Gas_Strategic Energy Management_A_Technical Potential | F4 | Industrial | Primary Metals | New | Space Heating | Natural Gas | Strategic Energy Management | A | Standalone Impact on Baseline Energy (%) | Technical Potential | 0% | 0% | 0.09675% | 0.1522% | 0.2035% | 0.2492% | 0.3132% | 0.3466% | 0.3694% | 0.3809% | 0.3951% | 0.4034% | 0.4105% | 0.4126% | 0.4221% | 0.4266% | 0.4302% | 0.4206% | 0.4112% | 0.393% | 0.3762% | 0.3609%
F5_Industrial_Primary Metals_New_Space Heating_Natural Gas_Strategic Energy Management_A_Technical Potential | F5 | Industrial | Primary Metals | New | Space Heating | Natural Gas | Strategic Energy Management | A | Standalone Impact on Baseline Summer Peak (%) | Technical Potential | bar: 2019 to 2040
F6_Industrial_Primary Metals_New_Space Heating_Natural Gas_Strategic Energy Management_A_Technical Potential | F6 | Industrial | Primary Metals | New | Space Heating | Natural Gas | Strategic Energy Management | A | Standalone Impact on Baseline Winter Peak (%) | Technical Potential | bar: 2019 to 2040
F7_Industrial_Primary Metals_New_Space Heating_Natural Gas_Strategic Energy Management_A_Technical Potential | F7 | Industrial | Primary Metals | New | Space Heating | Natural Gas | Strategic Energy Management | A | Incremental Energy Savings (MWh or mTherms) | Technical Potential | 0 | 0 | 0.0048772 | 0.0085116 | 0.012137 | 0.016201 | 0.018648 | 0.021489 | 0.024294 | 0.027449 | 0.0298 | 0.032502 | 0.03517 | 0.038263 | 0.040363 | 0.042915 | 0.045466 | 0.048434 | 0.050395 | 0.052811 | 0.059116 | 0.064113
F8_Industrial_Primary Metals_New_Space Heating_Natural Gas_Strategic Energy Management_A_Technical Potential | F8 | Industrial | Primary Metals | New | Space Heating | Natural Gas | Strategic Energy Management | A | Incremental Summer Peak Savings (MW) | Technical Potential | 0 | 0 | 0 | 0 | 0 | 0 | 0 | 0 | 0 | 0 | 0 | 0 | 0 | 0 | 0 | 0 | 0 | 0 | 0 | 0 | 0 | 0
F9_Industrial_Primary Metals_New_Space Heating_Natural Gas_Strategic Energy Management_A_Technical Potential | F9 | Industrial | Primary Metals | New | Space Heating | Natural Gas | Strategic Energy Management | A | Incremental Winter Peak Savings (MW) | Technical Potential | 0 | 0 | 0 | 0 | 0 | 0 | 0 | 0 | 0 | 0 | 0 | 0 | 0 | 0 | 0 | 0 | 0 | 0 | 0 | 0 | 0 | 0
F10_Industrial_Primary Metals_New_Space Heating_Natural Gas_Strategic Energy Management_A_Technical Potential | F10 | Industrial | Primary Metals | New | Space Heating | Natural Gas | Strategic Energy Management | A | Cumulative Energy Savings (MWh or mTherms) | Technical Potential | 0 | 0 | 0.0048772 | 0.013389 | 0.025526 | 0.041727 | 0.060375 | 0.076986 | 0.092769 | 0.10808 | 0.12168 | 0.13553 | 0.14922 | 0.16318 | 0.1761 | 0.18921 | 0.20218 | 0.21056 | 0.21418 | 0.2145 | 0.2145 | 0.2145
F11_Industrial_Primary Metals_New_Space Heating_Natural Gas_Strategic Energy Management_A_Technical Potential | F11 | Industrial | Primary Metals | New | Space Heating | Natural Gas | Strategic Energy Management | A | Cumulative Summer Peak Savings (MW) | Technical Potential | 0 | 0 | 0 | 0 | 0 | 0 | 0 | 0 | 0 | 0 | 0 | 0 | 0 | 0 | 0 | 0 | 0 | 0 | 0 | 0 | 0 | 0
F12_Industrial_Primary Metals_New_Space Heating_Natural Gas_Strategic Energy Management_A_Technical Potential | F12 | Industrial | Primary Metals | New | Space Heating | Natural Gas | Strategic Energy Management | A | Cumulative Winter Peak Savings (MW) | Technical Potential | 0 | 0 | 0 | 0 | 0 | 0 | 0 | 0 | 0 | 0 | 0 | 0 | 0 | 0 | 0 | 0 | 0 | 0 | 0 | 0 | 0 | 0
F13_Industrial_Primary Metals_New_Space Heating_Natural Gas_Strategic Energy Management_A_Technical Potential | F13 | Industrial | Primary Metals | New | Space Heating | Natural Gas | Strategic Energy Management | A | Purchases (Incremental) | Technical Potential | 0 | 0 | 0.31124 | 0.54317 | 0.77454 | 1.0339 | 1.19 | 1.3713 | 1.5503 | 1.7517 | 1.9017 | 2.0742 | 2.2444 | 2.4418 | 2.5758 | 2.7387 | 2.9014 | 3.0909 | 3.216 | 3.3702 | 3.7725 | 4.0915
F14_Industrial_Primary Metals_New_Space Heating_Natural Gas_Strategic Energy Management_A_Technical Potential | F14 | Industrial | Primary Metals | New | Space Heating | Natural Gas | Strategic Energy Management | A | Purchases (Cumulative) | Technical Potential | 0 | 0 | 0.31124 | 0.85442 | 1.629 | 2.6628 | 3.8529 | 4.9129 | 5.9201 | 6.8973 | 7.7651 | 8.6493 | 9.5223 | 10.4138 | 11.2379 | 12.0749 | 12.9021 | 13.4374 | 13.6684 | 13.6882 | 13.6882 | 13.6882
F1_Industrial_Primary Metals_New_Process_Natural Gas_Strategic Energy Management_A_Technical Potential | F1 | Industrial | Primary Metals | New | Process | Natural Gas | Strategic Energy Management | A | Original Unit Energy Savings (kWh or therms) | Technical Potential | 0 | 0 | 100.7891 | 100.7891 | 100.7891 | 100.7891 | 100.7891 | 100.7891 | 100.7891 | 100.7891 | 100.7891 | 100.7891 | 100.7891 | 100.7891 | 100.7891 | 100.7891 | 100.7891 | 100.7891 | 100.7891 | 100.7891 | 100.7891 | 100.7891
F2_Industrial_Primary Metals_New_Process_Natural Gas_Strategic Energy Management_A_Technical Potential | F2 | Industrial | Primary Metals | New | Process | Natural Gas | Strategic Energy Management | A | Original Unit Summer Peak Savings (kW) | Technical Potential | 0 | 0 | 0 | 0 | 0 | 0 | 0 | 0 | 0 | 0 | 0 | 0 | 0 | 0 | 0 | 0 | 0 | 0 | 0 | 0 | 0 | 0
F3_Industrial_Primary Metals_New_Process_Natural Gas_Strategic Energy Management_A_Technical Potential | F3 | Industrial | Primary Metals | New | Process | Natural Gas | Strategic Energy Management | A | Original Unit Winter Peak Savings (kW) | Technical Potential | 0 | 0 | 0 | 0 | 0 | 0 | 0 | 0 | 0 | 0 | 0 | 0 | 0 | 0 | 0 | 0 | 0 | 0 | 0 | 0 | 0 | 0
F4_Industrial_Primary Metals_New_Process_Natural Gas_Strategic Energy Management_A_Technical Potential | F4 | Industrial | Primary Metals | New | Process | Natural Gas | Strategic Energy Management | A | Standalone Impact on Baseline Energy (%) | Technical Potential | 0% | 0% | 0.09675% | 0.1522% | 0.2035% | 0.2492% | 0.3132% | 0.3466% | 0.3694% | 0.3809% | 0.3951% | 0.4034% | 0.4105% | 0.4126% | 0.4221% | 0.4266% | 0.4302% | 0.4206% | 0.4112% | 0.393% | 0.3762% | 0.3609%
F5_Industrial_Primary Metals_New_Process_Natural Gas_Strategic Energy Management_A_Technical Potential | F5 | Industrial | Primary Metals | New | Process | Natural Gas | Strategic Energy Management | A | Standalone Impact on Baseline Summer Peak (%) | Technical Potential | bar: 2019 to 2040
F6_Industrial_Primary Metals_New_Process_Natural Gas_Strategic Energy Management_A_Technical Potential | F6 | Industrial | Primary Metals | New | Process | Natural Gas | Strategic Energy Management | A | Standalone Impact on Baseline Winter Peak (%) | Technical Potential | bar: 2019 to 2040
F7_Industrial_Primary Metals_New_Process_Natural Gas_Strategic Energy Management_A_Technical Potential | F7 | Industrial | Primary Metals | New | Process | Natural Gas | Strategic Energy Management | A | Incremental Energy Savings (MWh or mTherms) | Technical Potential | 0 | 0 | 0.13293 | 0.23199 | 0.3308 | 0.44156 | 0.50826 | 0.58569 | 0.66215 | 0.74815 | 0.8122 | 0.88587 | 0.95856 | 1.0429 | 1.1001 | 1.1697 | 1.2392 | 1.3201 | 1.3735 | 1.4394 | 1.6112 | 1.7474
F8_Industrial_Primary Metals_New_Process_Natural Gas_Strategic Energy Management_A_Technical Potential | F8 | Industrial | Primary Metals | New | Process | Natural Gas | Strategic Energy Management | A | Incremental Summer Peak Savings (MW) | Technical Potential | 0 | 0 | 0 | 0 | 0 | 0 | 0 | 0 | 0 | 0 | 0 | 0 | 0 | 0 | 0 | 0 | 0 | 0 | 0 | 0 | 0 | 0
F9_Industrial_Primary Metals_New_Process_Natural Gas_Strategic Energy Management_A_Technical Potential | F9 | Industrial | Primary Metals | New | Process | Natural Gas | Strategic Energy Management | A | Incremental Winter Peak Savings (MW) | Technical Potential | 0 | 0 | 0 | 0 | 0 | 0 | 0 | 0 | 0 | 0 | 0 | 0 | 0 | 0 | 0 | 0 | 0 | 0 | 0 | 0 | 0 | 0
F10_Industrial_Primary Metals_New_Process_Natural Gas_Strategic Energy Management_A_Technical Potential | F10 | Industrial | Primary Metals | New | Process | Natural Gas | Strategic Energy Management | A | Cumulative Energy Savings (MWh or mTherms) | Technical Potential | 0 | 0 | 0.13293 | 0.36492 | 0.69572 | 1.1373 | 1.6455 | 2.0983 | 2.5285 | 2.9458 | 3.3164 | 3.6941 | 4.0669 | 4.4477 | 4.7996 | 5.1571 | 5.5104 | 5.739 | 5.8377 | 5.8462 | 5.8462 | 5.8462
F11_Industrial_Primary Metals_New_Process_Natural Gas_Strategic Energy Management_A_Technical Potential | F11 | Industrial | Primary Metals | New | Process | Natural Gas | Strategic Energy Management | A | Cumulative Summer Peak Savings (MW) | Technical Potential | 0 | 0 | 0 | 0 | 0 | 0 | 0 | 0 | 0 | 0 | 0 | 0 | 0 | 0 | 0 | 0 | 0 | 0 | 0 | 0 | 0 | 0
F12_Industrial_Primary Metals_New_Process_Natural Gas_Strategic Energy Management_A_Technical Potential | F12 | Industrial | Primary Metals | New | Process | Natural Gas | Strategic Energy Management | A | Cumulative Winter Peak Savings (MW) | Technical Potential | 0 | 0 | 0 | 0 | 0 | 0 | 0 | 0 | 0 | 0 | 0 | 0 | 0 | 0 | 0 | 0 | 0 | 0 | 0 | 0 | 0 | 0
F13_Industrial_Primary Metals_New_Process_Natural Gas_Strategic Energy Management_A_Technical Potential | F13 | Industrial | Primary Metals | New | Process | Natural Gas | Strategic Energy Management | A | Purchases (Incremental) | Technical Potential | 0 | 0 | 1.3189 | 2.3017 | 3.2821 | 4.381 | 5.0428 | 5.8111 | 6.5696 | 7.4229 | 8.0584 | 8.7894 | 9.5106 | 10.3473 | 10.9151 | 11.6052 | 12.2948 | 13.0976 | 13.6279 | 14.2813 | 15.9862 | 17.3376
F14_Industrial_Primary Metals_New_Process_Natural Gas_Strategic Energy Management_A_Technical Potential | F14 | Industrial | Primary Metals | New | Process | Natural Gas | Strategic Energy Management | A | Purchases (Cumulative) | Technical Potential | 0 | 0 | 1.3189 | 3.6206 | 6.9027 | 11.2838 | 16.3266 | 20.8187 | 25.0867 | 29.2274 | 32.9049 | 36.6514 | 40.3509 | 44.1286 | 47.6207 | 51.1675 | 54.673 | 56.9411 | 57.9201 | 58.0042 | 58.0042 | 58.0042
F1_Industrial_Primary Metals_New_Miscellaneous_Natural Gas_Strategic Energy Management_A_Technical Potential | F1 | Industrial | Primary Metals | New | Miscellaneous | Natural Gas | Strategic Energy Management | A | Original Unit Energy Savings (kWh or therms) | Technical Potential | 0 | 0 | 17.014 | 17.014 | 17.014 | 17.014 | 17.014 | 17.014 | 17.014 | 17.014 | 17.014 | 17.014 | 17.014 | 17.014 | 17.014 | 17.014 | 17.014 | 17.014 | 17.014 | 17.014 | 17.014 | 17.014
F2_Industrial_Primary Metals_New_Miscellaneous_Natural Gas_Strategic Energy Management_A_Technical Potential | F2 | Industrial | Primary Metals | New | Miscellaneous | Natural Gas | Strategic Energy Management | A | Original Unit Summer Peak Savings (kW) | Technical Potential | 0 | 0 | 0 | 0 | 0 | 0 | 0 | 0 | 0 | 0 | 0 | 0 | 0 | 0 | 0 | 0 | 0 | 0 | 0 | 0 | 0 | 0
F3_Industrial_Primary Metals_New_Miscellaneous_Natural Gas_Strategic Energy Management_A_Technical Potential | F3 | Industrial | Primary Metals | New | Miscellaneous | Natural Gas | Strategic Energy Management | A | Original Unit Winter Peak Savings (kW) | Technical Potential | 0 | 0 | 0 | 0 | 0 | 0 | 0 | 0 | 0 | 0 | 0 | 0 | 0 | 0 | 0 | 0 | 0 | 0 | 0 | 0 | 0 | 0
F4_Industrial_Primary Metals_New_Miscellaneous_Natural Gas_Strategic Energy Management_A_Technical Potential | F4 | Industrial | Primary Metals | New | Miscellaneous | Natural Gas | Strategic Energy Management | A | Standalone Impact on Baseline Energy (%) | Technical Potential | 0% | 0% | 0.09675% | 0.1522% | 0.2035% | 0.2492% | 0.3132% | 0.3466% | 0.3694% | 0.3809% | 0.3951% | 0.4034% | 0.4105% | 0.4126% | 0.4221% | 0.4266% | 0.4302% | 0.4206% | 0.4112% | 0.393% | 0.3762% | 0.3609%
F5_Industrial_Primary Metals_New_Miscellaneous_Natural Gas_Strategic Energy Management_A_Technical Potential | F5 | Industrial | Primary Metals | New | Miscellaneous | Natural Gas | Strategic Energy Management | A | Standalone Impact on Baseline Summer Peak (%) | Technical Potential | bar: 2019 to 2040
F6_Industrial_Primary Metals_New_Miscellaneous_Natural Gas_Strategic Energy Management_A_Technical Potential | F6 | Industrial | Primary Metals | New | Miscellaneous | Natural Gas | Strategic Energy Management | A | Standalone Impact on Baseline Winter Peak (%) | Technical Potential | bar: 2019 to 2040
F7_Industrial_Primary Metals_New_Miscellaneous_Natural Gas_Strategic Energy Management_A_Technical Potential | F7 | Industrial | Primary Metals | New | Miscellaneous | Natural Gas | Strategic Energy Management | A | Incremental Energy Savings (MWh or mTherms) | Technical Potential | 0 | 0 | 0.0056099 | 0.0097904 | 0.013961 | 0.018635 | 0.02145 | 0.024717 | 0.027944 | 0.031573 | 0.034277 | 0.037386 | 0.040453 | 0.044012 | 0.046427 | 0.049363 | 0.052296 | 0.055711 | 0.057966 | 0.060746 | 0.067998 | 0.073746
F8_Industrial_Primary Metals_New_Miscellaneous_Natural Gas_Strategic Energy Management_A_Technical Potential | F8 | Industrial | Primary Metals | New | Miscellaneous | Natural Gas | Strategic Energy Management | A | Incremental Summer Peak Savings (MW) | Technical Potential | 0 | 0 | 0 | 0 | 0 | 0 | 0 | 0 | 0 | 0 | 0 | 0 | 0 | 0 | 0 | 0 | 0 | 0 | 0 | 0 | 0 | 0
F9_Industrial_Primary Metals_New_Miscellaneous_Natural Gas_Strategic Energy Management_A_Technical Potential | F9 | Industrial | Primary Metals | New | Miscellaneous | Natural Gas | Strategic Energy Management | A | Incremental Winter Peak Savings (MW) | Technical Potential | 0 | 0 | 0 | 0 | 0 | 0 | 0 | 0 | 0 | 0 | 0 | 0 | 0 | 0 | 0 | 0 | 0 | 0 | 0 | 0 | 0 | 0
F10_Industrial_Primary Metals_New_Miscellaneous_Natural Gas_Strategic Energy Management_A_Technical Potential | F10 | Industrial | Primary Metals | New | Miscellaneous | Natural Gas | Strategic Energy Management | A | Cumulative Energy Savings (MWh or mTherms) | Technical Potential | 0 | 0 | 0.0056099 | 0.0154 | 0.029361 | 0.047996 | 0.069445 | 0.088553 | 0.10671 | 0.12432 | 0.13996 | 0.1559 | 0.17163 | 0.1877 | 0.20256 | 0.21764 | 0.23255 | 0.2422 | 0.24636 | 0.24672 | 0.24672 | 0.24672
F11_Industrial_Primary Metals_New_Miscellaneous_Natural Gas_Strategic Energy Management_A_Technical Potential | F11 | Industrial | Primary Metals | New | Miscellaneous | Natural Gas | Strategic Energy Management | A | Cumulative Summer Peak Savings (MW) | Technical Potential | 0 | 0 | 0 | 0 | 0 | 0 | 0 | 0 | 0 | 0 | 0 | 0 | 0 | 0 | 0 | 0 | 0 | 0 | 0 | 0 | 0 | 0
F12_Industrial_Primary Metals_New_Miscellaneous_Natural Gas_Strategic Energy Management_A_Technical Potential | F12 | Industrial | Primary Metals | New | Miscellaneous | Natural Gas | Strategic Energy Management | A | Cumulative Winter Peak Savings (MW) | Technical Potential | 0 | 0 | 0 | 0 | 0 | 0 | 0 | 0 | 0 | 0 | 0 | 0 | 0 | 0 | 0 | 0 | 0 | 0 | 0 | 0 | 0 | 0
F13_Industrial_Primary Metals_New_Miscellaneous_Natural Gas_Strategic Energy Management_A_Technical Potential | F13 | Industrial | Primary Metals | New | Miscellaneous | Natural Gas | Strategic Energy Management | A | Purchases (Incremental) | Technical Potential | 0 | 0 | 0.32972 | 0.57543 | 0.82053 | 1.0953 | 1.2607 | 1.4528 | 1.6424 | 1.8557 | 2.0146 | 2.1973 | 2.3776 | 2.5868 | 2.7288 | 2.9013 | 3.0737 | 3.2744 | 3.407 | 3.5703 | 3.9966 | 4.3344
F14_Industrial_Primary Metals_New_Miscellaneous_Natural Gas_Strategic Energy Management_A_Technical Potential | F14 | Industrial | Primary Metals | New | Miscellaneous | Natural Gas | Strategic Energy Management | A | Purchases (Cumulative) | Technical Potential | 0 | 0 | 0.32972 | 0.90515 | 1.7257 | 2.8209 | 4.0816 | 5.2047 | 6.2717 | 7.3069 | 8.2262 | 9.1629 | 10.0877 | 11.0321 | 11.9052 | 12.7919 | 13.6683 | 14.2353 | 14.48 | 14.501 | 14.501 | 14.501
F1_Industrial_Primary Metals_New_Space Heating_Natural Gas_Commissioning_A_Technical Potential | F1 | Industrial | Primary Metals | New | Space Heating | Natural Gas | Commissioning | A | Original Unit Energy Savings (kWh or therms) | Technical Potential | 0 | 0 | 20.6396 | 20.6396 | 20.6396 | 20.6396 | 20.6396 | 20.6396 | 20.6396 | 20.6396 | 20.6396 | 20.6396 | 20.6396 | 20.6396 | 20.6396 | 20.6396 | 20.6396 | 20.6396 | 20.6396 | 20.6396 | 20.6396 | 20.6396
F2_Industrial_Primary Metals_New_Space Heating_Natural Gas_Commissioning_A_Technical Potential | F2 | Industrial | Primary Metals | New | Space Heating | Natural Gas | Commissioning | A | Original Unit Summer Peak Savings (kW) | Technical Potential | 0 | 0 | 0 | 0 | 0 | 0 | 0 | 0 | 0 | 0 | 0 | 0 | 0 | 0 | 0 | 0 | 0 | 0 | 0 | 0 | 0 | 0
F3_Industrial_Primary Metals_New_Space Heating_Natural Gas_Commissioning_A_Technical Potential | F3 | Industrial | Primary Metals | New | Space Heating | Natural Gas | Commissioning | A | Original Unit Winter Peak Savings (kW) | Technical Potential | 0 | 0 | 0 | 0 | 0 | 0 | 0 | 0 | 0 | 0 | 0 | 0 | 0 | 0 | 0 | 0 | 0 | 0 | 0 | 0 | 0 | 0
F4_Industrial_Primary Metals_New_Space Heating_Natural Gas_Commissioning_A_Technical Potential | F4 | Industrial | Primary Metals | New | Space Heating | Natural Gas | Commissioning | A | Standalone Impact on Baseline Energy (%) | Technical Potential | bar: 2019 to 2040
F5_Industrial_Primary Metals_New_Space Heating_Natural Gas_Commissioning_A_Technical Potential | F5 | Industrial | Primary Metals | New | Space Heating | Natural Gas | Commissioning | A | Standalone Impact on Baseline Summer Peak (%) | Technical Potential | bar: 2019 to 2040
F6_Industrial_Primary Metals_New_Space Heating_Natural Gas_Commissioning_A_Technical Potential | F6 | Industrial | Primary Metals | New | Space Heating | Natural Gas | Commissioning | A | Standalone Impact on Baseline Winter Peak (%) | Technical Potential | bar: 2019 to 2040
F7_Industrial_Primary Metals_New_Space Heating_Natural Gas_Commissioning_A_Technical Potential | F7 | Industrial | Primary Metals | New | Space Heating | Natural Gas | Commissioning | A | Incremental Energy Savings (MWh or mTherms) | Technical Potential | 0 | 0 | 0 | 0 | 0 | 0 | 0 | 0 | 0 | 0 | 0 | 0 | 0 | 0 | 0 | 0 | 0 | 0 | 0 | 0 | 0 | 0
F8_Industrial_Primary Metals_New_Space Heating_Natural Gas_Commissioning_A_Technical Potential | F8 | Industrial | Primary Metals | New | Space Heating | Natural Gas | Commissioning | A | Incremental Summer Peak Savings (MW) | Technical Potential | 0 | 0 | 0 | 0 | 0 | 0 | 0 | 0 | 0 | 0 | 0 | 0 | 0 | 0 | 0 | 0 | 0 | 0 | 0 | 0 | 0 | 0
F9_Industrial_Primary Metals_New_Space Heating_Natural Gas_Commissioning_A_Technical Potential | F9 | Industrial | Primary Metals | New | Space Heating | Natural Gas | Commissioning | A | Incremental Winter Peak Savings (MW) | Technical Potential | 0 | 0 | 0 | 0 | 0 | 0 | 0 | 0 | 0 | 0 | 0 | 0 | 0 | 0 | 0 | 0 | 0 | 0 | 0 | 0 | 0 | 0
F10_Industrial_Primary Metals_New_Space Heating_Natural Gas_Commissioning_A_Technical Potential | F10 | Industrial | Primary Metals | New | Space Heating | Natural Gas | Commissioning | A | Cumulative Energy Savings (MWh or mTherms) | Technical Potential | 0 | 0 | 0 | 0 | 0 | 0 | 0 | 0 | 0 | 0 | 0 | 0 | 0 | 0 | 0 | 0 | 0 | 0 | 0 | 0 | 0 | 0
F11_Industrial_Primary Metals_New_Space Heating_Natural Gas_Commissioning_A_Technical Potential | F11 | Industrial | Primary Metals | New | Space Heating | Natural Gas | Commissioning | A | Cumulative Summer Peak Savings (MW) | Technical Potential | 0 | 0 | 0 | 0 | 0 | 0 | 0 | 0 | 0 | 0 | 0 | 0 | 0 | 0 | 0 | 0 | 0 | 0 | 0 | 0 | 0 | 0
F12_Industrial_Primary Metals_New_Space Heating_Natural Gas_Commissioning_A_Technical Potential | F12 | Industrial | Primary Metals | New | Space Heating | Natural Gas | Commissioning | A | Cumulative Winter Peak Savings (MW) | Technical Potential | 0 | 0 | 0 | 0 | 0 | 0 | 0 | 0 | 0 | 0 | 0 | 0 | 0 | 0 | 0 | 0 | 0 | 0 | 0 | 0 | 0 | 0
F13_Industrial_Primary Metals_New_Space Heating_Natural Gas_Commissioning_A_Technical Potential | F13 | Industrial | Primary Metals | New | Space Heating | Natural Gas | Commissioning | A | Purchases (Incremental) | Technical Potential | 0 | 0 | 0 | 0 | 0 | 0 | 0 | 0 | 0 | 0 | 0 | 0 | 0 | 0 | 0 | 0 | 0 | 0 | 0 | 0 | 0 | 0
F14_Industrial_Primary Metals_New_Space Heating_Natural Gas_Commissioning_A_Technical Potential | F14 | Industrial | Primary Metals | New | Space Heating | Natural Gas | Commissioning | A | Purchases (Cumulative) | Technical Potential | 0 | 0 | 0 | 0 | 0 | 0 | 0 | 0 | 0 | 0 | 0 | 0 | 0 | 0 | 0 | 0 | 0 | 0 | 0 | 0 | 0 | 0
F1_Industrial_Primary Metals_New_Process_Natural Gas_Commissioning_A_Technical Potential | F1 | Industrial | Primary Metals | New | Process | Natural Gas | Commissioning | A | Original Unit Energy Savings (kWh or therms) | Technical Potential | 0 | 0 | 562.5435 | 562.5435 | 562.5435 | 562.5435 | 562.5435 | 562.5435 | 562.5435 | 562.5435 | 562.5435 | 562.5435 | 562.5435 | 562.5435 | 562.5435 | 562.5435 | 562.5435 | 562.5435 | 562.5435 | 562.5435 | 562.5435 | 562.5435
F2_Industrial_Primary Metals_New_Process_Natural Gas_Commissioning_A_Technical Potential | F2 | Industrial | Primary Metals | New | Process | Natural Gas | Commissioning | A | Original Unit Summer Peak Savings (kW) | Technical Potential | 0 | 0 | 0 | 0 | 0 | 0 | 0 | 0 | 0 | 0 | 0 | 0 | 0 | 0 | 0 | 0 | 0 | 0 | 0 | 0 | 0 | 0
F3_Industrial_Primary Metals_New_Process_Natural Gas_Commissioning_A_Technical Potential | F3 | Industrial | Primary Metals | New | Process | Natural Gas | Commissioning | A | Original Unit Winter Peak Savings (kW) | Technical Potential | 0 | 0 | 0 | 0 | 0 | 0 | 0 | 0 | 0 | 0 | 0 | 0 | 0 | 0 | 0 | 0 | 0 | 0 | 0 | 0 | 0 | 0
F4_Industrial_Primary Metals_New_Process_Natural Gas_Commissioning_A_Technical Potential | F4 | Industrial | Primary Metals | New | Process | Natural Gas | Commissioning | A | Standalone Impact on Baseline Energy (%) | Technical Potential | bar: 2019 to 2040
F5_Industrial_Primary Metals_New_Process_Natural Gas_Commissioning_A_Technical Potential | F5 | Industrial | Primary Metals | New | Process | Natural Gas | Commissioning | A | Standalone Impact on Baseline Summer Peak (%) | Technical Potential | bar: 2019 to 2040
F6_Industrial_Primary Metals_New_Process_Natural Gas_Commissioning_A_Technical Potential | F6 | Industrial | Primary Metals | New | Process | Natural Gas | Commissioning | A | Standalone Impact on Baseline Winter Peak (%) | Technical Potential | bar: 2019 to 2040
F7_Industrial_Primary Metals_New_Process_Natural Gas_Commissioning_A_Technical Potential | F7 | Industrial | Primary Metals | New | Process | Natural Gas | Commissioning | A | Incremental Energy Savings (MWh or mTherms) | Technical Potential | 0 | 0 | 0 | 0 | 0 | 0 | 0 | 0 | 0 | 0 | 0 | 0 | 0 | 0 | 0 | 0 | 0 | 0 | 0 | 0 | 0 | 0
F8_Industrial_Primary Metals_New_Process_Natural Gas_Commissioning_A_Technical Potential | F8 | Industrial | Primary Metals | New | Process | Natural Gas | Commissioning | A | Incremental Summer Peak Savings (MW) | Technical Potential | 0 | 0 | 0 | 0 | 0 | 0 | 0 | 0 | 0 | 0 | 0 | 0 | 0 | 0 | 0 | 0 | 0 | 0 | 0 | 0 | 0 | 0
F9_Industrial_Primary Metals_New_Process_Natural Gas_Commissioning_A_Technical Potential | F9 | Industrial | Primary Metals | New | Process | Natural Gas | Commissioning | A | Incremental Winter Peak Savings (MW) | Technical Potential | 0 | 0 | 0 | 0 | 0 | 0 | 0 | 0 | 0 | 0 | 0 | 0 | 0 | 0 | 0 | 0 | 0 | 0 | 0 | 0 | 0 | 0
F10_Industrial_Primary Metals_New_Process_Natural Gas_Commissioning_A_Technical Potential | F10 | Industrial | Primary Metals | New | Process | Natural Gas | Commissioning | A | Cumulative Energy Savings (MWh or mTherms) | Technical Potential | 0 | 0 | 0 | 0 | 0 | 0 | 0 | 0 | 0 | 0 | 0 | 0 | 0 | 0 | 0 | 0 | 0 | 0 | 0 | 0 | 0 | 0
F11_Industrial_Primary Metals_New_Process_Natural Gas_Commissioning_A_Technical Potential | F11 | Industrial | Primary Metals | New | Process | Natural Gas | Commissioning | A | Cumulative Summer Peak Savings (MW) | Technical Potential | 0 | 0 | 0 | 0 | 0 | 0 | 0 | 0 | 0 | 0 | 0 | 0 | 0 | 0 | 0 | 0 | 0 | 0 | 0 | 0 | 0 | 0
F12_Industrial_Primary Metals_New_Process_Natural Gas_Commissioning_A_Technical Potential | F12 | Industrial | Primary Metals | New | Process | Natural Gas | Commissioning | A | Cumulative Winter Peak Savings (MW) | Technical Potential | 0 | 0 | 0 | 0 | 0 | 0 | 0 | 0 | 0 | 0 | 0 | 0 | 0 | 0 | 0 | 0 | 0 | 0 | 0 | 0 | 0 | 0
F13_Industrial_Primary Metals_New_Process_Natural Gas_Commissioning_A_Technical Potential | F13 | Industrial | Primary Metals | New | Process | Natural Gas | Commissioning | A | Purchases (Incremental) | Technical Potential | 0 | 0 | 0 | 0 | 0 | 0 | 0 | 0 | 0 | 0 | 0 | 0 | 0 | 0 | 0 | 0 | 0 | 0 | 0 | 0 | 0 | 0
F14_Industrial_Primary Metals_New_Process_Natural Gas_Commissioning_A_Technical Potential | F14 | Industrial | Primary Metals | New | Process | Natural Gas | Commissioning | A | Purchases (Cumulative) | Technical Potential | 0 | 0 | 0 | 0 | 0 | 0 | 0 | 0 | 0 | 0 | 0 | 0 | 0 | 0 | 0 | 0 | 0 | 0 | 0 | 0 | 0 | 0
F1_Industrial_Primary Metals_New_Space Heating_Natural Gas_Retrocommissioning_A_Technical Potential | F1 | Industrial | Primary Metals | New | Space Heating | Natural Gas | Retrocommissioning | A | Original Unit Energy Savings (kWh or therms) | Technical Potential | 0 | 0 | 0 | 0 | 0 | 0 | 0 | 0 | 0 | 0 | 0 | 0 | 0 | 0 | 0 | 0 | 0 | 0 | 0 | 0 | 0 | 0
F2_Industrial_Primary Metals_New_Space Heating_Natural Gas_Retrocommissioning_A_Technical Potential | F2 | Industrial | Primary Metals | New | Space Heating | Natural Gas | Retrocommissioning | A | Original Unit Summer Peak Savings (kW) | Technical Potential | 0 | 0 | 0 | 0 | 0 | 0 | 0 | 0 | 0 | 0 | 0 | 0 | 0 | 0 | 0 | 0 | 0 | 0 | 0 | 0 | 0 | 0
F3_Industrial_Primary Metals_New_Space Heating_Natural Gas_Retrocommissioning_A_Technical Potential | F3 | Industrial | Primary Metals | New | Space Heating | Natural Gas | Retrocommissioning | A | Original Unit Winter Peak Savings (kW) | Technical Potential | 0 | 0 | 0 | 0 | 0 | 0 | 0 | 0 | 0 | 0 | 0 | 0 | 0 | 0 | 0 | 0 | 0 | 0 | 0 | 0 | 0 | 0
F4_Industrial_Primary Metals_New_Space Heating_Natural Gas_Retrocommissioning_A_Technical Potential | F4 | Industrial | Primary Metals | New | Space Heating | Natural Gas | Retrocommissioning | A | Standalone Impact on Baseline Energy (%) | Technical Potential | bar: 2019 to 2040
F5_Industrial_Primary Metals_New_Space Heating_Natural Gas_Retrocommissioning_A_Technical Potential | F5 | Industrial | Primary Metals | New | Space Heating | Natural Gas | Retrocommissioning | A | Standalone Impact on Baseline Summer Peak (%) | Technical Potential | bar: 2019 to 2040
F6_Industrial_Primary Metals_New_Space Heating_Natural Gas_Retrocommissioning_A_Technical Potential | F6 | Industrial | Primary Metals | New | Space Heating | Natural Gas | Retrocommissioning | A | Standalone Impact on Baseline Winter Peak (%) | Technical Potential | bar: 2019 to 2040
F7_Industrial_Primary Metals_New_Space Heating_Natural Gas_Retrocommissioning_A_Technical Potential | F7 | Industrial | Primary Metals | New | Space Heating | Natural Gas | Retrocommissioning | A | Incremental Energy Savings (MWh or mTherms) | Technical Potential | 0 | 0 | 0 | 0 | 0 | 0 | 0 | 0 | 0 | 0 | 0 | 0 | 0 | 0 | 0 | 0 | 0 | 0 | 0 | 0 | 0 | 0
F8_Industrial_Primary Metals_New_Space Heating_Natural Gas_Retrocommissioning_A_Technical Potential | F8 | Industrial | Primary Metals | New | Space Heating | Natural Gas | Retrocommissioning | A | Incremental Summer Peak Savings (MW) | Technical Potential | 0 | 0 | 0 | 0 | 0 | 0 | 0 | 0 | 0 | 0 | 0 | 0 | 0 | 0 | 0 | 0 | 0 | 0 | 0 | 0 | 0 | 0
F9_Industrial_Primary Metals_New_Space Heating_Natural Gas_Retrocommissioning_A_Technical Potential | F9 | Industrial | Primary Metals | New | Space Heating | Natural Gas | Retrocommissioning | A | Incremental Winter Peak Savings (MW) | Technical Potential | 0 | 0 | 0 | 0 | 0 | 0 | 0 | 0 | 0 | 0 | 0 | 0 | 0 | 0 | 0 | 0 | 0 | 0 | 0 | 0 | 0 | 0
F10_Industrial_Primary Metals_New_Space Heating_Natural Gas_Retrocommissioning_A_Technical Potential | F10 | Industrial | Primary Metals | New | Space Heating | Natural Gas | Retrocommissioning | A | Cumulative Energy Savings (MWh or mTherms) | Technical Potential | 0 | 0 | 0 | 0 | 0 | 0 | 0 | 0 | 0 | 0 | 0 | 0 | 0 | 0 | 0 | 0 | 0 | 0 | 0 | 0 | 0 | 0
F11_Industrial_Primary Metals_New_Space Heating_Natural Gas_Retrocommissioning_A_Technical Potential | F11 | Industrial | Primary Metals | New | Space Heating | Natural Gas | Retrocommissioning | A | Cumulative Summer Peak Savings (MW) | Technical Potential | 0 | 0 | 0 | 0 | 0 | 0 | 0 | 0 | 0 | 0 | 0 | 0 | 0 | 0 | 0 | 0 | 0 | 0 | 0 | 0 | 0 | 0
F12_Industrial_Primary Metals_New_Space Heating_Natural Gas_Retrocommissioning_A_Technical Potential | F12 | Industrial | Primary Metals | New | Space Heating | Natural Gas | Retrocommissioning | A | Cumulative Winter Peak Savings (MW) | Technical Potential | 0 | 0 | 0 | 0 | 0 | 0 | 0 | 0 | 0 | 0 | 0 | 0 | 0 | 0 | 0 | 0 | 0 | 0 | 0 | 0 | 0 | 0
F13_Industrial_Primary Metals_New_Space Heating_Natural Gas_Retrocommissioning_A_Technical Potential | F13 | Industrial | Primary Metals | New | Space Heating | Natural Gas | Retrocommissioning | A | Purchases (Incremental) | Technical Potential | 0 | 0 | 0 | 0 | 0 | 0 | 0 | 0 | 0 | 0 | 0 | 0 | 0 | 0 | 0 | 0 | 0 | 0 | 0 | 0 | 0 | 0
F14_Industrial_Primary Metals_New_Space Heating_Natural Gas_Retrocommissioning_A_Technical Potential | F14 | Industrial | Primary Metals | New | Space Heating | Natural Gas | Retrocommissioning | A | Purchases (Cumulative) | Technical Potential | 0 | 0 | 0 | 0 | 0 | 0 | 0 | 0 | 0 | 0 | 0 | 0 | 0 | 0 | 0 | 0 | 0 | 0 | 0 | 0 | 0 | 0
F1_Industrial_Primary Metals_New_Process_Natural Gas_Retrocommissioning_A_Technical Potential | F1 | Industrial | Primary Metals | New | Process | Natural Gas | Retrocommissioning | A | Original Unit Energy Savings (kWh or therms) | Technical Potential | 0 | 0 | 0 | 0 | 0 | 0 | 0 | 0 | 0 | 0 | 0 | 0 | 0 | 0 | 0 | 0 | 0 | 0 | 0 | 0 | 0 | 0
F2_Industrial_Primary Metals_New_Process_Natural Gas_Retrocommissioning_A_Technical Potential | F2 | Industrial | Primary Metals | New | Process | Natural Gas | Retrocommissioning | A | Original Unit Summer Peak Savings (kW) | Technical Potential | 0 | 0 | 0 | 0 | 0 | 0 | 0 | 0 | 0 | 0 | 0 | 0 | 0 | 0 | 0 | 0 | 0 | 0 | 0 | 0 | 0 | 0
F3_Industrial_Primary Metals_New_Process_Natural Gas_Retrocommissioning_A_Technical Potential | F3 | Industrial | Primary Metals | New | Process | Natural Gas | Retrocommissioning | A | Original Unit Winter Peak Savings (kW) | Technical Potential | 0 | 0 | 0 | 0 | 0 | 0 | 0 | 0 | 0 | 0 | 0 | 0 | 0 | 0 | 0 | 0 | 0 | 0 | 0 | 0 | 0 | 0
F4_Industrial_Primary Metals_New_Process_Natural Gas_Retrocommissioning_A_Technical Potential | F4 | Industrial | Primary Metals | New | Process | Natural Gas | Retrocommissioning | A | Standalone Impact on Baseline Energy (%) | Technical Potential | bar: 2019 to 2040
F5_Industrial_Primary Metals_New_Process_Natural Gas_Retrocommissioning_A_Technical Potential | F5 | Industrial | Primary Metals | New | Process | Natural Gas | Retrocommissioning | A | Standalone Impact on Baseline Summer Peak (%) | Technical Potential | bar: 2019 to 2040
F6_Industrial_Primary Metals_New_Process_Natural Gas_Retrocommissioning_A_Technical Potential | F6 | Industrial | Primary Metals | New | Process | Natural Gas | Retrocommissioning | A | Standalone Impact on Baseline Winter Peak (%) | Technical Potential | bar: 2019 to 2040
F7_Industrial_Primary Metals_New_Process_Natural Gas_Retrocommissioning_A_Technical Potential | F7 | Industrial | Primary Metals | New | Process | Natural Gas | Retrocommissioning | A | Incremental Energy Savings (MWh or mTherms) | Technical Potential | 0 | 0 | 0 | 0 | 0 | 0 | 0 | 0 | 0 | 0 | 0 | 0 | 0 | 0 | 0 | 0 | 0 | 0 | 0 | 0 | 0 | 0
F8_Industrial_Primary Metals_New_Process_Natural Gas_Retrocommissioning_A_Technical Potential | F8 | Industrial | Primary Metals | New | Process | Natural Gas | Retrocommissioning | A | Incremental Summer Peak Savings (MW) | Technical Potential | 0 | 0 | 0 | 0 | 0 | 0 | 0 | 0 | 0 | 0 | 0 | 0 | 0 | 0 | 0 | 0 | 0 | 0 | 0 | 0 | 0 | 0
F9_Industrial_Primary Metals_New_Process_Natural Gas_Retrocommissioning_A_Technical Potential | F9 | Industrial | Primary Metals | New | Process | Natural Gas | Retrocommissioning | A | Incremental Winter Peak Savings (MW) | Technical Potential | 0 | 0 | 0 | 0 | 0 | 0 | 0 | 0 | 0 | 0 | 0 | 0 | 0 | 0 | 0 | 0 | 0 | 0 | 0 | 0 | 0 | 0
F10_Industrial_Primary Metals_New_Process_Natural Gas_Retrocommissioning_A_Technical Potential | F10 | Industrial | Primary Metals | New | Process | Natural Gas | Retrocommissioning | A | Cumulative Energy Savings (MWh or mTherms) | Technical Potential | 0 | 0 | 0 | 0 | 0 | 0 | 0 | 0 | 0 | 0 | 0 | 0 | 0 | 0 | 0 | 0 | 0 | 0 | 0 | 0 | 0 | 0
F11_Industrial_Primary Metals_New_Process_Natural Gas_Retrocommissioning_A_Technical Potential | F11 | Industrial | Primary Metals | New | Process | Natural Gas | Retrocommissioning | A | Cumulative Summer Peak Savings (MW) | Technical Potential | 0 | 0 | 0 | 0 | 0 | 0 | 0 | 0 | 0 | 0 | 0 | 0 | 0 | 0 | 0 | 0 | 0 | 0 | 0 | 0 | 0 | 0
F12_Industrial_Primary Metals_New_Process_Natural Gas_Retrocommissioning_A_Technical Potential | F12 | Industrial | Primary Metals | New | Process | Natural Gas | Retrocommissioning | A | Cumulative Winter Peak Savings (MW) | Technical Potential | 0 | 0 | 0 | 0 | 0 | 0 | 0 | 0 | 0 | 0 | 0 | 0 | 0 | 0 | 0 | 0 | 0 | 0 | 0 | 0 | 0 | 0
F13_Industrial_Primary Metals_New_Process_Natural Gas_Retrocommissioning_A_Technical Potential | F13 | Industrial | Primary Metals | New | Process | Natural Gas | Retrocommissioning | A | Purchases (Incremental) | Technical Potential | 0 | 0 | 0 | 0 | 0 | 0 | 0 | 0 | 0 | 0 | 0 | 0 | 0 | 0 | 0 | 0 | 0 | 0 | 0 | 0 | 0 | 0
F14_Industrial_Primary Metals_New_Process_Natural Gas_Retrocommissioning_A_Technical Potential | F14 | Industrial | Primary Metals | New | Process | Natural Gas | Retrocommissioning | A | Purchases (Cumulative) | Technical Potential | 0 | 0 | 0 | 0 | 0 | 0 | 0 | 0 | 0 | 0 | 0 | 0 | 0 | 0 | 0 | 0 | 0 | 0 | 0 | 0 | 0 | 0
F1_Industrial_Stone, Clay, and Glass_Existing_Space Heating_Natural Gas_Insulation - Roof/Ceiling_A_Technical Potential | F1 | Industrial | Stone, Clay, and Glass | Existing | Space Heating | Natural Gas | Insulation - Roof/Ceiling | A | Original Unit Energy Savings (kWh or therms) | Technical Potential | 0 | 0 | 0.083035 | 0.082838 | 0.082641 | 0.082447 | 0.082256 | 0.08207 | 0.08189 | 0.081718 | 0.081553 | 0.081398 | 0.081252 | 0.081115 | 0.080985 | 0.080863 | 0.080748 | 0.08064 | 0.080538 | 0.080442 | 0.080353 | 0.080269
F2_Industrial_Stone, Clay, and Glass_Existing_Space Heating_Natural Gas_Insulation - Roof/Ceiling_A_Technical Potential | F2 | Industrial | Stone, Clay, and Glass | Existing | Space Heating | Natural Gas | Insulation - Roof/Ceiling | A | Original Unit Summer Peak Savings (kW) | Technical Potential | 0 | 0 | 0 | 0 | 0 | 0 | 0 | 0 | 0 | 0 | 0 | 0 | 0 | 0 | 0 | 0 | 0 | 0 | 0 | 0 | 0 | 0
F3_Industrial_Stone, Clay, and Glass_Existing_Space Heating_Natural Gas_Insulation - Roof/Ceiling_A_Technical Potential | F3 | Industrial | Stone, Clay, and Glass | Existing | Space Heating | Natural Gas | Insulation - Roof/Ceiling | A | Original Unit Winter Peak Savings (kW) | Technical Potential | 0 | 0 | 0 | 0 | 0 | 0 | 0 | 0 | 0 | 0 | 0 | 0 | 0 | 0 | 0 | 0 | 0 | 0 | 0 | 0 | 0 | 0
F4_Industrial_Stone, Clay, and Glass_Existing_Space Heating_Natural Gas_Insulation - Roof/Ceiling_A_Technical Potential | F4 | Industrial | Stone, Clay, and Glass | Existing | Space Heating | Natural Gas | Insulation - Roof/Ceiling | A | Standalone Impact on Baseline Energy (%) | Technical Potential | 0% | 0% | 0.3697% | 1.023% | 2.048% | 3.493% | 5.347% | 7.533% | 9.918% | 12.35% | 14.67% | 16.76% | 18.57% | 20.08% | 21.3% | 22.28% | 23.07% | 23.74% | 24.31% | 24.84% | 25.28% | 25.72%
F5_Industrial_Stone, Clay, and Glass_Existing_Space Heating_Natural Gas_Insulation - Roof/Ceiling_A_Technical Potential | F5 | Industrial | Stone, Clay, and Glass | Existing | Space Heating | Natural Gas | Insulation - Roof/Ceiling | A | Standalone Impact on Baseline Summer Peak (%) | Technical Potential | bar: 2019 to 2040
F6_Industrial_Stone, Clay, and Glass_Existing_Space Heating_Natural Gas_Insulation - Roof/Ceiling_A_Technical Potential | F6 | Industrial | Stone, Clay, and Glass | Existing | Space Heating | Natural Gas | Insulation - Roof/Ceiling | A | Standalone Impact on Baseline Winter Peak (%) | Technical Potential | bar: 2019 to 2040
F7_Industrial_Stone, Clay, and Glass_Existing_Space Heating_Natural Gas_Insulation - Roof/Ceiling_A_Technical Potential | F7 | Industrial | Stone, Clay, and Glass | Existing | Space Heating | Natural Gas | Insulation - Roof/Ceiling | A | Incremental Energy Savings (MWh or mTherms) | Technical Potential | 0 | 0 | 0.3625 | 0.62195 | 0.94854 | 1.302 | 1.6247 | 1.8586 | 1.9628 | 1.9249 | 1.762 | 1.5123 | 1.2218 | 0.93229 | 0.67403 | 0.46298 | 0.3029 | 0.18918 | 0.11302 | 0.075119 | 0 | 0
F8_Industrial_Stone, Clay, and Glass_Existing_Space Heating_Natural Gas_Insulation - Roof/Ceiling_A_Technical Potential | F8 | Industrial | Stone, Clay, and Glass | Existing | Space Heating | Natural Gas | Insulation - Roof/Ceiling | A | Incremental Summer Peak Savings (MW) | Technical Potential | 0 | 0 | 0 | 0 | 0 | 0 | 0 | 0 | 0 | 0 | 0 | 0 | 0 | 0 | 0 | 0 | 0 | 0 | 0 | 0 | 0 | 0
F9_Industrial_Stone, Clay, and Glass_Existing_Space Heating_Natural Gas_Insulation - Roof/Ceiling_A_Technical Potential | F9 | Industrial | Stone, Clay, and Glass | Existing | Space Heating | Natural Gas | Insulation - Roof/Ceiling | A | Incremental Winter Peak Savings (MW) | Technical Potential | 0 | 0 | 0 | 0 | 0 | 0 | 0 | 0 | 0 | 0 | 0 | 0 | 0 | 0 | 0 | 0 | 0 | 0 | 0 | 0 | 0 | 0
F10_Industrial_Stone, Clay, and Glass_Existing_Space Heating_Natural Gas_Insulation - Roof/Ceiling_A_Technical Potential | F10 | Industrial | Stone, Clay, and Glass | Existing | Space Heating | Natural Gas | Insulation - Roof/Ceiling | A | Cumulative Energy Savings (MWh or mTherms) | Technical Potential | 0 | 0 | 0.3625 | 0.98358 | 1.9298 | 3.2272 | 4.8445 | 6.6922 | 8.6403 | 10.5469 | 12.2877 | 13.7767 | 14.9737 | 15.8806 | 16.5293 | 16.9673 | 17.2461 | 17.4122 | 17.5033 | 17.5576 | 17.5381 | 17.5197
F11_Industrial_Stone, Clay, and Glass_Existing_Space Heating_Natural Gas_Insulation - Roof/Ceiling_A_Technical Potential | F11 | Industrial | Stone, Clay, and Glass | Existing | Space Heating | Natural Gas | Insulation - Roof/Ceiling | A | Cumulative Summer Peak Savings (MW) | Technical Potential | 0 | 0 | 0 | 0 | 0 | 0 | 0 | 0 | 0 | 0 | 0 | 0 | 0 | 0 | 0 | 0 | 0 | 0 | 0 | 0 | 0 | 0
F12_Industrial_Stone, Clay, and Glass_Existing_Space Heating_Natural Gas_Insulation - Roof/Ceiling_A_Technical Potential | F12 | Industrial | Stone, Clay, and Glass | Existing | Space Heating | Natural Gas | Insulation - Roof/Ceiling | A | Cumulative Winter Peak Savings (MW) | Technical Potential | 0 | 0 | 0 | 0 | 0 | 0 | 0 | 0 | 0 | 0 | 0 | 0 | 0 | 0 | 0 | 0 | 0 | 0 | 0 | 0 | 0 | 0
F13_Industrial_Stone, Clay, and Glass_Existing_Space Heating_Natural Gas_Insulation - Roof/Ceiling_A_Technical Potential | F13 | Industrial | Stone, Clay, and Glass | Existing | Space Heating | Natural Gas | Insulation - Roof/Ceiling | A | Purchases (Incremental) | Technical Potential | 0 | 0 | 4365.5494 | 7507.9923 | 11477.7354 | 15791.7808 | 19752.102 | 22646.8066 | 23968.3709 | 23555.1231 | 21605.7336 | 18579.0683 | 15036.6091 | 11493.5 | 8322.8793 | 5725.567 | 3751.2335 | 2345.9909 | 1403.3739 | 933.8188 | 0 | 0
F14_Industrial_Stone, Clay, and Glass_Existing_Space Heating_Natural Gas_Insulation - Roof/Ceiling_A_Technical Potential | F14 | Industrial | Stone, Clay, and Glass | Existing | Space Heating | Natural Gas | Insulation - Roof/Ceiling | A | Purchases (Cumulative) | Technical Potential | 0 | 0 | 4365.5494 | 11873.5418 | 23351.2772 | 39143.0579 | 58895.1599 | 81541.9665 | 105510.3374 | 129065.4605 | 150671.1941 | 169250.2624 | 184286.8715 | 195780.3715 | 204103.2509 | 209828.8179 | 213580.0514 | 215926.0423 | 217329.4162 | 218263.2349 | 218263.2349 | 218263.2349
F1_Industrial_Stone, Clay, and Glass_Existing_Space Heating_Natural Gas_Insulation - Wall Cavity_A_Technical Potential | F1 | Industrial | Stone, Clay, and Glass | Existing | Space Heating | Natural Gas | Insulation - Wall Cavity | A | Original Unit Energy Savings (kWh or therms) | Technical Potential | 0 | 0 | 0.018165 | 0.018122 | 0.018079 | 0.018037 | 0.017995 | 0.017954 | 0.017915 | 0.017877 | 0.017841 | 0.017807 | 0.017775 | 0.017745 | 0.017717 | 0.01769 | 0.017665 | 0.017641 | 0.017619 | 0.017598 | 0.017579 | 0.01756
F2_Industrial_Stone, Clay, and Glass_Existing_Space Heating_Natural Gas_Insulation - Wall Cavity_A_Technical Potential | F2 | Industrial | Stone, Clay, and Glass | Existing | Space Heating | Natural Gas | Insulation - Wall Cavity | A | Original Unit Summer Peak Savings (kW) | Technical Potential | 0 | 0 | 0 | 0 | 0 | 0 | 0 | 0 | 0 | 0 | 0 | 0 | 0 | 0 | 0 | 0 | 0 | 0 | 0 | 0 | 0 | 0
F3_Industrial_Stone, Clay, and Glass_Existing_Space Heating_Natural Gas_Insulation - Wall Cavity_A_Technical Potential | F3 | Industrial | Stone, Clay, and Glass | Existing | Space Heating | Natural Gas | Insulation - Wall Cavity | A | Original Unit Winter Peak Savings (kW) | Technical Potential | 0 | 0 | 0 | 0 | 0 | 0 | 0 | 0 | 0 | 0 | 0 | 0 | 0 | 0 | 0 | 0 | 0 | 0 | 0 | 0 | 0 | 0
F4_Industrial_Stone, Clay, and Glass_Existing_Space Heating_Natural Gas_Insulation - Wall Cavity_A_Technical Potential | F4 | Industrial | Stone, Clay, and Glass | Existing | Space Heating | Natural Gas | Insulation - Wall Cavity | A | Standalone Impact on Baseline Energy (%) | Technical Potential | 0% | 0% | 0.08088% | 0.2238% | 0.4479% | 0.7641% | 1.17% | 1.648% | 2.17% | 2.701% | 3.208% | 3.667% | 4.063% | 4.392% | 4.659% | 4.874% | 5.048% | 5.193% | 5.318% | 5.435% | 5.53% | 5.627%
F5_Industrial_Stone, Clay, and Glass_Existing_Space Heating_Natural Gas_Insulation - Wall Cavity_A_Technical Potential | F5 | Industrial | Stone, Clay, and Glass | Existing | Space Heating | Natural Gas | Insulation - Wall Cavity | A | Standalone Impact on Baseline Summer Peak (%) | Technical Potential | bar: 2019 to 2040
F6_Industrial_Stone, Clay, and Glass_Existing_Space Heating_Natural Gas_Insulation - Wall Cavity_A_Technical Potential | F6 | Industrial | Stone, Clay, and Glass | Existing | Space Heating | Natural Gas | Insulation - Wall Cavity | A | Standalone Impact on Baseline Winter Peak (%) | Technical Potential | bar: 2019 to 2040
F7_Industrial_Stone, Clay, and Glass_Existing_Space Heating_Natural Gas_Insulation - Wall Cavity_A_Technical Potential | F7 | Industrial | Stone, Clay, and Glass | Existing | Space Heating | Natural Gas | Insulation - Wall Cavity | A | Incremental Energy Savings (MWh or mTherms) | Technical Potential | 0 | 0 | 0.079302 | 0.13606 | 0.20751 | 0.28483 | 0.35544 | 0.4066 | 0.42939 | 0.4211 | 0.38547 | 0.33084 | 0.26728 | 0.20395 | 0.14745 | 0.10129 | 0.066265 | 0.041386 | 0.024726 | 0.016433 | 0 | 0
F8_Industrial_Stone, Clay, and Glass_Existing_Space Heating_Natural Gas_Insulation - Wall Cavity_A_Technical Potential | F8 | Industrial | Stone, Clay, and Glass | Existing | Space Heating | Natural Gas | Insulation - Wall Cavity | A | Incremental Summer Peak Savings (MW) | Technical Potential | 0 | 0 | 0 | 0 | 0 | 0 | 0 | 0 | 0 | 0 | 0 | 0 | 0 | 0 | 0 | 0 | 0 | 0 | 0 | 0 | 0 | 0
F9_Industrial_Stone, Clay, and Glass_Existing_Space Heating_Natural Gas_Insulation - Wall Cavity_A_Technical Potential | F9 | Industrial | Stone, Clay, and Glass | Existing | Space Heating | Natural Gas | Insulation - Wall Cavity | A | Incremental Winter Peak Savings (MW) | Technical Potential | 0 | 0 | 0 | 0 | 0 | 0 | 0 | 0 | 0 | 0 | 0 | 0 | 0 | 0 | 0 | 0 | 0 | 0 | 0 | 0 | 0 | 0
F10_Industrial_Stone, Clay, and Glass_Existing_Space Heating_Natural Gas_Insulation - Wall Cavity_A_Technical Potential | F10 | Industrial | Stone, Clay, and Glass | Existing | Space Heating | Natural Gas | Insulation - Wall Cavity | A | Cumulative Energy Savings (MWh or mTherms) | Technical Potential | 0 | 0 | 0.079302 | 0.21517 | 0.42217 | 0.70601 | 1.0598 | 1.464 | 1.8902 | 2.3073 | 2.6881 | 3.0139 | 3.2757 | 3.4742 | 3.6161 | 3.7119 | 3.7729 | 3.8092 | 3.8291 | 3.841 | 3.8367 | 3.8327
F11_Industrial_Stone, Clay, and Glass_Existing_Space Heating_Natural Gas_Insulation - Wall Cavity_A_Technical Potential | F11 | Industrial | Stone, Clay, and Glass | Existing | Space Heating | Natural Gas | Insulation - Wall Cavity | A | Cumulative Summer Peak Savings (MW) | Technical Potential | 0 | 0 | 0 | 0 | 0 | 0 | 0 | 0 | 0 | 0 | 0 | 0 | 0 | 0 | 0 | 0 | 0 | 0 | 0 | 0 | 0 | 0
F12_Industrial_Stone, Clay, and Glass_Existing_Space Heating_Natural Gas_Insulation - Wall Cavity_A_Technical Potential | F12 | Industrial | Stone, Clay, and Glass | Existing | Space Heating | Natural Gas | Insulation - Wall Cavity | A | Cumulative Winter Peak Savings (MW) | Technical Potential | 0 | 0 | 0 | 0 | 0 | 0 | 0 | 0 | 0 | 0 | 0 | 0 | 0 | 0 | 0 | 0 | 0 | 0 | 0 | 0 | 0 | 0
F13_Industrial_Stone, Clay, and Glass_Existing_Space Heating_Natural Gas_Insulation - Wall Cavity_A_Technical Potential | F13 | Industrial | Stone, Clay, and Glass | Existing | Space Heating | Natural Gas | Insulation - Wall Cavity | A | Purchases (Incremental) | Technical Potential | 0 | 0 | 4365.5494 | 7507.9923 | 11477.7354 | 15791.7808 | 19752.102 | 22646.8066 | 23968.3709 | 23555.1231 | 21605.7336 | 18579.0683 | 15036.6091 | 11493.5 | 8322.8793 | 5725.567 | 3751.2335 | 2345.9909 | 1403.3739 | 933.8188 | 0 | 0
F14_Industrial_Stone, Clay, and Glass_Existing_Space Heating_Natural Gas_Insulation - Wall Cavity_A_Technical Potential | F14 | Industrial | Stone, Clay, and Glass | Existing | Space Heating | Natural Gas | Insulation - Wall Cavity | A | Purchases (Cumulative) | Technical Potential | 0 | 0 | 4365.5494 | 11873.5418 | 23351.2772 | 39143.0579 | 58895.1599 | 81541.9665 | 105510.3374 | 129065.4605 | 150671.1941 | 169250.2624 | 184286.8715 | 195780.3715 | 204103.2509 | 209828.8179 | 213580.0514 | 215926.0423 | 217329.4162 | 218263.2349 | 218263.2349 | 218263.2349
F1_Industrial_Stone, Clay, and Glass_Existing_Space Heating_Natural Gas_Insulation - Ducting_A_Technical Potential | F1 | Industrial | Stone, Clay, and Glass | Existing | Space Heating | Natural Gas | Insulation - Ducting | A | Original Unit Energy Savings (kWh or therms) | Technical Potential | 0 | 0 | 0.0014398 | 0.0014319 | 0.0014239 | 0.0014161 | 0.0014083 | 0.0014008 | 0.0013935 | 0.0013865 | 0.0013799 | 0.0013736 | 0.0013677 | 0.0013622 | 0.001357 | 0.0013521 | 0.0013475 | 0.0013431 | 0.001339 | 0.0013352 | 0.0013316 | 0.0013281
F2_Industrial_Stone, Clay, and Glass_Existing_Space Heating_Natural Gas_Insulation - Ducting_A_Technical Potential | F2 | Industrial | Stone, Clay, and Glass | Existing | Space Heating | Natural Gas | Insulation - Ducting | A | Original Unit Summer Peak Savings (kW) | Technical Potential | 0 | 0 | 0 | 0 | 0 | 0 | 0 | 0 | 0 | 0 | 0 | 0 | 0 | 0 | 0 | 0 | 0 | 0 | 0 | 0 | 0 | 0
F3_Industrial_Stone, Clay, and Glass_Existing_Space Heating_Natural Gas_Insulation - Ducting_A_Technical Potential | F3 | Industrial | Stone, Clay, and Glass | Existing | Space Heating | Natural Gas | Insulation - Ducting | A | Original Unit Winter Peak Savings (kW) | Technical Potential | 0 | 0 | 0 | 0 | 0 | 0 | 0 | 0 | 0 | 0 | 0 | 0 | 0 | 0 | 0 | 0 | 0 | 0 | 0 | 0 | 0 | 0
F4_Industrial_Stone, Clay, and Glass_Existing_Space Heating_Natural Gas_Insulation - Ducting_A_Technical Potential | F4 | Industrial | Stone, Clay, and Glass | Existing | Space Heating | Natural Gas | Insulation - Ducting | A | Standalone Impact on Baseline Energy (%) | Technical Potential | 0% | 0% | 0.0008095% | 0.001812% | 0.003046% | 0.004488% | 0.006143% | 0.008084% | 0.01023% | 0.01244% | 0.01456% | 0.01644% | 0.01798% | 0.0191% | 0.01988% | 0.02042% | 0.02084% | 0.0212% | 0.02154% | 0.02189% | 0.02223% | 0.02259%
F5_Industrial_Stone, Clay, and Glass_Existing_Space Heating_Natural Gas_Insulation - Ducting_A_Technical Potential | F5 | Industrial | Stone, Clay, and Glass | Existing | Space Heating | Natural Gas | Insulation - Ducting | A | Standalone Impact on Baseline Summer Peak (%) | Technical Potential | bar: 2019 to 2040
F6_Industrial_Stone, Clay, and Glass_Existing_Space Heating_Natural Gas_Insulation - Ducting_A_Technical Potential | F6 | Industrial | Stone, Clay, and Glass | Existing | Space Heating | Natural Gas | Insulation - Ducting | A | Standalone Impact on Baseline Winter Peak (%) | Technical Potential | bar: 2019 to 2040
F7_Industrial_Stone, Clay, and Glass_Existing_Space Heating_Natural Gas_Insulation - Ducting_A_Technical Potential | F7 | Industrial | Stone, Clay, and Glass | Existing | Space Heating | Natural Gas | Insulation - Ducting | A | Incremental Energy Savings (MWh or mTherms) | Technical Potential | 0 | 0 | 0.00079365 | 0.00095237 | 0.001139 | 0.0012922 | 0.0014406 | 0.0016463 | 0.0017657 | 0.0017638 | 0.0016257 | 0.0013671 | 0.0010352 | 0.00067058 | 0.00038119 | 0.00017972 | 7.4469e-05 | 2.6527e-05 | 8.1182e-06 | 1.7339e-06 | 2.7933e-07 | 3.2867e-08
F8_Industrial_Stone, Clay, and Glass_Existing_Space Heating_Natural Gas_Insulation - Ducting_A_Technical Potential | F8 | Industrial | Stone, Clay, and Glass | Existing | Space Heating | Natural Gas | Insulation - Ducting | A | Incremental Summer Peak Savings (MW) | Technical Potential | 0 | 0 | 0 | 0 | 0 | 0 | 0 | 0 | 0 | 0 | 0 | 0 | 0 | 0 | 0 | 0 | 0 | 0 | 0 | 0 | 0 | 0
F9_Industrial_Stone, Clay, and Glass_Existing_Space Heating_Natural Gas_Insulation - Ducting_A_Technical Potential | F9 | Industrial | Stone, Clay, and Glass | Existing | Space Heating | Natural Gas | Insulation - Ducting | A | Incremental Winter Peak Savings (MW) | Technical Potential | 0 | 0 | 0 | 0 | 0 | 0 | 0 | 0 | 0 | 0 | 0 | 0 | 0 | 0 | 0 | 0 | 0 | 0 | 0 | 0 | 0 | 0
F10_Industrial_Stone, Clay, and Glass_Existing_Space Heating_Natural Gas_Insulation - Ducting_A_Technical Potential | F10 | Industrial | Stone, Clay, and Glass | Existing | Space Heating | Natural Gas | Insulation - Ducting | A | Cumulative Energy Savings (MWh or mTherms) | Technical Potential | 0 | 0 | 0.00079365 | 0.0017416 | 0.0028709 | 0.0041473 | 0.0055652 | 0.0071817 | 0.00891 | 0.010629 | 0.012204 | 0.013516 | 0.014493 | 0.015105 | 0.015428 | 0.015552 | 0.015574 | 0.01555 | 0.015511 | 0.015468 | 0.015426 | 0.015387
F11_Industrial_Stone, Clay, and Glass_Existing_Space Heating_Natural Gas_Insulation - Ducting_A_Technical Potential | F11 | Industrial | Stone, Clay, and Glass | Existing | Space Heating | Natural Gas | Insulation - Ducting | A | Cumulative Summer Peak Savings (MW) | Technical Potential | 0 | 0 | 0 | 0 | 0 | 0 | 0 | 0 | 0 | 0 | 0 | 0 | 0 | 0 | 0 | 0 | 0 | 0 | 0 | 0 | 0 | 0
F12_Industrial_Stone, Clay, and Glass_Existing_Space Heating_Natural Gas_Insulation - Ducting_A_Technical Potential | F12 | Industrial | Stone, Clay, and Glass | Existing | Space Heating | Natural Gas | Insulation - Ducting | A | Cumulative Winter Peak Savings (MW) | Technical Potential | 0 | 0 | 0 | 0 | 0 | 0 | 0 | 0 | 0 | 0 | 0 | 0 | 0 | 0 | 0 | 0 | 0 | 0 | 0 | 0 | 0 | 0
F13_Industrial_Stone, Clay, and Glass_Existing_Space Heating_Natural Gas_Insulation - Ducting_A_Technical Potential | F13 | Industrial | Stone, Clay, and Glass | Existing | Space Heating | Natural Gas | Insulation - Ducting | A | Purchases (Incremental) | Technical Potential | 0 | 0 | 551.2029 | 665.1205 | 799.8799 | 912.5253 | 1022.9049 | 1175.2799 | 1267.071 | 1272.0852 | 1178.1189 | 995.2328 | 756.8746 | 492.2792 | 280.9113 | 132.9216 | 55.2665 | 19.7504 | 6.0628 | 1.2986 | 0.20978 | 0.024746
F14_Industrial_Stone, Clay, and Glass_Existing_Space Heating_Natural Gas_Insulation - Ducting_A_Technical Potential | F14 | Industrial | Stone, Clay, and Glass | Existing | Space Heating | Natural Gas | Insulation - Ducting | A | Purchases (Cumulative) | Technical Potential | 0 | 0 | 551.2029 | 1216.3234 | 2016.2033 | 2928.7286 | 3951.6335 | 5126.9134 | 6393.9844 | 7666.0696 | 8844.1885 | 9839.4213 | 10596.2959 | 11088.5751 | 11369.4864 | 11502.408 | 11557.6745 | 11577.4249 | 11583.4876 | 11584.7863 | 11584.996 | 11585.0208
F1_Industrial_Stone, Clay, and Glass_Existing_Space Heating_Natural Gas_HVAC - Duct Repair and Sealing_A_Technical Potential | F1 | Industrial | Stone, Clay, and Glass | Existing | Space Heating | Natural Gas | HVAC - Duct Repair and Sealing | A | Original Unit Energy Savings (kWh or therms) | Technical Potential | 0 | 0 | 0.0040723 | 0.0040498 | 0.0040273 | 0.004005 | 0.0039832 | 0.0039618 | 0.0039412 | 0.0039215 | 0.0039027 | 0.003885 | 0.0038683 | 0.0038527 | 0.0038379 | 0.0038241 | 0.003811 | 0.0037987 | 0.0037871 | 0.0037763 | 0.003766 | 0.0037564
F2_Industrial_Stone, Clay, and Glass_Existing_Space Heating_Natural Gas_HVAC - Duct Repair and Sealing_A_Technical Potential | F2 | Industrial | Stone, Clay, and Glass | Existing | Space Heating | Natural Gas | HVAC - Duct Repair and Sealing | A | Original Unit Summer Peak Savings (kW) | Technical Potential | 0 | 0 | 0 | 0 | 0 | 0 | 0 | 0 | 0 | 0 | 0 | 0 | 0 | 0 | 0 | 0 | 0 | 0 | 0 | 0 | 0 | 0
F3_Industrial_Stone, Clay, and Glass_Existing_Space Heating_Natural Gas_HVAC - Duct Repair and Sealing_A_Technical Potential | F3 | Industrial | Stone, Clay, and Glass | Existing | Space Heating | Natural Gas | HVAC - Duct Repair and Sealing | A | Original Unit Winter Peak Savings (kW) | Technical Potential | 0 | 0 | 0 | 0 | 0 | 0 | 0 | 0 | 0 | 0 | 0 | 0 | 0 | 0 | 0 | 0 | 0 | 0 | 0 | 0 | 0 | 0
F4_Industrial_Stone, Clay, and Glass_Existing_Space Heating_Natural Gas_HVAC - Duct Repair and Sealing_A_Technical Potential | F4 | Industrial | Stone, Clay, and Glass | Existing | Space Heating | Natural Gas | HVAC - Duct Repair and Sealing | A | Standalone Impact on Baseline Energy (%) | Technical Potential | 0% | 0% | 0.004659% | 0.009369% | 0.01413% | 0.01895% | 0.02382% | 0.02875% | 0.03374% | 0.03879% | 0.0439% | 0.04909% | 0.05435% | 0.05968% | 0.0651% | 0.07059% | 0.07617% | 0.08183% | 0.08759% | 0.09343% | 0.09937% | 0.1054%
F5_Industrial_Stone, Clay, and Glass_Existing_Space Heating_Natural Gas_HVAC - Duct Repair and Sealing_A_Technical Potential | F5 | Industrial | Stone, Clay, and Glass | Existing | Space Heating | Natural Gas | HVAC - Duct Repair and Sealing | A | Standalone Impact on Baseline Summer Peak (%) | Technical Potential | bar: 2019 to 2040
F6_Industrial_Stone, Clay, and Glass_Existing_Space Heating_Natural Gas_HVAC - Duct Repair and Sealing_A_Technical Potential | F6 | Industrial | Stone, Clay, and Glass | Existing | Space Heating | Natural Gas | HVAC - Duct Repair and Sealing | A | Standalone Impact on Baseline Winter Peak (%) | Technical Potential | bar: 2019 to 2040
F7_Industrial_Stone, Clay, and Glass_Existing_Space Heating_Natural Gas_HVAC - Duct Repair and Sealing_A_Technical Potential | F7 | Industrial | Stone, Clay, and Glass | Existing | Space Heating | Natural Gas | HVAC - Duct Repair and Sealing | A | Incremental Energy Savings (MWh or mTherms) | Technical Potential | 0 | 0 | 0.0045676 | 0.004464 | 0.0043627 | 0.0042638 | 0.0041674 | 0.0040736 | 0.0039826 | 0.0038943 | 0.0038088 | 0.0037262 | 0.0036462 | 0.0035689 | 0.0034939 | 0.0034213 | 0.0033508 | 0.0032824 | 0.003216 | 0.0031514 | 0.0030887 | 0.0030277
F8_Industrial_Stone, Clay, and Glass_Existing_Space Heating_Natural Gas_HVAC - Duct Repair and Sealing_A_Technical Potential | F8 | Industrial | Stone, Clay, and Glass | Existing | Space Heating | Natural Gas | HVAC - Duct Repair and Sealing | A | Incremental Summer Peak Savings (MW) | Technical Potential | 0 | 0 | 0 | 0 | 0 | 0 | 0 | 0 | 0 | 0 | 0 | 0 | 0 | 0 | 0 | 0 | 0 | 0 | 0 | 0 | 0 | 0
F9_Industrial_Stone, Clay, and Glass_Existing_Space Heating_Natural Gas_HVAC - Duct Repair and Sealing_A_Technical Potential | F9 | Industrial | Stone, Clay, and Glass | Existing | Space Heating | Natural Gas | HVAC - Duct Repair and Sealing | A | Incremental Winter Peak Savings (MW) | Technical Potential | 0 | 0 | 0 | 0 | 0 | 0 | 0 | 0 | 0 | 0 | 0 | 0 | 0 | 0 | 0 | 0 | 0 | 0 | 0 | 0 | 0 | 0
F10_Industrial_Stone, Clay, and Glass_Existing_Space Heating_Natural Gas_HVAC - Duct Repair and Sealing_A_Technical Potential | F10 | Industrial | Stone, Clay, and Glass | Existing | Space Heating | Natural Gas | HVAC - Duct Repair and Sealing | A | Cumulative Energy Savings (MWh or mTherms) | Technical Potential | 0 | 0 | 0.0045676 | 0.0090064 | 0.013319 | 0.017509 | 0.021581 | 0.025539 | 0.029389 | 0.033136 | 0.036786 | 0.040345 | 0.043819 | 0.04721 | 0.050523 | 0.053762 | 0.056929 | 0.060028 | 0.063061 | 0.066031 | 0.068941 | 0.071792
F11_Industrial_Stone, Clay, and Glass_Existing_Space Heating_Natural Gas_HVAC - Duct Repair and Sealing_A_Technical Potential | F11 | Industrial | Stone, Clay, and Glass | Existing | Space Heating | Natural Gas | HVAC - Duct Repair and Sealing | A | Cumulative Summer Peak Savings (MW) | Technical Potential | 0 | 0 | 0 | 0 | 0 | 0 | 0 | 0 | 0 | 0 | 0 | 0 | 0 | 0 | 0 | 0 | 0 | 0 | 0 | 0 | 0 | 0
F12_Industrial_Stone, Clay, and Glass_Existing_Space Heating_Natural Gas_HVAC - Duct Repair and Sealing_A_Technical Potential | F12 | Industrial | Stone, Clay, and Glass | Existing | Space Heating | Natural Gas | HVAC - Duct Repair and Sealing | A | Cumulative Winter Peak Savings (MW) | Technical Potential | 0 | 0 | 0 | 0 | 0 | 0 | 0 | 0 | 0 | 0 | 0 | 0 | 0 | 0 | 0 | 0 | 0 | 0 | 0 | 0 | 0 | 0
F13_Industrial_Stone, Clay, and Glass_Existing_Space Heating_Natural Gas_HVAC - Duct Repair and Sealing_A_Technical Potential | F13 | Industrial | Stone, Clay, and Glass | Existing | Space Heating | Natural Gas | HVAC - Duct Repair and Sealing | A | Purchases (Incremental) | Technical Potential | 0 | 0 | 1121.6339 | 1102.2953 | 1083.2902 | 1064.6128 | 1046.2574 | 1028.2185 | 1010.4906 | 993.0684 | 975.9465 | 959.1198 | 942.5833 | 926.3318 | 910.3606 | 894.6647 | 879.2395 | 864.0802 | 849.1822 | 834.5412 | 820.1525 | 806.012
F14_Industrial_Stone, Clay, and Glass_Existing_Space Heating_Natural Gas_HVAC - Duct Repair and Sealing_A_Technical Potential | F14 | Industrial | Stone, Clay, and Glass | Existing | Space Heating | Natural Gas | HVAC - Duct Repair and Sealing | A | Purchases (Cumulative) | Technical Potential | 0 | 0 | 1121.6339 | 2223.9292 | 3307.2194 | 4371.8323 | 5418.0897 | 6446.3082 | 7456.7988 | 8449.8672 | 9425.8137 | 10384.9335 | 11327.5168 | 12253.8486 | 13164.2092 | 14058.874 | 14938.1134 | 15802.1936 | 16651.3759 | 17485.917 | 18306.0696 | 19112.0815
F1_Industrial_Stone, Clay, and Glass_Existing_Space Heating_Natural Gas_Windows - High Efficiency_A_Technical Potential | F1 | Industrial | Stone, Clay, and Glass | Existing | Space Heating | Natural Gas | Windows - High Efficiency | A | Original Unit Energy Savings (kWh or therms) | Technical Potential | 0 | 0 | 0.0077675 | 0.0077491 | 0.0077307 | 0.0077125 | 0.0076946 | 0.0076772 | 0.0076604 | 0.0076442 | 0.0076289 | 0.0076144 | 0.0076007 | 0.0075878 | 0.0075757 | 0.0075643 | 0.0075535 | 0.0075434 | 0.0075339 | 0.007525 | 0.0075166 | 0.0075087
F2_Industrial_Stone, Clay, and Glass_Existing_Space Heating_Natural Gas_Windows - High Efficiency_A_Technical Potential | F2 | Industrial | Stone, Clay, and Glass | Existing | Space Heating | Natural Gas | Windows - High Efficiency | A | Original Unit Summer Peak Savings (kW) | Technical Potential | 0 | 0 | 0 | 0 | 0 | 0 | 0 | 0 | 0 | 0 | 0 | 0 | 0 | 0 | 0 | 0 | 0 | 0 | 0 | 0 | 0 | 0
F3_Industrial_Stone, Clay, and Glass_Existing_Space Heating_Natural Gas_Windows - High Efficiency_A_Technical Potential | F3 | Industrial | Stone, Clay, and Glass | Existing | Space Heating | Natural Gas | Windows - High Efficiency | A | Original Unit Winter Peak Savings (kW) | Technical Potential | 0 | 0 | 0 | 0 | 0 | 0 | 0 | 0 | 0 | 0 | 0 | 0 | 0 | 0 | 0 | 0 | 0 | 0 | 0 | 0 | 0 | 0
F4_Industrial_Stone, Clay, and Glass_Existing_Space Heating_Natural Gas_Windows - High Efficiency_A_Technical Potential | F4 | Industrial | Stone, Clay, and Glass | Existing | Space Heating | Natural Gas | Windows - High Efficiency | A | Standalone Impact on Baseline Energy (%) | Technical Potential | 0% | 0% | 0.007012% | 0.02115% | 0.04641% | 0.0877% | 0.1507% | 0.2413% | 0.3653% | 0.5269% | 0.728% | 0.9672% | 1.238% | 1.53% | 1.828% | 2.116% | 2.378% | 2.605% | 2.793% | 2.941% | 3.055% | 3.15%
F5_Industrial_Stone, Clay, and Glass_Existing_Space Heating_Natural Gas_Windows - High Efficiency_A_Technical Potential | F5 | Industrial | Stone, Clay, and Glass | Existing | Space Heating | Natural Gas | Windows - High Efficiency | A | Standalone Impact on Baseline Summer Peak (%) | Technical Potential | bar: 2019 to 2040
F6_Industrial_Stone, Clay, and Glass_Existing_Space Heating_Natural Gas_Windows - High Efficiency_A_Technical Potential | F6 | Industrial | Stone, Clay, and Glass | Existing | Space Heating | Natural Gas | Windows - High Efficiency | A | Standalone Impact on Baseline Winter Peak (%) | Technical Potential | bar: 2019 to 2040
F7_Industrial_Stone, Clay, and Glass_Existing_Space Heating_Natural Gas_Windows - High Efficiency_A_Technical Potential | F7 | Industrial | Stone, Clay, and Glass | Existing | Space Heating | Natural Gas | Windows - High Efficiency | A | Incremental Energy Savings (MWh or mTherms) | Technical Potential | 0 | 0 | 0.0068749 | 0.013473 | 0.023454 | 0.037406 | 0.055669 | 0.078178 | 0.10428 | 0.13257 | 0.16082 | 0.18602 | 0.20474 | 0.21368 | 0.21054 | 0.19475 | 0.16804 | 0.13639 | 0.10237 | 0.069567 | 0.043631 | 0.027935
F8_Industrial_Stone, Clay, and Glass_Existing_Space Heating_Natural Gas_Windows - High Efficiency_A_Technical Potential | F8 | Industrial | Stone, Clay, and Glass | Existing | Space Heating | Natural Gas | Windows - High Efficiency | A | Incremental Summer Peak Savings (MW) | Technical Potential | 0 | 0 | 0 | 0 | 0 | 0 | 0 | 0 | 0 | 0 | 0 | 0 | 0 | 0 | 0 | 0 | 0 | 0 | 0 | 0 | 0 | 0
F9_Industrial_Stone, Clay, and Glass_Existing_Space Heating_Natural Gas_Windows - High Efficiency_A_Technical Potential | F9 | Industrial | Stone, Clay, and Glass | Existing | Space Heating | Natural Gas | Windows - High Efficiency | A | Incremental Winter Peak Savings (MW) | Technical Potential | 0 | 0 | 0 | 0 | 0 | 0 | 0 | 0 | 0 | 0 | 0 | 0 | 0 | 0 | 0 | 0 | 0 | 0 | 0 | 0 | 0 | 0
F10_Industrial_Stone, Clay, and Glass_Existing_Space Heating_Natural Gas_Windows - High Efficiency_A_Technical Potential | F10 | Industrial | Stone, Clay, and Glass | Existing | Space Heating | Natural Gas | Windows - High Efficiency | A | Cumulative Energy Savings (MWh or mTherms) | Technical Potential | 0 | 0 | 0.0068749 | 0.020332 | 0.043738 | 0.081041 | 0.13652 | 0.21439 | 0.3182 | 0.45011 | 0.61002 | 0.79488 | 0.9982 | 1.2102 | 1.4188 | 1.6114 | 1.7772 | 1.9112 | 2.0111 | 2.0783 | 2.1196 | 2.1453
F11_Industrial_Stone, Clay, and Glass_Existing_Space Heating_Natural Gas_Windows - High Efficiency_A_Technical Potential | F11 | Industrial | Stone, Clay, and Glass | Existing | Space Heating | Natural Gas | Windows - High Efficiency | A | Cumulative Summer Peak Savings (MW) | Technical Potential | 0 | 0 | 0 | 0 | 0 | 0 | 0 | 0 | 0 | 0 | 0 | 0 | 0 | 0 | 0 | 0 | 0 | 0 | 0 | 0 | 0 | 0
F12_Industrial_Stone, Clay, and Glass_Existing_Space Heating_Natural Gas_Windows - High Efficiency_A_Technical Potential | F12 | Industrial | Stone, Clay, and Glass | Existing | Space Heating | Natural Gas | Windows - High Efficiency | A | Cumulative Winter Peak Savings (MW) | Technical Potential | 0 | 0 | 0 | 0 | 0 | 0 | 0 | 0 | 0 | 0 | 0 | 0 | 0 | 0 | 0 | 0 | 0 | 0 | 0 | 0 | 0 | 0
F13_Industrial_Stone, Clay, and Glass_Existing_Space Heating_Natural Gas_Windows - High Efficiency_A_Technical Potential | F13 | Industrial | Stone, Clay, and Glass | Existing | Space Heating | Natural Gas | Windows - High Efficiency | A | Purchases (Incremental) | Technical Potential | 0 | 0 | 885.0828 | 1738.7187 | 3033.9466 | 4850.0416 | 7234.7601 | 10183.0719 | 13612.9506 | 17343.0369 | 21080.514 | 24430.3314 | 26936.671 | 28161.4852 | 27791.4857 | 25746.4698 | 22246.6138 | 18080.502 | 13587.8824 | 9244.8059 | 5804.5692 | 3720.3199
F14_Industrial_Stone, Clay, and Glass_Existing_Space Heating_Natural Gas_Windows - High Efficiency_A_Technical Potential | F14 | Industrial | Stone, Clay, and Glass | Existing | Space Heating | Natural Gas | Windows - High Efficiency | A | Purchases (Cumulative) | Technical Potential | 0 | 0 | 885.0828 | 2623.8015 | 5657.7481 | 10507.7897 | 17742.5498 | 27925.6217 | 41538.5723 | 58881.6092 | 79962.1231 | 104392.4545 | 131329.1255 | 159490.6107 | 187282.0964 | 213028.5662 | 235275.18 | 253355.682 | 266943.5644 | 276188.3703 | 281992.9395 | 285713.2594
F1_Industrial_Stone, Clay, and Glass_Existing_Space Heating_Natural Gas_Gas Boiler - Maintenance_A_Technical Potential | F1 | Industrial | Stone, Clay, and Glass | Existing | Space Heating | Natural Gas | Gas Boiler - Maintenance | A | Original Unit Energy Savings (kWh or therms) | Technical Potential | 0 | 0 | 7.104 | 7.0861 | 7.0687 | 7.0516 | 7.035 | 7.0189 | 7.0032 | 6.9881 | 6.9736 | 6.9597 | 6.9463 | 6.9336 | 6.9215 | 6.9101 | 6.8994 | 6.8893 | 6.8799 | 6.8712 | 6.8633 | 6.8561
F2_Industrial_Stone, Clay, and Glass_Existing_Space Heating_Natural Gas_Gas Boiler - Maintenance_A_Technical Potential | F2 | Industrial | Stone, Clay, and Glass | Existing | Space Heating | Natural Gas | Gas Boiler - Maintenance | A | Original Unit Summer Peak Savings (kW) | Technical Potential | 0 | 0 | 0 | 0 | 0 | 0 | 0 | 0 | 0 | 0 | 0 | 0 | 0 | 0 | 0 | 0 | 0 | 0 | 0 | 0 | 0 | 0
F3_Industrial_Stone, Clay, and Glass_Existing_Space Heating_Natural Gas_Gas Boiler - Maintenance_A_Technical Potential | F3 | Industrial | Stone, Clay, and Glass | Existing | Space Heating | Natural Gas | Gas Boiler - Maintenance | A | Original Unit Winter Peak Savings (kW) | Technical Potential | 0 | 0 | 0 | 0 | 0 | 0 | 0 | 0 | 0 | 0 | 0 | 0 | 0 | 0 | 0 | 0 | 0 | 0 | 0 | 0 | 0 | 0
F4_Industrial_Stone, Clay, and Glass_Existing_Space Heating_Natural Gas_Gas Boiler - Maintenance_A_Technical Potential | F4 | Industrial | Stone, Clay, and Glass | Existing | Space Heating | Natural Gas | Gas Boiler - Maintenance | A | Standalone Impact on Baseline Energy (%) | Technical Potential | 0% | 0% | 0.004928% | 0.008467% | 0.01101% | 0.01306% | 0.01492% | 0.01659% | 0.01809% | 0.01943% | 0.02064% | 0.02173% | 0.02271% | 0.02358% | 0.02436% | 0.02507% | 0.02573% | 0.02638% | 0.027% | 0.02761% | 0.02821% | 0.0288%
F5_Industrial_Stone, Clay, and Glass_Existing_Space Heating_Natural Gas_Gas Boiler - Maintenance_A_Technical Potential | F5 | Industrial | Stone, Clay, and Glass | Existing | Space Heating | Natural Gas | Gas Boiler - Maintenance | A | Standalone Impact on Baseline Summer Peak (%) | Technical Potential | bar: 2019 to 2040
F6_Industrial_Stone, Clay, and Glass_Existing_Space Heating_Natural Gas_Gas Boiler - Maintenance_A_Technical Potential | F6 | Industrial | Stone, Clay, and Glass | Existing | Space Heating | Natural Gas | Gas Boiler - Maintenance | A | Standalone Impact on Baseline Winter Peak (%) | Technical Potential | bar: 2019 to 2040
F7_Industrial_Stone, Clay, and Glass_Existing_Space Heating_Natural Gas_Gas Boiler - Maintenance_A_Technical Potential | F7 | Industrial | Stone, Clay, and Glass | Existing | Space Heating | Natural Gas | Gas Boiler - Maintenance | A | Incremental Energy Savings (MWh or mTherms) | Technical Potential | 0 | 0 | 0.0048315 | 0.0033198 | 0.002253 | 0.0017202 | 0.0014777 | 0.0012538 | 0.0010532 | 0.00087749 | 0.00072606 | 0.00059725 | 0.00048884 | 0.00037346 | 0.00028534 | 0.00021803 | 0.00016661 | 0.00015013 | 0.00011531 | 9.7459e-05 | 8.0238e-05 | 6.3623e-05
F8_Industrial_Stone, Clay, and Glass_Existing_Space Heating_Natural Gas_Gas Boiler - Maintenance_A_Technical Potential | F8 | Industrial | Stone, Clay, and Glass | Existing | Space Heating | Natural Gas | Gas Boiler - Maintenance | A | Incremental Summer Peak Savings (MW) | Technical Potential | 0 | 0 | 0 | 0 | 0 | 0 | 0 | 0 | 0 | 0 | 0 | 0 | 0 | 0 | 0 | 0 | 0 | 0 | 0 | 0 | 0 | 0
F9_Industrial_Stone, Clay, and Glass_Existing_Space Heating_Natural Gas_Gas Boiler - Maintenance_A_Technical Potential | F9 | Industrial | Stone, Clay, and Glass | Existing | Space Heating | Natural Gas | Gas Boiler - Maintenance | A | Incremental Winter Peak Savings (MW) | Technical Potential | 0 | 0 | 0 | 0 | 0 | 0 | 0 | 0 | 0 | 0 | 0 | 0 | 0 | 0 | 0 | 0 | 0 | 0 | 0 | 0 | 0 | 0
F10_Industrial_Stone, Clay, and Glass_Existing_Space Heating_Natural Gas_Gas Boiler - Maintenance_A_Technical Potential | F10 | Industrial | Stone, Clay, and Glass | Existing | Space Heating | Natural Gas | Gas Boiler - Maintenance | A | Cumulative Energy Savings (MWh or mTherms) | Technical Potential | 0 | 0 | 0.0048315 | 0.0081392 | 0.010372 | 0.012067 | 0.013517 | 0.014739 | 0.01576 | 0.016603 | 0.017295 | 0.017857 | 0.018312 | 0.018652 | 0.018905 | 0.019092 | 0.019229 | 0.019351 | 0.01944 | 0.019513 | 0.01957 | 0.019613
F11_Industrial_Stone, Clay, and Glass_Existing_Space Heating_Natural Gas_Gas Boiler - Maintenance_A_Technical Potential | F11 | Industrial | Stone, Clay, and Glass | Existing | Space Heating | Natural Gas | Gas Boiler - Maintenance | A | Cumulative Summer Peak Savings (MW) | Technical Potential | 0 | 0 | 0 | 0 | 0 | 0 | 0 | 0 | 0 | 0 | 0 | 0 | 0 | 0 | 0 | 0 | 0 | 0 | 0 | 0 | 0 | 0
F12_Industrial_Stone, Clay, and Glass_Existing_Space Heating_Natural Gas_Gas Boiler - Maintenance_A_Technical Potential | F12 | Industrial | Stone, Clay, and Glass | Existing | Space Heating | Natural Gas | Gas Boiler - Maintenance | A | Cumulative Winter Peak Savings (MW) | Technical Potential | 0 | 0 | 0 | 0 | 0 | 0 | 0 | 0 | 0 | 0 | 0 | 0 | 0 | 0 | 0 | 0 | 0 | 0 | 0 | 0 | 0 | 0
F13_Industrial_Stone, Clay, and Glass_Existing_Space Heating_Natural Gas_Gas Boiler - Maintenance_A_Technical Potential | F13 | Industrial | Stone, Clay, and Glass | Existing | Space Heating | Natural Gas | Gas Boiler - Maintenance | A | Purchases (Incremental) | Technical Potential | 0 | 0 | 0.68012 | 0.46849 | 0.31873 | 0.24395 | 0.21005 | 0.17863 | 0.15039 | 0.12557 | 0.10411 | 0.085817 | 0.070373 | 0.053862 | 0.041224 | 0.031552 | 0.024149 | 0.021792 | 0.01676 | 0.014184 | 0.011691 | 0.0092798
F14_Industrial_Stone, Clay, and Glass_Existing_Space Heating_Natural Gas_Gas Boiler - Maintenance_A_Technical Potential | F14 | Industrial | Stone, Clay, and Glass | Existing | Space Heating | Natural Gas | Gas Boiler - Maintenance | A | Purchases (Cumulative) | Technical Potential | 0 | 0 | 0.68012 | 1.1486 | 1.4673 | 1.7113 | 1.9213 | 2.1 | 2.2503 | 2.3759 | 2.48 | 2.5658 | 2.6362 | 2.6901 | 2.7313 | 2.7629 | 2.787 | 2.8088 | 2.8256 | 2.8397 | 2.8514 | 2.8607
F1_Industrial_Stone, Clay, and Glass_Existing_Process_Natural Gas_Gas Boiler - Maintenance_A_Technical Potential | F1 | Industrial | Stone, Clay, and Glass | Existing | Process | Natural Gas | Gas Boiler - Maintenance | A | Original Unit Energy Savings (kWh or therms) | Technical Potential | 0 | 0 | 4.2096 | 4.2096 | 4.2096 | 4.2096 | 4.2096 | 4.2096 | 4.2096 | 4.2096 | 4.2096 | 4.2096 | 4.2096 | 4.2096 | 4.2096 | 4.2096 | 4.2096 | 4.2096 | 4.2096 | 4.2096 | 4.2096 | 4.2096
F2_Industrial_Stone, Clay, and Glass_Existing_Process_Natural Gas_Gas Boiler - Maintenance_A_Technical Potential | F2 | Industrial | Stone, Clay, and Glass | Existing | Process | Natural Gas | Gas Boiler - Maintenance | A | Original Unit Summer Peak Savings (kW) | Technical Potential | 0 | 0 | 0 | 0 | 0 | 0 | 0 | 0 | 0 | 0 | 0 | 0 | 0 | 0 | 0 | 0 | 0 | 0 | 0 | 0 | 0 | 0
F3_Industrial_Stone, Clay, and Glass_Existing_Process_Natural Gas_Gas Boiler - Maintenance_A_Technical Potential | F3 | Industrial | Stone, Clay, and Glass | Existing | Process | Natural Gas | Gas Boiler - Maintenance | A | Original Unit Winter Peak Savings (kW) | Technical Potential | 0 | 0 | 0 | 0 | 0 | 0 | 0 | 0 | 0 | 0 | 0 | 0 | 0 | 0 | 0 | 0 | 0 | 0 | 0 | 0 | 0 | 0
F4_Industrial_Stone, Clay, and Glass_Existing_Process_Natural Gas_Gas Boiler - Maintenance_A_Technical Potential | F4 | Industrial | Stone, Clay, and Glass | Existing | Process | Natural Gas | Gas Boiler - Maintenance | A | Standalone Impact on Baseline Energy (%) | Technical Potential | 0% | 0% | 0.001654% | 0.002842% | 0.003694% | 0.004384% | 0.005008% | 0.00557% | 0.006073% | 0.006525% | 0.00693% | 0.007296% | 0.007627% | 0.00792% | 0.008182% | 0.008422% | 0.008644% | 0.008865% | 0.009074% | 0.00928% | 0.009481% | 0.009679%
F5_Industrial_Stone, Clay, and Glass_Existing_Process_Natural Gas_Gas Boiler - Maintenance_A_Technical Potential | F5 | Industrial | Stone, Clay, and Glass | Existing | Process | Natural Gas | Gas Boiler - Maintenance | A | Standalone Impact on Baseline Summer Peak (%) | Technical Potential | bar: 2019 to 2040
F6_Industrial_Stone, Clay, and Glass_Existing_Process_Natural Gas_Gas Boiler - Maintenance_A_Technical Potential | F6 | Industrial | Stone, Clay, and Glass | Existing | Process | Natural Gas | Gas Boiler - Maintenance | A | Standalone Impact on Baseline Winter Peak (%) | Technical Potential | bar: 2019 to 2040
F7_Industrial_Stone, Clay, and Glass_Existing_Process_Natural Gas_Gas Boiler - Maintenance_A_Technical Potential | F7 | Industrial | Stone, Clay, and Glass | Existing | Process | Natural Gas | Gas Boiler - Maintenance | A | Incremental Energy Savings (MWh or mTherms) | Technical Potential | 0 | 0 | 0.031743 | 0.021865 | 0.014876 | 0.011385 | 0.0098034 | 0.008337 | 0.007019 | 0.0058605 | 0.0048593 | 0.0040052 | 0.0032845 | 0.0025138 | 0.001924 | 0.0014726 | 0.0011271 | 0.0010171 | 0.00078224 | 0.00066198 | 0.00054564 | 0.00043311
F8_Industrial_Stone, Clay, and Glass_Existing_Process_Natural Gas_Gas Boiler - Maintenance_A_Technical Potential | F8 | Industrial | Stone, Clay, and Glass | Existing | Process | Natural Gas | Gas Boiler - Maintenance | A | Incremental Summer Peak Savings (MW) | Technical Potential | 0 | 0 | 0 | 0 | 0 | 0 | 0 | 0 | 0 | 0 | 0 | 0 | 0 | 0 | 0 | 0 | 0 | 0 | 0 | 0 | 0 | 0
F9_Industrial_Stone, Clay, and Glass_Existing_Process_Natural Gas_Gas Boiler - Maintenance_A_Technical Potential | F9 | Industrial | Stone, Clay, and Glass | Existing | Process | Natural Gas | Gas Boiler - Maintenance | A | Incremental Winter Peak Savings (MW) | Technical Potential | 0 | 0 | 0 | 0 | 0 | 0 | 0 | 0 | 0 | 0 | 0 | 0 | 0 | 0 | 0 | 0 | 0 | 0 | 0 | 0 | 0 | 0
F10_Industrial_Stone, Clay, and Glass_Existing_Process_Natural Gas_Gas Boiler - Maintenance_A_Technical Potential | F10 | Industrial | Stone, Clay, and Glass | Existing | Process | Natural Gas | Gas Boiler - Maintenance | A | Cumulative Energy Savings (MWh or mTherms) | Technical Potential | 0 | 0 | 0.031743 | 0.053608 | 0.068484 | 0.079869 | 0.089672 | 0.098009 | 0.10503 | 0.11089 | 0.11575 | 0.11975 | 0.12304 | 0.12555 | 0.12748 | 0.12895 | 0.13008 | 0.13109 | 0.13187 | 0.13254 | 0.13308 | 0.13352
F11_Industrial_Stone, Clay, and Glass_Existing_Process_Natural Gas_Gas Boiler - Maintenance_A_Technical Potential | F11 | Industrial | Stone, Clay, and Glass | Existing | Process | Natural Gas | Gas Boiler - Maintenance | A | Cumulative Summer Peak Savings (MW) | Technical Potential | 0 | 0 | 0 | 0 | 0 | 0 | 0 | 0 | 0 | 0 | 0 | 0 | 0 | 0 | 0 | 0 | 0 | 0 | 0 | 0 | 0 | 0
F12_Industrial_Stone, Clay, and Glass_Existing_Process_Natural Gas_Gas Boiler - Maintenance_A_Technical Potential | F12 | Industrial | Stone, Clay, and Glass | Existing | Process | Natural Gas | Gas Boiler - Maintenance | A | Cumulative Winter Peak Savings (MW) | Technical Potential | 0 | 0 | 0 | 0 | 0 | 0 | 0 | 0 | 0 | 0 | 0 | 0 | 0 | 0 | 0 | 0 | 0 | 0 | 0 | 0 | 0 | 0
F13_Industrial_Stone, Clay, and Glass_Existing_Process_Natural Gas_Gas Boiler - Maintenance_A_Technical Potential | F13 | Industrial | Stone, Clay, and Glass | Existing | Process | Natural Gas | Gas Boiler - Maintenance | A | Purchases (Incremental) | Technical Potential | 0 | 0 | 7.5405 | 5.1942 | 3.5338 | 2.7046 | 2.3288 | 1.9805 | 1.6674 | 1.3922 | 1.1543 | 0.95145 | 0.78023 | 0.59717 | 0.45706 | 0.34982 | 0.26774 | 0.24161 | 0.18582 | 0.15726 | 0.12962 | 0.10289
F14_Industrial_Stone, Clay, and Glass_Existing_Process_Natural Gas_Gas Boiler - Maintenance_A_Technical Potential | F14 | Industrial | Stone, Clay, and Glass | Existing | Process | Natural Gas | Gas Boiler - Maintenance | A | Purchases (Cumulative) | Technical Potential | 0 | 0 | 7.5405 | 12.7347 | 16.2684 | 18.9731 | 21.3019 | 23.2824 | 24.9497 | 26.3419 | 27.4962 | 28.4477 | 29.2279 | 29.8251 | 30.2821 | 30.632 | 30.8997 | 31.1413 | 31.3271 | 31.4844 | 31.614 | 31.7169
F1_Industrial_Stone, Clay, and Glass_Existing_Space Heating_Natural Gas_Gas Furnace - Maintenance_A_Technical Potential | F1 | Industrial | Stone, Clay, and Glass | Existing | Space Heating | Natural Gas | Gas Furnace - Maintenance | A | Original Unit Energy Savings (kWh or therms) | Technical Potential | 0 | 0 | 0.0093975 | 0.0093456 | 0.0092937 | 0.0092423 | 0.0091918 | 0.0091426 | 0.0090951 | 0.0090495 | 0.0090061 | 0.0089653 | 0.0089269 | 0.0088907 | 0.0088567 | 0.0088247 | 0.0087946 | 0.0087662 | 0.0087395 | 0.0087144 | 0.0086907 | 0.0086685
F2_Industrial_Stone, Clay, and Glass_Existing_Space Heating_Natural Gas_Gas Furnace - Maintenance_A_Technical Potential | F2 | Industrial | Stone, Clay, and Glass | Existing | Space Heating | Natural Gas | Gas Furnace - Maintenance | A | Original Unit Summer Peak Savings (kW) | Technical Potential | 0 | 0 | 0 | 0 | 0 | 0 | 0 | 0 | 0 | 0 | 0 | 0 | 0 | 0 | 0 | 0 | 0 | 0 | 0 | 0 | 0 | 0
F3_Industrial_Stone, Clay, and Glass_Existing_Space Heating_Natural Gas_Gas Furnace - Maintenance_A_Technical Potential | F3 | Industrial | Stone, Clay, and Glass | Existing | Space Heating | Natural Gas | Gas Furnace - Maintenance | A | Original Unit Winter Peak Savings (kW) | Technical Potential | 0 | 0 | 0 | 0 | 0 | 0 | 0 | 0 | 0 | 0 | 0 | 0 | 0 | 0 | 0 | 0 | 0 | 0 | 0 | 0 | 0 | 0
F4_Industrial_Stone, Clay, and Glass_Existing_Space Heating_Natural Gas_Gas Furnace - Maintenance_A_Technical Potential | F4 | Industrial | Stone, Clay, and Glass | Existing | Space Heating | Natural Gas | Gas Furnace - Maintenance | A | Standalone Impact on Baseline Energy (%) | Technical Potential | 0% | 0% | 2.08e-05% | 3.563e-05% | 4.617e-05% | 5.461e-05% | 6.219e-05% | 6.895e-05% | 7.496e-05% | 8.03e-05% | 8.505e-05% | 8.93e-05% | 9.313e-05% | 9.647e-05% | 9.944e-05% | 0.0001021% | 0.0001046% | 0.0001071% | 0.0001094% | 0.0001117% | 0.000114% | 0.0001162%
F5_Industrial_Stone, Clay, and Glass_Existing_Space Heating_Natural Gas_Gas Furnace - Maintenance_A_Technical Potential | F5 | Industrial | Stone, Clay, and Glass | Existing | Space Heating | Natural Gas | Gas Furnace - Maintenance | A | Standalone Impact on Baseline Summer Peak (%) | Technical Potential | bar: 2019 to 2040
F6_Industrial_Stone, Clay, and Glass_Existing_Space Heating_Natural Gas_Gas Furnace - Maintenance_A_Technical Potential | F6 | Industrial | Stone, Clay, and Glass | Existing | Space Heating | Natural Gas | Gas Furnace - Maintenance | A | Standalone Impact on Baseline Winter Peak (%) | Technical Potential | bar: 2019 to 2040
F7_Industrial_Stone, Clay, and Glass_Existing_Space Heating_Natural Gas_Gas Furnace - Maintenance_A_Technical Potential | F7 | Industrial | Stone, Clay, and Glass | Existing | Space Heating | Natural Gas | Gas Furnace - Maintenance | A | Incremental Energy Savings (MWh or mTherms) | Technical Potential | 0 | 0 | 2.0393e-05 | 1.3969e-05 | 9.4511e-06 | 7.1936e-06 | 6.1602e-06 | 5.2107e-06 | 4.3641e-06 | 3.6256e-06 | 2.9917e-06 | 2.4548e-06 | 2.0044e-06 | 1.5279e-06 | 1.1649e-06 | 8.8839e-07 | 6.7762e-07 | 6.095e-07 | 4.6735e-07 | 3.9437e-07 | 3.2417e-07 | 2.5666e-07
F8_Industrial_Stone, Clay, and Glass_Existing_Space Heating_Natural Gas_Gas Furnace - Maintenance_A_Technical Potential | F8 | Industrial | Stone, Clay, and Glass | Existing | Space Heating | Natural Gas | Gas Furnace - Maintenance | A | Incremental Summer Peak Savings (MW) | Technical Potential | 0 | 0 | 0 | 0 | 0 | 0 | 0 | 0 | 0 | 0 | 0 | 0 | 0 | 0 | 0 | 0 | 0 | 0 | 0 | 0 | 0 | 0
F9_Industrial_Stone, Clay, and Glass_Existing_Space Heating_Natural Gas_Gas Furnace - Maintenance_A_Technical Potential | F9 | Industrial | Stone, Clay, and Glass | Existing | Space Heating | Natural Gas | Gas Furnace - Maintenance | A | Incremental Winter Peak Savings (MW) | Technical Potential | 0 | 0 | 0 | 0 | 0 | 0 | 0 | 0 | 0 | 0 | 0 | 0 | 0 | 0 | 0 | 0 | 0 | 0 | 0 | 0 | 0 | 0
F10_Industrial_Stone, Clay, and Glass_Existing_Space Heating_Natural Gas_Gas Furnace - Maintenance_A_Technical Potential | F10 | Industrial | Stone, Clay, and Glass | Existing | Space Heating | Natural Gas | Gas Furnace - Maintenance | A | Cumulative Energy Savings (MWh or mTherms) | Technical Potential | 0 | 0 | 2.0393e-05 | 3.4249e-05 | 4.351e-05 | 5.0463e-05 | 5.6348e-05 | 6.1257e-05 | 6.5303e-05 | 6.8601e-05 | 7.1264e-05 | 7.3396e-05 | 7.5085e-05 | 7.6309e-05 | 7.7182e-05 | 7.7792e-05 | 7.8204e-05 | 7.8561e-05 | 7.8789e-05 | 7.8957e-05 | 7.9067e-05 | 7.9121e-05
F11_Industrial_Stone, Clay, and Glass_Existing_Space Heating_Natural Gas_Gas Furnace - Maintenance_A_Technical Potential | F11 | Industrial | Stone, Clay, and Glass | Existing | Space Heating | Natural Gas | Gas Furnace - Maintenance | A | Cumulative Summer Peak Savings (MW) | Technical Potential | 0 | 0 | 0 | 0 | 0 | 0 | 0 | 0 | 0 | 0 | 0 | 0 | 0 | 0 | 0 | 0 | 0 | 0 | 0 | 0 | 0 | 0
F12_Industrial_Stone, Clay, and Glass_Existing_Space Heating_Natural Gas_Gas Furnace - Maintenance_A_Technical Potential | F12 | Industrial | Stone, Clay, and Glass | Existing | Space Heating | Natural Gas | Gas Furnace - Maintenance | A | Cumulative Winter Peak Savings (MW) | Technical Potential | 0 | 0 | 0 | 0 | 0 | 0 | 0 | 0 | 0 | 0 | 0 | 0 | 0 | 0 | 0 | 0 | 0 | 0 | 0 | 0 | 0 | 0
F13_Industrial_Stone, Clay, and Glass_Existing_Space Heating_Natural Gas_Gas Furnace - Maintenance_A_Technical Potential | F13 | Industrial | Stone, Clay, and Glass | Existing | Space Heating | Natural Gas | Gas Furnace - Maintenance | A | Purchases (Incremental) | Technical Potential | 0 | 0 | 2.17 | 1.4948 | 1.0169 | 0.77834 | 0.67018 | 0.56993 | 0.47983 | 0.40064 | 0.33219 | 0.27381 | 0.22453 | 0.17185 | 0.13153 | 0.10067 | 0.07705 | 0.069529 | 0.053476 | 0.045255 | 0.037301 | 0.029608
F14_Industrial_Stone, Clay, and Glass_Existing_Space Heating_Natural Gas_Gas Furnace - Maintenance_A_Technical Potential | F14 | Industrial | Stone, Clay, and Glass | Existing | Space Heating | Natural Gas | Gas Furnace - Maintenance | A | Purchases (Cumulative) | Technical Potential | 0 | 0 | 2.17 | 3.6648 | 4.6817 | 5.46 | 6.1302 | 6.7002 | 7.18 | 7.5806 | 7.9128 | 8.1866 | 8.4112 | 8.583 | 8.7145 | 8.8152 | 8.8923 | 8.9618 | 9.0153 | 9.0605 | 9.0978 | 9.1274
F1_Industrial_Stone, Clay, and Glass_Existing_Space Heating_Natural Gas_Gas Boiler - Hot Water Reset_A_Technical Potential | F1 | Industrial | Stone, Clay, and Glass | Existing | Space Heating | Natural Gas | Gas Boiler - Hot Water Reset | A | Original Unit Energy Savings (kWh or therms) | Technical Potential | 0 | 0 | 25.8326 | 25.7677 | 25.7042 | 25.6422 | 25.5818 | 25.5231 | 25.4663 | 25.4114 | 25.3586 | 25.3079 | 25.2594 | 25.2131 | 25.1692 | 25.1277 | 25.0886 | 25.052 | 25.0179 | 24.9863 | 24.9574 | 24.9311
F2_Industrial_Stone, Clay, and Glass_Existing_Space Heating_Natural Gas_Gas Boiler - Hot Water Reset_A_Technical Potential | F2 | Industrial | Stone, Clay, and Glass | Existing | Space Heating | Natural Gas | Gas Boiler - Hot Water Reset | A | Original Unit Summer Peak Savings (kW) | Technical Potential | 0 | 0 | 0 | 0 | 0 | 0 | 0 | 0 | 0 | 0 | 0 | 0 | 0 | 0 | 0 | 0 | 0 | 0 | 0 | 0 | 0 | 0
F3_Industrial_Stone, Clay, and Glass_Existing_Space Heating_Natural Gas_Gas Boiler - Hot Water Reset_A_Technical Potential | F3 | Industrial | Stone, Clay, and Glass | Existing | Space Heating | Natural Gas | Gas Boiler - Hot Water Reset | A | Original Unit Winter Peak Savings (kW) | Technical Potential | 0 | 0 | 0 | 0 | 0 | 0 | 0 | 0 | 0 | 0 | 0 | 0 | 0 | 0 | 0 | 0 | 0 | 0 | 0 | 0 | 0 | 0
F4_Industrial_Stone, Clay, and Glass_Existing_Space Heating_Natural Gas_Gas Boiler - Hot Water Reset_A_Technical Potential | F4 | Industrial | Stone, Clay, and Glass | Existing | Space Heating | Natural Gas | Gas Boiler - Hot Water Reset | A | Standalone Impact on Baseline Energy (%) | Technical Potential | 0% | 0% | 0.008708% | 0.01955% | 0.03297% | 0.04874% | 0.06691% | 0.08833% | 0.1121% | 0.1367% | 0.1605% | 0.1817% | 0.1991% | 0.2119% | 0.2211% | 0.2276% | 0.2326% | 0.2371% | 0.2414% | 0.2456% | 0.2499% | 0.2543%
F5_Industrial_Stone, Clay, and Glass_Existing_Space Heating_Natural Gas_Gas Boiler - Hot Water Reset_A_Technical Potential | F5 | Industrial | Stone, Clay, and Glass | Existing | Space Heating | Natural Gas | Gas Boiler - Hot Water Reset | A | Standalone Impact on Baseline Summer Peak (%) | Technical Potential | bar: 2019 to 2040
F6_Industrial_Stone, Clay, and Glass_Existing_Space Heating_Natural Gas_Gas Boiler - Hot Water Reset_A_Technical Potential | F6 | Industrial | Stone, Clay, and Glass | Existing | Space Heating | Natural Gas | Gas Boiler - Hot Water Reset | A | Standalone Impact on Baseline Winter Peak (%) | Technical Potential | bar: 2019 to 2040
F7_Industrial_Stone, Clay, and Glass_Existing_Space Heating_Natural Gas_Gas Boiler - Hot Water Reset_A_Technical Potential | F7 | Industrial | Stone, Clay, and Glass | Existing | Space Heating | Natural Gas | Gas Boiler - Hot Water Reset | A | Incremental Energy Savings (MWh or mTherms) | Technical Potential | 0 | 0 | 0.0085384 | 0.010277 | 0.012329 | 0.014031 | 0.015691 | 0.017988 | 0.019349 | 0.019384 | 0.017915 | 0.015104 | 0.011464 | 0.0074428 | 0.0042397 | 0.0020028 | 0.00083145 | 0.0002967 | 9.0953e-05 | 1.9457e-05 | 3.1395e-06 | 3.6996e-07
F8_Industrial_Stone, Clay, and Glass_Existing_Space Heating_Natural Gas_Gas Boiler - Hot Water Reset_A_Technical Potential | F8 | Industrial | Stone, Clay, and Glass | Existing | Space Heating | Natural Gas | Gas Boiler - Hot Water Reset | A | Incremental Summer Peak Savings (MW) | Technical Potential | 0 | 0 | 0 | 0 | 0 | 0 | 0 | 0 | 0 | 0 | 0 | 0 | 0 | 0 | 0 | 0 | 0 | 0 | 0 | 0 | 0 | 0
F9_Industrial_Stone, Clay, and Glass_Existing_Space Heating_Natural Gas_Gas Boiler - Hot Water Reset_A_Technical Potential | F9 | Industrial | Stone, Clay, and Glass | Existing | Space Heating | Natural Gas | Gas Boiler - Hot Water Reset | A | Incremental Winter Peak Savings (MW) | Technical Potential | 0 | 0 | 0 | 0 | 0 | 0 | 0 | 0 | 0 | 0 | 0 | 0 | 0 | 0 | 0 | 0 | 0 | 0 | 0 | 0 | 0 | 0
F10_Industrial_Stone, Clay, and Glass_Existing_Space Heating_Natural Gas_Gas Boiler - Hot Water Reset_A_Technical Potential | F10 | Industrial | Stone, Clay, and Glass | Existing | Space Heating | Natural Gas | Gas Boiler - Hot Water Reset | A | Cumulative Energy Savings (MWh or mTherms) | Technical Potential | 0 | 0 | 0.0085384 | 0.018794 | 0.031077 | 0.045033 | 0.060618 | 0.078467 | 0.097642 | 0.11682 | 0.13449 | 0.14932 | 0.1605 | 0.16765 | 0.1716 | 0.17332 | 0.17388 | 0.17392 | 0.17377 | 0.17358 | 0.17338 | 0.1732
F11_Industrial_Stone, Clay, and Glass_Existing_Space Heating_Natural Gas_Gas Boiler - Hot Water Reset_A_Technical Potential | F11 | Industrial | Stone, Clay, and Glass | Existing | Space Heating | Natural Gas | Gas Boiler - Hot Water Reset | A | Cumulative Summer Peak Savings (MW) | Technical Potential | 0 | 0 | 0 | 0 | 0 | 0 | 0 | 0 | 0 | 0 | 0 | 0 | 0 | 0 | 0 | 0 | 0 | 0 | 0 | 0 | 0 | 0
F12_Industrial_Stone, Clay, and Glass_Existing_Space Heating_Natural Gas_Gas Boiler - Hot Water Reset_A_Technical Potential | F12 | Industrial | Stone, Clay, and Glass | Existing | Space Heating | Natural Gas | Gas Boiler - Hot Water Reset | A | Cumulative Winter Peak Savings (MW) | Technical Potential | 0 | 0 | 0 | 0 | 0 | 0 | 0 | 0 | 0 | 0 | 0 | 0 | 0 | 0 | 0 | 0 | 0 | 0 | 0 | 0 | 0 | 0
F13_Industrial_Stone, Clay, and Glass_Existing_Space Heating_Natural Gas_Gas Boiler - Hot Water Reset_A_Technical Potential | F13 | Industrial | Stone, Clay, and Glass | Existing | Space Heating | Natural Gas | Gas Boiler - Hot Water Reset | A | Purchases (Incremental) | Technical Potential | 0 | 0 | 0.33053 | 0.39884 | 0.47965 | 0.5472 | 0.61338 | 0.70476 | 0.7598 | 0.7628 | 0.70646 | 0.59679 | 0.45386 | 0.29519 | 0.16845 | 0.079706 | 0.033141 | 0.011843 | 0.0036355 | 0.00077872 | 0.00012579 | 1.4839e-05
F14_Industrial_Stone, Clay, and Glass_Existing_Space Heating_Natural Gas_Gas Boiler - Hot Water Reset_A_Technical Potential | F14 | Industrial | Stone, Clay, and Glass | Existing | Space Heating | Natural Gas | Gas Boiler - Hot Water Reset | A | Purchases (Cumulative) | Technical Potential | 0 | 0 | 0.33053 | 0.72937 | 1.209 | 1.7562 | 2.3696 | 3.0743 | 3.8341 | 4.597 | 5.3034 | 5.9002 | 6.3541 | 6.6493 | 6.8177 | 6.8974 | 6.9306 | 6.9424 | 6.946 | 6.9468 | 6.9469 | 6.9469
F1_Industrial_Stone, Clay, and Glass_Existing_Process_Natural Gas_Gas Boiler - Hot Water Reset_A_Technical Potential | F1 | Industrial | Stone, Clay, and Glass | Existing | Process | Natural Gas | Gas Boiler - Hot Water Reset | A | Original Unit Energy Savings (kWh or therms) | Technical Potential | 0 | 0 | 7.6538 | 7.6538 | 7.6538 | 7.6538 | 7.6538 | 7.6538 | 7.6538 | 7.6538 | 7.6538 | 7.6538 | 7.6538 | 7.6538 | 7.6538 | 7.6538 | 7.6538 | 7.6538 | 7.6538 | 7.6538 | 7.6538 | 7.6538
F2_Industrial_Stone, Clay, and Glass_Existing_Process_Natural Gas_Gas Boiler - Hot Water Reset_A_Technical Potential | F2 | Industrial | Stone, Clay, and Glass | Existing | Process | Natural Gas | Gas Boiler - Hot Water Reset | A | Original Unit Summer Peak Savings (kW) | Technical Potential | 0 | 0 | 0 | 0 | 0 | 0 | 0 | 0 | 0 | 0 | 0 | 0 | 0 | 0 | 0 | 0 | 0 | 0 | 0 | 0 | 0 | 0
F3_Industrial_Stone, Clay, and Glass_Existing_Process_Natural Gas_Gas Boiler - Hot Water Reset_A_Technical Potential | F3 | Industrial | Stone, Clay, and Glass | Existing | Process | Natural Gas | Gas Boiler - Hot Water Reset | A | Original Unit Winter Peak Savings (kW) | Technical Potential | 0 | 0 | 0 | 0 | 0 | 0 | 0 | 0 | 0 | 0 | 0 | 0 | 0 | 0 | 0 | 0 | 0 | 0 | 0 | 0 | 0 | 0
F4_Industrial_Stone, Clay, and Glass_Existing_Process_Natural Gas_Gas Boiler - Hot Water Reset_A_Technical Potential | F4 | Industrial | Stone, Clay, and Glass | Existing | Process | Natural Gas | Gas Boiler - Hot Water Reset | A | Standalone Impact on Baseline Energy (%) | Technical Potential | 0% | 0% | 0.001461% | 0.003281% | 0.005534% | 0.008179% | 0.01123% | 0.01483% | 0.01881% | 0.02295% | 0.02694% | 0.0305% | 0.03342% | 0.03559% | 0.03713% | 0.03823% | 0.03908% | 0.03984% | 0.04056% | 0.04127% | 0.042% | 0.04274%
F5_Industrial_Stone, Clay, and Glass_Existing_Process_Natural Gas_Gas Boiler - Hot Water Reset_A_Technical Potential | F5 | Industrial | Stone, Clay, and Glass | Existing | Process | Natural Gas | Gas Boiler - Hot Water Reset | A | Standalone Impact on Baseline Summer Peak (%) | Technical Potential | bar: 2019 to 2040
F6_Industrial_Stone, Clay, and Glass_Existing_Process_Natural Gas_Gas Boiler - Hot Water Reset_A_Technical Potential | F6 | Industrial | Stone, Clay, and Glass | Existing | Process | Natural Gas | Gas Boiler - Hot Water Reset | A | Standalone Impact on Baseline Winter Peak (%) | Technical Potential | bar: 2019 to 2040
F7_Industrial_Stone, Clay, and Glass_Existing_Process_Natural Gas_Gas Boiler - Hot Water Reset_A_Technical Potential | F7 | Industrial | Stone, Clay, and Glass | Existing | Process | Natural Gas | Gas Boiler - Hot Water Reset | A | Incremental Energy Savings (MWh or mTherms) | Technical Potential | 0 | 0 | 0.028048 | 0.033845 | 0.040702 | 0.046434 | 0.052051 | 0.059804 | 0.064475 | 0.06473 | 0.059949 | 0.050643 | 0.038514 | 0.02505 | 0.014294 | 0.0067638 | 0.0028122 | 0.001005 | 0.00030851 | 6.6081e-05 | 1.0675e-05 | 1.2592e-06
F8_Industrial_Stone, Clay, and Glass_Existing_Process_Natural Gas_Gas Boiler - Hot Water Reset_A_Technical Potential | F8 | Industrial | Stone, Clay, and Glass | Existing | Process | Natural Gas | Gas Boiler - Hot Water Reset | A | Incremental Summer Peak Savings (MW) | Technical Potential | 0 | 0 | 0 | 0 | 0 | 0 | 0 | 0 | 0 | 0 | 0 | 0 | 0 | 0 | 0 | 0 | 0 | 0 | 0 | 0 | 0 | 0
F9_Industrial_Stone, Clay, and Glass_Existing_Process_Natural Gas_Gas Boiler - Hot Water Reset_A_Technical Potential | F9 | Industrial | Stone, Clay, and Glass | Existing | Process | Natural Gas | Gas Boiler - Hot Water Reset | A | Incremental Winter Peak Savings (MW) | Technical Potential | 0 | 0 | 0 | 0 | 0 | 0 | 0 | 0 | 0 | 0 | 0 | 0 | 0 | 0 | 0 | 0 | 0 | 0 | 0 | 0 | 0 | 0
F10_Industrial_Stone, Clay, and Glass_Existing_Process_Natural Gas_Gas Boiler - Hot Water Reset_A_Technical Potential | F10 | Industrial | Stone, Clay, and Glass | Existing | Process | Natural Gas | Gas Boiler - Hot Water Reset | A | Cumulative Energy Savings (MWh or mTherms) | Technical Potential | 0 | 0 | 0.028048 | 0.061893 | 0.1026 | 0.14903 | 0.20108 | 0.26088 | 0.32536 | 0.39009 | 0.45004 | 0.50068 | 0.5392 | 0.56424 | 0.57854 | 0.5853 | 0.58812 | 0.58912 | 0.58943 | 0.58949 | 0.58951 | 0.58951
F11_Industrial_Stone, Clay, and Glass_Existing_Process_Natural Gas_Gas Boiler - Hot Water Reset_A_Technical Potential | F11 | Industrial | Stone, Clay, and Glass | Existing | Process | Natural Gas | Gas Boiler - Hot Water Reset | A | Cumulative Summer Peak Savings (MW) | Technical Potential | 0 | 0 | 0 | 0 | 0 | 0 | 0 | 0 | 0 | 0 | 0 | 0 | 0 | 0 | 0 | 0 | 0 | 0 | 0 | 0 | 0 | 0
F12_Industrial_Stone, Clay, and Glass_Existing_Process_Natural Gas_Gas Boiler - Hot Water Reset_A_Technical Potential | F12 | Industrial | Stone, Clay, and Glass | Existing | Process | Natural Gas | Gas Boiler - Hot Water Reset | A | Cumulative Winter Peak Savings (MW) | Technical Potential | 0 | 0 | 0 | 0 | 0 | 0 | 0 | 0 | 0 | 0 | 0 | 0 | 0 | 0 | 0 | 0 | 0 | 0 | 0 | 0 | 0 | 0
F13_Industrial_Stone, Clay, and Glass_Existing_Process_Natural Gas_Gas Boiler - Hot Water Reset_A_Technical Potential | F13 | Industrial | Stone, Clay, and Glass | Existing | Process | Natural Gas | Gas Boiler - Hot Water Reset | A | Purchases (Incremental) | Technical Potential | 0 | 0 | 3.6646 | 4.422 | 5.3179 | 6.0668 | 6.8006 | 7.8137 | 8.4239 | 8.4573 | 7.8325 | 6.6167 | 5.032 | 3.2728 | 1.8676 | 0.88371 | 0.36743 | 0.13131 | 0.040307 | 0.0086337 | 0.0013947 | 0.00016452
F14_Industrial_Stone, Clay, and Glass_Existing_Process_Natural Gas_Gas Boiler - Hot Water Reset_A_Technical Potential | F14 | Industrial | Stone, Clay, and Glass | Existing | Process | Natural Gas | Gas Boiler - Hot Water Reset | A | Purchases (Cumulative) | Technical Potential | 0 | 0 | 3.6646 | 8.0865 | 13.4044 | 19.4712 | 26.2718 | 34.0855 | 42.5094 | 50.9667 | 58.7992 | 65.4159 | 70.4478 | 73.7207 | 75.5883 | 76.472 | 76.8394 | 76.9707 | 77.011 | 77.0197 | 77.0211 | 77.0212
F1_Industrial_Stone, Clay, and Glass_Existing_Space Heating_Natural Gas_Steam Trap Maintenance_A_Technical Potential | F1 | Industrial | Stone, Clay, and Glass | Existing | Space Heating | Natural Gas | Steam Trap Maintenance | A | Original Unit Energy Savings (kWh or therms) | Technical Potential | 0 | 0 | 9.1261 | 9.1032 | 9.0808 | 9.0589 | 9.0375 | 9.0168 | 8.9967 | 8.9773 | 8.9587 | 8.9407 | 8.9236 | 8.9073 | 8.8918 | 8.8771 | 8.8633 | 8.8503 | 8.8383 | 8.8271 | 8.8169 | 8.8076
F2_Industrial_Stone, Clay, and Glass_Existing_Space Heating_Natural Gas_Steam Trap Maintenance_A_Technical Potential | F2 | Industrial | Stone, Clay, and Glass | Existing | Space Heating | Natural Gas | Steam Trap Maintenance | A | Original Unit Summer Peak Savings (kW) | Technical Potential | 0 | 0 | 0 | 0 | 0 | 0 | 0 | 0 | 0 | 0 | 0 | 0 | 0 | 0 | 0 | 0 | 0 | 0 | 0 | 0 | 0 | 0
F3_Industrial_Stone, Clay, and Glass_Existing_Space Heating_Natural Gas_Steam Trap Maintenance_A_Technical Potential | F3 | Industrial | Stone, Clay, and Glass | Existing | Space Heating | Natural Gas | Steam Trap Maintenance | A | Original Unit Winter Peak Savings (kW) | Technical Potential | 0 | 0 | 0 | 0 | 0 | 0 | 0 | 0 | 0 | 0 | 0 | 0 | 0 | 0 | 0 | 0 | 0 | 0 | 0 | 0 | 0 | 0
F4_Industrial_Stone, Clay, and Glass_Existing_Space Heating_Natural Gas_Steam Trap Maintenance_A_Technical Potential | F4 | Industrial | Stone, Clay, and Glass | Existing | Space Heating | Natural Gas | Steam Trap Maintenance | A | Standalone Impact on Baseline Energy (%) | Technical Potential | 0% | 0% | 0.001717% | 0.003464% | 0.005241% | 0.007049% | 0.008889% | 0.01076% | 0.01267% | 0.0146% | 0.01658% | 0.01858% | 0.02062% | 0.0227% | 0.02481% | 0.02695% | 0.02914% | 0.03136% | 0.03362% | 0.03592% | 0.03826% | 0.04065%
F5_Industrial_Stone, Clay, and Glass_Existing_Space Heating_Natural Gas_Steam Trap Maintenance_A_Technical Potential | F5 | Industrial | Stone, Clay, and Glass | Existing | Space Heating | Natural Gas | Steam Trap Maintenance | A | Standalone Impact on Baseline Summer Peak (%) | Technical Potential | bar: 2019 to 2040
F6_Industrial_Stone, Clay, and Glass_Existing_Space Heating_Natural Gas_Steam Trap Maintenance_A_Technical Potential | F6 | Industrial | Stone, Clay, and Glass | Existing | Space Heating | Natural Gas | Steam Trap Maintenance | A | Standalone Impact on Baseline Winter Peak (%) | Technical Potential | bar: 2019 to 2040
F7_Industrial_Stone, Clay, and Glass_Existing_Space Heating_Natural Gas_Steam Trap Maintenance_A_Technical Potential | F7 | Industrial | Stone, Clay, and Glass | Existing | Space Heating | Natural Gas | Steam Trap Maintenance | A | Incremental Energy Savings (MWh or mTherms) | Technical Potential | 0 | 0 | 0.0016836 | 0.0016504 | 0.001618 | 0.0015862 | 0.0015552 | 0.0015249 | 0.0014953 | 0.0014663 | 0.001438 | 0.0014104 | 0.0013834 | 0.0013571 | 0.0013314 | 0.0013063 | 0.0012817 | 0.0012578 | 0.0012344 | 0.0012116 | 0.0011894 | 0.0011676
F8_Industrial_Stone, Clay, and Glass_Existing_Space Heating_Natural Gas_Steam Trap Maintenance_A_Technical Potential | F8 | Industrial | Stone, Clay, and Glass | Existing | Space Heating | Natural Gas | Steam Trap Maintenance | A | Incremental Summer Peak Savings (MW) | Technical Potential | 0 | 0 | 0 | 0 | 0 | 0 | 0 | 0 | 0 | 0 | 0 | 0 | 0 | 0 | 0 | 0 | 0 | 0 | 0 | 0 | 0 | 0
F9_Industrial_Stone, Clay, and Glass_Existing_Space Heating_Natural Gas_Steam Trap Maintenance_A_Technical Potential | F9 | Industrial | Stone, Clay, and Glass | Existing | Space Heating | Natural Gas | Steam Trap Maintenance | A | Incremental Winter Peak Savings (MW) | Technical Potential | 0 | 0 | 0 | 0 | 0 | 0 | 0 | 0 | 0 | 0 | 0 | 0 | 0 | 0 | 0 | 0 | 0 | 0 | 0 | 0 | 0 | 0
F10_Industrial_Stone, Clay, and Glass_Existing_Space Heating_Natural Gas_Steam Trap Maintenance_A_Technical Potential | F10 | Industrial | Stone, Clay, and Glass | Existing | Space Heating | Natural Gas | Steam Trap Maintenance | A | Cumulative Energy Savings (MWh or mTherms) | Technical Potential | 0 | 0 | 0.0016836 | 0.0033298 | 0.0049395 | 0.0065138 | 0.0080537 | 0.0095601 | 0.011034 | 0.012477 | 0.013889 | 0.015271 | 0.016626 | 0.017952 | 0.019252 | 0.020527 | 0.021777 | 0.023003 | 0.024206 | 0.025387 | 0.026547 | 0.027686
F11_Industrial_Stone, Clay, and Glass_Existing_Space Heating_Natural Gas_Steam Trap Maintenance_A_Technical Potential | F11 | Industrial | Stone, Clay, and Glass | Existing | Space Heating | Natural Gas | Steam Trap Maintenance | A | Cumulative Summer Peak Savings (MW) | Technical Potential | 0 | 0 | 0 | 0 | 0 | 0 | 0 | 0 | 0 | 0 | 0 | 0 | 0 | 0 | 0 | 0 | 0 | 0 | 0 | 0 | 0 | 0
F12_Industrial_Stone, Clay, and Glass_Existing_Space Heating_Natural Gas_Steam Trap Maintenance_A_Technical Potential | F12 | Industrial | Stone, Clay, and Glass | Existing | Space Heating | Natural Gas | Steam Trap Maintenance | A | Cumulative Winter Peak Savings (MW) | Technical Potential | 0 | 0 | 0 | 0 | 0 | 0 | 0 | 0 | 0 | 0 | 0 | 0 | 0 | 0 | 0 | 0 | 0 | 0 | 0 | 0 | 0 | 0
F13_Industrial_Stone, Clay, and Glass_Existing_Space Heating_Natural Gas_Steam Trap Maintenance_A_Technical Potential | F13 | Industrial | Stone, Clay, and Glass | Existing | Space Heating | Natural Gas | Steam Trap Maintenance | A | Purchases (Incremental) | Technical Potential | 0 | 0 | 0.18448 | 0.1813 | 0.17817 | 0.1751 | 0.17208 | 0.16912 | 0.1662 | 0.16334 | 0.16052 | 0.15775 | 0.15503 | 0.15236 | 0.14973 | 0.14715 | 0.14461 | 0.14212 | 0.13967 | 0.13726 | 0.13489 | 0.13257
F14_Industrial_Stone, Clay, and Glass_Existing_Space Heating_Natural Gas_Steam Trap Maintenance_A_Technical Potential | F14 | Industrial | Stone, Clay, and Glass | Existing | Space Heating | Natural Gas | Steam Trap Maintenance | A | Purchases (Cumulative) | Technical Potential | 0 | 0 | 0.18448 | 0.36578 | 0.54396 | 0.71906 | 0.89114 | 1.0603 | 1.2265 | 1.3898 | 1.5503 | 1.7081 | 1.8631 | 2.0155 | 2.1652 | 2.3123 | 2.4569 | 2.5991 | 2.7387 | 2.876 | 3.0109 | 3.1435
F1_Industrial_Stone, Clay, and Glass_Existing_Process_Natural Gas_Steam Trap Maintenance_A_Technical Potential | F1 | Industrial | Stone, Clay, and Glass | Existing | Process | Natural Gas | Steam Trap Maintenance | A | Original Unit Energy Savings (kWh or therms) | Technical Potential | 0 | 0 | 5.4079 | 5.4079 | 5.4079 | 5.4079 | 5.4079 | 5.4079 | 5.4079 | 5.4079 | 5.4079 | 5.4079 | 5.4079 | 5.4079 | 5.4079 | 5.4079 | 5.4079 | 5.4079 | 5.4079 | 5.4079 | 5.4079 | 5.4079
F2_Industrial_Stone, Clay, and Glass_Existing_Process_Natural Gas_Steam Trap Maintenance_A_Technical Potential | F2 | Industrial | Stone, Clay, and Glass | Existing | Process | Natural Gas | Steam Trap Maintenance | A | Original Unit Summer Peak Savings (kW) | Technical Potential | 0 | 0 | 0 | 0 | 0 | 0 | 0 | 0 | 0 | 0 | 0 | 0 | 0 | 0 | 0 | 0 | 0 | 0 | 0 | 0 | 0 | 0
F3_Industrial_Stone, Clay, and Glass_Existing_Process_Natural Gas_Steam Trap Maintenance_A_Technical Potential | F3 | Industrial | Stone, Clay, and Glass | Existing | Process | Natural Gas | Steam Trap Maintenance | A | Original Unit Winter Peak Savings (kW) | Technical Potential | 0 | 0 | 0 | 0 | 0 | 0 | 0 | 0 | 0 | 0 | 0 | 0 | 0 | 0 | 0 | 0 | 0 | 0 | 0 | 0 | 0 | 0
F4_Industrial_Stone, Clay, and Glass_Existing_Process_Natural Gas_Steam Trap Maintenance_A_Technical Potential | F4 | Industrial | Stone, Clay, and Glass | Existing | Process | Natural Gas | Steam Trap Maintenance | A | Standalone Impact on Baseline Energy (%) | Technical Potential | 0% | 0% | 0.0005762% | 0.001163% | 0.001759% | 0.002366% | 0.002984% | 0.003613% | 0.004252% | 0.004903% | 0.005565% | 0.006239% | 0.006925% | 0.007622% | 0.008332% | 0.009055% | 0.00979% | 0.01054% | 0.0113% | 0.01207% | 0.01286% | 0.01366%
F5_Industrial_Stone, Clay, and Glass_Existing_Process_Natural Gas_Steam Trap Maintenance_A_Technical Potential | F5 | Industrial | Stone, Clay, and Glass | Existing | Process | Natural Gas | Steam Trap Maintenance | A | Standalone Impact on Baseline Summer Peak (%) | Technical Potential | bar: 2019 to 2040
F6_Industrial_Stone, Clay, and Glass_Existing_Process_Natural Gas_Steam Trap Maintenance_A_Technical Potential | F6 | Industrial | Stone, Clay, and Glass | Existing | Process | Natural Gas | Steam Trap Maintenance | A | Standalone Impact on Baseline Winter Peak (%) | Technical Potential | bar: 2019 to 2040
F7_Industrial_Stone, Clay, and Glass_Existing_Process_Natural Gas_Steam Trap Maintenance_A_Technical Potential | F7 | Industrial | Stone, Clay, and Glass | Existing | Process | Natural Gas | Steam Trap Maintenance | A | Incremental Energy Savings (MWh or mTherms) | Technical Potential | 0 | 0 | 0.011061 | 0.01087 | 0.010683 | 0.010499 | 0.010318 | 0.01014 | 0.009965 | 0.0097931 | 0.0096243 | 0.0094584 | 0.0092953 | 0.009135 | 0.0089775 | 0.0088227 | 0.0086706 | 0.0085211 | 0.0083742 | 0.0082298 | 0.0080879 | 0.0079485
F8_Industrial_Stone, Clay, and Glass_Existing_Process_Natural Gas_Steam Trap Maintenance_A_Technical Potential | F8 | Industrial | Stone, Clay, and Glass | Existing | Process | Natural Gas | Steam Trap Maintenance | A | Incremental Summer Peak Savings (MW) | Technical Potential | 0 | 0 | 0 | 0 | 0 | 0 | 0 | 0 | 0 | 0 | 0 | 0 | 0 | 0 | 0 | 0 | 0 | 0 | 0 | 0 | 0 | 0
F9_Industrial_Stone, Clay, and Glass_Existing_Process_Natural Gas_Steam Trap Maintenance_A_Technical Potential | F9 | Industrial | Stone, Clay, and Glass | Existing | Process | Natural Gas | Steam Trap Maintenance | A | Incremental Winter Peak Savings (MW) | Technical Potential | 0 | 0 | 0 | 0 | 0 | 0 | 0 | 0 | 0 | 0 | 0 | 0 | 0 | 0 | 0 | 0 | 0 | 0 | 0 | 0 | 0 | 0
F10_Industrial_Stone, Clay, and Glass_Existing_Process_Natural Gas_Steam Trap Maintenance_A_Technical Potential | F10 | Industrial | Stone, Clay, and Glass | Existing | Process | Natural Gas | Steam Trap Maintenance | A | Cumulative Energy Savings (MWh or mTherms) | Technical Potential | 0 | 0 | 0.011061 | 0.021931 | 0.032614 | 0.043113 | 0.05343 | 0.06357 | 0.073535 | 0.083328 | 0.092953 | 0.10241 | 0.11171 | 0.12084 | 0.12982 | 0.13864 | 0.14731 | 0.15583 | 0.16421 | 0.17244 | 0.18053 | 0.18847
F11_Industrial_Stone, Clay, and Glass_Existing_Process_Natural Gas_Steam Trap Maintenance_A_Technical Potential | F11 | Industrial | Stone, Clay, and Glass | Existing | Process | Natural Gas | Steam Trap Maintenance | A | Cumulative Summer Peak Savings (MW) | Technical Potential | 0 | 0 | 0 | 0 | 0 | 0 | 0 | 0 | 0 | 0 | 0 | 0 | 0 | 0 | 0 | 0 | 0 | 0 | 0 | 0 | 0 | 0
F12_Industrial_Stone, Clay, and Glass_Existing_Process_Natural Gas_Steam Trap Maintenance_A_Technical Potential | F12 | Industrial | Stone, Clay, and Glass | Existing | Process | Natural Gas | Steam Trap Maintenance | A | Cumulative Winter Peak Savings (MW) | Technical Potential | 0 | 0 | 0 | 0 | 0 | 0 | 0 | 0 | 0 | 0 | 0 | 0 | 0 | 0 | 0 | 0 | 0 | 0 | 0 | 0 | 0 | 0
F13_Industrial_Stone, Clay, and Glass_Existing_Process_Natural Gas_Steam Trap Maintenance_A_Technical Potential | F13 | Industrial | Stone, Clay, and Glass | Existing | Process | Natural Gas | Steam Trap Maintenance | A | Purchases (Incremental) | Technical Potential | 0 | 0 | 2.0454 | 2.0101 | 1.9754 | 1.9414 | 1.9079 | 1.875 | 1.8427 | 1.8109 | 1.7797 | 1.749 | 1.7188 | 1.6892 | 1.6601 | 1.6315 | 1.6033 | 1.5757 | 1.5485 | 1.5218 | 1.4956 | 1.4698
F14_Industrial_Stone, Clay, and Glass_Existing_Process_Natural Gas_Steam Trap Maintenance_A_Technical Potential | F14 | Industrial | Stone, Clay, and Glass | Existing | Process | Natural Gas | Steam Trap Maintenance | A | Purchases (Cumulative) | Technical Potential | 0 | 0 | 2.0454 | 4.0554 | 6.0309 | 7.9722 | 9.8801 | 11.7551 | 13.5978 | 15.4087 | 17.1884 | 18.9374 | 20.6563 | 22.3455 | 24.0055 | 25.637 | 27.2403 | 28.816 | 30.3646 | 31.8864 | 33.382 | 34.8518
F1_Industrial_Stone, Clay, and Glass_Existing_Space Heating_Natural Gas_Gas Boiler - High Turndown_A_Technical Potential | F1 | Industrial | Stone, Clay, and Glass | Existing | Space Heating | Natural Gas | Gas Boiler - High Turndown | A | Original Unit Energy Savings (kWh or therms) | Technical Potential | 0 | 0 | 9.6872 | 9.6629 | 9.6391 | 9.6158 | 9.5932 | 9.5712 | 9.5499 | 9.5293 | 9.5095 | 9.4905 | 9.4723 | 9.4549 | 9.4385 | 9.4229 | 9.4082 | 9.3945 | 9.3817 | 9.3699 | 9.359 | 9.3492
F2_Industrial_Stone, Clay, and Glass_Existing_Space Heating_Natural Gas_Gas Boiler - High Turndown_A_Technical Potential | F2 | Industrial | Stone, Clay, and Glass | Existing | Space Heating | Natural Gas | Gas Boiler - High Turndown | A | Original Unit Summer Peak Savings (kW) | Technical Potential | 0 | 0 | 0 | 0 | 0 | 0 | 0 | 0 | 0 | 0 | 0 | 0 | 0 | 0 | 0 | 0 | 0 | 0 | 0 | 0 | 0 | 0
F3_Industrial_Stone, Clay, and Glass_Existing_Space Heating_Natural Gas_Gas Boiler - High Turndown_A_Technical Potential | F3 | Industrial | Stone, Clay, and Glass | Existing | Space Heating | Natural Gas | Gas Boiler - High Turndown | A | Original Unit Winter Peak Savings (kW) | Technical Potential | 0 | 0 | 0 | 0 | 0 | 0 | 0 | 0 | 0 | 0 | 0 | 0 | 0 | 0 | 0 | 0 | 0 | 0 | 0 | 0 | 0 | 0
F4_Industrial_Stone, Clay, and Glass_Existing_Space Heating_Natural Gas_Gas Boiler - High Turndown_A_Technical Potential | F4 | Industrial | Stone, Clay, and Glass | Existing | Space Heating | Natural Gas | Gas Boiler - High Turndown | A | Standalone Impact on Baseline Energy (%) | Technical Potential | 0% | 0% | 0.004984% | 0.01005% | 0.01521% | 0.02046% | 0.0258% | 0.03074% | 0.03486% | 0.03834% | 0.04131% | 0.04386% | 0.0461% | 0.04807% | 0.04985% | 0.05147% | 0.05297% | 0.05437% | 0.05532% | 0.05629% | 0.05727% | 0.05828%
F5_Industrial_Stone, Clay, and Glass_Existing_Space Heating_Natural Gas_Gas Boiler - High Turndown_A_Technical Potential | F5 | Industrial | Stone, Clay, and Glass | Existing | Space Heating | Natural Gas | Gas Boiler - High Turndown | A | Standalone Impact on Baseline Summer Peak (%) | Technical Potential | bar: 2019 to 2040
F6_Industrial_Stone, Clay, and Glass_Existing_Space Heating_Natural Gas_Gas Boiler - High Turndown_A_Technical Potential | F6 | Industrial | Stone, Clay, and Glass | Existing | Space Heating | Natural Gas | Gas Boiler - High Turndown | A | Standalone Impact on Baseline Winter Peak (%) | Technical Potential | bar: 2019 to 2040
F7_Industrial_Stone, Clay, and Glass_Existing_Space Heating_Natural Gas_Gas Boiler - High Turndown_A_Technical Potential | F7 | Industrial | Stone, Clay, and Glass | Existing | Space Heating | Natural Gas | Gas Boiler - High Turndown | A | Incremental Energy Savings (MWh or mTherms) | Technical Potential | 0 | 0 | 0.0048866 | 0.0047903 | 0.0046961 | 0.004604 | 0.004514 | 0.0039834 | 0.0031248 | 0.0024514 | 0.0019233 | 0.0015091 | 0.0011842 | 0.00092932 | 0.00072936 | 0.00057248 | 0.00044939 | 0.0003528 | 2.3616e-06 | 8.2786e-07 | 2.7704e-07 | 8.8687e-08
F8_Industrial_Stone, Clay, and Glass_Existing_Space Heating_Natural Gas_Gas Boiler - High Turndown_A_Technical Potential | F8 | Industrial | Stone, Clay, and Glass | Existing | Space Heating | Natural Gas | Gas Boiler - High Turndown | A | Incremental Summer Peak Savings (MW) | Technical Potential | 0 | 0 | 0 | 0 | 0 | 0 | 0 | 0 | 0 | 0 | 0 | 0 | 0 | 0 | 0 | 0 | 0 | 0 | 0 | 0 | 0 | 0
F9_Industrial_Stone, Clay, and Glass_Existing_Space Heating_Natural Gas_Gas Boiler - High Turndown_A_Technical Potential | F9 | Industrial | Stone, Clay, and Glass | Existing | Space Heating | Natural Gas | Gas Boiler - High Turndown | A | Incremental Winter Peak Savings (MW) | Technical Potential | 0 | 0 | 0 | 0 | 0 | 0 | 0 | 0 | 0 | 0 | 0 | 0 | 0 | 0 | 0 | 0 | 0 | 0 | 0 | 0 | 0 | 0
F10_Industrial_Stone, Clay, and Glass_Existing_Space Heating_Natural Gas_Gas Boiler - High Turndown_A_Technical Potential | F10 | Industrial | Stone, Clay, and Glass | Existing | Space Heating | Natural Gas | Gas Boiler - High Turndown | A | Cumulative Energy Savings (MWh or mTherms) | Technical Potential | 0 | 0 | 0.0048866 | 0.0096646 | 0.014337 | 0.018906 | 0.023376 | 0.027305 | 0.030369 | 0.032755 | 0.034611 | 0.036051 | 0.037166 | 0.038027 | 0.03869 | 0.039199 | 0.039587 | 0.039882 | 0.03983 | 0.039781 | 0.039735 | 0.039693
F11_Industrial_Stone, Clay, and Glass_Existing_Space Heating_Natural Gas_Gas Boiler - High Turndown_A_Technical Potential | F11 | Industrial | Stone, Clay, and Glass | Existing | Space Heating | Natural Gas | Gas Boiler - High Turndown | A | Cumulative Summer Peak Savings (MW) | Technical Potential | 0 | 0 | 0 | 0 | 0 | 0 | 0 | 0 | 0 | 0 | 0 | 0 | 0 | 0 | 0 | 0 | 0 | 0 | 0 | 0 | 0 | 0
F12_Industrial_Stone, Clay, and Glass_Existing_Space Heating_Natural Gas_Gas Boiler - High Turndown_A_Technical Potential | F12 | Industrial | Stone, Clay, and Glass | Existing | Space Heating | Natural Gas | Gas Boiler - High Turndown | A | Cumulative Winter Peak Savings (MW) | Technical Potential | 0 | 0 | 0 | 0 | 0 | 0 | 0 | 0 | 0 | 0 | 0 | 0 | 0 | 0 | 0 | 0 | 0 | 0 | 0 | 0 | 0 | 0
F13_Industrial_Stone, Clay, and Glass_Existing_Space Heating_Natural Gas_Gas Boiler - High Turndown_A_Technical Potential | F13 | Industrial | Stone, Clay, and Glass | Existing | Space Heating | Natural Gas | Gas Boiler - High Turndown | A | Purchases (Incremental) | Technical Potential | 0 | 0 | 0.50444 | 0.49574 | 0.48719 | 0.47879 | 0.47054 | 0.41618 | 0.32721 | 0.25725 | 0.20225 | 0.15901 | 0.12502 | 0.098289 | 0.077276 | 0.060755 | 0.047766 | 0.037554 | 0.00025173 | 8.8353e-05 | 2.9601e-05 | 9.4861e-06
F14_Industrial_Stone, Clay, and Glass_Existing_Space Heating_Natural Gas_Gas Boiler - High Turndown_A_Technical Potential | F14 | Industrial | Stone, Clay, and Glass | Existing | Space Heating | Natural Gas | Gas Boiler - High Turndown | A | Purchases (Cumulative) | Technical Potential | 0 | 0 | 0.50444 | 1.0002 | 1.4874 | 1.9662 | 2.4367 | 2.8529 | 3.1801 | 3.4373 | 3.6396 | 3.7986 | 3.9236 | 4.0219 | 4.0992 | 4.16 | 4.2077 | 4.2453 | 4.2455 | 4.2456 | 4.2456 | 4.2456
F1_Industrial_Stone, Clay, and Glass_Existing_Process_Natural Gas_Gas Boiler - High Turndown_A_Technical Potential | F1 | Industrial | Stone, Clay, and Glass | Existing | Process | Natural Gas | Gas Boiler - High Turndown | A | Original Unit Energy Savings (kWh or therms) | Technical Potential | 0 | 0 | 5.7404 | 5.7404 | 5.7404 | 5.7404 | 5.7404 | 5.7404 | 5.7404 | 5.7404 | 5.7404 | 5.7404 | 5.7404 | 5.7404 | 5.7404 | 5.7404 | 5.7404 | 5.7404 | 5.7404 | 5.7404 | 5.7404 | 5.7404
F2_Industrial_Stone, Clay, and Glass_Existing_Process_Natural Gas_Gas Boiler - High Turndown_A_Technical Potential | F2 | Industrial | Stone, Clay, and Glass | Existing | Process | Natural Gas | Gas Boiler - High Turndown | A | Original Unit Summer Peak Savings (kW) | Technical Potential | 0 | 0 | 0 | 0 | 0 | 0 | 0 | 0 | 0 | 0 | 0 | 0 | 0 | 0 | 0 | 0 | 0 | 0 | 0 | 0 | 0 | 0
F3_Industrial_Stone, Clay, and Glass_Existing_Process_Natural Gas_Gas Boiler - High Turndown_A_Technical Potential | F3 | Industrial | Stone, Clay, and Glass | Existing | Process | Natural Gas | Gas Boiler - High Turndown | A | Original Unit Winter Peak Savings (kW) | Technical Potential | 0 | 0 | 0 | 0 | 0 | 0 | 0 | 0 | 0 | 0 | 0 | 0 | 0 | 0 | 0 | 0 | 0 | 0 | 0 | 0 | 0 | 0
F4_Industrial_Stone, Clay, and Glass_Existing_Process_Natural Gas_Gas Boiler - High Turndown_A_Technical Potential | F4 | Industrial | Stone, Clay, and Glass | Existing | Process | Natural Gas | Gas Boiler - High Turndown | A | Standalone Impact on Baseline Energy (%) | Technical Potential | 0% | 0% | 0.001672% | 0.003374% | 0.005106% | 0.006868% | 0.008661% | 0.01032% | 0.0117% | 0.01287% | 0.01387% | 0.01473% | 0.01548% | 0.01615% | 0.01674% | 0.01729% | 0.0178% | 0.01827% | 0.01859% | 0.01892% | 0.01925% | 0.01959%
F5_Industrial_Stone, Clay, and Glass_Existing_Process_Natural Gas_Gas Boiler - High Turndown_A_Technical Potential | F5 | Industrial | Stone, Clay, and Glass | Existing | Process | Natural Gas | Gas Boiler - High Turndown | A | Standalone Impact on Baseline Summer Peak (%) | Technical Potential | bar: 2019 to 2040
F6_Industrial_Stone, Clay, and Glass_Existing_Process_Natural Gas_Gas Boiler - High Turndown_A_Technical Potential | F6 | Industrial | Stone, Clay, and Glass | Existing | Process | Natural Gas | Gas Boiler - High Turndown | A | Standalone Impact on Baseline Winter Peak (%) | Technical Potential | bar: 2019 to 2040
F7_Industrial_Stone, Clay, and Glass_Existing_Process_Natural Gas_Gas Boiler - High Turndown_A_Technical Potential | F7 | Industrial | Stone, Clay, and Glass | Existing | Process | Natural Gas | Gas Boiler - High Turndown | A | Incremental Energy Savings (MWh or mTherms) | Technical Potential | 0 | 0 | 0.032104 | 0.031551 | 0.031007 | 0.030472 | 0.029947 | 0.026487 | 0.020825 | 0.016372 | 0.012872 | 0.01012 | 0.0079566 | 0.0062555 | 0.0049181 | 0.0038667 | 0.00304 | 0.0023901 | 1.6021e-05 | 5.6231e-06 | 1.8839e-06 | 6.0373e-07
F8_Industrial_Stone, Clay, and Glass_Existing_Process_Natural Gas_Gas Boiler - High Turndown_A_Technical Potential | F8 | Industrial | Stone, Clay, and Glass | Existing | Process | Natural Gas | Gas Boiler - High Turndown | A | Incremental Summer Peak Savings (MW) | Technical Potential | 0 | 0 | 0 | 0 | 0 | 0 | 0 | 0 | 0 | 0 | 0 | 0 | 0 | 0 | 0 | 0 | 0 | 0 | 0 | 0 | 0 | 0
F9_Industrial_Stone, Clay, and Glass_Existing_Process_Natural Gas_Gas Boiler - High Turndown_A_Technical Potential | F9 | Industrial | Stone, Clay, and Glass | Existing | Process | Natural Gas | Gas Boiler - High Turndown | A | Incremental Winter Peak Savings (MW) | Technical Potential | 0 | 0 | 0 | 0 | 0 | 0 | 0 | 0 | 0 | 0 | 0 | 0 | 0 | 0 | 0 | 0 | 0 | 0 | 0 | 0 | 0 | 0
F10_Industrial_Stone, Clay, and Glass_Existing_Process_Natural Gas_Gas Boiler - High Turndown_A_Technical Potential | F10 | Industrial | Stone, Clay, and Glass | Existing | Process | Natural Gas | Gas Boiler - High Turndown | A | Cumulative Energy Savings (MWh or mTherms) | Technical Potential | 0 | 0 | 0.032104 | 0.063655 | 0.094662 | 0.12513 | 0.15508 | 0.18157 | 0.20239 | 0.21877 | 0.23164 | 0.24176 | 0.24971 | 0.25597 | 0.26089 | 0.26475 | 0.26779 | 0.27019 | 0.2702 | 0.27021 | 0.27021 | 0.27021
F11_Industrial_Stone, Clay, and Glass_Existing_Process_Natural Gas_Gas Boiler - High Turndown_A_Technical Potential | F11 | Industrial | Stone, Clay, and Glass | Existing | Process | Natural Gas | Gas Boiler - High Turndown | A | Cumulative Summer Peak Savings (MW) | Technical Potential | 0 | 0 | 0 | 0 | 0 | 0 | 0 | 0 | 0 | 0 | 0 | 0 | 0 | 0 | 0 | 0 | 0 | 0 | 0 | 0 | 0 | 0
F12_Industrial_Stone, Clay, and Glass_Existing_Process_Natural Gas_Gas Boiler - High Turndown_A_Technical Potential | F12 | Industrial | Stone, Clay, and Glass | Existing | Process | Natural Gas | Gas Boiler - High Turndown | A | Cumulative Winter Peak Savings (MW) | Technical Potential | 0 | 0 | 0 | 0 | 0 | 0 | 0 | 0 | 0 | 0 | 0 | 0 | 0 | 0 | 0 | 0 | 0 | 0 | 0 | 0 | 0 | 0
F13_Industrial_Stone, Clay, and Glass_Existing_Process_Natural Gas_Gas Boiler - High Turndown_A_Technical Potential | F13 | Industrial | Stone, Clay, and Glass | Existing | Process | Natural Gas | Gas Boiler - High Turndown | A | Purchases (Incremental) | Technical Potential | 0 | 0 | 5.5927 | 5.4963 | 5.4015 | 5.3084 | 5.2169 | 4.6143 | 3.6278 | 2.8522 | 2.2424 | 1.763 | 1.3861 | 1.0897 | 0.85676 | 0.67359 | 0.52958 | 0.41636 | 0.0027909 | 0.00097958 | 0.00032819 | 0.00010517
F14_Industrial_Stone, Clay, and Glass_Existing_Process_Natural Gas_Gas Boiler - High Turndown_A_Technical Potential | F14 | Industrial | Stone, Clay, and Glass | Existing | Process | Natural Gas | Gas Boiler - High Turndown | A | Purchases (Cumulative) | Technical Potential | 0 | 0 | 5.5927 | 11.089 | 16.4906 | 21.799 | 27.0159 | 31.6302 | 35.2579 | 38.1101 | 40.3525 | 42.1155 | 43.5015 | 44.5913 | 45.448 | 46.1216 | 46.6512 | 47.0676 | 47.0703 | 47.0713 | 47.0717 | 47.0718
F1_Industrial_Stone, Clay, and Glass_Existing_Space Heating_Natural Gas_Gas Boiler - Burner Control Optimization_A_Technical Potential | F1 | Industrial | Stone, Clay, and Glass | Existing | Space Heating | Natural Gas | Gas Boiler - Burner Control Optimization | A | Original Unit Energy Savings (kWh or therms) | Technical Potential | 0 | 0 | 2.8093 | 2.8022 | 2.7953 | 2.7886 | 2.782 | 2.7756 | 2.7695 | 2.7635 | 2.7577 | 2.7522 | 2.747 | 2.7419 | 2.7372 | 2.7326 | 2.7284 | 2.7244 | 2.7207 | 2.7173 | 2.7141 | 2.7113
F2_Industrial_Stone, Clay, and Glass_Existing_Space Heating_Natural Gas_Gas Boiler - Burner Control Optimization_A_Technical Potential | F2 | Industrial | Stone, Clay, and Glass | Existing | Space Heating | Natural Gas | Gas Boiler - Burner Control Optimization | A | Original Unit Summer Peak Savings (kW) | Technical Potential | 0 | 0 | 0 | 0 | 0 | 0 | 0 | 0 | 0 | 0 | 0 | 0 | 0 | 0 | 0 | 0 | 0 | 0 | 0 | 0 | 0 | 0
F3_Industrial_Stone, Clay, and Glass_Existing_Space Heating_Natural Gas_Gas Boiler - Burner Control Optimization_A_Technical Potential | F3 | Industrial | Stone, Clay, and Glass | Existing | Space Heating | Natural Gas | Gas Boiler - Burner Control Optimization | A | Original Unit Winter Peak Savings (kW) | Technical Potential | 0 | 0 | 0 | 0 | 0 | 0 | 0 | 0 | 0 | 0 | 0 | 0 | 0 | 0 | 0 | 0 | 0 | 0 | 0 | 0 | 0 | 0
F4_Industrial_Stone, Clay, and Glass_Existing_Space Heating_Natural Gas_Gas Boiler - Burner Control Optimization_A_Technical Potential | F4 | Industrial | Stone, Clay, and Glass | Existing | Space Heating | Natural Gas | Gas Boiler - Burner Control Optimization | A | Standalone Impact on Baseline Energy (%) | Technical Potential | 0% | 0% | 0.0003899% | 0.001009% | 0.002253% | 0.004436% | 0.00785% | 0.01266% | 0.01882% | 0.02608% | 0.03401% | 0.04206% | 0.04976% | 0.05673% | 0.06273% | 0.06773% | 0.07178% | 0.07504% | 0.07769% | 0.0799% | 0.08182% | 0.08361%
F5_Industrial_Stone, Clay, and Glass_Existing_Space Heating_Natural Gas_Gas Boiler - Burner Control Optimization_A_Technical Potential | F5 | Industrial | Stone, Clay, and Glass | Existing | Space Heating | Natural Gas | Gas Boiler - Burner Control Optimization | A | Standalone Impact on Baseline Summer Peak (%) | Technical Potential | bar: 2019 to 2040
F6_Industrial_Stone, Clay, and Glass_Existing_Space Heating_Natural Gas_Gas Boiler - Burner Control Optimization_A_Technical Potential | F6 | Industrial | Stone, Clay, and Glass | Existing | Space Heating | Natural Gas | Gas Boiler - Burner Control Optimization | A | Standalone Impact on Baseline Winter Peak (%) | Technical Potential | bar: 2019 to 2040
F7_Industrial_Stone, Clay, and Glass_Existing_Space Heating_Natural Gas_Gas Boiler - Burner Control Optimization_A_Technical Potential | F7 | Industrial | Stone, Clay, and Glass | Existing | Space Heating | Natural Gas | Gas Boiler - Burner Control Optimization | A | Incremental Energy Savings (MWh or mTherms) | Technical Potential | 0 | 0 | 0.00038227 | 0.00058905 | 0.0011549 | 0.0019815 | 0.0030221 | 0.0041484 | 0.0051772 | 0.0059232 | 0.0062558 | 0.0061356 | 0.0056171 | 0.0048213 | 0.0038953 | 0.0029725 | 0.0021492 | 0.0014763 | 0.00096592 | 0.00060332 | 0.00036049 | 0.00023962
F8_Industrial_Stone, Clay, and Glass_Existing_Space Heating_Natural Gas_Gas Boiler - Burner Control Optimization_A_Technical Potential | F8 | Industrial | Stone, Clay, and Glass | Existing | Space Heating | Natural Gas | Gas Boiler - Burner Control Optimization | A | Incremental Summer Peak Savings (MW) | Technical Potential | 0 | 0 | 0 | 0 | 0 | 0 | 0 | 0 | 0 | 0 | 0 | 0 | 0 | 0 | 0 | 0 | 0 | 0 | 0 | 0 | 0 | 0
F9_Industrial_Stone, Clay, and Glass_Existing_Space Heating_Natural Gas_Gas Boiler - Burner Control Optimization_A_Technical Potential | F9 | Industrial | Stone, Clay, and Glass | Existing | Space Heating | Natural Gas | Gas Boiler - Burner Control Optimization | A | Incremental Winter Peak Savings (MW) | Technical Potential | 0 | 0 | 0 | 0 | 0 | 0 | 0 | 0 | 0 | 0 | 0 | 0 | 0 | 0 | 0 | 0 | 0 | 0 | 0 | 0 | 0 | 0
F10_Industrial_Stone, Clay, and Glass_Existing_Space Heating_Natural Gas_Gas Boiler - Burner Control Optimization_A_Technical Potential | F10 | Industrial | Stone, Clay, and Glass | Existing | Space Heating | Natural Gas | Gas Boiler - Burner Control Optimization | A | Cumulative Energy Savings (MWh or mTherms) | Technical Potential | 0 | 0 | 0.00038227 | 0.00097037 | 0.0021229 | 0.0040993 | 0.0071117 | 0.011244 | 0.016396 | 0.022284 | 0.028493 | 0.034572 | 0.040123 | 0.044871 | 0.048688 | 0.05158 | 0.053649 | 0.055047 | 0.055938 | 0.056471 | 0.056766 | 0.056945
F11_Industrial_Stone, Clay, and Glass_Existing_Space Heating_Natural Gas_Gas Boiler - Burner Control Optimization_A_Technical Potential | F11 | Industrial | Stone, Clay, and Glass | Existing | Space Heating | Natural Gas | Gas Boiler - Burner Control Optimization | A | Cumulative Summer Peak Savings (MW) | Technical Potential | 0 | 0 | 0 | 0 | 0 | 0 | 0 | 0 | 0 | 0 | 0 | 0 | 0 | 0 | 0 | 0 | 0 | 0 | 0 | 0 | 0 | 0
F12_Industrial_Stone, Clay, and Glass_Existing_Space Heating_Natural Gas_Gas Boiler - Burner Control Optimization_A_Technical Potential | F12 | Industrial | Stone, Clay, and Glass | Existing | Space Heating | Natural Gas | Gas Boiler - Burner Control Optimization | A | Cumulative Winter Peak Savings (MW) | Technical Potential | 0 | 0 | 0 | 0 | 0 | 0 | 0 | 0 | 0 | 0 | 0 | 0 | 0 | 0 | 0 | 0 | 0 | 0 | 0 | 0 | 0 | 0
F13_Industrial_Stone, Clay, and Glass_Existing_Space Heating_Natural Gas_Gas Boiler - Burner Control Optimization_A_Technical Potential | F13 | Industrial | Stone, Clay, and Glass | Existing | Space Heating | Natural Gas | Gas Boiler - Burner Control Optimization | A | Purchases (Incremental) | Technical Potential | 0 | 0 | 0.13607 | 0.21021 | 0.41317 | 0.71058 | 1.0863 | 1.4946 | 1.8694 | 2.1434 | 2.2684 | 2.2293 | 2.0448 | 1.7584 | 1.4231 | 1.0878 | 0.7877 | 0.54188 | 0.35503 | 0.22203 | 0.13282 | 0.088379
F14_Industrial_Stone, Clay, and Glass_Existing_Space Heating_Natural Gas_Gas Boiler - Burner Control Optimization_A_Technical Potential | F14 | Industrial | Stone, Clay, and Glass | Existing | Space Heating | Natural Gas | Gas Boiler - Burner Control Optimization | A | Purchases (Cumulative) | Technical Potential | 0 | 0 | 0.13607 | 0.34628 | 0.75945 | 1.47 | 2.5563 | 4.0509 | 5.9203 | 8.0637 | 10.3321 | 12.5614 | 14.6062 | 16.3646 | 17.7877 | 18.8755 | 19.6632 | 20.2051 | 20.5601 | 20.7822 | 20.915 | 21.0034
F1_Industrial_Stone, Clay, and Glass_Existing_Process_Natural Gas_Gas Boiler - Burner Control Optimization_A_Technical Potential | F1 | Industrial | Stone, Clay, and Glass | Existing | Process | Natural Gas | Gas Boiler - Burner Control Optimization | A | Original Unit Energy Savings (kWh or therms) | Technical Potential | 0 | 0 | 1.6647 | 1.6647 | 1.6647 | 1.6647 | 1.6647 | 1.6647 | 1.6647 | 1.6647 | 1.6647 | 1.6647 | 1.6647 | 1.6647 | 1.6647 | 1.6647 | 1.6647 | 1.6647 | 1.6647 | 1.6647 | 1.6647 | 1.6647
F2_Industrial_Stone, Clay, and Glass_Existing_Process_Natural Gas_Gas Boiler - Burner Control Optimization_A_Technical Potential | F2 | Industrial | Stone, Clay, and Glass | Existing | Process | Natural Gas | Gas Boiler - Burner Control Optimization | A | Original Unit Summer Peak Savings (kW) | Technical Potential | 0 | 0 | 0 | 0 | 0 | 0 | 0 | 0 | 0 | 0 | 0 | 0 | 0 | 0 | 0 | 0 | 0 | 0 | 0 | 0 | 0 | 0
F3_Industrial_Stone, Clay, and Glass_Existing_Process_Natural Gas_Gas Boiler - Burner Control Optimization_A_Technical Potential | F3 | Industrial | Stone, Clay, and Glass | Existing | Process | Natural Gas | Gas Boiler - Burner Control Optimization | A | Original Unit Winter Peak Savings (kW) | Technical Potential | 0 | 0 | 0 | 0 | 0 | 0 | 0 | 0 | 0 | 0 | 0 | 0 | 0 | 0 | 0 | 0 | 0 | 0 | 0 | 0 | 0 | 0
F4_Industrial_Stone, Clay, and Glass_Existing_Process_Natural Gas_Gas Boiler - Burner Control Optimization_A_Technical Potential | F4 | Industrial | Stone, Clay, and Glass | Existing | Process | Natural Gas | Gas Boiler - Burner Control Optimization | A | Standalone Impact on Baseline Energy (%) | Technical Potential | 0% | 0% | 0.0001308% | 0.0003388% | 0.0007561% | 0.001489% | 0.002635% | 0.004249% | 0.006318% | 0.008757% | 0.01142% | 0.01412% | 0.01671% | 0.01905% | 0.02107% | 0.02275% | 0.02412% | 0.02522% | 0.02611% | 0.02686% | 0.0275% | 0.0281%
F5_Industrial_Stone, Clay, and Glass_Existing_Process_Natural Gas_Gas Boiler - Burner Control Optimization_A_Technical Potential | F5 | Industrial | Stone, Clay, and Glass | Existing | Process | Natural Gas | Gas Boiler - Burner Control Optimization | A | Standalone Impact on Baseline Summer Peak (%) | Technical Potential | bar: 2019 to 2040
F6_Industrial_Stone, Clay, and Glass_Existing_Process_Natural Gas_Gas Boiler - Burner Control Optimization_A_Technical Potential | F6 | Industrial | Stone, Clay, and Glass | Existing | Process | Natural Gas | Gas Boiler - Burner Control Optimization | A | Standalone Impact on Baseline Winter Peak (%) | Technical Potential | bar: 2019 to 2040
F7_Industrial_Stone, Clay, and Glass_Existing_Process_Natural Gas_Gas Boiler - Burner Control Optimization_A_Technical Potential | F7 | Industrial | Stone, Clay, and Glass | Existing | Process | Natural Gas | Gas Boiler - Burner Control Optimization | A | Incremental Energy Savings (MWh or mTherms) | Technical Potential | 0 | 0 | 0.0025115 | 0.0038798 | 0.0076257 | 0.013115 | 0.020049 | 0.027585 | 0.034503 | 0.039559 | 0.041868 | 0.041146 | 0.037741 | 0.032454 | 0.026266 | 0.020077 | 0.014538 | 0.010001 | 0.0065526 | 0.004098 | 0.0024514 | 0.0016312
F8_Industrial_Stone, Clay, and Glass_Existing_Process_Natural Gas_Gas Boiler - Burner Control Optimization_A_Technical Potential | F8 | Industrial | Stone, Clay, and Glass | Existing | Process | Natural Gas | Gas Boiler - Burner Control Optimization | A | Incremental Summer Peak Savings (MW) | Technical Potential | 0 | 0 | 0 | 0 | 0 | 0 | 0 | 0 | 0 | 0 | 0 | 0 | 0 | 0 | 0 | 0 | 0 | 0 | 0 | 0 | 0 | 0
F9_Industrial_Stone, Clay, and Glass_Existing_Process_Natural Gas_Gas Boiler - Burner Control Optimization_A_Technical Potential | F9 | Industrial | Stone, Clay, and Glass | Existing | Process | Natural Gas | Gas Boiler - Burner Control Optimization | A | Incremental Winter Peak Savings (MW) | Technical Potential | 0 | 0 | 0 | 0 | 0 | 0 | 0 | 0 | 0 | 0 | 0 | 0 | 0 | 0 | 0 | 0 | 0 | 0 | 0 | 0 | 0 | 0
F10_Industrial_Stone, Clay, and Glass_Existing_Process_Natural Gas_Gas Boiler - Burner Control Optimization_A_Technical Potential | F10 | Industrial | Stone, Clay, and Glass | Existing | Process | Natural Gas | Gas Boiler - Burner Control Optimization | A | Cumulative Energy Savings (MWh or mTherms) | Technical Potential | 0 | 0 | 0.0025115 | 0.0063912 | 0.014017 | 0.027132 | 0.047181 | 0.074766 | 0.10927 | 0.14883 | 0.1907 | 0.23184 | 0.26958 | 0.30204 | 0.3283 | 0.34838 | 0.36292 | 0.37292 | 0.37947 | 0.38357 | 0.38602 | 0.38765
F11_Industrial_Stone, Clay, and Glass_Existing_Process_Natural Gas_Gas Boiler - Burner Control Optimization_A_Technical Potential | F11 | Industrial | Stone, Clay, and Glass | Existing | Process | Natural Gas | Gas Boiler - Burner Control Optimization | A | Cumulative Summer Peak Savings (MW) | Technical Potential | 0 | 0 | 0 | 0 | 0 | 0 | 0 | 0 | 0 | 0 | 0 | 0 | 0 | 0 | 0 | 0 | 0 | 0 | 0 | 0 | 0 | 0
F12_Industrial_Stone, Clay, and Glass_Existing_Process_Natural Gas_Gas Boiler - Burner Control Optimization_A_Technical Potential | F12 | Industrial | Stone, Clay, and Glass | Existing | Process | Natural Gas | Gas Boiler - Burner Control Optimization | A | Cumulative Winter Peak Savings (MW) | Technical Potential | 0 | 0 | 0 | 0 | 0 | 0 | 0 | 0 | 0 | 0 | 0 | 0 | 0 | 0 | 0 | 0 | 0 | 0 | 0 | 0 | 0 | 0
F13_Industrial_Stone, Clay, and Glass_Existing_Process_Natural Gas_Gas Boiler - Burner Control Optimization_A_Technical Potential | F13 | Industrial | Stone, Clay, and Glass | Existing | Process | Natural Gas | Gas Boiler - Burner Control Optimization | A | Purchases (Incremental) | Technical Potential | 0 | 0 | 1.5087 | 2.3306 | 4.5808 | 7.8782 | 12.0437 | 16.5705 | 20.7261 | 23.7636 | 25.1503 | 24.7167 | 22.6711 | 19.4952 | 15.7781 | 12.0603 | 8.7333 | 6.0079 | 3.9362 | 2.4617 | 1.4726 | 0.97987
F14_Industrial_Stone, Clay, and Glass_Existing_Process_Natural Gas_Gas Boiler - Burner Control Optimization_A_Technical Potential | F14 | Industrial | Stone, Clay, and Glass | Existing | Process | Natural Gas | Gas Boiler - Burner Control Optimization | A | Purchases (Cumulative) | Technical Potential | 0 | 0 | 1.5087 | 3.8393 | 8.4201 | 16.2983 | 28.342 | 44.9125 | 65.6386 | 89.4022 | 114.5525 | 139.2691 | 161.9403 | 181.4355 | 197.2136 | 209.2739 | 218.0072 | 224.0151 | 227.9513 | 230.413 | 231.8855 | 232.8654
F1_Industrial_Stone, Clay, and Glass_Existing_Space Heating_Natural Gas_HVAC - Demand Controlled Ventilation_A_Technical Potential | F1 | Industrial | Stone, Clay, and Glass | Existing | Space Heating | Natural Gas | HVAC - Demand Controlled Ventilation | A | Original Unit Energy Savings (kWh or therms) | Technical Potential | 0 | 0 | 0.076632 | 0.076208 | 0.075785 | 0.075366 | 0.074954 | 0.074553 | 0.074165 | 0.073793 | 0.07344 | 0.073107 | 0.072794 | 0.072499 | 0.072221 | 0.07196 | 0.071715 | 0.071483 | 0.071266 | 0.071061 | 0.070868 | 0.070686
F2_Industrial_Stone, Clay, and Glass_Existing_Space Heating_Natural Gas_HVAC - Demand Controlled Ventilation_A_Technical Potential | F2 | Industrial | Stone, Clay, and Glass | Existing | Space Heating | Natural Gas | HVAC - Demand Controlled Ventilation | A | Original Unit Summer Peak Savings (kW) | Technical Potential | 0 | 0 | 0 | 0 | 0 | 0 | 0 | 0 | 0 | 0 | 0 | 0 | 0 | 0 | 0 | 0 | 0 | 0 | 0 | 0 | 0 | 0
F3_Industrial_Stone, Clay, and Glass_Existing_Space Heating_Natural Gas_HVAC - Demand Controlled Ventilation_A_Technical Potential | F3 | Industrial | Stone, Clay, and Glass | Existing | Space Heating | Natural Gas | HVAC - Demand Controlled Ventilation | A | Original Unit Winter Peak Savings (kW) | Technical Potential | 0 | 0 | 0 | 0 | 0 | 0 | 0 | 0 | 0 | 0 | 0 | 0 | 0 | 0 | 0 | 0 | 0 | 0 | 0 | 0 | 0 | 0
F4_Industrial_Stone, Clay, and Glass_Existing_Space Heating_Natural Gas_HVAC - Demand Controlled Ventilation_A_Technical Potential | F4 | Industrial | Stone, Clay, and Glass | Existing | Space Heating | Natural Gas | HVAC - Demand Controlled Ventilation | A | Standalone Impact on Baseline Energy (%) | Technical Potential | 0% | 0% | 0.05009% | 0.1007% | 0.152% | 0.2038% | 0.2561% | 0.3091% | 0.3628% | 0.4171% | 0.4721% | 0.5279% | 0.5844% | 0.6418% | 0.7% | 0.7591% | 0.819% | 0.88% | 0.9418% | 1.005% | 1.069% | 1.133%
F5_Industrial_Stone, Clay, and Glass_Existing_Space Heating_Natural Gas_HVAC - Demand Controlled Ventilation_A_Technical Potential | F5 | Industrial | Stone, Clay, and Glass | Existing | Space Heating | Natural Gas | HVAC - Demand Controlled Ventilation | A | Standalone Impact on Baseline Summer Peak (%) | Technical Potential | bar: 2019 to 2040
F6_Industrial_Stone, Clay, and Glass_Existing_Space Heating_Natural Gas_HVAC - Demand Controlled Ventilation_A_Technical Potential | F6 | Industrial | Stone, Clay, and Glass | Existing | Space Heating | Natural Gas | HVAC - Demand Controlled Ventilation | A | Standalone Impact on Baseline Winter Peak (%) | Technical Potential | bar: 2019 to 2040
F7_Industrial_Stone, Clay, and Glass_Existing_Space Heating_Natural Gas_HVAC - Demand Controlled Ventilation_A_Technical Potential | F7 | Industrial | Stone, Clay, and Glass | Existing | Space Heating | Natural Gas | HVAC - Demand Controlled Ventilation | A | Incremental Energy Savings (MWh or mTherms) | Technical Potential | 0 | 0 | 0.049116 | 0.048002 | 0.046912 | 0.045849 | 0.044812 | 0.043804 | 0.042825 | 0.041875 | 0.040956 | 0.040068 | 0.039208 | 0.038376 | 0.03757 | 0.036789 | 0.036031 | 0.035296 | 0.034581 | 0.033888 | 0.033213 | 0.032557
F8_Industrial_Stone, Clay, and Glass_Existing_Space Heating_Natural Gas_HVAC - Demand Controlled Ventilation_A_Technical Potential | F8 | Industrial | Stone, Clay, and Glass | Existing | Space Heating | Natural Gas | HVAC - Demand Controlled Ventilation | A | Incremental Summer Peak Savings (MW) | Technical Potential | 0 | 0 | 0 | 0 | 0 | 0 | 0 | 0 | 0 | 0 | 0 | 0 | 0 | 0 | 0 | 0 | 0 | 0 | 0 | 0 | 0 | 0
F9_Industrial_Stone, Clay, and Glass_Existing_Space Heating_Natural Gas_HVAC - Demand Controlled Ventilation_A_Technical Potential | F9 | Industrial | Stone, Clay, and Glass | Existing | Space Heating | Natural Gas | HVAC - Demand Controlled Ventilation | A | Incremental Winter Peak Savings (MW) | Technical Potential | 0 | 0 | 0 | 0 | 0 | 0 | 0 | 0 | 0 | 0 | 0 | 0 | 0 | 0 | 0 | 0 | 0 | 0 | 0 | 0 | 0 | 0
F10_Industrial_Stone, Clay, and Glass_Existing_Space Heating_Natural Gas_HVAC - Demand Controlled Ventilation_A_Technical Potential | F10 | Industrial | Stone, Clay, and Glass | Existing | Space Heating | Natural Gas | HVAC - Demand Controlled Ventilation | A | Cumulative Energy Savings (MWh or mTherms) | Technical Potential | 0 | 0 | 0.049116 | 0.096846 | 0.14322 | 0.18828 | 0.23206 | 0.27462 | 0.31602 | 0.35631 | 0.39556 | 0.43383 | 0.47118 | 0.50765 | 0.54328 | 0.5781 | 0.61216 | 0.64548 | 0.6781 | 0.71004 | 0.74132 | 0.77198
F11_Industrial_Stone, Clay, and Glass_Existing_Space Heating_Natural Gas_HVAC - Demand Controlled Ventilation_A_Technical Potential | F11 | Industrial | Stone, Clay, and Glass | Existing | Space Heating | Natural Gas | HVAC - Demand Controlled Ventilation | A | Cumulative Summer Peak Savings (MW) | Technical Potential | 0 | 0 | 0 | 0 | 0 | 0 | 0 | 0 | 0 | 0 | 0 | 0 | 0 | 0 | 0 | 0 | 0 | 0 | 0 | 0 | 0 | 0
F12_Industrial_Stone, Clay, and Glass_Existing_Space Heating_Natural Gas_HVAC - Demand Controlled Ventilation_A_Technical Potential | F12 | Industrial | Stone, Clay, and Glass | Existing | Space Heating | Natural Gas | HVAC - Demand Controlled Ventilation | A | Cumulative Winter Peak Savings (MW) | Technical Potential | 0 | 0 | 0 | 0 | 0 | 0 | 0 | 0 | 0 | 0 | 0 | 0 | 0 | 0 | 0 | 0 | 0 | 0 | 0 | 0 | 0 | 0
F13_Industrial_Stone, Clay, and Glass_Existing_Space Heating_Natural Gas_HVAC - Demand Controlled Ventilation_A_Technical Potential | F13 | Industrial | Stone, Clay, and Glass | Existing | Space Heating | Natural Gas | HVAC - Demand Controlled Ventilation | A | Purchases (Incremental) | Technical Potential | 0 | 0 | 640.9336 | 629.8831 | 619.023 | 608.3502 | 597.8614 | 587.5534 | 577.4232 | 567.4676 | 557.6837 | 548.0685 | 538.619 | 529.3325 | 520.2061 | 511.237 | 502.4226 | 493.7601 | 485.247 | 476.8807 | 468.6586 | 460.5783
F14_Industrial_Stone, Clay, and Glass_Existing_Space Heating_Natural Gas_HVAC - Demand Controlled Ventilation_A_Technical Potential | F14 | Industrial | Stone, Clay, and Glass | Existing | Space Heating | Natural Gas | HVAC - Demand Controlled Ventilation | A | Purchases (Cumulative) | Technical Potential | 0 | 0 | 640.9336 | 1270.8167 | 1889.8397 | 2498.1899 | 3096.0513 | 3683.6047 | 4261.0279 | 4828.4955 | 5386.1793 | 5934.2477 | 6472.8667 | 7002.1992 | 7522.4053 | 8033.6423 | 8536.0648 | 9029.8249 | 9515.0719 | 9991.9526 | 10460.6112 | 10921.1894
F1_Industrial_Stone, Clay, and Glass_Existing_Space Heating_Natural Gas_Gas Boiler - Stack Economizer_A_Technical Potential | F1 | Industrial | Stone, Clay, and Glass | Existing | Space Heating | Natural Gas | Gas Boiler - Stack Economizer | A | Original Unit Energy Savings (kWh or therms) | Technical Potential | 0 | 0 | 7.0717 | 7.0539 | 7.0365 | 7.0196 | 7.003 | 6.987 | 6.9714 | 6.9564 | 6.9419 | 6.928 | 6.9148 | 6.9021 | 6.8901 | 6.8787 | 6.868 | 6.858 | 6.8486 | 6.84 | 6.8321 | 6.8249
F2_Industrial_Stone, Clay, and Glass_Existing_Space Heating_Natural Gas_Gas Boiler - Stack Economizer_A_Technical Potential | F2 | Industrial | Stone, Clay, and Glass | Existing | Space Heating | Natural Gas | Gas Boiler - Stack Economizer | A | Original Unit Summer Peak Savings (kW) | Technical Potential | 0 | 0 | 0 | 0 | 0 | 0 | 0 | 0 | 0 | 0 | 0 | 0 | 0 | 0 | 0 | 0 | 0 | 0 | 0 | 0 | 0 | 0
F3_Industrial_Stone, Clay, and Glass_Existing_Space Heating_Natural Gas_Gas Boiler - Stack Economizer_A_Technical Potential | F3 | Industrial | Stone, Clay, and Glass | Existing | Space Heating | Natural Gas | Gas Boiler - Stack Economizer | A | Original Unit Winter Peak Savings (kW) | Technical Potential | 0 | 0 | 0 | 0 | 0 | 0 | 0 | 0 | 0 | 0 | 0 | 0 | 0 | 0 | 0 | 0 | 0 | 0 | 0 | 0 | 0 | 0
F4_Industrial_Stone, Clay, and Glass_Existing_Space Heating_Natural Gas_Gas Boiler - Stack Economizer_A_Technical Potential | F4 | Industrial | Stone, Clay, and Glass | Existing | Space Heating | Natural Gas | Gas Boiler - Stack Economizer | A | Standalone Impact on Baseline Energy (%) | Technical Potential | 0% | 0% | 0.009702% | 0.01957% | 0.02961% | 0.03983% | 0.05023% | 0.05983% | 0.06786% | 0.07464% | 0.08041% | 0.08539% | 0.08973% | 0.09358% | 0.09704% | 0.1002% | 0.1031% | 0.1058% | 0.1077% | 0.1096% | 0.1115% | 0.1134%
F5_Industrial_Stone, Clay, and Glass_Existing_Space Heating_Natural Gas_Gas Boiler - Stack Economizer_A_Technical Potential | F5 | Industrial | Stone, Clay, and Glass | Existing | Space Heating | Natural Gas | Gas Boiler - Stack Economizer | A | Standalone Impact on Baseline Summer Peak (%) | Technical Potential | bar: 2019 to 2040
F6_Industrial_Stone, Clay, and Glass_Existing_Space Heating_Natural Gas_Gas Boiler - Stack Economizer_A_Technical Potential | F6 | Industrial | Stone, Clay, and Glass | Existing | Space Heating | Natural Gas | Gas Boiler - Stack Economizer | A | Standalone Impact on Baseline Winter Peak (%) | Technical Potential | bar: 2019 to 2040
F7_Industrial_Stone, Clay, and Glass_Existing_Space Heating_Natural Gas_Gas Boiler - Stack Economizer_A_Technical Potential | F7 | Industrial | Stone, Clay, and Glass | Existing | Space Heating | Natural Gas | Gas Boiler - Stack Economizer | A | Incremental Energy Savings (MWh or mTherms) | Technical Potential | 0 | 0 | 0.0095126 | 0.0093251 | 0.0091417 | 0.0089625 | 0.0087872 | 0.0077543 | 0.0060829 | 0.0047721 | 0.0037441 | 0.0029377 | 0.0023052 | 0.0018091 | 0.0014198 | 0.0011144 | 0.00087481 | 0.00068678 | 4.5973e-06 | 1.6116e-06 | 5.393e-07 | 1.7264e-07
F8_Industrial_Stone, Clay, and Glass_Existing_Space Heating_Natural Gas_Gas Boiler - Stack Economizer_A_Technical Potential | F8 | Industrial | Stone, Clay, and Glass | Existing | Space Heating | Natural Gas | Gas Boiler - Stack Economizer | A | Incremental Summer Peak Savings (MW) | Technical Potential | 0 | 0 | 0 | 0 | 0 | 0 | 0 | 0 | 0 | 0 | 0 | 0 | 0 | 0 | 0 | 0 | 0 | 0 | 0 | 0 | 0 | 0
F9_Industrial_Stone, Clay, and Glass_Existing_Space Heating_Natural Gas_Gas Boiler - Stack Economizer_A_Technical Potential | F9 | Industrial | Stone, Clay, and Glass | Existing | Space Heating | Natural Gas | Gas Boiler - Stack Economizer | A | Incremental Winter Peak Savings (MW) | Technical Potential | 0 | 0 | 0 | 0 | 0 | 0 | 0 | 0 | 0 | 0 | 0 | 0 | 0 | 0 | 0 | 0 | 0 | 0 | 0 | 0 | 0 | 0
F10_Industrial_Stone, Clay, and Glass_Existing_Space Heating_Natural Gas_Gas Boiler - Stack Economizer_A_Technical Potential | F10 | Industrial | Stone, Clay, and Glass | Existing | Space Heating | Natural Gas | Gas Boiler - Stack Economizer | A | Cumulative Energy Savings (MWh or mTherms) | Technical Potential | 0 | 0 | 0.0095126 | 0.018814 | 0.027909 | 0.036804 | 0.045505 | 0.053155 | 0.059119 | 0.063764 | 0.067375 | 0.070178 | 0.072349 | 0.074026 | 0.075317 | 0.076307 | 0.077063 | 0.077637 | 0.077536 | 0.07744 | 0.077351 | 0.07727
F11_Industrial_Stone, Clay, and Glass_Existing_Space Heating_Natural Gas_Gas Boiler - Stack Economizer_A_Technical Potential | F11 | Industrial | Stone, Clay, and Glass | Existing | Space Heating | Natural Gas | Gas Boiler - Stack Economizer | A | Cumulative Summer Peak Savings (MW) | Technical Potential | 0 | 0 | 0 | 0 | 0 | 0 | 0 | 0 | 0 | 0 | 0 | 0 | 0 | 0 | 0 | 0 | 0 | 0 | 0 | 0 | 0 | 0
F12_Industrial_Stone, Clay, and Glass_Existing_Space Heating_Natural Gas_Gas Boiler - Stack Economizer_A_Technical Potential | F12 | Industrial | Stone, Clay, and Glass | Existing | Space Heating | Natural Gas | Gas Boiler - Stack Economizer | A | Cumulative Winter Peak Savings (MW) | Technical Potential | 0 | 0 | 0 | 0 | 0 | 0 | 0 | 0 | 0 | 0 | 0 | 0 | 0 | 0 | 0 | 0 | 0 | 0 | 0 | 0 | 0 | 0
F13_Industrial_Stone, Clay, and Glass_Existing_Space Heating_Natural Gas_Gas Boiler - Stack Economizer_A_Technical Potential | F13 | Industrial | Stone, Clay, and Glass | Existing | Space Heating | Natural Gas | Gas Boiler - Stack Economizer | A | Purchases (Incremental) | Technical Potential | 0 | 0 | 1.3452 | 1.322 | 1.2992 | 1.2768 | 1.2548 | 1.1098 | 0.87255 | 0.68601 | 0.53934 | 0.42403 | 0.33338 | 0.2621 | 0.20607 | 0.16201 | 0.12738 | 0.10014 | 0.00067128 | 0.00023561 | 7.8936e-05 | 2.5296e-05
F14_Industrial_Stone, Clay, and Glass_Existing_Space Heating_Natural Gas_Gas Boiler - Stack Economizer_A_Technical Potential | F14 | Industrial | Stone, Clay, and Glass | Existing | Space Heating | Natural Gas | Gas Boiler - Stack Economizer | A | Purchases (Cumulative) | Technical Potential | 0 | 0 | 1.3452 | 2.6671 | 3.9663 | 5.2431 | 6.4979 | 7.6077 | 8.4803 | 9.1663 | 9.7056 | 10.1296 | 10.463 | 10.7251 | 10.9312 | 11.0932 | 11.2206 | 11.3207 | 11.3214 | 11.3216 | 11.3217 | 11.3217
F1_Industrial_Stone, Clay, and Glass_Existing_Process_Natural Gas_Gas Boiler - Stack Economizer_A_Technical Potential | F1 | Industrial | Stone, Clay, and Glass | Existing | Process | Natural Gas | Gas Boiler - Stack Economizer | A | Original Unit Energy Savings (kWh or therms) | Technical Potential | 0 | 0 | 5.5108 | 5.5108 | 5.5108 | 5.5108 | 5.5108 | 5.5108 | 5.5108 | 5.5108 | 5.5108 | 5.5108 | 5.5108 | 5.5108 | 5.5108 | 5.5108 | 5.5108 | 5.5108 | 5.5108 | 5.5108 | 5.5108 | 5.5108
F2_Industrial_Stone, Clay, and Glass_Existing_Process_Natural Gas_Gas Boiler - Stack Economizer_A_Technical Potential | F2 | Industrial | Stone, Clay, and Glass | Existing | Process | Natural Gas | Gas Boiler - Stack Economizer | A | Original Unit Summer Peak Savings (kW) | Technical Potential | 0 | 0 | 0 | 0 | 0 | 0 | 0 | 0 | 0 | 0 | 0 | 0 | 0 | 0 | 0 | 0 | 0 | 0 | 0 | 0 | 0 | 0
F3_Industrial_Stone, Clay, and Glass_Existing_Process_Natural Gas_Gas Boiler - Stack Economizer_A_Technical Potential | F3 | Industrial | Stone, Clay, and Glass | Existing | Process | Natural Gas | Gas Boiler - Stack Economizer | A | Original Unit Winter Peak Savings (kW) | Technical Potential | 0 | 0 | 0 | 0 | 0 | 0 | 0 | 0 | 0 | 0 | 0 | 0 | 0 | 0 | 0 | 0 | 0 | 0 | 0 | 0 | 0 | 0
F4_Industrial_Stone, Clay, and Glass_Existing_Process_Natural Gas_Gas Boiler - Stack Economizer_A_Technical Potential | F4 | Industrial | Stone, Clay, and Glass | Existing | Process | Natural Gas | Gas Boiler - Stack Economizer | A | Standalone Impact on Baseline Energy (%) | Technical Potential | 0% | 0% | 0.004281% | 0.008638% | 0.01307% | 0.01758% | 0.02217% | 0.02641% | 0.02996% | 0.03295% | 0.0355% | 0.0377% | 0.03963% | 0.04133% | 0.04287% | 0.04427% | 0.04556% | 0.04677% | 0.0476% | 0.04843% | 0.04928% | 0.05015%
F5_Industrial_Stone, Clay, and Glass_Existing_Process_Natural Gas_Gas Boiler - Stack Economizer_A_Technical Potential | F5 | Industrial | Stone, Clay, and Glass | Existing | Process | Natural Gas | Gas Boiler - Stack Economizer | A | Standalone Impact on Baseline Summer Peak (%) | Technical Potential | bar: 2019 to 2040
F6_Industrial_Stone, Clay, and Glass_Existing_Process_Natural Gas_Gas Boiler - Stack Economizer_A_Technical Potential | F6 | Industrial | Stone, Clay, and Glass | Existing | Process | Natural Gas | Gas Boiler - Stack Economizer | A | Standalone Impact on Baseline Winter Peak (%) | Technical Potential | bar: 2019 to 2040
F7_Industrial_Stone, Clay, and Glass_Existing_Process_Natural Gas_Gas Boiler - Stack Economizer_A_Technical Potential | F7 | Industrial | Stone, Clay, and Glass | Existing | Process | Natural Gas | Gas Boiler - Stack Economizer | A | Incremental Energy Savings (MWh or mTherms) | Technical Potential | 0 | 0 | 0.082187 | 0.08077 | 0.079378 | 0.078009 | 0.076664 | 0.067808 | 0.053311 | 0.041914 | 0.032953 | 0.025908 | 0.020369 | 0.016014 | 0.01259 | 0.0098986 | 0.0077824 | 0.0061186 | 4.1014e-05 | 1.4395e-05 | 4.8228e-06 | 1.5456e-06
F8_Industrial_Stone, Clay, and Glass_Existing_Process_Natural Gas_Gas Boiler - Stack Economizer_A_Technical Potential | F8 | Industrial | Stone, Clay, and Glass | Existing | Process | Natural Gas | Gas Boiler - Stack Economizer | A | Incremental Summer Peak Savings (MW) | Technical Potential | 0 | 0 | 0 | 0 | 0 | 0 | 0 | 0 | 0 | 0 | 0 | 0 | 0 | 0 | 0 | 0 | 0 | 0 | 0 | 0 | 0 | 0
F9_Industrial_Stone, Clay, and Glass_Existing_Process_Natural Gas_Gas Boiler - Stack Economizer_A_Technical Potential | F9 | Industrial | Stone, Clay, and Glass | Existing | Process | Natural Gas | Gas Boiler - Stack Economizer | A | Incremental Winter Peak Savings (MW) | Technical Potential | 0 | 0 | 0 | 0 | 0 | 0 | 0 | 0 | 0 | 0 | 0 | 0 | 0 | 0 | 0 | 0 | 0 | 0 | 0 | 0 | 0 | 0
F10_Industrial_Stone, Clay, and Glass_Existing_Process_Natural Gas_Gas Boiler - Stack Economizer_A_Technical Potential | F10 | Industrial | Stone, Clay, and Glass | Existing | Process | Natural Gas | Gas Boiler - Stack Economizer | A | Cumulative Energy Savings (MWh or mTherms) | Technical Potential | 0 | 0 | 0.082187 | 0.16296 | 0.24233 | 0.32034 | 0.39701 | 0.46482 | 0.51813 | 0.56004 | 0.59299 | 0.6189 | 0.63927 | 0.65528 | 0.66787 | 0.67777 | 0.68556 | 0.69167 | 0.69171 | 0.69173 | 0.69173 | 0.69174
F11_Industrial_Stone, Clay, and Glass_Existing_Process_Natural Gas_Gas Boiler - Stack Economizer_A_Technical Potential | F11 | Industrial | Stone, Clay, and Glass | Existing | Process | Natural Gas | Gas Boiler - Stack Economizer | A | Cumulative Summer Peak Savings (MW) | Technical Potential | 0 | 0 | 0 | 0 | 0 | 0 | 0 | 0 | 0 | 0 | 0 | 0 | 0 | 0 | 0 | 0 | 0 | 0 | 0 | 0 | 0 | 0
F12_Industrial_Stone, Clay, and Glass_Existing_Process_Natural Gas_Gas Boiler - Stack Economizer_A_Technical Potential | F12 | Industrial | Stone, Clay, and Glass | Existing | Process | Natural Gas | Gas Boiler - Stack Economizer | A | Cumulative Winter Peak Savings (MW) | Technical Potential | 0 | 0 | 0 | 0 | 0 | 0 | 0 | 0 | 0 | 0 | 0 | 0 | 0 | 0 | 0 | 0 | 0 | 0 | 0 | 0 | 0 | 0
F13_Industrial_Stone, Clay, and Glass_Existing_Process_Natural Gas_Gas Boiler - Stack Economizer_A_Technical Potential | F13 | Industrial | Stone, Clay, and Glass | Existing | Process | Natural Gas | Gas Boiler - Stack Economizer | A | Purchases (Incremental) | Technical Potential | 0 | 0 | 14.914 | 14.6568 | 14.4041 | 14.1558 | 13.9117 | 12.3047 | 9.674 | 7.6058 | 5.9797 | 4.7013 | 3.6962 | 2.906 | 2.2847 | 1.7962 | 1.4122 | 1.1103 | 0.0074425 | 0.0026122 | 0.00087517 | 0.00028046
F14_Industrial_Stone, Clay, and Glass_Existing_Process_Natural Gas_Gas Boiler - Stack Economizer_A_Technical Potential | F14 | Industrial | Stone, Clay, and Glass | Existing | Process | Natural Gas | Gas Boiler - Stack Economizer | A | Purchases (Cumulative) | Technical Potential | 0 | 0 | 14.914 | 29.5708 | 43.9749 | 58.1307 | 72.0424 | 84.3471 | 94.0211 | 101.6269 | 107.6066 | 112.3079 | 116.0041 | 118.91 | 121.1947 | 122.991 | 124.4032 | 125.5135 | 125.5209 | 125.5235 | 125.5244 | 125.5247
F1_Industrial_Stone, Clay, and Glass_Existing_Space Heating_Natural Gas_Gas Furnace Tube Inserts_A_Technical Potential | F1 | Industrial | Stone, Clay, and Glass | Existing | Space Heating | Natural Gas | Gas Furnace Tube Inserts | A | Original Unit Energy Savings (kWh or therms) | Technical Potential | 0 | 0 | 0.088102 | 0.087615 | 0.087128 | 0.086647 | 0.086173 | 0.085712 | 0.085266 | 0.084839 | 0.084432 | 0.08405 | 0.08369 | 0.083351 | 0.083032 | 0.082732 | 0.082449 | 0.082183 | 0.081933 | 0.081697 | 0.081476 | 0.081267
F2_Industrial_Stone, Clay, and Glass_Existing_Space Heating_Natural Gas_Gas Furnace Tube Inserts_A_Technical Potential | F2 | Industrial | Stone, Clay, and Glass | Existing | Space Heating | Natural Gas | Gas Furnace Tube Inserts | A | Original Unit Summer Peak Savings (kW) | Technical Potential | 0 | 0 | 0 | 0 | 0 | 0 | 0 | 0 | 0 | 0 | 0 | 0 | 0 | 0 | 0 | 0 | 0 | 0 | 0 | 0 | 0 | 0
F3_Industrial_Stone, Clay, and Glass_Existing_Space Heating_Natural Gas_Gas Furnace Tube Inserts_A_Technical Potential | F3 | Industrial | Stone, Clay, and Glass | Existing | Space Heating | Natural Gas | Gas Furnace Tube Inserts | A | Original Unit Winter Peak Savings (kW) | Technical Potential | 0 | 0 | 0 | 0 | 0 | 0 | 0 | 0 | 0 | 0 | 0 | 0 | 0 | 0 | 0 | 0 | 0 | 0 | 0 | 0 | 0 | 0
F4_Industrial_Stone, Clay, and Glass_Existing_Space Heating_Natural Gas_Gas Furnace Tube Inserts_A_Technical Potential | F4 | Industrial | Stone, Clay, and Glass | Existing | Space Heating | Natural Gas | Gas Furnace Tube Inserts | A | Standalone Impact on Baseline Energy (%) | Technical Potential | bar: 2019 to 2040
F5_Industrial_Stone, Clay, and Glass_Existing_Space Heating_Natural Gas_Gas Furnace Tube Inserts_A_Technical Potential | F5 | Industrial | Stone, Clay, and Glass | Existing | Space Heating | Natural Gas | Gas Furnace Tube Inserts | A | Standalone Impact on Baseline Summer Peak (%) | Technical Potential | bar: 2019 to 2040
F6_Industrial_Stone, Clay, and Glass_Existing_Space Heating_Natural Gas_Gas Furnace Tube Inserts_A_Technical Potential | F6 | Industrial | Stone, Clay, and Glass | Existing | Space Heating | Natural Gas | Gas Furnace Tube Inserts | A | Standalone Impact on Baseline Winter Peak (%) | Technical Potential | bar: 2019 to 2040
F7_Industrial_Stone, Clay, and Glass_Existing_Space Heating_Natural Gas_Gas Furnace Tube Inserts_A_Technical Potential | F7 | Industrial | Stone, Clay, and Glass | Existing | Space Heating | Natural Gas | Gas Furnace Tube Inserts | A | Incremental Energy Savings (MWh or mTherms) | Technical Potential | 0 | 0 | 0 | 0 | 0 | 0 | 0 | 0 | 0 | 0 | 0 | 0 | 0 | 0 | 0 | 0 | 0 | 0 | 0 | 0 | 0 | 0
F8_Industrial_Stone, Clay, and Glass_Existing_Space Heating_Natural Gas_Gas Furnace Tube Inserts_A_Technical Potential | F8 | Industrial | Stone, Clay, and Glass | Existing | Space Heating | Natural Gas | Gas Furnace Tube Inserts | A | Incremental Summer Peak Savings (MW) | Technical Potential | 0 | 0 | 0 | 0 | 0 | 0 | 0 | 0 | 0 | 0 | 0 | 0 | 0 | 0 | 0 | 0 | 0 | 0 | 0 | 0 | 0 | 0
F9_Industrial_Stone, Clay, and Glass_Existing_Space Heating_Natural Gas_Gas Furnace Tube Inserts_A_Technical Potential | F9 | Industrial | Stone, Clay, and Glass | Existing | Space Heating | Natural Gas | Gas Furnace Tube Inserts | A | Incremental Winter Peak Savings (MW) | Technical Potential | 0 | 0 | 0 | 0 | 0 | 0 | 0 | 0 | 0 | 0 | 0 | 0 | 0 | 0 | 0 | 0 | 0 | 0 | 0 | 0 | 0 | 0
F10_Industrial_Stone, Clay, and Glass_Existing_Space Heating_Natural Gas_Gas Furnace Tube Inserts_A_Technical Potential | F10 | Industrial | Stone, Clay, and Glass | Existing | Space Heating | Natural Gas | Gas Furnace Tube Inserts | A | Cumulative Energy Savings (MWh or mTherms) | Technical Potential | 0 | 0 | 0 | 0 | 0 | 0 | 0 | 0 | 0 | 0 | 0 | 0 | 0 | 0 | 0 | 0 | 0 | 0 | 0 | 0 | 0 | 0
F11_Industrial_Stone, Clay, and Glass_Existing_Space Heating_Natural Gas_Gas Furnace Tube Inserts_A_Technical Potential | F11 | Industrial | Stone, Clay, and Glass | Existing | Space Heating | Natural Gas | Gas Furnace Tube Inserts | A | Cumulative Summer Peak Savings (MW) | Technical Potential | 0 | 0 | 0 | 0 | 0 | 0 | 0 | 0 | 0 | 0 | 0 | 0 | 0 | 0 | 0 | 0 | 0 | 0 | 0 | 0 | 0 | 0
F12_Industrial_Stone, Clay, and Glass_Existing_Space Heating_Natural Gas_Gas Furnace Tube Inserts_A_Technical Potential | F12 | Industrial | Stone, Clay, and Glass | Existing | Space Heating | Natural Gas | Gas Furnace Tube Inserts | A | Cumulative Winter Peak Savings (MW) | Technical Potential | 0 | 0 | 0 | 0 | 0 | 0 | 0 | 0 | 0 | 0 | 0 | 0 | 0 | 0 | 0 | 0 | 0 | 0 | 0 | 0 | 0 | 0
F13_Industrial_Stone, Clay, and Glass_Existing_Space Heating_Natural Gas_Gas Furnace Tube Inserts_A_Technical Potential | F13 | Industrial | Stone, Clay, and Glass | Existing | Space Heating | Natural Gas | Gas Furnace Tube Inserts | A | Purchases (Incremental) | Technical Potential | 0 | 0 | 0 | 0 | 0 | 0 | 0 | 0 | 0 | 0 | 0 | 0 | 0 | 0 | 0 | 0 | 0 | 0 | 0 | 0 | 0 | 0
F14_Industrial_Stone, Clay, and Glass_Existing_Space Heating_Natural Gas_Gas Furnace Tube Inserts_A_Technical Potential | F14 | Industrial | Stone, Clay, and Glass | Existing | Space Heating | Natural Gas | Gas Furnace Tube Inserts | A | Purchases (Cumulative) | Technical Potential | 0 | 0 | 0 | 0 | 0 | 0 | 0 | 0 | 0 | 0 | 0 | 0 | 0 | 0 | 0 | 0 | 0 | 0 | 0 | 0 | 0 | 0
F1_Industrial_Stone, Clay, and Glass_Existing_Space Heating_Natural Gas_Space Heating - Heat Recovery Ventilator_A_Technical Potential | F1 | Industrial | Stone, Clay, and Glass | Existing | Space Heating | Natural Gas | Space Heating - Heat Recovery Ventilator | A | Original Unit Energy Savings (kWh or therms) | Technical Potential | 0 | 0 | 0.01336 | 0.013329 | 0.013297 | 0.013266 | 0.013235 | 0.013205 | 0.013176 | 0.013148 | 0.013122 | 0.013097 | 0.013074 | 0.013051 | 0.013031 | 0.013011 | 0.012992 | 0.012975 | 0.012959 | 0.012943 | 0.012929 | 0.012915
F2_Industrial_Stone, Clay, and Glass_Existing_Space Heating_Natural Gas_Space Heating - Heat Recovery Ventilator_A_Technical Potential | F2 | Industrial | Stone, Clay, and Glass | Existing | Space Heating | Natural Gas | Space Heating - Heat Recovery Ventilator | A | Original Unit Summer Peak Savings (kW) | Technical Potential | 0 | 0 | 0 | 0 | 0 | 0 | 0 | 0 | 0 | 0 | 0 | 0 | 0 | 0 | 0 | 0 | 0 | 0 | 0 | 0 | 0 | 0
F3_Industrial_Stone, Clay, and Glass_Existing_Space Heating_Natural Gas_Space Heating - Heat Recovery Ventilator_A_Technical Potential | F3 | Industrial | Stone, Clay, and Glass | Existing | Space Heating | Natural Gas | Space Heating - Heat Recovery Ventilator | A | Original Unit Winter Peak Savings (kW) | Technical Potential | 0 | 0 | 0 | 0 | 0 | 0 | 0 | 0 | 0 | 0 | 0 | 0 | 0 | 0 | 0 | 0 | 0 | 0 | 0 | 0 | 0 | 0
F4_Industrial_Stone, Clay, and Glass_Existing_Space Heating_Natural Gas_Space Heating - Heat Recovery Ventilator_A_Technical Potential | F4 | Industrial | Stone, Clay, and Glass | Existing | Space Heating | Natural Gas | Space Heating - Heat Recovery Ventilator | A | Standalone Impact on Baseline Energy (%) | Technical Potential | 0% | 0% | 0.02138% | 0.04313% | 0.06526% | 0.08779% | 0.1107% | 0.134% | 0.1578% | 0.1819% | 0.2065% | 0.2315% | 0.2569% | 0.2828% | 0.3091% | 0.3359% | 0.3632% | 0.391% | 0.4192% | 0.4479% | 0.4772% | 0.5069%
F5_Industrial_Stone, Clay, and Glass_Existing_Space Heating_Natural Gas_Space Heating - Heat Recovery Ventilator_A_Technical Potential | F5 | Industrial | Stone, Clay, and Glass | Existing | Space Heating | Natural Gas | Space Heating - Heat Recovery Ventilator | A | Standalone Impact on Baseline Summer Peak (%) | Technical Potential | bar: 2019 to 2040
F6_Industrial_Stone, Clay, and Glass_Existing_Space Heating_Natural Gas_Space Heating - Heat Recovery Ventilator_A_Technical Potential | F6 | Industrial | Stone, Clay, and Glass | Existing | Space Heating | Natural Gas | Space Heating - Heat Recovery Ventilator | A | Standalone Impact on Baseline Winter Peak (%) | Technical Potential | bar: 2019 to 2040
F7_Industrial_Stone, Clay, and Glass_Existing_Space Heating_Natural Gas_Space Heating - Heat Recovery Ventilator_A_Technical Potential | F7 | Industrial | Stone, Clay, and Glass | Existing | Space Heating | Natural Gas | Space Heating - Heat Recovery Ventilator | A | Incremental Energy Savings (MWh or mTherms) | Technical Potential | 0 | 0 | 0.02096 | 0.02055 | 0.020148 | 0.019754 | 0.019368 | 0.018991 | 0.018623 | 0.018263 | 0.017912 | 0.01757 | 0.017236 | 0.01691 | 0.016592 | 0.016281 | 0.015978 | 0.015681 | 0.015392 | 0.015108 | 0.014831 | 0.01456
F8_Industrial_Stone, Clay, and Glass_Existing_Space Heating_Natural Gas_Space Heating - Heat Recovery Ventilator_A_Technical Potential | F8 | Industrial | Stone, Clay, and Glass | Existing | Space Heating | Natural Gas | Space Heating - Heat Recovery Ventilator | A | Incremental Summer Peak Savings (MW) | Technical Potential | 0 | 0 | 0 | 0 | 0 | 0 | 0 | 0 | 0 | 0 | 0 | 0 | 0 | 0 | 0 | 0 | 0 | 0 | 0 | 0 | 0 | 0
F9_Industrial_Stone, Clay, and Glass_Existing_Space Heating_Natural Gas_Space Heating - Heat Recovery Ventilator_A_Technical Potential | F9 | Industrial | Stone, Clay, and Glass | Existing | Space Heating | Natural Gas | Space Heating - Heat Recovery Ventilator | A | Incremental Winter Peak Savings (MW) | Technical Potential | 0 | 0 | 0 | 0 | 0 | 0 | 0 | 0 | 0 | 0 | 0 | 0 | 0 | 0 | 0 | 0 | 0 | 0 | 0 | 0 | 0 | 0
F10_Industrial_Stone, Clay, and Glass_Existing_Space Heating_Natural Gas_Space Heating - Heat Recovery Ventilator_A_Technical Potential | F10 | Industrial | Stone, Clay, and Glass | Existing | Space Heating | Natural Gas | Space Heating - Heat Recovery Ventilator | A | Cumulative Energy Savings (MWh or mTherms) | Technical Potential | 0 | 0 | 0.02096 | 0.04146 | 0.06151 | 0.081119 | 0.1003 | 0.11906 | 0.13743 | 0.1554 | 0.173 | 0.19024 | 0.20713 | 0.22369 | 0.23993 | 0.25585 | 0.27146 | 0.28678 | 0.30181 | 0.31656 | 0.33104 | 0.34525
F11_Industrial_Stone, Clay, and Glass_Existing_Space Heating_Natural Gas_Space Heating - Heat Recovery Ventilator_A_Technical Potential | F11 | Industrial | Stone, Clay, and Glass | Existing | Space Heating | Natural Gas | Space Heating - Heat Recovery Ventilator | A | Cumulative Summer Peak Savings (MW) | Technical Potential | 0 | 0 | 0 | 0 | 0 | 0 | 0 | 0 | 0 | 0 | 0 | 0 | 0 | 0 | 0 | 0 | 0 | 0 | 0 | 0 | 0 | 0
F12_Industrial_Stone, Clay, and Glass_Existing_Space Heating_Natural Gas_Space Heating - Heat Recovery Ventilator_A_Technical Potential | F12 | Industrial | Stone, Clay, and Glass | Existing | Space Heating | Natural Gas | Space Heating - Heat Recovery Ventilator | A | Cumulative Winter Peak Savings (MW) | Technical Potential | 0 | 0 | 0 | 0 | 0 | 0 | 0 | 0 | 0 | 0 | 0 | 0 | 0 | 0 | 0 | 0 | 0 | 0 | 0 | 0 | 0 | 0
F13_Industrial_Stone, Clay, and Glass_Existing_Space Heating_Natural Gas_Space Heating - Heat Recovery Ventilator_A_Technical Potential | F13 | Industrial | Stone, Clay, and Glass | Existing | Space Heating | Natural Gas | Space Heating - Heat Recovery Ventilator | A | Purchases (Incremental) | Technical Potential | 0 | 0 | 1568.8303 | 1541.7815 | 1515.199 | 1489.0749 | 1463.4012 | 1438.1702 | 1413.3741 | 1389.0056 | 1365.0572 | 1341.5218 | 1318.3921 | 1295.6612 | 1273.3222 | 1251.3684 | 1229.793 | 1208.5897 | 1187.752 | 1167.2735 | 1147.1481 | 1127.3697
F14_Industrial_Stone, Clay, and Glass_Existing_Space Heating_Natural Gas_Space Heating - Heat Recovery Ventilator_A_Technical Potential | F14 | Industrial | Stone, Clay, and Glass | Existing | Space Heating | Natural Gas | Space Heating - Heat Recovery Ventilator | A | Purchases (Cumulative) | Technical Potential | 0 | 0 | 1568.8303 | 3110.6117 | 4625.8108 | 6114.8857 | 7578.2869 | 9016.457 | 10429.8312 | 11818.8368 | 13183.894 | 14525.4157 | 15843.8078 | 17139.469 | 18412.7911 | 19664.1595 | 20893.9525 | 22102.5422 | 23290.2942 | 24457.5677 | 25604.7157 | 26732.0854
F1_Industrial_Stone, Clay, and Glass_Existing_Space Heating_Natural Gas_Thermostat - Programmable_A_Technical Potential | F1 | Industrial | Stone, Clay, and Glass | Existing | Space Heating | Natural Gas | Thermostat - Programmable | A | Original Unit Energy Savings (kWh or therms) | Technical Potential | 0 | 0 | 0.0064634 | 0.006448 | 0.0064327 | 0.0064176 | 0.0064027 | 0.0063882 | 0.0063742 | 0.0063608 | 0.006348 | 0.006336 | 0.0063246 | 0.0063139 | 0.0063038 | 0.0062943 | 0.0062853 | 0.0062769 | 0.006269 | 0.0062616 | 0.0062546 | 0.006248
F2_Industrial_Stone, Clay, and Glass_Existing_Space Heating_Natural Gas_Thermostat - Programmable_A_Technical Potential | F2 | Industrial | Stone, Clay, and Glass | Existing | Space Heating | Natural Gas | Thermostat - Programmable | A | Original Unit Summer Peak Savings (kW) | Technical Potential | 0 | 0 | 0 | 0 | 0 | 0 | 0 | 0 | 0 | 0 | 0 | 0 | 0 | 0 | 0 | 0 | 0 | 0 | 0 | 0 | 0 | 0
F3_Industrial_Stone, Clay, and Glass_Existing_Space Heating_Natural Gas_Thermostat - Programmable_A_Technical Potential | F3 | Industrial | Stone, Clay, and Glass | Existing | Space Heating | Natural Gas | Thermostat - Programmable | A | Original Unit Winter Peak Savings (kW) | Technical Potential | 0 | 0 | 0 | 0 | 0 | 0 | 0 | 0 | 0 | 0 | 0 | 0 | 0 | 0 | 0 | 0 | 0 | 0 | 0 | 0 | 0 | 0
F4_Industrial_Stone, Clay, and Glass_Existing_Space Heating_Natural Gas_Thermostat - Programmable_A_Technical Potential | F4 | Industrial | Stone, Clay, and Glass | Existing | Space Heating | Natural Gas | Thermostat - Programmable | A | Standalone Impact on Baseline Energy (%) | Technical Potential | 0% | 0% | 0.03103% | 0.0626% | 0.09472% | 0.1274% | 0.1607% | 0.1945% | 0.229% | 0.264% | 0.2997% | 0.3359% | 0.3729% | 0.4104% | 0.4486% | 0.4875% | 0.5271% | 0.5674% | 0.6084% | 0.6501% | 0.6925% | 0.7357%
F5_Industrial_Stone, Clay, and Glass_Existing_Space Heating_Natural Gas_Thermostat - Programmable_A_Technical Potential | F5 | Industrial | Stone, Clay, and Glass | Existing | Space Heating | Natural Gas | Thermostat - Programmable | A | Standalone Impact on Baseline Summer Peak (%) | Technical Potential | bar: 2019 to 2040
F6_Industrial_Stone, Clay, and Glass_Existing_Space Heating_Natural Gas_Thermostat - Programmable_A_Technical Potential | F6 | Industrial | Stone, Clay, and Glass | Existing | Space Heating | Natural Gas | Thermostat - Programmable | A | Standalone Impact on Baseline Winter Peak (%) | Technical Potential | bar: 2019 to 2040
F7_Industrial_Stone, Clay, and Glass_Existing_Space Heating_Natural Gas_Thermostat - Programmable_A_Technical Potential | F7 | Industrial | Stone, Clay, and Glass | Existing | Space Heating | Natural Gas | Thermostat - Programmable | A | Incremental Energy Savings (MWh or mTherms) | Technical Potential | 0 | 0 | 0.03042 | 0.029824 | 0.029241 | 0.028669 | 0.028109 | 0.027562 | 0.027028 | 0.026506 | 0.025996 | 0.025499 | 0.025015 | 0.024542 | 0.02408 | 0.023629 | 0.023189 | 0.022759 | 0.022338 | 0.021927 | 0.021525 | 0.021132
F8_Industrial_Stone, Clay, and Glass_Existing_Space Heating_Natural Gas_Thermostat - Programmable_A_Technical Potential | F8 | Industrial | Stone, Clay, and Glass | Existing | Space Heating | Natural Gas | Thermostat - Programmable | A | Incremental Summer Peak Savings (MW) | Technical Potential | 0 | 0 | 0 | 0 | 0 | 0 | 0 | 0 | 0 | 0 | 0 | 0 | 0 | 0 | 0 | 0 | 0 | 0 | 0 | 0 | 0 | 0
F9_Industrial_Stone, Clay, and Glass_Existing_Space Heating_Natural Gas_Thermostat - Programmable_A_Technical Potential | F9 | Industrial | Stone, Clay, and Glass | Existing | Space Heating | Natural Gas | Thermostat - Programmable | A | Incremental Winter Peak Savings (MW) | Technical Potential | 0 | 0 | 0 | 0 | 0 | 0 | 0 | 0 | 0 | 0 | 0 | 0 | 0 | 0 | 0 | 0 | 0 | 0 | 0 | 0 | 0 | 0
F10_Industrial_Stone, Clay, and Glass_Existing_Space Heating_Natural Gas_Thermostat - Programmable_A_Technical Potential | F10 | Industrial | Stone, Clay, and Glass | Existing | Space Heating | Natural Gas | Thermostat - Programmable | A | Cumulative Energy Savings (MWh or mTherms) | Technical Potential | 0 | 0 | 0.03042 | 0.060172 | 0.08927 | 0.11773 | 0.14557 | 0.1728 | 0.19945 | 0.22553 | 0.25107 | 0.2761 | 0.30062 | 0.32465 | 0.34821 | 0.37131 | 0.39398 | 0.41621 | 0.43802 | 0.45943 | 0.48044 | 0.50107
F11_Industrial_Stone, Clay, and Glass_Existing_Space Heating_Natural Gas_Thermostat - Programmable_A_Technical Potential | F11 | Industrial | Stone, Clay, and Glass | Existing | Space Heating | Natural Gas | Thermostat - Programmable | A | Cumulative Summer Peak Savings (MW) | Technical Potential | 0 | 0 | 0 | 0 | 0 | 0 | 0 | 0 | 0 | 0 | 0 | 0 | 0 | 0 | 0 | 0 | 0 | 0 | 0 | 0 | 0 | 0
F12_Industrial_Stone, Clay, and Glass_Existing_Space Heating_Natural Gas_Thermostat - Programmable_A_Technical Potential | F12 | Industrial | Stone, Clay, and Glass | Existing | Space Heating | Natural Gas | Thermostat - Programmable | A | Cumulative Winter Peak Savings (MW) | Technical Potential | 0 | 0 | 0 | 0 | 0 | 0 | 0 | 0 | 0 | 0 | 0 | 0 | 0 | 0 | 0 | 0 | 0 | 0 | 0 | 0 | 0 | 0
F13_Industrial_Stone, Clay, and Glass_Existing_Space Heating_Natural Gas_Thermostat - Programmable_A_Technical Potential | F13 | Industrial | Stone, Clay, and Glass | Existing | Space Heating | Natural Gas | Thermostat - Programmable | A | Purchases (Incremental) | Technical Potential | 0 | 0 | 4706.4908 | 4625.3444 | 4545.5971 | 4467.2247 | 4390.2036 | 4314.5105 | 4240.1223 | 4167.0168 | 4095.1717 | 4024.5653 | 3955.1762 | 3886.9835 | 3819.9666 | 3754.1051 | 3689.3791 | 3625.7691 | 3563.2559 | 3501.8204 | 3441.4442 | 3382.109
F14_Industrial_Stone, Clay, and Glass_Existing_Space Heating_Natural Gas_Thermostat - Programmable_A_Technical Potential | F14 | Industrial | Stone, Clay, and Glass | Existing | Space Heating | Natural Gas | Thermostat - Programmable | A | Purchases (Cumulative) | Technical Potential | 0 | 0 | 4706.4908 | 9331.8352 | 13877.4323 | 18344.6571 | 22734.8607 | 27049.3711 | 31289.4935 | 35456.5103 | 39551.6819 | 43576.2472 | 47531.4234 | 51418.4069 | 55238.3734 | 58992.4785 | 62681.8576 | 66307.6267 | 69870.8826 | 73372.703 | 76814.1472 | 80196.2562
F1_Industrial_Stone, Clay, and Glass_Existing_Space Heating_Natural Gas_ENERGY STAR Connected Thermostat_A_Technical Potential | F1 | Industrial | Stone, Clay, and Glass | Existing | Space Heating | Natural Gas | ENERGY STAR Connected Thermostat | A | Original Unit Energy Savings (kWh or therms) | Technical Potential | 0 | 0 | 0.015624 | 0.015587 | 0.01555 | 0.015514 | 0.015478 | 0.015443 | 0.015409 | 0.015376 | 0.015345 | 0.015316 | 0.015289 | 0.015263 | 0.015238 | 0.015215 | 0.015194 | 0.015173 | 0.015154 | 0.015136 | 0.01512 | 0.015104
F2_Industrial_Stone, Clay, and Glass_Existing_Space Heating_Natural Gas_ENERGY STAR Connected Thermostat_A_Technical Potential | F2 | Industrial | Stone, Clay, and Glass | Existing | Space Heating | Natural Gas | ENERGY STAR Connected Thermostat | A | Original Unit Summer Peak Savings (kW) | Technical Potential | 0 | 0 | 0 | 0 | 0 | 0 | 0 | 0 | 0 | 0 | 0 | 0 | 0 | 0 | 0 | 0 | 0 | 0 | 0 | 0 | 0 | 0
F3_Industrial_Stone, Clay, and Glass_Existing_Space Heating_Natural Gas_ENERGY STAR Connected Thermostat_A_Technical Potential | F3 | Industrial | Stone, Clay, and Glass | Existing | Space Heating | Natural Gas | ENERGY STAR Connected Thermostat | A | Original Unit Winter Peak Savings (kW) | Technical Potential | 0 | 0 | 0 | 0 | 0 | 0 | 0 | 0 | 0 | 0 | 0 | 0 | 0 | 0 | 0 | 0 | 0 | 0 | 0 | 0 | 0 | 0
F4_Industrial_Stone, Clay, and Glass_Existing_Space Heating_Natural Gas_ENERGY STAR Connected Thermostat_A_Technical Potential | F4 | Industrial | Stone, Clay, and Glass | Existing | Space Heating | Natural Gas | ENERGY STAR Connected Thermostat | A | Standalone Impact on Baseline Energy (%) | Technical Potential | 0% | 0% | 0.075% | 0.1513% | 0.229% | 0.308% | 0.3884% | 0.4702% | 0.5535% | 0.6382% | 0.7244% | 0.8121% | 0.9013% | 0.9921% | 1.085% | 1.179% | 1.274% | 1.372% | 1.471% | 1.571% | 1.674% | 1.778%
F5_Industrial_Stone, Clay, and Glass_Existing_Space Heating_Natural Gas_ENERGY STAR Connected Thermostat_A_Technical Potential | F5 | Industrial | Stone, Clay, and Glass | Existing | Space Heating | Natural Gas | ENERGY STAR Connected Thermostat | A | Standalone Impact on Baseline Summer Peak (%) | Technical Potential | bar: 2019 to 2040
F6_Industrial_Stone, Clay, and Glass_Existing_Space Heating_Natural Gas_ENERGY STAR Connected Thermostat_A_Technical Potential | F6 | Industrial | Stone, Clay, and Glass | Existing | Space Heating | Natural Gas | ENERGY STAR Connected Thermostat | A | Standalone Impact on Baseline Winter Peak (%) | Technical Potential | bar: 2019 to 2040
F7_Industrial_Stone, Clay, and Glass_Existing_Space Heating_Natural Gas_ENERGY STAR Connected Thermostat_A_Technical Potential | F7 | Industrial | Stone, Clay, and Glass | Existing | Space Heating | Natural Gas | ENERGY STAR Connected Thermostat | A | Incremental Energy Savings (MWh or mTherms) | Technical Potential | 0 | 0 | 0.073536 | 0.072096 | 0.070685 | 0.069303 | 0.06795 | 0.066627 | 0.065335 | 0.064073 | 0.062842 | 0.061641 | 0.06047 | 0.059326 | 0.05821 | 0.05712 | 0.056056 | 0.055016 | 0.053999 | 0.053005 | 0.052033 | 0.051082
F8_Industrial_Stone, Clay, and Glass_Existing_Space Heating_Natural Gas_ENERGY STAR Connected Thermostat_A_Technical Potential | F8 | Industrial | Stone, Clay, and Glass | Existing | Space Heating | Natural Gas | ENERGY STAR Connected Thermostat | A | Incremental Summer Peak Savings (MW) | Technical Potential | 0 | 0 | 0 | 0 | 0 | 0 | 0 | 0 | 0 | 0 | 0 | 0 | 0 | 0 | 0 | 0 | 0 | 0 | 0 | 0 | 0 | 0
F9_Industrial_Stone, Clay, and Glass_Existing_Space Heating_Natural Gas_ENERGY STAR Connected Thermostat_A_Technical Potential | F9 | Industrial | Stone, Clay, and Glass | Existing | Space Heating | Natural Gas | ENERGY STAR Connected Thermostat | A | Incremental Winter Peak Savings (MW) | Technical Potential | 0 | 0 | 0 | 0 | 0 | 0 | 0 | 0 | 0 | 0 | 0 | 0 | 0 | 0 | 0 | 0 | 0 | 0 | 0 | 0 | 0 | 0
F10_Industrial_Stone, Clay, and Glass_Existing_Space Heating_Natural Gas_ENERGY STAR Connected Thermostat_A_Technical Potential | F10 | Industrial | Stone, Clay, and Glass | Existing | Space Heating | Natural Gas | ENERGY STAR Connected Thermostat | A | Cumulative Energy Savings (MWh or mTherms) | Technical Potential | 0 | 0 | 0.073536 | 0.14546 | 0.2158 | 0.28459 | 0.35188 | 0.41771 | 0.48213 | 0.54519 | 0.60694 | 0.66742 | 0.7267 | 0.78479 | 0.84175 | 0.8976 | 0.95238 | 1.0061 | 1.0588 | 1.1106 | 1.1614 | 1.2113
F11_Industrial_Stone, Clay, and Glass_Existing_Space Heating_Natural Gas_ENERGY STAR Connected Thermostat_A_Technical Potential | F11 | Industrial | Stone, Clay, and Glass | Existing | Space Heating | Natural Gas | ENERGY STAR Connected Thermostat | A | Cumulative Summer Peak Savings (MW) | Technical Potential | 0 | 0 | 0 | 0 | 0 | 0 | 0 | 0 | 0 | 0 | 0 | 0 | 0 | 0 | 0 | 0 | 0 | 0 | 0 | 0 | 0 | 0
F12_Industrial_Stone, Clay, and Glass_Existing_Space Heating_Natural Gas_ENERGY STAR Connected Thermostat_A_Technical Potential | F12 | Industrial | Stone, Clay, and Glass | Existing | Space Heating | Natural Gas | ENERGY STAR Connected Thermostat | A | Cumulative Winter Peak Savings (MW) | Technical Potential | 0 | 0 | 0 | 0 | 0 | 0 | 0 | 0 | 0 | 0 | 0 | 0 | 0 | 0 | 0 | 0 | 0 | 0 | 0 | 0 | 0 | 0
F13_Industrial_Stone, Clay, and Glass_Existing_Space Heating_Natural Gas_ENERGY STAR Connected Thermostat_A_Technical Potential | F13 | Industrial | Stone, Clay, and Glass | Existing | Space Heating | Natural Gas | ENERGY STAR Connected Thermostat | A | Purchases (Incremental) | Technical Potential | 0 | 0 | 4706.4908 | 4625.3444 | 4545.5971 | 4467.2247 | 4390.2036 | 4314.5105 | 4240.1223 | 4167.0168 | 4095.1717 | 4024.5653 | 3955.1762 | 3886.9835 | 3819.9666 | 3754.1051 | 3689.3791 | 3625.7691 | 3563.2559 | 3501.8204 | 3441.4442 | 3382.109
F14_Industrial_Stone, Clay, and Glass_Existing_Space Heating_Natural Gas_ENERGY STAR Connected Thermostat_A_Technical Potential | F14 | Industrial | Stone, Clay, and Glass | Existing | Space Heating | Natural Gas | ENERGY STAR Connected Thermostat | A | Purchases (Cumulative) | Technical Potential | 0 | 0 | 4706.4908 | 9331.8352 | 13877.4323 | 18344.6571 | 22734.8607 | 27049.3711 | 31289.4935 | 35456.5103 | 39551.6819 | 43576.2472 | 47531.4234 | 51418.4069 | 55238.3734 | 58992.4785 | 62681.8576 | 66307.6267 | 69870.8826 | 73372.703 | 76814.1472 | 80196.2562
F1_Industrial_Stone, Clay, and Glass_Existing_Space Heating_Natural Gas_Destratification Fans (HVLS)_A_Technical Potential | F1 | Industrial | Stone, Clay, and Glass | Existing | Space Heating | Natural Gas | Destratification Fans (HVLS) | A | Original Unit Energy Savings (kWh or therms) | Technical Potential | 0 | 0 | 0.015624 | 0.015587 | 0.01555 | 0.015514 | 0.015478 | 0.015443 | 0.015409 | 0.015376 | 0.015345 | 0.015316 | 0.015289 | 0.015263 | 0.015238 | 0.015215 | 0.015194 | 0.015173 | 0.015154 | 0.015136 | 0.01512 | 0.015104
F2_Industrial_Stone, Clay, and Glass_Existing_Space Heating_Natural Gas_Destratification Fans (HVLS)_A_Technical Potential | F2 | Industrial | Stone, Clay, and Glass | Existing | Space Heating | Natural Gas | Destratification Fans (HVLS) | A | Original Unit Summer Peak Savings (kW) | Technical Potential | 0 | 0 | 0 | 0 | 0 | 0 | 0 | 0 | 0 | 0 | 0 | 0 | 0 | 0 | 0 | 0 | 0 | 0 | 0 | 0 | 0 | 0
F3_Industrial_Stone, Clay, and Glass_Existing_Space Heating_Natural Gas_Destratification Fans (HVLS)_A_Technical Potential | F3 | Industrial | Stone, Clay, and Glass | Existing | Space Heating | Natural Gas | Destratification Fans (HVLS) | A | Original Unit Winter Peak Savings (kW) | Technical Potential | 0 | 0 | 0 | 0 | 0 | 0 | 0 | 0 | 0 | 0 | 0 | 0 | 0 | 0 | 0 | 0 | 0 | 0 | 0 | 0 | 0 | 0
F4_Industrial_Stone, Clay, and Glass_Existing_Space Heating_Natural Gas_Destratification Fans (HVLS)_A_Technical Potential | F4 | Industrial | Stone, Clay, and Glass | Existing | Space Heating | Natural Gas | Destratification Fans (HVLS) | A | Standalone Impact on Baseline Energy (%) | Technical Potential | 0% | 0% | 0.075% | 0.1513% | 0.229% | 0.308% | 0.3884% | 0.4702% | 0.5535% | 0.6382% | 0.7244% | 0.8121% | 0.9013% | 0.9921% | 1.085% | 1.179% | 1.274% | 1.372% | 1.471% | 1.571% | 1.674% | 1.778%
F5_Industrial_Stone, Clay, and Glass_Existing_Space Heating_Natural Gas_Destratification Fans (HVLS)_A_Technical Potential | F5 | Industrial | Stone, Clay, and Glass | Existing | Space Heating | Natural Gas | Destratification Fans (HVLS) | A | Standalone Impact on Baseline Summer Peak (%) | Technical Potential | bar: 2019 to 2040
F6_Industrial_Stone, Clay, and Glass_Existing_Space Heating_Natural Gas_Destratification Fans (HVLS)_A_Technical Potential | F6 | Industrial | Stone, Clay, and Glass | Existing | Space Heating | Natural Gas | Destratification Fans (HVLS) | A | Standalone Impact on Baseline Winter Peak (%) | Technical Potential | bar: 2019 to 2040
F7_Industrial_Stone, Clay, and Glass_Existing_Space Heating_Natural Gas_Destratification Fans (HVLS)_A_Technical Potential | F7 | Industrial | Stone, Clay, and Glass | Existing | Space Heating | Natural Gas | Destratification Fans (HVLS) | A | Incremental Energy Savings (MWh or mTherms) | Technical Potential | 0 | 0 | 0.073536 | 0.072096 | 0.070685 | 0.069303 | 0.06795 | 0.066627 | 0.065335 | 0.064073 | 0.062842 | 0.061641 | 0.06047 | 0.059326 | 0.05821 | 0.05712 | 0.056056 | 0.055016 | 0.053999 | 0.053005 | 0.052033 | 0.051082
F8_Industrial_Stone, Clay, and Glass_Existing_Space Heating_Natural Gas_Destratification Fans (HVLS)_A_Technical Potential | F8 | Industrial | Stone, Clay, and Glass | Existing | Space Heating | Natural Gas | Destratification Fans (HVLS) | A | Incremental Summer Peak Savings (MW) | Technical Potential | 0 | 0 | 0 | 0 | 0 | 0 | 0 | 0 | 0 | 0 | 0 | 0 | 0 | 0 | 0 | 0 | 0 | 0 | 0 | 0 | 0 | 0
F9_Industrial_Stone, Clay, and Glass_Existing_Space Heating_Natural Gas_Destratification Fans (HVLS)_A_Technical Potential | F9 | Industrial | Stone, Clay, and Glass | Existing | Space Heating | Natural Gas | Destratification Fans (HVLS) | A | Incremental Winter Peak Savings (MW) | Technical Potential | 0 | 0 | 0 | 0 | 0 | 0 | 0 | 0 | 0 | 0 | 0 | 0 | 0 | 0 | 0 | 0 | 0 | 0 | 0 | 0 | 0 | 0
F10_Industrial_Stone, Clay, and Glass_Existing_Space Heating_Natural Gas_Destratification Fans (HVLS)_A_Technical Potential | F10 | Industrial | Stone, Clay, and Glass | Existing | Space Heating | Natural Gas | Destratification Fans (HVLS) | A | Cumulative Energy Savings (MWh or mTherms) | Technical Potential | 0 | 0 | 0.073536 | 0.14546 | 0.2158 | 0.28459 | 0.35188 | 0.41771 | 0.48213 | 0.54519 | 0.60694 | 0.66742 | 0.7267 | 0.78479 | 0.84175 | 0.8976 | 0.95238 | 1.0061 | 1.0588 | 1.1106 | 1.1614 | 1.2113
F11_Industrial_Stone, Clay, and Glass_Existing_Space Heating_Natural Gas_Destratification Fans (HVLS)_A_Technical Potential | F11 | Industrial | Stone, Clay, and Glass | Existing | Space Heating | Natural Gas | Destratification Fans (HVLS) | A | Cumulative Summer Peak Savings (MW) | Technical Potential | 0 | 0 | 0 | 0 | 0 | 0 | 0 | 0 | 0 | 0 | 0 | 0 | 0 | 0 | 0 | 0 | 0 | 0 | 0 | 0 | 0 | 0
F12_Industrial_Stone, Clay, and Glass_Existing_Space Heating_Natural Gas_Destratification Fans (HVLS)_A_Technical Potential | F12 | Industrial | Stone, Clay, and Glass | Existing | Space Heating | Natural Gas | Destratification Fans (HVLS) | A | Cumulative Winter Peak Savings (MW) | Technical Potential | 0 | 0 | 0 | 0 | 0 | 0 | 0 | 0 | 0 | 0 | 0 | 0 | 0 | 0 | 0 | 0 | 0 | 0 | 0 | 0 | 0 | 0
F13_Industrial_Stone, Clay, and Glass_Existing_Space Heating_Natural Gas_Destratification Fans (HVLS)_A_Technical Potential | F13 | Industrial | Stone, Clay, and Glass | Existing | Space Heating | Natural Gas | Destratification Fans (HVLS) | A | Purchases (Incremental) | Technical Potential | 0 | 0 | 4706.4908 | 4625.3444 | 4545.5971 | 4467.2247 | 4390.2036 | 4314.5105 | 4240.1223 | 4167.0168 | 4095.1717 | 4024.5653 | 3955.1762 | 3886.9835 | 3819.9666 | 3754.1051 | 3689.3791 | 3625.7691 | 3563.2559 | 3501.8204 | 3441.4442 | 3382.109
F14_Industrial_Stone, Clay, and Glass_Existing_Space Heating_Natural Gas_Destratification Fans (HVLS)_A_Technical Potential | F14 | Industrial | Stone, Clay, and Glass | Existing | Space Heating | Natural Gas | Destratification Fans (HVLS) | A | Purchases (Cumulative) | Technical Potential | 0 | 0 | 4706.4908 | 9331.8352 | 13877.4323 | 18344.6571 | 22734.8607 | 27049.3711 | 31289.4935 | 35456.5103 | 39551.6819 | 43576.2472 | 47531.4234 | 51418.4069 | 55238.3734 | 58992.4785 | 62681.8576 | 66307.6267 | 69870.8826 | 73372.703 | 76814.1472 | 80196.2562
F1_Industrial_Stone, Clay, and Glass_Existing_Space Heating_Natural Gas_Gas Boiler - Insulate Steam Lines/Condensate Tank_A_Technical Potential | F1 | Industrial | Stone, Clay, and Glass | Existing | Space Heating | Natural Gas | Gas Boiler - Insulate Steam Lines/Condensate Tank | A | Original Unit Energy Savings (kWh or therms) | Technical Potential | 0 | 0 | 76.9349 | 76.7417 | 76.5526 | 76.3679 | 76.188 | 76.0132 | 75.844 | 75.6806 | 75.5233 | 75.3722 | 75.2277 | 75.09 | 74.9592 | 74.8355 | 74.7191 | 74.61 | 74.5085 | 74.4146 | 74.3284 | 74.2501
F2_Industrial_Stone, Clay, and Glass_Existing_Space Heating_Natural Gas_Gas Boiler - Insulate Steam Lines/Condensate Tank_A_Technical Potential | F2 | Industrial | Stone, Clay, and Glass | Existing | Space Heating | Natural Gas | Gas Boiler - Insulate Steam Lines/Condensate Tank | A | Original Unit Summer Peak Savings (kW) | Technical Potential | 0 | 0 | 0 | 0 | 0 | 0 | 0 | 0 | 0 | 0 | 0 | 0 | 0 | 0 | 0 | 0 | 0 | 0 | 0 | 0 | 0 | 0
F3_Industrial_Stone, Clay, and Glass_Existing_Space Heating_Natural Gas_Gas Boiler - Insulate Steam Lines/Condensate Tank_A_Technical Potential | F3 | Industrial | Stone, Clay, and Glass | Existing | Space Heating | Natural Gas | Gas Boiler - Insulate Steam Lines/Condensate Tank | A | Original Unit Winter Peak Savings (kW) | Technical Potential | 0 | 0 | 0 | 0 | 0 | 0 | 0 | 0 | 0 | 0 | 0 | 0 | 0 | 0 | 0 | 0 | 0 | 0 | 0 | 0 | 0 | 0
F4_Industrial_Stone, Clay, and Glass_Existing_Space Heating_Natural Gas_Gas Boiler - Insulate Steam Lines/Condensate Tank_A_Technical Potential | F4 | Industrial | Stone, Clay, and Glass | Existing | Space Heating | Natural Gas | Gas Boiler - Insulate Steam Lines/Condensate Tank | A | Standalone Impact on Baseline Energy (%) | Technical Potential | 0% | 0% | 0.006032% | 0.01217% | 0.01841% | 0.02476% | 0.03122% | 0.0378% | 0.04449% | 0.0513% | 0.05822% | 0.06527% | 0.07243% | 0.07972% | 0.08713% | 0.09467% | 0.1023% | 0.1101% | 0.1181% | 0.1262% | 0.1344% | 0.1428%
F5_Industrial_Stone, Clay, and Glass_Existing_Space Heating_Natural Gas_Gas Boiler - Insulate Steam Lines/Condensate Tank_A_Technical Potential | F5 | Industrial | Stone, Clay, and Glass | Existing | Space Heating | Natural Gas | Gas Boiler - Insulate Steam Lines/Condensate Tank | A | Standalone Impact on Baseline Summer Peak (%) | Technical Potential | bar: 2019 to 2040
F6_Industrial_Stone, Clay, and Glass_Existing_Space Heating_Natural Gas_Gas Boiler - Insulate Steam Lines/Condensate Tank_A_Technical Potential | F6 | Industrial | Stone, Clay, and Glass | Existing | Space Heating | Natural Gas | Gas Boiler - Insulate Steam Lines/Condensate Tank | A | Standalone Impact on Baseline Winter Peak (%) | Technical Potential | bar: 2019 to 2040
F7_Industrial_Stone, Clay, and Glass_Existing_Space Heating_Natural Gas_Gas Boiler - Insulate Steam Lines/Condensate Tank_A_Technical Potential | F7 | Industrial | Stone, Clay, and Glass | Existing | Space Heating | Natural Gas | Gas Boiler - Insulate Steam Lines/Condensate Tank | A | Incremental Energy Savings (MWh or mTherms) | Technical Potential | 0 | 0 | 0.0059138 | 0.0057972 | 0.0056832 | 0.0055718 | 0.0054628 | 0.0053563 | 0.0052522 | 0.0051505 | 0.0050512 | 0.0049542 | 0.0048594 | 0.0047669 | 0.0046766 | 0.0045884 | 0.0045022 | 0.0044181 | 0.0043361 | 0.0042559 | 0.0041777 | 0.0041014
F8_Industrial_Stone, Clay, and Glass_Existing_Space Heating_Natural Gas_Gas Boiler - Insulate Steam Lines/Condensate Tank_A_Technical Potential | F8 | Industrial | Stone, Clay, and Glass | Existing | Space Heating | Natural Gas | Gas Boiler - Insulate Steam Lines/Condensate Tank | A | Incremental Summer Peak Savings (MW) | Technical Potential | 0 | 0 | 0 | 0 | 0 | 0 | 0 | 0 | 0 | 0 | 0 | 0 | 0 | 0 | 0 | 0 | 0 | 0 | 0 | 0 | 0 | 0
F9_Industrial_Stone, Clay, and Glass_Existing_Space Heating_Natural Gas_Gas Boiler - Insulate Steam Lines/Condensate Tank_A_Technical Potential | F9 | Industrial | Stone, Clay, and Glass | Existing | Space Heating | Natural Gas | Gas Boiler - Insulate Steam Lines/Condensate Tank | A | Incremental Winter Peak Savings (MW) | Technical Potential | 0 | 0 | 0 | 0 | 0 | 0 | 0 | 0 | 0 | 0 | 0 | 0 | 0 | 0 | 0 | 0 | 0 | 0 | 0 | 0 | 0 | 0
F10_Industrial_Stone, Clay, and Glass_Existing_Space Heating_Natural Gas_Gas Boiler - Insulate Steam Lines/Condensate Tank_A_Technical Potential | F10 | Industrial | Stone, Clay, and Glass | Existing | Space Heating | Natural Gas | Gas Boiler - Insulate Steam Lines/Condensate Tank | A | Cumulative Energy Savings (MWh or mTherms) | Technical Potential | 0 | 0 | 0.0059138 | 0.011696 | 0.017351 | 0.02288 | 0.028289 | 0.033581 | 0.038758 | 0.043825 | 0.048785 | 0.053642 | 0.058399 | 0.063059 | 0.067625 | 0.072102 | 0.076492 | 0.080799 | 0.085025 | 0.089173 | 0.093248 | 0.097251
F11_Industrial_Stone, Clay, and Glass_Existing_Space Heating_Natural Gas_Gas Boiler - Insulate Steam Lines/Condensate Tank_A_Technical Potential | F11 | Industrial | Stone, Clay, and Glass | Existing | Space Heating | Natural Gas | Gas Boiler - Insulate Steam Lines/Condensate Tank | A | Cumulative Summer Peak Savings (MW) | Technical Potential | 0 | 0 | 0 | 0 | 0 | 0 | 0 | 0 | 0 | 0 | 0 | 0 | 0 | 0 | 0 | 0 | 0 | 0 | 0 | 0 | 0 | 0
F12_Industrial_Stone, Clay, and Glass_Existing_Space Heating_Natural Gas_Gas Boiler - Insulate Steam Lines/Condensate Tank_A_Technical Potential | F12 | Industrial | Stone, Clay, and Glass | Existing | Space Heating | Natural Gas | Gas Boiler - Insulate Steam Lines/Condensate Tank | A | Cumulative Winter Peak Savings (MW) | Technical Potential | 0 | 0 | 0 | 0 | 0 | 0 | 0 | 0 | 0 | 0 | 0 | 0 | 0 | 0 | 0 | 0 | 0 | 0 | 0 | 0 | 0 | 0
F13_Industrial_Stone, Clay, and Glass_Existing_Space Heating_Natural Gas_Gas Boiler - Insulate Steam Lines/Condensate Tank_A_Technical Potential | F13 | Industrial | Stone, Clay, and Glass | Existing | Space Heating | Natural Gas | Gas Boiler - Insulate Steam Lines/Condensate Tank | A | Purchases (Incremental) | Technical Potential | 0 | 0 | 0.076867 | 0.075542 | 0.074239 | 0.072959 | 0.071701 | 0.070465 | 0.06925 | 0.068056 | 0.066883 | 0.06573 | 0.064596 | 0.063483 | 0.062388 | 0.061313 | 0.060255 | 0.059217 | 0.058196 | 0.057192 | 0.056206 | 0.055237
F14_Industrial_Stone, Clay, and Glass_Existing_Space Heating_Natural Gas_Gas Boiler - Insulate Steam Lines/Condensate Tank_A_Technical Potential | F14 | Industrial | Stone, Clay, and Glass | Existing | Space Heating | Natural Gas | Gas Boiler - Insulate Steam Lines/Condensate Tank | A | Purchases (Cumulative) | Technical Potential | 0 | 0 | 0.076867 | 0.15241 | 0.22665 | 0.29961 | 0.37131 | 0.44177 | 0.51102 | 0.57908 | 0.64596 | 0.71169 | 0.77629 | 0.83977 | 0.90216 | 0.96347 | 1.0237 | 1.0829 | 1.1411 | 1.1983 | 1.2545 | 1.3098
F1_Industrial_Stone, Clay, and Glass_Existing_Process_Natural Gas_Gas Boiler - Insulate Steam Lines/Condensate Tank_A_Technical Potential | F1 | Industrial | Stone, Clay, and Glass | Existing | Process | Natural Gas | Gas Boiler - Insulate Steam Lines/Condensate Tank | A | Original Unit Energy Savings (kWh or therms) | Technical Potential | 0 | 0 | 45.5894 | 45.5894 | 45.5894 | 45.5894 | 45.5894 | 45.5894 | 45.5894 | 45.5894 | 45.5894 | 45.5894 | 45.5894 | 45.5894 | 45.5894 | 45.5894 | 45.5894 | 45.5894 | 45.5894 | 45.5894 | 45.5894 | 45.5894
F2_Industrial_Stone, Clay, and Glass_Existing_Process_Natural Gas_Gas Boiler - Insulate Steam Lines/Condensate Tank_A_Technical Potential | F2 | Industrial | Stone, Clay, and Glass | Existing | Process | Natural Gas | Gas Boiler - Insulate Steam Lines/Condensate Tank | A | Original Unit Summer Peak Savings (kW) | Technical Potential | 0 | 0 | 0 | 0 | 0 | 0 | 0 | 0 | 0 | 0 | 0 | 0 | 0 | 0 | 0 | 0 | 0 | 0 | 0 | 0 | 0 | 0
F3_Industrial_Stone, Clay, and Glass_Existing_Process_Natural Gas_Gas Boiler - Insulate Steam Lines/Condensate Tank_A_Technical Potential | F3 | Industrial | Stone, Clay, and Glass | Existing | Process | Natural Gas | Gas Boiler - Insulate Steam Lines/Condensate Tank | A | Original Unit Winter Peak Savings (kW) | Technical Potential | 0 | 0 | 0 | 0 | 0 | 0 | 0 | 0 | 0 | 0 | 0 | 0 | 0 | 0 | 0 | 0 | 0 | 0 | 0 | 0 | 0 | 0
F4_Industrial_Stone, Clay, and Glass_Existing_Process_Natural Gas_Gas Boiler - Insulate Steam Lines/Condensate Tank_A_Technical Potential | F4 | Industrial | Stone, Clay, and Glass | Existing | Process | Natural Gas | Gas Boiler - Insulate Steam Lines/Condensate Tank | A | Standalone Impact on Baseline Energy (%) | Technical Potential | 0% | 0% | 0.002024% | 0.004084% | 0.006179% | 0.008312% | 0.01048% | 0.01269% | 0.01494% | 0.01722% | 0.01955% | 0.02192% | 0.02432% | 0.02677% | 0.02927% | 0.03181% | 0.03439% | 0.03701% | 0.03969% | 0.04241% | 0.04518% | 0.04799%
F5_Industrial_Stone, Clay, and Glass_Existing_Process_Natural Gas_Gas Boiler - Insulate Steam Lines/Condensate Tank_A_Technical Potential | F5 | Industrial | Stone, Clay, and Glass | Existing | Process | Natural Gas | Gas Boiler - Insulate Steam Lines/Condensate Tank | A | Standalone Impact on Baseline Summer Peak (%) | Technical Potential | bar: 2019 to 2040
F6_Industrial_Stone, Clay, and Glass_Existing_Process_Natural Gas_Gas Boiler - Insulate Steam Lines/Condensate Tank_A_Technical Potential | F6 | Industrial | Stone, Clay, and Glass | Existing | Process | Natural Gas | Gas Boiler - Insulate Steam Lines/Condensate Tank | A | Standalone Impact on Baseline Winter Peak (%) | Technical Potential | bar: 2019 to 2040
F7_Industrial_Stone, Clay, and Glass_Existing_Process_Natural Gas_Gas Boiler - Insulate Steam Lines/Condensate Tank_A_Technical Potential | F7 | Industrial | Stone, Clay, and Glass | Existing | Process | Natural Gas | Gas Boiler - Insulate Steam Lines/Condensate Tank | A | Incremental Energy Savings (MWh or mTherms) | Technical Potential | 0 | 0 | 0.038853 | 0.038183 | 0.037524 | 0.036877 | 0.036242 | 0.035617 | 0.035003 | 0.034399 | 0.033806 | 0.033223 | 0.03265 | 0.032088 | 0.031534 | 0.030991 | 0.030456 | 0.029931 | 0.029415 | 0.028908 | 0.02841 | 0.02792
F8_Industrial_Stone, Clay, and Glass_Existing_Process_Natural Gas_Gas Boiler - Insulate Steam Lines/Condensate Tank_A_Technical Potential | F8 | Industrial | Stone, Clay, and Glass | Existing | Process | Natural Gas | Gas Boiler - Insulate Steam Lines/Condensate Tank | A | Incremental Summer Peak Savings (MW) | Technical Potential | 0 | 0 | 0 | 0 | 0 | 0 | 0 | 0 | 0 | 0 | 0 | 0 | 0 | 0 | 0 | 0 | 0 | 0 | 0 | 0 | 0 | 0
F9_Industrial_Stone, Clay, and Glass_Existing_Process_Natural Gas_Gas Boiler - Insulate Steam Lines/Condensate Tank_A_Technical Potential | F9 | Industrial | Stone, Clay, and Glass | Existing | Process | Natural Gas | Gas Boiler - Insulate Steam Lines/Condensate Tank | A | Incremental Winter Peak Savings (MW) | Technical Potential | 0 | 0 | 0 | 0 | 0 | 0 | 0 | 0 | 0 | 0 | 0 | 0 | 0 | 0 | 0 | 0 | 0 | 0 | 0 | 0 | 0 | 0
F10_Industrial_Stone, Clay, and Glass_Existing_Process_Natural Gas_Gas Boiler - Insulate Steam Lines/Condensate Tank_A_Technical Potential | F10 | Industrial | Stone, Clay, and Glass | Existing | Process | Natural Gas | Gas Boiler - Insulate Steam Lines/Condensate Tank | A | Cumulative Energy Savings (MWh or mTherms) | Technical Potential | 0 | 0 | 0.038853 | 0.077035 | 0.11456 | 0.15144 | 0.18768 | 0.2233 | 0.2583 | 0.2927 | 0.3265 | 0.35973 | 0.39238 | 0.42446 | 0.456 | 0.48699 | 0.51745 | 0.54738 | 0.57679 | 0.6057 | 0.63411 | 0.66203
F11_Industrial_Stone, Clay, and Glass_Existing_Process_Natural Gas_Gas Boiler - Insulate Steam Lines/Condensate Tank_A_Technical Potential | F11 | Industrial | Stone, Clay, and Glass | Existing | Process | Natural Gas | Gas Boiler - Insulate Steam Lines/Condensate Tank | A | Cumulative Summer Peak Savings (MW) | Technical Potential | 0 | 0 | 0 | 0 | 0 | 0 | 0 | 0 | 0 | 0 | 0 | 0 | 0 | 0 | 0 | 0 | 0 | 0 | 0 | 0 | 0 | 0
F12_Industrial_Stone, Clay, and Glass_Existing_Process_Natural Gas_Gas Boiler - Insulate Steam Lines/Condensate Tank_A_Technical Potential | F12 | Industrial | Stone, Clay, and Glass | Existing | Process | Natural Gas | Gas Boiler - Insulate Steam Lines/Condensate Tank | A | Cumulative Winter Peak Savings (MW) | Technical Potential | 0 | 0 | 0 | 0 | 0 | 0 | 0 | 0 | 0 | 0 | 0 | 0 | 0 | 0 | 0 | 0 | 0 | 0 | 0 | 0 | 0 | 0
F13_Industrial_Stone, Clay, and Glass_Existing_Process_Natural Gas_Gas Boiler - Insulate Steam Lines/Condensate Tank_A_Technical Potential | F13 | Industrial | Stone, Clay, and Glass | Existing | Process | Natural Gas | Gas Boiler - Insulate Steam Lines/Condensate Tank | A | Purchases (Incremental) | Technical Potential | 0 | 0 | 0.85223 | 0.83754 | 0.8231 | 0.8089 | 0.79496 | 0.78125 | 0.76778 | 0.75454 | 0.74153 | 0.72875 | 0.71619 | 0.70384 | 0.6917 | 0.67978 | 0.66806 | 0.65654 | 0.64522 | 0.63409 | 0.62316 | 0.61242
F14_Industrial_Stone, Clay, and Glass_Existing_Process_Natural Gas_Gas Boiler - Insulate Steam Lines/Condensate Tank_A_Technical Potential | F14 | Industrial | Stone, Clay, and Glass | Existing | Process | Natural Gas | Gas Boiler - Insulate Steam Lines/Condensate Tank | A | Purchases (Cumulative) | Technical Potential | 0 | 0 | 0.85223 | 1.6898 | 2.5129 | 3.3218 | 4.1167 | 4.898 | 5.6658 | 6.4203 | 7.1618 | 7.8906 | 8.6068 | 9.3106 | 10.0023 | 10.6821 | 11.3501 | 12.0067 | 12.6519 | 13.286 | 13.9092 | 14.5216
F1_Industrial_Stone, Clay, and Glass_Existing_Space Heating_Natural Gas_Gas Boiler - Insulate Hot Water Lines_A_Technical Potential | F1 | Industrial | Stone, Clay, and Glass | Existing | Space Heating | Natural Gas | Gas Boiler - Insulate Hot Water Lines | A | Original Unit Energy Savings (kWh or therms) | Technical Potential | 0 | 0 | 86.9606 | 86.7423 | 86.5285 | 86.3197 | 86.1164 | 85.9189 | 85.7276 | 85.5429 | 85.365 | 85.1943 | 85.031 | 84.8753 | 84.7275 | 84.5877 | 84.456 | 84.3328 | 84.218 | 84.1119 | 84.0145 | 83.9259
F2_Industrial_Stone, Clay, and Glass_Existing_Space Heating_Natural Gas_Gas Boiler - Insulate Hot Water Lines_A_Technical Potential | F2 | Industrial | Stone, Clay, and Glass | Existing | Space Heating | Natural Gas | Gas Boiler - Insulate Hot Water Lines | A | Original Unit Summer Peak Savings (kW) | Technical Potential | 0 | 0 | 0 | 0 | 0 | 0 | 0 | 0 | 0 | 0 | 0 | 0 | 0 | 0 | 0 | 0 | 0 | 0 | 0 | 0 | 0 | 0
F3_Industrial_Stone, Clay, and Glass_Existing_Space Heating_Natural Gas_Gas Boiler - Insulate Hot Water Lines_A_Technical Potential | F3 | Industrial | Stone, Clay, and Glass | Existing | Space Heating | Natural Gas | Gas Boiler - Insulate Hot Water Lines | A | Original Unit Winter Peak Savings (kW) | Technical Potential | 0 | 0 | 0 | 0 | 0 | 0 | 0 | 0 | 0 | 0 | 0 | 0 | 0 | 0 | 0 | 0 | 0 | 0 | 0 | 0 | 0 | 0
F4_Industrial_Stone, Clay, and Glass_Existing_Space Heating_Natural Gas_Gas Boiler - Insulate Hot Water Lines_A_Technical Potential | F4 | Industrial | Stone, Clay, and Glass | Existing | Space Heating | Natural Gas | Gas Boiler - Insulate Hot Water Lines | A | Standalone Impact on Baseline Energy (%) | Technical Potential | 0% | 0% | 0.01364% | 0.02751% | 0.04162% | 0.05598% | 0.07059% | 0.08545% | 0.1006% | 0.116% | 0.1316% | 0.1475% | 0.1637% | 0.1802% | 0.197% | 0.214% | 0.2314% | 0.249% | 0.267% | 0.2852% | 0.3038% | 0.3228%
F5_Industrial_Stone, Clay, and Glass_Existing_Space Heating_Natural Gas_Gas Boiler - Insulate Hot Water Lines_A_Technical Potential | F5 | Industrial | Stone, Clay, and Glass | Existing | Space Heating | Natural Gas | Gas Boiler - Insulate Hot Water Lines | A | Standalone Impact on Baseline Summer Peak (%) | Technical Potential | bar: 2019 to 2040
F6_Industrial_Stone, Clay, and Glass_Existing_Space Heating_Natural Gas_Gas Boiler - Insulate Hot Water Lines_A_Technical Potential | F6 | Industrial | Stone, Clay, and Glass | Existing | Space Heating | Natural Gas | Gas Boiler - Insulate Hot Water Lines | A | Standalone Impact on Baseline Winter Peak (%) | Technical Potential | bar: 2019 to 2040
F7_Industrial_Stone, Clay, and Glass_Existing_Space Heating_Natural Gas_Gas Boiler - Insulate Hot Water Lines_A_Technical Potential | F7 | Industrial | Stone, Clay, and Glass | Existing | Space Heating | Natural Gas | Gas Boiler - Insulate Hot Water Lines | A | Incremental Energy Savings (MWh or mTherms) | Technical Potential | 0 | 0 | 0.013369 | 0.013105 | 0.012848 | 0.012596 | 0.012349 | 0.012109 | 0.011873 | 0.011643 | 0.011419 | 0.0112 | 0.010985 | 0.010776 | 0.010572 | 0.010373 | 0.010178 | 0.0099878 | 0.0098022 | 0.0096211 | 0.0094443 | 0.0092716
F8_Industrial_Stone, Clay, and Glass_Existing_Space Heating_Natural Gas_Gas Boiler - Insulate Hot Water Lines_A_Technical Potential | F8 | Industrial | Stone, Clay, and Glass | Existing | Space Heating | Natural Gas | Gas Boiler - Insulate Hot Water Lines | A | Incremental Summer Peak Savings (MW) | Technical Potential | 0 | 0 | 0 | 0 | 0 | 0 | 0 | 0 | 0 | 0 | 0 | 0 | 0 | 0 | 0 | 0 | 0 | 0 | 0 | 0 | 0 | 0
F9_Industrial_Stone, Clay, and Glass_Existing_Space Heating_Natural Gas_Gas Boiler - Insulate Hot Water Lines_A_Technical Potential | F9 | Industrial | Stone, Clay, and Glass | Existing | Space Heating | Natural Gas | Gas Boiler - Insulate Hot Water Lines | A | Incremental Winter Peak Savings (MW) | Technical Potential | 0 | 0 | 0 | 0 | 0 | 0 | 0 | 0 | 0 | 0 | 0 | 0 | 0 | 0 | 0 | 0 | 0 | 0 | 0 | 0 | 0 | 0
F10_Industrial_Stone, Clay, and Glass_Existing_Space Heating_Natural Gas_Gas Boiler - Insulate Hot Water Lines_A_Technical Potential | F10 | Industrial | Stone, Clay, and Glass | Existing | Space Heating | Natural Gas | Gas Boiler - Insulate Hot Water Lines | A | Cumulative Energy Savings (MWh or mTherms) | Technical Potential | 0 | 0 | 0.013369 | 0.026441 | 0.039223 | 0.051724 | 0.063952 | 0.075913 | 0.087618 | 0.099072 | 0.11029 | 0.12126 | 0.13202 | 0.14255 | 0.15288 | 0.163 | 0.17292 | 0.18266 | 0.19221 | 0.20159 | 0.2108 | 0.21985
F11_Industrial_Stone, Clay, and Glass_Existing_Space Heating_Natural Gas_Gas Boiler - Insulate Hot Water Lines_A_Technical Potential | F11 | Industrial | Stone, Clay, and Glass | Existing | Space Heating | Natural Gas | Gas Boiler - Insulate Hot Water Lines | A | Cumulative Summer Peak Savings (MW) | Technical Potential | 0 | 0 | 0 | 0 | 0 | 0 | 0 | 0 | 0 | 0 | 0 | 0 | 0 | 0 | 0 | 0 | 0 | 0 | 0 | 0 | 0 | 0
F12_Industrial_Stone, Clay, and Glass_Existing_Space Heating_Natural Gas_Gas Boiler - Insulate Hot Water Lines_A_Technical Potential | F12 | Industrial | Stone, Clay, and Glass | Existing | Space Heating | Natural Gas | Gas Boiler - Insulate Hot Water Lines | A | Cumulative Winter Peak Savings (MW) | Technical Potential | 0 | 0 | 0 | 0 | 0 | 0 | 0 | 0 | 0 | 0 | 0 | 0 | 0 | 0 | 0 | 0 | 0 | 0 | 0 | 0 | 0 | 0
F13_Industrial_Stone, Clay, and Glass_Existing_Space Heating_Natural Gas_Gas Boiler - Insulate Hot Water Lines_A_Technical Potential | F13 | Industrial | Stone, Clay, and Glass | Existing | Space Heating | Natural Gas | Gas Boiler - Insulate Hot Water Lines | A | Purchases (Incremental) | Technical Potential | 0 | 0 | 0.15373 | 0.15108 | 0.14848 | 0.14592 | 0.1434 | 0.14093 | 0.1385 | 0.13611 | 0.13377 | 0.13146 | 0.12919 | 0.12697 | 0.12478 | 0.12263 | 0.12051 | 0.11843 | 0.11639 | 0.11438 | 0.11241 | 0.11047
F14_Industrial_Stone, Clay, and Glass_Existing_Space Heating_Natural Gas_Gas Boiler - Insulate Hot Water Lines_A_Technical Potential | F14 | Industrial | Stone, Clay, and Glass | Existing | Space Heating | Natural Gas | Gas Boiler - Insulate Hot Water Lines | A | Purchases (Cumulative) | Technical Potential | 0 | 0 | 0.15373 | 0.30482 | 0.4533 | 0.59922 | 0.74262 | 0.88355 | 1.022 | 1.1582 | 1.2919 | 1.4234 | 1.5526 | 1.6795 | 1.8043 | 1.9269 | 2.0475 | 2.1659 | 2.2823 | 2.3967 | 2.5091 | 2.6196
F1_Industrial_Stone, Clay, and Glass_Existing_Process_Natural Gas_Gas Boiler - Insulate Hot Water Lines_A_Technical Potential | F1 | Industrial | Stone, Clay, and Glass | Existing | Process | Natural Gas | Gas Boiler - Insulate Hot Water Lines | A | Original Unit Energy Savings (kWh or therms) | Technical Potential | 0 | 0 | 51.5303 | 51.5303 | 51.5303 | 51.5303 | 51.5303 | 51.5303 | 51.5303 | 51.5303 | 51.5303 | 51.5303 | 51.5303 | 51.5303 | 51.5303 | 51.5303 | 51.5303 | 51.5303 | 51.5303 | 51.5303 | 51.5303 | 51.5303
F2_Industrial_Stone, Clay, and Glass_Existing_Process_Natural Gas_Gas Boiler - Insulate Hot Water Lines_A_Technical Potential | F2 | Industrial | Stone, Clay, and Glass | Existing | Process | Natural Gas | Gas Boiler - Insulate Hot Water Lines | A | Original Unit Summer Peak Savings (kW) | Technical Potential | 0 | 0 | 0 | 0 | 0 | 0 | 0 | 0 | 0 | 0 | 0 | 0 | 0 | 0 | 0 | 0 | 0 | 0 | 0 | 0 | 0 | 0
F3_Industrial_Stone, Clay, and Glass_Existing_Process_Natural Gas_Gas Boiler - Insulate Hot Water Lines_A_Technical Potential | F3 | Industrial | Stone, Clay, and Glass | Existing | Process | Natural Gas | Gas Boiler - Insulate Hot Water Lines | A | Original Unit Winter Peak Savings (kW) | Technical Potential | 0 | 0 | 0 | 0 | 0 | 0 | 0 | 0 | 0 | 0 | 0 | 0 | 0 | 0 | 0 | 0 | 0 | 0 | 0 | 0 | 0 | 0
F4_Industrial_Stone, Clay, and Glass_Existing_Process_Natural Gas_Gas Boiler - Insulate Hot Water Lines_A_Technical Potential | F4 | Industrial | Stone, Clay, and Glass | Existing | Process | Natural Gas | Gas Boiler - Insulate Hot Water Lines | A | Standalone Impact on Baseline Energy (%) | Technical Potential | 0% | 0% | 0.004576% | 0.009231% | 0.01397% | 0.01879% | 0.02369% | 0.02869% | 0.03376% | 0.03893% | 0.04419% | 0.04954% | 0.05499% | 0.06053% | 0.06616% | 0.0719% | 0.07774% | 0.08368% | 0.08972% | 0.09587% | 0.1021% | 0.1085%
F5_Industrial_Stone, Clay, and Glass_Existing_Process_Natural Gas_Gas Boiler - Insulate Hot Water Lines_A_Technical Potential | F5 | Industrial | Stone, Clay, and Glass | Existing | Process | Natural Gas | Gas Boiler - Insulate Hot Water Lines | A | Standalone Impact on Baseline Summer Peak (%) | Technical Potential | bar: 2019 to 2040
F6_Industrial_Stone, Clay, and Glass_Existing_Process_Natural Gas_Gas Boiler - Insulate Hot Water Lines_A_Technical Potential | F6 | Industrial | Stone, Clay, and Glass | Existing | Process | Natural Gas | Gas Boiler - Insulate Hot Water Lines | A | Standalone Impact on Baseline Winter Peak (%) | Technical Potential | bar: 2019 to 2040
F7_Industrial_Stone, Clay, and Glass_Existing_Process_Natural Gas_Gas Boiler - Insulate Hot Water Lines_A_Technical Potential | F7 | Industrial | Stone, Clay, and Glass | Existing | Process | Natural Gas | Gas Boiler - Insulate Hot Water Lines | A | Incremental Energy Savings (MWh or mTherms) | Technical Potential | 0 | 0 | 0.087831 | 0.086317 | 0.084829 | 0.083366 | 0.081929 | 0.080516 | 0.079128 | 0.077764 | 0.076423 | 0.075105 | 0.073811 | 0.072538 | 0.071287 | 0.070058 | 0.06885 | 0.067663 | 0.066497 | 0.06535 | 0.064223 | 0.063116
F8_Industrial_Stone, Clay, and Glass_Existing_Process_Natural Gas_Gas Boiler - Insulate Hot Water Lines_A_Technical Potential | F8 | Industrial | Stone, Clay, and Glass | Existing | Process | Natural Gas | Gas Boiler - Insulate Hot Water Lines | A | Incremental Summer Peak Savings (MW) | Technical Potential | 0 | 0 | 0 | 0 | 0 | 0 | 0 | 0 | 0 | 0 | 0 | 0 | 0 | 0 | 0 | 0 | 0 | 0 | 0 | 0 | 0 | 0
F9_Industrial_Stone, Clay, and Glass_Existing_Process_Natural Gas_Gas Boiler - Insulate Hot Water Lines_A_Technical Potential | F9 | Industrial | Stone, Clay, and Glass | Existing | Process | Natural Gas | Gas Boiler - Insulate Hot Water Lines | A | Incremental Winter Peak Savings (MW) | Technical Potential | 0 | 0 | 0 | 0 | 0 | 0 | 0 | 0 | 0 | 0 | 0 | 0 | 0 | 0 | 0 | 0 | 0 | 0 | 0 | 0 | 0 | 0
F10_Industrial_Stone, Clay, and Glass_Existing_Process_Natural Gas_Gas Boiler - Insulate Hot Water Lines_A_Technical Potential | F10 | Industrial | Stone, Clay, and Glass | Existing | Process | Natural Gas | Gas Boiler - Insulate Hot Water Lines | A | Cumulative Energy Savings (MWh or mTherms) | Technical Potential | 0 | 0 | 0.087831 | 0.17415 | 0.25898 | 0.34234 | 0.42427 | 0.50479 | 0.58392 | 0.66168 | 0.7381 | 0.81321 | 0.88702 | 0.95956 | 1.0308 | 1.1009 | 1.1698 | 1.2374 | 1.3039 | 1.3693 | 1.4335 | 1.4966
F11_Industrial_Stone, Clay, and Glass_Existing_Process_Natural Gas_Gas Boiler - Insulate Hot Water Lines_A_Technical Potential | F11 | Industrial | Stone, Clay, and Glass | Existing | Process | Natural Gas | Gas Boiler - Insulate Hot Water Lines | A | Cumulative Summer Peak Savings (MW) | Technical Potential | 0 | 0 | 0 | 0 | 0 | 0 | 0 | 0 | 0 | 0 | 0 | 0 | 0 | 0 | 0 | 0 | 0 | 0 | 0 | 0 | 0 | 0
F12_Industrial_Stone, Clay, and Glass_Existing_Process_Natural Gas_Gas Boiler - Insulate Hot Water Lines_A_Technical Potential | F12 | Industrial | Stone, Clay, and Glass | Existing | Process | Natural Gas | Gas Boiler - Insulate Hot Water Lines | A | Cumulative Winter Peak Savings (MW) | Technical Potential | 0 | 0 | 0 | 0 | 0 | 0 | 0 | 0 | 0 | 0 | 0 | 0 | 0 | 0 | 0 | 0 | 0 | 0 | 0 | 0 | 0 | 0
F13_Industrial_Stone, Clay, and Glass_Existing_Process_Natural Gas_Gas Boiler - Insulate Hot Water Lines_A_Technical Potential | F13 | Industrial | Stone, Clay, and Glass | Existing | Process | Natural Gas | Gas Boiler - Insulate Hot Water Lines | A | Purchases (Incremental) | Technical Potential | 0 | 0 | 1.7045 | 1.6751 | 1.6462 | 1.6178 | 1.5899 | 1.5625 | 1.5356 | 1.5091 | 1.4831 | 1.4575 | 1.4324 | 1.4077 | 1.3834 | 1.3596 | 1.3361 | 1.3131 | 1.2904 | 1.2682 | 1.2463 | 1.2248
F14_Industrial_Stone, Clay, and Glass_Existing_Process_Natural Gas_Gas Boiler - Insulate Hot Water Lines_A_Technical Potential | F14 | Industrial | Stone, Clay, and Glass | Existing | Process | Natural Gas | Gas Boiler - Insulate Hot Water Lines | A | Purchases (Cumulative) | Technical Potential | 0 | 0 | 1.7045 | 3.3795 | 5.0257 | 6.6435 | 8.2334 | 9.796 | 11.3315 | 12.8406 | 14.3237 | 15.7812 | 17.2135 | 18.6212 | 20.0046 | 21.3642 | 22.7003 | 24.0134 | 25.3038 | 26.572 | 27.8183 | 29.0431
F1_Industrial_Stone, Clay, and Glass_Existing_Process_Natural Gas_Process - Insulate Heated Process Fluids_A_Technical Potential | F1 | Industrial | Stone, Clay, and Glass | Existing | Process | Natural Gas | Process - Insulate Heated Process Fluids | A | Original Unit Energy Savings (kWh or therms) | Technical Potential | 0 | 0 | 1280.913 | 1280.913 | 1280.913 | 1280.913 | 1280.913 | 1280.913 | 1280.913 | 1280.913 | 1280.913 | 1280.913 | 1280.913 | 1280.913 | 1280.913 | 1280.913 | 1280.913 | 1280.913 | 1280.913 | 1280.913 | 1280.913 | 1280.913
F2_Industrial_Stone, Clay, and Glass_Existing_Process_Natural Gas_Process - Insulate Heated Process Fluids_A_Technical Potential | F2 | Industrial | Stone, Clay, and Glass | Existing | Process | Natural Gas | Process - Insulate Heated Process Fluids | A | Original Unit Summer Peak Savings (kW) | Technical Potential | 0 | 0 | 0 | 0 | 0 | 0 | 0 | 0 | 0 | 0 | 0 | 0 | 0 | 0 | 0 | 0 | 0 | 0 | 0 | 0 | 0 | 0
F3_Industrial_Stone, Clay, and Glass_Existing_Process_Natural Gas_Process - Insulate Heated Process Fluids_A_Technical Potential | F3 | Industrial | Stone, Clay, and Glass | Existing | Process | Natural Gas | Process - Insulate Heated Process Fluids | A | Original Unit Winter Peak Savings (kW) | Technical Potential | 0 | 0 | 0 | 0 | 0 | 0 | 0 | 0 | 0 | 0 | 0 | 0 | 0 | 0 | 0 | 0 | 0 | 0 | 0 | 0 | 0 | 0
F4_Industrial_Stone, Clay, and Glass_Existing_Process_Natural Gas_Process - Insulate Heated Process Fluids_A_Technical Potential | F4 | Industrial | Stone, Clay, and Glass | Existing | Process | Natural Gas | Process - Insulate Heated Process Fluids | A | Standalone Impact on Baseline Energy (%) | Technical Potential | 0% | 0% | 0.1244% | 0.251% | 0.3798% | 0.5108% | 0.6442% | 0.7675% | 0.8705% | 0.9574% | 1.032% | 1.095% | 1.151% | 1.201% | 1.245% | 1.286% | 1.324% | 1.359% | 1.383% | 1.407% | 1.432% | 1.457%
F5_Industrial_Stone, Clay, and Glass_Existing_Process_Natural Gas_Process - Insulate Heated Process Fluids_A_Technical Potential | F5 | Industrial | Stone, Clay, and Glass | Existing | Process | Natural Gas | Process - Insulate Heated Process Fluids | A | Standalone Impact on Baseline Summer Peak (%) | Technical Potential | bar: 2019 to 2040
F6_Industrial_Stone, Clay, and Glass_Existing_Process_Natural Gas_Process - Insulate Heated Process Fluids_A_Technical Potential | F6 | Industrial | Stone, Clay, and Glass | Existing | Process | Natural Gas | Process - Insulate Heated Process Fluids | A | Standalone Impact on Baseline Winter Peak (%) | Technical Potential | bar: 2019 to 2040
F7_Industrial_Stone, Clay, and Glass_Existing_Process_Natural Gas_Process - Insulate Heated Process Fluids_A_Technical Potential | F7 | Industrial | Stone, Clay, and Glass | Existing | Process | Natural Gas | Process - Insulate Heated Process Fluids | A | Incremental Energy Savings (MWh or mTherms) | Technical Potential | 0 | 0 | 2.3879 | 2.3468 | 2.3063 | 2.2665 | 2.2275 | 1.9702 | 1.5489 | 1.2178 | 0.95744 | 0.75274 | 0.59181 | 0.46529 | 0.36581 | 0.2876 | 0.22612 | 0.17777 | 0.0011916 | 0.00041825 | 0.00014013 | 4.4906e-05
F8_Industrial_Stone, Clay, and Glass_Existing_Process_Natural Gas_Process - Insulate Heated Process Fluids_A_Technical Potential | F8 | Industrial | Stone, Clay, and Glass | Existing | Process | Natural Gas | Process - Insulate Heated Process Fluids | A | Incremental Summer Peak Savings (MW) | Technical Potential | 0 | 0 | 0 | 0 | 0 | 0 | 0 | 0 | 0 | 0 | 0 | 0 | 0 | 0 | 0 | 0 | 0 | 0 | 0 | 0 | 0 | 0
F9_Industrial_Stone, Clay, and Glass_Existing_Process_Natural Gas_Process - Insulate Heated Process Fluids_A_Technical Potential | F9 | Industrial | Stone, Clay, and Glass | Existing | Process | Natural Gas | Process - Insulate Heated Process Fluids | A | Incremental Winter Peak Savings (MW) | Technical Potential | 0 | 0 | 0 | 0 | 0 | 0 | 0 | 0 | 0 | 0 | 0 | 0 | 0 | 0 | 0 | 0 | 0 | 0 | 0 | 0 | 0 | 0
F10_Industrial_Stone, Clay, and Glass_Existing_Process_Natural Gas_Process - Insulate Heated Process Fluids_A_Technical Potential | F10 | Industrial | Stone, Clay, and Glass | Existing | Process | Natural Gas | Process - Insulate Heated Process Fluids | A | Cumulative Energy Savings (MWh or mTherms) | Technical Potential | 0 | 0 | 2.3879 | 4.7347 | 7.041 | 9.3075 | 11.535 | 13.5052 | 15.0541 | 16.2719 | 17.2293 | 17.9821 | 18.5739 | 19.0392 | 19.405 | 19.6926 | 19.9187 | 20.0965 | 20.0977 | 20.0981 | 20.0982 | 20.0983
F11_Industrial_Stone, Clay, and Glass_Existing_Process_Natural Gas_Process - Insulate Heated Process Fluids_A_Technical Potential | F11 | Industrial | Stone, Clay, and Glass | Existing | Process | Natural Gas | Process - Insulate Heated Process Fluids | A | Cumulative Summer Peak Savings (MW) | Technical Potential | 0 | 0 | 0 | 0 | 0 | 0 | 0 | 0 | 0 | 0 | 0 | 0 | 0 | 0 | 0 | 0 | 0 | 0 | 0 | 0 | 0 | 0
F12_Industrial_Stone, Clay, and Glass_Existing_Process_Natural Gas_Process - Insulate Heated Process Fluids_A_Technical Potential | F12 | Industrial | Stone, Clay, and Glass | Existing | Process | Natural Gas | Process - Insulate Heated Process Fluids | A | Cumulative Winter Peak Savings (MW) | Technical Potential | 0 | 0 | 0 | 0 | 0 | 0 | 0 | 0 | 0 | 0 | 0 | 0 | 0 | 0 | 0 | 0 | 0 | 0 | 0 | 0 | 0 | 0
F13_Industrial_Stone, Clay, and Glass_Existing_Process_Natural Gas_Process - Insulate Heated Process Fluids_A_Technical Potential | F13 | Industrial | Stone, Clay, and Glass | Existing | Process | Natural Gas | Process - Insulate Heated Process Fluids | A | Purchases (Incremental) | Technical Potential | 0 | 0 | 1.8642 | 1.8321 | 1.8005 | 1.7695 | 1.739 | 1.5381 | 1.2093 | 0.95072 | 0.74746 | 0.58766 | 0.46202 | 0.36325 | 0.28559 | 0.22453 | 0.17653 | 0.13879 | 0.00093031 | 0.00032653 | 0.0001094 | 3.5058e-05
F14_Industrial_Stone, Clay, and Glass_Existing_Process_Natural Gas_Process - Insulate Heated Process Fluids_A_Technical Potential | F14 | Industrial | Stone, Clay, and Glass | Existing | Process | Natural Gas | Process - Insulate Heated Process Fluids | A | Purchases (Cumulative) | Technical Potential | 0 | 0 | 1.8642 | 3.6963 | 5.4969 | 7.2663 | 9.0053 | 10.5434 | 11.7526 | 12.7034 | 13.4508 | 14.0385 | 14.5005 | 14.8638 | 15.1493 | 15.3739 | 15.5504 | 15.6892 | 15.6901 | 15.6904 | 15.6906 | 15.6906
F1_Industrial_Stone, Clay, and Glass_Existing_Process_Natural Gas_Process Heat Recovery_A_Technical Potential | F1 | Industrial | Stone, Clay, and Glass | Existing | Process | Natural Gas | Process Heat Recovery | A | Original Unit Energy Savings (kWh or therms) | Technical Potential | 0 | 0 | 73.39 | 73.39 | 73.39 | 73.39 | 73.39 | 73.39 | 73.39 | 73.39 | 73.39 | 73.39 | 73.39 | 73.39 | 73.39 | 73.39 | 73.39 | 73.39 | 73.39 | 73.39 | 73.39 | 73.39
F2_Industrial_Stone, Clay, and Glass_Existing_Process_Natural Gas_Process Heat Recovery_A_Technical Potential | F2 | Industrial | Stone, Clay, and Glass | Existing | Process | Natural Gas | Process Heat Recovery | A | Original Unit Summer Peak Savings (kW) | Technical Potential | 0 | 0 | 0 | 0 | 0 | 0 | 0 | 0 | 0 | 0 | 0 | 0 | 0 | 0 | 0 | 0 | 0 | 0 | 0 | 0 | 0 | 0
F3_Industrial_Stone, Clay, and Glass_Existing_Process_Natural Gas_Process Heat Recovery_A_Technical Potential | F3 | Industrial | Stone, Clay, and Glass | Existing | Process | Natural Gas | Process Heat Recovery | A | Original Unit Winter Peak Savings (kW) | Technical Potential | 0 | 0 | 0 | 0 | 0 | 0 | 0 | 0 | 0 | 0 | 0 | 0 | 0 | 0 | 0 | 0 | 0 | 0 | 0 | 0 | 0 | 0
F4_Industrial_Stone, Clay, and Glass_Existing_Process_Natural Gas_Process Heat Recovery_A_Technical Potential | F4 | Industrial | Stone, Clay, and Glass | Existing | Process | Natural Gas | Process Heat Recovery | A | Standalone Impact on Baseline Energy (%) | Technical Potential | 0% | 0% | 0.2566% | 0.5177% | 0.7833% | 1.054% | 1.329% | 1.583% | 1.795% | 1.975% | 2.128% | 2.26% | 2.375% | 2.477% | 2.569% | 2.653% | 2.73% | 2.803% | 2.852% | 2.902% | 2.953% | 3.005%
F5_Industrial_Stone, Clay, and Glass_Existing_Process_Natural Gas_Process Heat Recovery_A_Technical Potential | F5 | Industrial | Stone, Clay, and Glass | Existing | Process | Natural Gas | Process Heat Recovery | A | Standalone Impact on Baseline Summer Peak (%) | Technical Potential | bar: 2019 to 2040
F6_Industrial_Stone, Clay, and Glass_Existing_Process_Natural Gas_Process Heat Recovery_A_Technical Potential | F6 | Industrial | Stone, Clay, and Glass | Existing | Process | Natural Gas | Process Heat Recovery | A | Standalone Impact on Baseline Winter Peak (%) | Technical Potential | bar: 2019 to 2040
F7_Industrial_Stone, Clay, and Glass_Existing_Process_Natural Gas_Process Heat Recovery_A_Technical Potential | F7 | Industrial | Stone, Clay, and Glass | Existing | Process | Natural Gas | Process Heat Recovery | A | Incremental Energy Savings (MWh or mTherms) | Technical Potential | 0 | 0 | 4.9254 | 4.8405 | 4.757 | 4.675 | 4.5944 | 4.0637 | 3.1949 | 2.5118 | 1.9748 | 1.5526 | 1.2207 | 0.95971 | 0.75453 | 0.59322 | 0.46639 | 0.36668 | 0.0024579 | 0.00086269 | 0.00028903 | 9.2624e-05
F8_Industrial_Stone, Clay, and Glass_Existing_Process_Natural Gas_Process Heat Recovery_A_Technical Potential | F8 | Industrial | Stone, Clay, and Glass | Existing | Process | Natural Gas | Process Heat Recovery | A | Incremental Summer Peak Savings (MW) | Technical Potential | 0 | 0 | 0 | 0 | 0 | 0 | 0 | 0 | 0 | 0 | 0 | 0 | 0 | 0 | 0 | 0 | 0 | 0 | 0 | 0 | 0 | 0
F9_Industrial_Stone, Clay, and Glass_Existing_Process_Natural Gas_Process Heat Recovery_A_Technical Potential | F9 | Industrial | Stone, Clay, and Glass | Existing | Process | Natural Gas | Process Heat Recovery | A | Incremental Winter Peak Savings (MW) | Technical Potential | 0 | 0 | 0 | 0 | 0 | 0 | 0 | 0 | 0 | 0 | 0 | 0 | 0 | 0 | 0 | 0 | 0 | 0 | 0 | 0 | 0 | 0
F10_Industrial_Stone, Clay, and Glass_Existing_Process_Natural Gas_Process Heat Recovery_A_Technical Potential | F10 | Industrial | Stone, Clay, and Glass | Existing | Process | Natural Gas | Process Heat Recovery | A | Cumulative Energy Savings (MWh or mTherms) | Technical Potential | 0 | 0 | 4.9254 | 9.7659 | 14.5229 | 19.198 | 23.7924 | 27.856 | 31.0509 | 33.5628 | 35.5376 | 37.0902 | 38.3109 | 39.2706 | 40.0252 | 40.6184 | 41.0848 | 41.4515 | 41.4539 | 41.4548 | 41.4551 | 41.4552
F11_Industrial_Stone, Clay, and Glass_Existing_Process_Natural Gas_Process Heat Recovery_A_Technical Potential | F11 | Industrial | Stone, Clay, and Glass | Existing | Process | Natural Gas | Process Heat Recovery | A | Cumulative Summer Peak Savings (MW) | Technical Potential | 0 | 0 | 0 | 0 | 0 | 0 | 0 | 0 | 0 | 0 | 0 | 0 | 0 | 0 | 0 | 0 | 0 | 0 | 0 | 0 | 0 | 0
F12_Industrial_Stone, Clay, and Glass_Existing_Process_Natural Gas_Process Heat Recovery_A_Technical Potential | F12 | Industrial | Stone, Clay, and Glass | Existing | Process | Natural Gas | Process Heat Recovery | A | Cumulative Winter Peak Savings (MW) | Technical Potential | 0 | 0 | 0 | 0 | 0 | 0 | 0 | 0 | 0 | 0 | 0 | 0 | 0 | 0 | 0 | 0 | 0 | 0 | 0 | 0 | 0 | 0
F13_Industrial_Stone, Clay, and Glass_Existing_Process_Natural Gas_Process Heat Recovery_A_Technical Potential | F13 | Industrial | Stone, Clay, and Glass | Existing | Process | Natural Gas | Process Heat Recovery | A | Purchases (Incremental) | Technical Potential | 0 | 0 | 67.1128 | 65.9557 | 64.8186 | 63.701 | 62.6027 | 55.371 | 43.5331 | 34.226 | 26.9087 | 21.1558 | 16.6329 | 13.0769 | 10.2811 | 8.0831 | 6.355 | 4.9963 | 0.033491 | 0.011755 | 0.0039383 | 0.0012621
F14_Industrial_Stone, Clay, and Glass_Existing_Process_Natural Gas_Process Heat Recovery_A_Technical Potential | F14 | Industrial | Stone, Clay, and Glass | Existing | Process | Natural Gas | Process Heat Recovery | A | Purchases (Cumulative) | Technical Potential | 0 | 0 | 67.1128 | 133.0686 | 197.8871 | 261.5881 | 324.1908 | 379.5619 | 423.0949 | 457.3209 | 484.2297 | 505.3855 | 522.0183 | 535.0952 | 545.3763 | 553.4594 | 559.8144 | 564.8107 | 564.8442 | 564.8559 | 564.8599 | 564.8611
F1_Industrial_Stone, Clay, and Glass_Existing_Space Heating_Natural Gas_Building Automation System_A_Technical Potential | F1 | Industrial | Stone, Clay, and Glass | Existing | Space Heating | Natural Gas | Building Automation System | A | Original Unit Energy Savings (kWh or therms) | Technical Potential | 0 | 0 | 0.015624 | 0.015587 | 0.01555 | 0.015514 | 0.015478 | 0.015443 | 0.015409 | 0.015376 | 0.015345 | 0.015316 | 0.015289 | 0.015263 | 0.015238 | 0.015215 | 0.015194 | 0.015173 | 0.015154 | 0.015136 | 0.01512 | 0.015104
F2_Industrial_Stone, Clay, and Glass_Existing_Space Heating_Natural Gas_Building Automation System_A_Technical Potential | F2 | Industrial | Stone, Clay, and Glass | Existing | Space Heating | Natural Gas | Building Automation System | A | Original Unit Summer Peak Savings (kW) | Technical Potential | 0 | 0 | 0 | 0 | 0 | 0 | 0 | 0 | 0 | 0 | 0 | 0 | 0 | 0 | 0 | 0 | 0 | 0 | 0 | 0 | 0 | 0
F3_Industrial_Stone, Clay, and Glass_Existing_Space Heating_Natural Gas_Building Automation System_A_Technical Potential | F3 | Industrial | Stone, Clay, and Glass | Existing | Space Heating | Natural Gas | Building Automation System | A | Original Unit Winter Peak Savings (kW) | Technical Potential | 0 | 0 | 0 | 0 | 0 | 0 | 0 | 0 | 0 | 0 | 0 | 0 | 0 | 0 | 0 | 0 | 0 | 0 | 0 | 0 | 0 | 0
F4_Industrial_Stone, Clay, and Glass_Existing_Space Heating_Natural Gas_Building Automation System_A_Technical Potential | F4 | Industrial | Stone, Clay, and Glass | Existing | Space Heating | Natural Gas | Building Automation System | A | Standalone Impact on Baseline Energy (%) | Technical Potential | 0% | 0% | 0.01539% | 0.04641% | 0.1018% | 0.1925% | 0.3307% | 0.5296% | 0.8015% | 1.156% | 1.598% | 2.122% | 2.717% | 3.357% | 4.011% | 4.643% | 5.218% | 5.717% | 6.129% | 6.453% | 6.704% | 6.912%
F5_Industrial_Stone, Clay, and Glass_Existing_Space Heating_Natural Gas_Building Automation System_A_Technical Potential | F5 | Industrial | Stone, Clay, and Glass | Existing | Space Heating | Natural Gas | Building Automation System | A | Standalone Impact on Baseline Summer Peak (%) | Technical Potential | bar: 2019 to 2040
F6_Industrial_Stone, Clay, and Glass_Existing_Space Heating_Natural Gas_Building Automation System_A_Technical Potential | F6 | Industrial | Stone, Clay, and Glass | Existing | Space Heating | Natural Gas | Building Automation System | A | Standalone Impact on Baseline Winter Peak (%) | Technical Potential | bar: 2019 to 2040
F7_Industrial_Stone, Clay, and Glass_Existing_Space Heating_Natural Gas_Building Automation System_A_Technical Potential | F7 | Industrial | Stone, Clay, and Glass | Existing | Space Heating | Natural Gas | Building Automation System | A | Incremental Energy Savings (MWh or mTherms) | Technical Potential | 0 | 0 | 0.015086 | 0.029565 | 0.051467 | 0.082081 | 0.12216 | 0.17155 | 0.22883 | 0.29091 | 0.3529 | 0.4082 | 0.44927 | 0.4689 | 0.462 | 0.42736 | 0.36874 | 0.29928 | 0.22464 | 0.15265 | 0.095741 | 0.061299
F8_Industrial_Stone, Clay, and Glass_Existing_Space Heating_Natural Gas_Building Automation System_A_Technical Potential | F8 | Industrial | Stone, Clay, and Glass | Existing | Space Heating | Natural Gas | Building Automation System | A | Incremental Summer Peak Savings (MW) | Technical Potential | 0 | 0 | 0 | 0 | 0 | 0 | 0 | 0 | 0 | 0 | 0 | 0 | 0 | 0 | 0 | 0 | 0 | 0 | 0 | 0 | 0 | 0
F9_Industrial_Stone, Clay, and Glass_Existing_Space Heating_Natural Gas_Building Automation System_A_Technical Potential | F9 | Industrial | Stone, Clay, and Glass | Existing | Space Heating | Natural Gas | Building Automation System | A | Incremental Winter Peak Savings (MW) | Technical Potential | 0 | 0 | 0 | 0 | 0 | 0 | 0 | 0 | 0 | 0 | 0 | 0 | 0 | 0 | 0 | 0 | 0 | 0 | 0 | 0 | 0 | 0
F10_Industrial_Stone, Clay, and Glass_Existing_Space Heating_Natural Gas_Building Automation System_A_Technical Potential | F10 | Industrial | Stone, Clay, and Glass | Existing | Space Heating | Natural Gas | Building Automation System | A | Cumulative Energy Savings (MWh or mTherms) | Technical Potential | 0 | 0 | 0.015086 | 0.044616 | 0.095977 | 0.17783 | 0.29958 | 0.47045 | 0.69825 | 0.98769 | 1.3386 | 1.7443 | 2.1904 | 2.6556 | 3.1133 | 3.536 | 3.8997 | 4.1938 | 4.4131 | 4.5605 | 4.6512 | 4.7076
F11_Industrial_Stone, Clay, and Glass_Existing_Space Heating_Natural Gas_Building Automation System_A_Technical Potential | F11 | Industrial | Stone, Clay, and Glass | Existing | Space Heating | Natural Gas | Building Automation System | A | Cumulative Summer Peak Savings (MW) | Technical Potential | 0 | 0 | 0 | 0 | 0 | 0 | 0 | 0 | 0 | 0 | 0 | 0 | 0 | 0 | 0 | 0 | 0 | 0 | 0 | 0 | 0 | 0
F12_Industrial_Stone, Clay, and Glass_Existing_Space Heating_Natural Gas_Building Automation System_A_Technical Potential | F12 | Industrial | Stone, Clay, and Glass | Existing | Space Heating | Natural Gas | Building Automation System | A | Cumulative Winter Peak Savings (MW) | Technical Potential | 0 | 0 | 0 | 0 | 0 | 0 | 0 | 0 | 0 | 0 | 0 | 0 | 0 | 0 | 0 | 0 | 0 | 0 | 0 | 0 | 0 | 0
F13_Industrial_Stone, Clay, and Glass_Existing_Space Heating_Natural Gas_Building Automation System_A_Technical Potential | F13 | Industrial | Stone, Clay, and Glass | Existing | Space Heating | Natural Gas | Building Automation System | A | Purchases (Incremental) | Technical Potential | 0 | 0 | 965.5449 | 1896.784 | 3309.7599 | 5290.9544 | 7892.4655 | 11108.8057 | 14850.4916 | 18919.6766 | 22996.9243 | 26651.2706 | 29385.4592 | 30721.6202 | 30317.9844 | 28087.0579 | 24269.0333 | 19724.184 | 14823.1444 | 10085.2428 | 6332.2573 | 4058.5308
F14_Industrial_Stone, Clay, and Glass_Existing_Space Heating_Natural Gas_Building Automation System_A_Technical Potential | F14 | Industrial | Stone, Clay, and Glass | Existing | Space Heating | Natural Gas | Building Automation System | A | Purchases (Cumulative) | Technical Potential | 0 | 0 | 965.5449 | 2862.3289 | 6172.0889 | 11463.0433 | 19355.5088 | 30464.3146 | 45314.8062 | 64234.4827 | 87231.4071 | 113882.6777 | 143268.1369 | 173989.7571 | 204307.7415 | 232394.7994 | 256663.8327 | 276388.0168 | 291211.1612 | 301296.404 | 307628.6613 | 311687.1921
F1_Industrial_Stone, Clay, and Glass_Existing_Space Heating_Natural Gas_Steam System Efficiency Improvements_A_Technical Potential | F1 | Industrial | Stone, Clay, and Glass | Existing | Space Heating | Natural Gas | Steam System Efficiency Improvements | A | Original Unit Energy Savings (kWh or therms) | Technical Potential | 0 | 0 | 0.13953 | 0.13917 | 0.13883 | 0.1385 | 0.13817 | 0.13785 | 0.13755 | 0.13725 | 0.13697 | 0.13669 | 0.13643 | 0.13618 | 0.13594 | 0.13572 | 0.13551 | 0.13531 | 0.13512 | 0.13495 | 0.1348 | 0.13466
F2_Industrial_Stone, Clay, and Glass_Existing_Space Heating_Natural Gas_Steam System Efficiency Improvements_A_Technical Potential | F2 | Industrial | Stone, Clay, and Glass | Existing | Space Heating | Natural Gas | Steam System Efficiency Improvements | A | Original Unit Summer Peak Savings (kW) | Technical Potential | 0 | 0 | 0 | 0 | 0 | 0 | 0 | 0 | 0 | 0 | 0 | 0 | 0 | 0 | 0 | 0 | 0 | 0 | 0 | 0 | 0 | 0
F3_Industrial_Stone, Clay, and Glass_Existing_Space Heating_Natural Gas_Steam System Efficiency Improvements_A_Technical Potential | F3 | Industrial | Stone, Clay, and Glass | Existing | Space Heating | Natural Gas | Steam System Efficiency Improvements | A | Original Unit Winter Peak Savings (kW) | Technical Potential | 0 | 0 | 0 | 0 | 0 | 0 | 0 | 0 | 0 | 0 | 0 | 0 | 0 | 0 | 0 | 0 | 0 | 0 | 0 | 0 | 0 | 0
F4_Industrial_Stone, Clay, and Glass_Existing_Space Heating_Natural Gas_Steam System Efficiency Improvements_A_Technical Potential | F4 | Industrial | Stone, Clay, and Glass | Existing | Space Heating | Natural Gas | Steam System Efficiency Improvements | A | Standalone Impact on Baseline Energy (%) | Technical Potential | 0% | 0% | 0.0009738% | 0.002937% | 0.006444% | 0.01218% | 0.02092% | 0.0335% | 0.05071% | 0.07314% | 0.1011% | 0.1342% | 0.1718% | 0.2123% | 0.2536% | 0.2935% | 0.3298% | 0.3613% | 0.3873% | 0.4078% | 0.4236% | 0.4367%
F5_Industrial_Stone, Clay, and Glass_Existing_Space Heating_Natural Gas_Steam System Efficiency Improvements_A_Technical Potential | F5 | Industrial | Stone, Clay, and Glass | Existing | Space Heating | Natural Gas | Steam System Efficiency Improvements | A | Standalone Impact on Baseline Summer Peak (%) | Technical Potential | bar: 2019 to 2040
F6_Industrial_Stone, Clay, and Glass_Existing_Space Heating_Natural Gas_Steam System Efficiency Improvements_A_Technical Potential | F6 | Industrial | Stone, Clay, and Glass | Existing | Space Heating | Natural Gas | Steam System Efficiency Improvements | A | Standalone Impact on Baseline Winter Peak (%) | Technical Potential | bar: 2019 to 2040
F7_Industrial_Stone, Clay, and Glass_Existing_Space Heating_Natural Gas_Steam System Efficiency Improvements_A_Technical Potential | F7 | Industrial | Stone, Clay, and Glass | Existing | Space Heating | Natural Gas | Steam System Efficiency Improvements | A | Incremental Energy Savings (MWh or mTherms) | Technical Potential | 0 | 0 | 0.00095476 | 0.0018709 | 0.0032565 | 0.0051933 | 0.0077286 | 0.010853 | 0.014476 | 0.018403 | 0.022323 | 0.025818 | 0.028413 | 0.02965 | 0.02921 | 0.027015 | 0.023307 | 0.018915 | 0.014195 | 0.0096459 | 0.0060494 | 0.0038732
F8_Industrial_Stone, Clay, and Glass_Existing_Space Heating_Natural Gas_Steam System Efficiency Improvements_A_Technical Potential | F8 | Industrial | Stone, Clay, and Glass | Existing | Space Heating | Natural Gas | Steam System Efficiency Improvements | A | Incremental Summer Peak Savings (MW) | Technical Potential | 0 | 0 | 0 | 0 | 0 | 0 | 0 | 0 | 0 | 0 | 0 | 0 | 0 | 0 | 0 | 0 | 0 | 0 | 0 | 0 | 0 | 0
F9_Industrial_Stone, Clay, and Glass_Existing_Space Heating_Natural Gas_Steam System Efficiency Improvements_A_Technical Potential | F9 | Industrial | Stone, Clay, and Glass | Existing | Space Heating | Natural Gas | Steam System Efficiency Improvements | A | Incremental Winter Peak Savings (MW) | Technical Potential | 0 | 0 | 0 | 0 | 0 | 0 | 0 | 0 | 0 | 0 | 0 | 0 | 0 | 0 | 0 | 0 | 0 | 0 | 0 | 0 | 0 | 0
F10_Industrial_Stone, Clay, and Glass_Existing_Space Heating_Natural Gas_Steam System Efficiency Improvements_A_Technical Potential | F10 | Industrial | Stone, Clay, and Glass | Existing | Space Heating | Natural Gas | Steam System Efficiency Improvements | A | Cumulative Energy Savings (MWh or mTherms) | Technical Potential | 0 | 0 | 0.00095476 | 0.0028233 | 0.0060728 | 0.011251 | 0.018954 | 0.029763 | 0.044173 | 0.062482 | 0.084674 | 0.11032 | 0.13852 | 0.16792 | 0.19684 | 0.22353 | 0.24649 | 0.26504 | 0.27888 | 0.28817 | 0.29389 | 0.29745
F11_Industrial_Stone, Clay, and Glass_Existing_Space Heating_Natural Gas_Steam System Efficiency Improvements_A_Technical Potential | F11 | Industrial | Stone, Clay, and Glass | Existing | Space Heating | Natural Gas | Steam System Efficiency Improvements | A | Cumulative Summer Peak Savings (MW) | Technical Potential | 0 | 0 | 0 | 0 | 0 | 0 | 0 | 0 | 0 | 0 | 0 | 0 | 0 | 0 | 0 | 0 | 0 | 0 | 0 | 0 | 0 | 0
F12_Industrial_Stone, Clay, and Glass_Existing_Space Heating_Natural Gas_Steam System Efficiency Improvements_A_Technical Potential | F12 | Industrial | Stone, Clay, and Glass | Existing | Space Heating | Natural Gas | Steam System Efficiency Improvements | A | Cumulative Winter Peak Savings (MW) | Technical Potential | 0 | 0 | 0 | 0 | 0 | 0 | 0 | 0 | 0 | 0 | 0 | 0 | 0 | 0 | 0 | 0 | 0 | 0 | 0 | 0 | 0 | 0
F13_Industrial_Stone, Clay, and Glass_Existing_Space Heating_Natural Gas_Steam System Efficiency Improvements_A_Technical Potential | F13 | Industrial | Stone, Clay, and Glass | Existing | Space Heating | Natural Gas | Steam System Efficiency Improvements | A | Purchases (Incremental) | Technical Potential | 0 | 0 | 6.8429 | 13.4427 | 23.4567 | 37.4976 | 55.9349 | 78.7295 | 105.2473 | 134.0861 | 162.982 | 188.8808 | 208.2583 | 217.7279 | 214.8673 | 199.0564 | 171.9976 | 139.7877 | 105.0534 | 71.4753 | 44.8775 | 28.7633
F14_Industrial_Stone, Clay, and Glass_Existing_Space Heating_Natural Gas_Steam System Efficiency Improvements_A_Technical Potential | F14 | Industrial | Stone, Clay, and Glass | Existing | Space Heating | Natural Gas | Steam System Efficiency Improvements | A | Purchases (Cumulative) | Technical Potential | 0 | 0 | 6.8429 | 20.2857 | 43.7423 | 81.24 | 137.1749 | 215.9043 | 321.1516 | 455.2376 | 618.2197 | 807.1005 | 1015.3588 | 1233.0867 | 1447.954 | 1647.0104 | 1819.008 | 1958.7957 | 2063.8491 | 2135.3245 | 2180.202 | 2208.9653
F1_Industrial_Stone, Clay, and Glass_Existing_Process_Natural Gas_Steam System Efficiency Improvements_A_Technical Potential | F1 | Industrial | Stone, Clay, and Glass | Existing | Process | Natural Gas | Steam System Efficiency Improvements | A | Original Unit Energy Savings (kWh or therms) | Technical Potential | 0 | 0 | 0.082679 | 0.082679 | 0.082679 | 0.082679 | 0.082679 | 0.082679 | 0.082679 | 0.082679 | 0.082679 | 0.082679 | 0.082679 | 0.082679 | 0.082679 | 0.082679 | 0.082679 | 0.082679 | 0.082679 | 0.082679 | 0.082679 | 0.082679
F2_Industrial_Stone, Clay, and Glass_Existing_Process_Natural Gas_Steam System Efficiency Improvements_A_Technical Potential | F2 | Industrial | Stone, Clay, and Glass | Existing | Process | Natural Gas | Steam System Efficiency Improvements | A | Original Unit Summer Peak Savings (kW) | Technical Potential | 0 | 0 | 0 | 0 | 0 | 0 | 0 | 0 | 0 | 0 | 0 | 0 | 0 | 0 | 0 | 0 | 0 | 0 | 0 | 0 | 0 | 0
F3_Industrial_Stone, Clay, and Glass_Existing_Process_Natural Gas_Steam System Efficiency Improvements_A_Technical Potential | F3 | Industrial | Stone, Clay, and Glass | Existing | Process | Natural Gas | Steam System Efficiency Improvements | A | Original Unit Winter Peak Savings (kW) | Technical Potential | 0 | 0 | 0 | 0 | 0 | 0 | 0 | 0 | 0 | 0 | 0 | 0 | 0 | 0 | 0 | 0 | 0 | 0 | 0 | 0 | 0 | 0
F4_Industrial_Stone, Clay, and Glass_Existing_Process_Natural Gas_Steam System Efficiency Improvements_A_Technical Potential | F4 | Industrial | Stone, Clay, and Glass | Existing | Process | Natural Gas | Steam System Efficiency Improvements | A | Standalone Impact on Baseline Energy (%) | Technical Potential | 0% | 0% | 1.13e-06% | 3.407e-06% | 7.476e-06% | 1.413e-05% | 2.427e-05% | 3.888e-05% | 5.884e-05% | 8.487e-05% | 0.0001173% | 0.0001558% | 0.0001994% | 0.0002465% | 0.0002945% | 0.0003408% | 0.000383% | 0.0004197% | 0.00045% | 0.0004737% | 0.0004922% | 0.0005074%
F5_Industrial_Stone, Clay, and Glass_Existing_Process_Natural Gas_Steam System Efficiency Improvements_A_Technical Potential | F5 | Industrial | Stone, Clay, and Glass | Existing | Process | Natural Gas | Steam System Efficiency Improvements | A | Standalone Impact on Baseline Summer Peak (%) | Technical Potential | bar: 2019 to 2040
F6_Industrial_Stone, Clay, and Glass_Existing_Process_Natural Gas_Steam System Efficiency Improvements_A_Technical Potential | F6 | Industrial | Stone, Clay, and Glass | Existing | Process | Natural Gas | Steam System Efficiency Improvements | A | Standalone Impact on Baseline Winter Peak (%) | Technical Potential | bar: 2019 to 2040
F7_Industrial_Stone, Clay, and Glass_Existing_Process_Natural Gas_Steam System Efficiency Improvements_A_Technical Potential | F7 | Industrial | Stone, Clay, and Glass | Existing | Process | Natural Gas | Steam System Efficiency Improvements | A | Incremental Energy Savings (MWh or mTherms) | Technical Potential | 0 | 0 | 2.1683e-05 | 4.2595e-05 | 7.4326e-05 | 0.00011882 | 0.00017724 | 0.00024947 | 0.00033349 | 0.00042487 | 0.00051643 | 0.0005985 | 0.0006599 | 0.0006899 | 0.00068084 | 0.00063074 | 0.000545 | 0.00044294 | 0.00033288 | 0.00022648 | 0.0001422 | 9.1141e-05
F8_Industrial_Stone, Clay, and Glass_Existing_Process_Natural Gas_Steam System Efficiency Improvements_A_Technical Potential | F8 | Industrial | Stone, Clay, and Glass | Existing | Process | Natural Gas | Steam System Efficiency Improvements | A | Incremental Summer Peak Savings (MW) | Technical Potential | 0 | 0 | 0 | 0 | 0 | 0 | 0 | 0 | 0 | 0 | 0 | 0 | 0 | 0 | 0 | 0 | 0 | 0 | 0 | 0 | 0 | 0
F9_Industrial_Stone, Clay, and Glass_Existing_Process_Natural Gas_Steam System Efficiency Improvements_A_Technical Potential | F9 | Industrial | Stone, Clay, and Glass | Existing | Process | Natural Gas | Steam System Efficiency Improvements | A | Incremental Winter Peak Savings (MW) | Technical Potential | 0 | 0 | 0 | 0 | 0 | 0 | 0 | 0 | 0 | 0 | 0 | 0 | 0 | 0 | 0 | 0 | 0 | 0 | 0 | 0 | 0 | 0
F10_Industrial_Stone, Clay, and Glass_Existing_Process_Natural Gas_Steam System Efficiency Improvements_A_Technical Potential | F10 | Industrial | Stone, Clay, and Glass | Existing | Process | Natural Gas | Steam System Efficiency Improvements | A | Cumulative Energy Savings (MWh or mTherms) | Technical Potential | 0 | 0 | 2.1683e-05 | 6.4278e-05 | 0.0001386 | 0.00025742 | 0.00043466 | 0.00068412 | 0.0010176 | 0.0014425 | 0.0019589 | 0.0025574 | 0.0032173 | 0.0039072 | 0.0045881 | 0.0052188 | 0.0057638 | 0.0062067 | 0.0065396 | 0.0067661 | 0.0069083 | 0.0069994
F11_Industrial_Stone, Clay, and Glass_Existing_Process_Natural Gas_Steam System Efficiency Improvements_A_Technical Potential | F11 | Industrial | Stone, Clay, and Glass | Existing | Process | Natural Gas | Steam System Efficiency Improvements | A | Cumulative Summer Peak Savings (MW) | Technical Potential | 0 | 0 | 0 | 0 | 0 | 0 | 0 | 0 | 0 | 0 | 0 | 0 | 0 | 0 | 0 | 0 | 0 | 0 | 0 | 0 | 0 | 0
F12_Industrial_Stone, Clay, and Glass_Existing_Process_Natural Gas_Steam System Efficiency Improvements_A_Technical Potential | F12 | Industrial | Stone, Clay, and Glass | Existing | Process | Natural Gas | Steam System Efficiency Improvements | A | Cumulative Winter Peak Savings (MW) | Technical Potential | 0 | 0 | 0 | 0 | 0 | 0 | 0 | 0 | 0 | 0 | 0 | 0 | 0 | 0 | 0 | 0 | 0 | 0 | 0 | 0 | 0 | 0
F13_Industrial_Stone, Clay, and Glass_Existing_Process_Natural Gas_Steam System Efficiency Improvements_A_Technical Potential | F13 | Industrial | Stone, Clay, and Glass | Existing | Process | Natural Gas | Steam System Efficiency Improvements | A | Purchases (Incremental) | Technical Potential | 0 | 0 | 0.26225 | 0.51519 | 0.89897 | 1.4371 | 2.1437 | 3.0173 | 4.0336 | 5.1388 | 6.2463 | 7.2388 | 7.9815 | 8.3444 | 8.2348 | 7.6288 | 6.5918 | 5.3573 | 4.0262 | 2.7393 | 1.7199 | 1.1024
F14_Industrial_Stone, Clay, and Glass_Existing_Process_Natural Gas_Steam System Efficiency Improvements_A_Technical Potential | F14 | Industrial | Stone, Clay, and Glass | Existing | Process | Natural Gas | Steam System Efficiency Improvements | A | Purchases (Cumulative) | Technical Potential | 0 | 0 | 0.26225 | 0.77745 | 1.6764 | 3.1135 | 5.2572 | 8.2745 | 12.3081 | 17.4469 | 23.6932 | 30.932 | 38.9135 | 47.2579 | 55.4927 | 63.1215 | 69.7133 | 75.0706 | 79.0968 | 81.8361 | 83.556 | 84.6583
F1_Industrial_Stone, Clay, and Glass_Existing_Space Heating_Natural Gas_Strategic Energy Management_A_Technical Potential | F1 | Industrial | Stone, Clay, and Glass | Existing | Space Heating | Natural Gas | Strategic Energy Management | A | Original Unit Energy Savings (kWh or therms) | Technical Potential | 0 | 0 | 19.6306 | 19.584 | 19.5375 | 19.4915 | 19.4464 | 19.4024 | 19.3599 | 19.319 | 19.2802 | 19.2436 | 19.209 | 19.1765 | 19.1458 | 19.1169 | 19.0898 | 19.0642 | 19.0402 | 19.0176 | 18.9964 | 18.9765
F2_Industrial_Stone, Clay, and Glass_Existing_Space Heating_Natural Gas_Strategic Energy Management_A_Technical Potential | F2 | Industrial | Stone, Clay, and Glass | Existing | Space Heating | Natural Gas | Strategic Energy Management | A | Original Unit Summer Peak Savings (kW) | Technical Potential | 0 | 0 | 0 | 0 | 0 | 0 | 0 | 0 | 0 | 0 | 0 | 0 | 0 | 0 | 0 | 0 | 0 | 0 | 0 | 0 | 0 | 0
F3_Industrial_Stone, Clay, and Glass_Existing_Space Heating_Natural Gas_Strategic Energy Management_A_Technical Potential | F3 | Industrial | Stone, Clay, and Glass | Existing | Space Heating | Natural Gas | Strategic Energy Management | A | Original Unit Winter Peak Savings (kW) | Technical Potential | 0 | 0 | 0 | 0 | 0 | 0 | 0 | 0 | 0 | 0 | 0 | 0 | 0 | 0 | 0 | 0 | 0 | 0 | 0 | 0 | 0 | 0
F4_Industrial_Stone, Clay, and Glass_Existing_Space Heating_Natural Gas_Strategic Energy Management_A_Technical Potential | F4 | Industrial | Stone, Clay, and Glass | Existing | Space Heating | Natural Gas | Strategic Energy Management | A | Standalone Impact on Baseline Energy (%) | Technical Potential | 0% | 0% | 0.09675% | 0.1952% | 0.2954% | 0.3973% | 0.501% | 0.6066% | 0.714% | 0.8232% | 0.9344% | 1.048% | 1.163% | 1.28% | 1.399% | 1.52% | 1.644% | 1.769% | 1.897% | 2.027% | 2.159% | 2.294%
F5_Industrial_Stone, Clay, and Glass_Existing_Space Heating_Natural Gas_Strategic Energy Management_A_Technical Potential | F5 | Industrial | Stone, Clay, and Glass | Existing | Space Heating | Natural Gas | Strategic Energy Management | A | Standalone Impact on Baseline Summer Peak (%) | Technical Potential | bar: 2019 to 2040
F6_Industrial_Stone, Clay, and Glass_Existing_Space Heating_Natural Gas_Strategic Energy Management_A_Technical Potential | F6 | Industrial | Stone, Clay, and Glass | Existing | Space Heating | Natural Gas | Strategic Energy Management | A | Standalone Impact on Baseline Winter Peak (%) | Technical Potential | bar: 2019 to 2040
F7_Industrial_Stone, Clay, and Glass_Existing_Space Heating_Natural Gas_Strategic Energy Management_A_Technical Potential | F7 | Industrial | Stone, Clay, and Glass | Existing | Space Heating | Natural Gas | Strategic Energy Management | A | Incremental Energy Savings (MWh or mTherms) | Technical Potential | 0 | 0 | 0.094861 | 0.093004 | 0.091183 | 0.0894 | 0.087655 | 0.085949 | 0.084282 | 0.082655 | 0.081066 | 0.079517 | 0.078006 | 0.076531 | 0.075091 | 0.073685 | 0.072312 | 0.07097 | 0.069658 | 0.068376 | 0.067123 | 0.065896
F8_Industrial_Stone, Clay, and Glass_Existing_Space Heating_Natural Gas_Strategic Energy Management_A_Technical Potential | F8 | Industrial | Stone, Clay, and Glass | Existing | Space Heating | Natural Gas | Strategic Energy Management | A | Incremental Summer Peak Savings (MW) | Technical Potential | 0 | 0 | 0 | 0 | 0 | 0 | 0 | 0 | 0 | 0 | 0 | 0 | 0 | 0 | 0 | 0 | 0 | 0 | 0 | 0 | 0 | 0
F9_Industrial_Stone, Clay, and Glass_Existing_Space Heating_Natural Gas_Strategic Energy Management_A_Technical Potential | F9 | Industrial | Stone, Clay, and Glass | Existing | Space Heating | Natural Gas | Strategic Energy Management | A | Incremental Winter Peak Savings (MW) | Technical Potential | 0 | 0 | 0 | 0 | 0 | 0 | 0 | 0 | 0 | 0 | 0 | 0 | 0 | 0 | 0 | 0 | 0 | 0 | 0 | 0 | 0 | 0
F10_Industrial_Stone, Clay, and Glass_Existing_Space Heating_Natural Gas_Strategic Energy Management_A_Technical Potential | F10 | Industrial | Stone, Clay, and Glass | Existing | Space Heating | Natural Gas | Strategic Energy Management | A | Cumulative Energy Savings (MWh or mTherms) | Technical Potential | 0 | 0 | 0.094861 | 0.18764 | 0.27838 | 0.36712 | 0.45393 | 0.53885 | 0.62195 | 0.7033 | 0.78295 | 0.86098 | 0.93744 | 1.0124 | 1.0859 | 1.1579 | 1.2286 | 1.2979 | 1.3659 | 1.4327 | 1.4982 | 1.5625
F11_Industrial_Stone, Clay, and Glass_Existing_Space Heating_Natural Gas_Strategic Energy Management_A_Technical Potential | F11 | Industrial | Stone, Clay, and Glass | Existing | Space Heating | Natural Gas | Strategic Energy Management | A | Cumulative Summer Peak Savings (MW) | Technical Potential | 0 | 0 | 0 | 0 | 0 | 0 | 0 | 0 | 0 | 0 | 0 | 0 | 0 | 0 | 0 | 0 | 0 | 0 | 0 | 0 | 0 | 0
F12_Industrial_Stone, Clay, and Glass_Existing_Space Heating_Natural Gas_Strategic Energy Management_A_Technical Potential | F12 | Industrial | Stone, Clay, and Glass | Existing | Space Heating | Natural Gas | Strategic Energy Management | A | Cumulative Winter Peak Savings (MW) | Technical Potential | 0 | 0 | 0 | 0 | 0 | 0 | 0 | 0 | 0 | 0 | 0 | 0 | 0 | 0 | 0 | 0 | 0 | 0 | 0 | 0 | 0 | 0
F13_Industrial_Stone, Clay, and Glass_Existing_Space Heating_Natural Gas_Strategic Energy Management_A_Technical Potential | F13 | Industrial | Stone, Clay, and Glass | Existing | Space Heating | Natural Gas | Strategic Energy Management | A | Purchases (Incremental) | Technical Potential | 0 | 0 | 4.8323 | 4.749 | 4.6671 | 4.5866 | 4.5076 | 4.4298 | 4.3535 | 4.2784 | 4.2046 | 4.1321 | 4.0609 | 3.9909 | 3.9221 | 3.8545 | 3.788 | 3.7227 | 3.6585 | 3.5954 | 3.5334 | 3.4725
F14_Industrial_Stone, Clay, and Glass_Existing_Space Heating_Natural Gas_Strategic Energy Management_A_Technical Potential | F14 | Industrial | Stone, Clay, and Glass | Existing | Space Heating | Natural Gas | Strategic Energy Management | A | Purchases (Cumulative) | Technical Potential | 0 | 0 | 4.8323 | 9.5813 | 14.2484 | 18.835 | 23.3426 | 27.7724 | 32.1259 | 36.4043 | 40.6089 | 44.741 | 48.8019 | 52.7928 | 56.7149 | 60.5693 | 64.3573 | 68.08 | 71.7385 | 75.3339 | 78.8674 | 82.3399
F1_Industrial_Stone, Clay, and Glass_Existing_Process_Natural Gas_Strategic Energy Management_A_Technical Potential | F1 | Industrial | Stone, Clay, and Glass | Existing | Process | Natural Gas | Strategic Energy Management | A | Original Unit Energy Savings (kWh or therms) | Technical Potential | 0 | 0 | 60.5342 | 60.5342 | 60.5342 | 60.5342 | 60.5342 | 60.5342 | 60.5342 | 60.5342 | 60.5342 | 60.5342 | 60.5342 | 60.5342 | 60.5342 | 60.5342 | 60.5342 | 60.5342 | 60.5342 | 60.5342 | 60.5342 | 60.5342
F2_Industrial_Stone, Clay, and Glass_Existing_Process_Natural Gas_Strategic Energy Management_A_Technical Potential | F2 | Industrial | Stone, Clay, and Glass | Existing | Process | Natural Gas | Strategic Energy Management | A | Original Unit Summer Peak Savings (kW) | Technical Potential | 0 | 0 | 0 | 0 | 0 | 0 | 0 | 0 | 0 | 0 | 0 | 0 | 0 | 0 | 0 | 0 | 0 | 0 | 0 | 0 | 0 | 0
F3_Industrial_Stone, Clay, and Glass_Existing_Process_Natural Gas_Strategic Energy Management_A_Technical Potential | F3 | Industrial | Stone, Clay, and Glass | Existing | Process | Natural Gas | Strategic Energy Management | A | Original Unit Winter Peak Savings (kW) | Technical Potential | 0 | 0 | 0 | 0 | 0 | 0 | 0 | 0 | 0 | 0 | 0 | 0 | 0 | 0 | 0 | 0 | 0 | 0 | 0 | 0 | 0 | 0
F4_Industrial_Stone, Clay, and Glass_Existing_Process_Natural Gas_Strategic Energy Management_A_Technical Potential | F4 | Industrial | Stone, Clay, and Glass | Existing | Process | Natural Gas | Strategic Energy Management | A | Standalone Impact on Baseline Energy (%) | Technical Potential | 0% | 0% | 0.09675% | 0.1952% | 0.2954% | 0.3973% | 0.501% | 0.6066% | 0.714% | 0.8232% | 0.9344% | 1.048% | 1.163% | 1.28% | 1.399% | 1.52% | 1.644% | 1.769% | 1.897% | 2.027% | 2.159% | 2.294%
F5_Industrial_Stone, Clay, and Glass_Existing_Process_Natural Gas_Strategic Energy Management_A_Technical Potential | F5 | Industrial | Stone, Clay, and Glass | Existing | Process | Natural Gas | Strategic Energy Management | A | Standalone Impact on Baseline Summer Peak (%) | Technical Potential | bar: 2019 to 2040
F6_Industrial_Stone, Clay, and Glass_Existing_Process_Natural Gas_Strategic Energy Management_A_Technical Potential | F6 | Industrial | Stone, Clay, and Glass | Existing | Process | Natural Gas | Strategic Energy Management | A | Standalone Impact on Baseline Winter Peak (%) | Technical Potential | bar: 2019 to 2040
F7_Industrial_Stone, Clay, and Glass_Existing_Process_Natural Gas_Strategic Energy Management_A_Technical Potential | F7 | Industrial | Stone, Clay, and Glass | Existing | Process | Natural Gas | Strategic Energy Management | A | Incremental Energy Savings (MWh or mTherms) | Technical Potential | 0 | 0 | 1.8572 | 1.8252 | 1.7937 | 1.7628 | 1.7324 | 1.7025 | 1.6732 | 1.6443 | 1.616 | 1.5881 | 1.5607 | 1.5338 | 1.5074 | 1.4814 | 1.4558 | 1.4307 | 1.4061 | 1.3818 | 1.358 | 1.3346
F8_Industrial_Stone, Clay, and Glass_Existing_Process_Natural Gas_Strategic Energy Management_A_Technical Potential | F8 | Industrial | Stone, Clay, and Glass | Existing | Process | Natural Gas | Strategic Energy Management | A | Incremental Summer Peak Savings (MW) | Technical Potential | 0 | 0 | 0 | 0 | 0 | 0 | 0 | 0 | 0 | 0 | 0 | 0 | 0 | 0 | 0 | 0 | 0 | 0 | 0 | 0 | 0 | 0
F9_Industrial_Stone, Clay, and Glass_Existing_Process_Natural Gas_Strategic Energy Management_A_Technical Potential | F9 | Industrial | Stone, Clay, and Glass | Existing | Process | Natural Gas | Strategic Energy Management | A | Incremental Winter Peak Savings (MW) | Technical Potential | 0 | 0 | 0 | 0 | 0 | 0 | 0 | 0 | 0 | 0 | 0 | 0 | 0 | 0 | 0 | 0 | 0 | 0 | 0 | 0 | 0 | 0
F10_Industrial_Stone, Clay, and Glass_Existing_Process_Natural Gas_Strategic Energy Management_A_Technical Potential | F10 | Industrial | Stone, Clay, and Glass | Existing | Process | Natural Gas | Strategic Energy Management | A | Cumulative Energy Savings (MWh or mTherms) | Technical Potential | 0 | 0 | 1.8572 | 3.6824 | 5.4761 | 7.2389 | 8.9713 | 10.6738 | 12.347 | 13.9913 | 15.6073 | 17.1954 | 18.7561 | 20.29 | 21.7973 | 23.2787 | 24.7346 | 26.1653 | 27.5714 | 28.9532 | 30.3113 | 31.6458
F11_Industrial_Stone, Clay, and Glass_Existing_Process_Natural Gas_Strategic Energy Management_A_Technical Potential | F11 | Industrial | Stone, Clay, and Glass | Existing | Process | Natural Gas | Strategic Energy Management | A | Cumulative Summer Peak Savings (MW) | Technical Potential | 0 | 0 | 0 | 0 | 0 | 0 | 0 | 0 | 0 | 0 | 0 | 0 | 0 | 0 | 0 | 0 | 0 | 0 | 0 | 0 | 0 | 0
F12_Industrial_Stone, Clay, and Glass_Existing_Process_Natural Gas_Strategic Energy Management_A_Technical Potential | F12 | Industrial | Stone, Clay, and Glass | Existing | Process | Natural Gas | Strategic Energy Management | A | Cumulative Winter Peak Savings (MW) | Technical Potential | 0 | 0 | 0 | 0 | 0 | 0 | 0 | 0 | 0 | 0 | 0 | 0 | 0 | 0 | 0 | 0 | 0 | 0 | 0 | 0 | 0 | 0
F13_Industrial_Stone, Clay, and Glass_Existing_Process_Natural Gas_Strategic Energy Management_A_Technical Potential | F13 | Industrial | Stone, Clay, and Glass | Existing | Process | Natural Gas | Strategic Energy Management | A | Purchases (Incremental) | Technical Potential | 0 | 0 | 30.6803 | 30.1513 | 29.6315 | 29.1206 | 28.6185 | 28.1251 | 27.6401 | 27.1636 | 26.6953 | 26.235 | 25.7827 | 25.3381 | 24.9013 | 24.4719 | 24.05 | 23.6354 | 23.2278 | 22.8274 | 22.4338 | 22.047
F14_Industrial_Stone, Clay, and Glass_Existing_Process_Natural Gas_Strategic Energy Management_A_Technical Potential | F14 | Industrial | Stone, Clay, and Glass | Existing | Process | Natural Gas | Strategic Energy Management | A | Purchases (Cumulative) | Technical Potential | 0 | 0 | 30.6803 | 60.8316 | 90.463 | 119.5836 | 148.2021 | 176.3271 | 203.9673 | 231.1309 | 257.8261 | 284.0611 | 309.8438 | 335.1819 | 360.0832 | 384.5552 | 408.6052 | 432.2405 | 455.4684 | 478.2957 | 500.7295 | 522.7765
F1_Industrial_Stone, Clay, and Glass_Existing_Miscellaneous_Natural Gas_Strategic Energy Management_A_Technical Potential | F1 | Industrial | Stone, Clay, and Glass | Existing | Miscellaneous | Natural Gas | Strategic Energy Management | A | Original Unit Energy Savings (kWh or therms) | Technical Potential | 0 | 0 | 16.2609 | 16.2609 | 16.2609 | 16.2609 | 16.2609 | 16.2609 | 16.2609 | 16.2609 | 16.2609 | 16.2609 | 16.2609 | 16.2609 | 16.2609 | 16.2609 | 16.2609 | 16.2609 | 16.2609 | 16.2609 | 16.2609 | 16.2609
F2_Industrial_Stone, Clay, and Glass_Existing_Miscellaneous_Natural Gas_Strategic Energy Management_A_Technical Potential | F2 | Industrial | Stone, Clay, and Glass | Existing | Miscellaneous | Natural Gas | Strategic Energy Management | A | Original Unit Summer Peak Savings (kW) | Technical Potential | 0 | 0 | 0 | 0 | 0 | 0 | 0 | 0 | 0 | 0 | 0 | 0 | 0 | 0 | 0 | 0 | 0 | 0 | 0 | 0 | 0 | 0
F3_Industrial_Stone, Clay, and Glass_Existing_Miscellaneous_Natural Gas_Strategic Energy Management_A_Technical Potential | F3 | Industrial | Stone, Clay, and Glass | Existing | Miscellaneous | Natural Gas | Strategic Energy Management | A | Original Unit Winter Peak Savings (kW) | Technical Potential | 0 | 0 | 0 | 0 | 0 | 0 | 0 | 0 | 0 | 0 | 0 | 0 | 0 | 0 | 0 | 0 | 0 | 0 | 0 | 0 | 0 | 0
F4_Industrial_Stone, Clay, and Glass_Existing_Miscellaneous_Natural Gas_Strategic Energy Management_A_Technical Potential | F4 | Industrial | Stone, Clay, and Glass | Existing | Miscellaneous | Natural Gas | Strategic Energy Management | A | Standalone Impact on Baseline Energy (%) | Technical Potential | 0% | 0% | 0.09675% | 0.1952% | 0.2954% | 0.3973% | 0.501% | 0.6066% | 0.714% | 0.8232% | 0.9344% | 1.048% | 1.163% | 1.28% | 1.399% | 1.52% | 1.644% | 1.769% | 1.897% | 2.027% | 2.159% | 2.294%
F5_Industrial_Stone, Clay, and Glass_Existing_Miscellaneous_Natural Gas_Strategic Energy Management_A_Technical Potential | F5 | Industrial | Stone, Clay, and Glass | Existing | Miscellaneous | Natural Gas | Strategic Energy Management | A | Standalone Impact on Baseline Summer Peak (%) | Technical Potential | bar: 2019 to 2040
F6_Industrial_Stone, Clay, and Glass_Existing_Miscellaneous_Natural Gas_Strategic Energy Management_A_Technical Potential | F6 | Industrial | Stone, Clay, and Glass | Existing | Miscellaneous | Natural Gas | Strategic Energy Management | A | Standalone Impact on Baseline Winter Peak (%) | Technical Potential | bar: 2019 to 2040
F7_Industrial_Stone, Clay, and Glass_Existing_Miscellaneous_Natural Gas_Strategic Energy Management_A_Technical Potential | F7 | Industrial | Stone, Clay, and Glass | Existing | Miscellaneous | Natural Gas | Strategic Energy Management | A | Incremental Energy Savings (MWh or mTherms) | Technical Potential | 0 | 0 | 0.12472 | 0.12257 | 0.12046 | 0.11838 | 0.11634 | 0.11433 | 0.11236 | 0.11043 | 0.10852 | 0.10665 | 0.10481 | 0.10301 | 0.10123 | 0.099484 | 0.097769 | 0.096083 | 0.094426 | 0.092798 | 0.091198 | 0.089626
F8_Industrial_Stone, Clay, and Glass_Existing_Miscellaneous_Natural Gas_Strategic Energy Management_A_Technical Potential | F8 | Industrial | Stone, Clay, and Glass | Existing | Miscellaneous | Natural Gas | Strategic Energy Management | A | Incremental Summer Peak Savings (MW) | Technical Potential | 0 | 0 | 0 | 0 | 0 | 0 | 0 | 0 | 0 | 0 | 0 | 0 | 0 | 0 | 0 | 0 | 0 | 0 | 0 | 0 | 0 | 0
F9_Industrial_Stone, Clay, and Glass_Existing_Miscellaneous_Natural Gas_Strategic Energy Management_A_Technical Potential | F9 | Industrial | Stone, Clay, and Glass | Existing | Miscellaneous | Natural Gas | Strategic Energy Management | A | Incremental Winter Peak Savings (MW) | Technical Potential | 0 | 0 | 0 | 0 | 0 | 0 | 0 | 0 | 0 | 0 | 0 | 0 | 0 | 0 | 0 | 0 | 0 | 0 | 0 | 0 | 0 | 0
F10_Industrial_Stone, Clay, and Glass_Existing_Miscellaneous_Natural Gas_Strategic Energy Management_A_Technical Potential | F10 | Industrial | Stone, Clay, and Glass | Existing | Miscellaneous | Natural Gas | Strategic Energy Management | A | Cumulative Energy Savings (MWh or mTherms) | Technical Potential | 0 | 0 | 0.12472 | 0.24729 | 0.36775 | 0.48613 | 0.60247 | 0.71681 | 0.82917 | 0.9396 | 1.0481 | 1.1548 | 1.2596 | 1.3626 | 1.4638 | 1.5633 | 1.6611 | 1.7572 | 1.8516 | 1.9444 | 2.0356 | 2.1252
F11_Industrial_Stone, Clay, and Glass_Existing_Miscellaneous_Natural Gas_Strategic Energy Management_A_Technical Potential | F11 | Industrial | Stone, Clay, and Glass | Existing | Miscellaneous | Natural Gas | Strategic Energy Management | A | Cumulative Summer Peak Savings (MW) | Technical Potential | 0 | 0 | 0 | 0 | 0 | 0 | 0 | 0 | 0 | 0 | 0 | 0 | 0 | 0 | 0 | 0 | 0 | 0 | 0 | 0 | 0 | 0
F12_Industrial_Stone, Clay, and Glass_Existing_Miscellaneous_Natural Gas_Strategic Energy Management_A_Technical Potential | F12 | Industrial | Stone, Clay, and Glass | Existing | Miscellaneous | Natural Gas | Strategic Energy Management | A | Cumulative Winter Peak Savings (MW) | Technical Potential | 0 | 0 | 0 | 0 | 0 | 0 | 0 | 0 | 0 | 0 | 0 | 0 | 0 | 0 | 0 | 0 | 0 | 0 | 0 | 0 | 0 | 0
F13_Industrial_Stone, Clay, and Glass_Existing_Miscellaneous_Natural Gas_Strategic Energy Management_A_Technical Potential | F13 | Industrial | Stone, Clay, and Glass | Existing | Miscellaneous | Natural Gas | Strategic Energy Management | A | Purchases (Incremental) | Technical Potential | 0 | 0 | 7.6701 | 7.5378 | 7.4079 | 7.2801 | 7.1546 | 7.0313 | 6.91 | 6.7909 | 6.6738 | 6.5587 | 6.4457 | 6.3345 | 6.2253 | 6.118 | 6.0125 | 5.9088 | 5.807 | 5.7068 | 5.6084 | 5.5118
F14_Industrial_Stone, Clay, and Glass_Existing_Miscellaneous_Natural Gas_Strategic Energy Management_A_Technical Potential | F14 | Industrial | Stone, Clay, and Glass | Existing | Miscellaneous | Natural Gas | Strategic Energy Management | A | Purchases (Cumulative) | Technical Potential | 0 | 0 | 7.6701 | 15.2079 | 22.6158 | 29.8959 | 37.0505 | 44.0818 | 50.9918 | 57.7827 | 64.4565 | 71.0153 | 77.461 | 83.7955 | 90.0208 | 96.1388 | 102.1513 | 108.0601 | 113.8671 | 119.5739 | 125.1824 | 130.6941
F1_Industrial_Stone, Clay, and Glass_Existing_Space Heating_Natural Gas_Commissioning_A_Technical Potential | F1 | Industrial | Stone, Clay, and Glass | Existing | Space Heating | Natural Gas | Commissioning | A | Original Unit Energy Savings (kWh or therms) | Technical Potential | 0 | 0 | 17.2572 | 17.2162 | 17.1753 | 17.1349 | 17.0952 | 17.0566 | 17.0192 | 16.9833 | 16.9492 | 16.917 | 16.8866 | 16.858 | 16.831 | 16.8057 | 16.7818 | 16.7593 | 16.7382 | 16.7183 | 16.6997 | 16.6822
F2_Industrial_Stone, Clay, and Glass_Existing_Space Heating_Natural Gas_Commissioning_A_Technical Potential | F2 | Industrial | Stone, Clay, and Glass | Existing | Space Heating | Natural Gas | Commissioning | A | Original Unit Summer Peak Savings (kW) | Technical Potential | 0 | 0 | 0 | 0 | 0 | 0 | 0 | 0 | 0 | 0 | 0 | 0 | 0 | 0 | 0 | 0 | 0 | 0 | 0 | 0 | 0 | 0
F3_Industrial_Stone, Clay, and Glass_Existing_Space Heating_Natural Gas_Commissioning_A_Technical Potential | F3 | Industrial | Stone, Clay, and Glass | Existing | Space Heating | Natural Gas | Commissioning | A | Original Unit Winter Peak Savings (kW) | Technical Potential | 0 | 0 | 0 | 0 | 0 | 0 | 0 | 0 | 0 | 0 | 0 | 0 | 0 | 0 | 0 | 0 | 0 | 0 | 0 | 0 | 0 | 0
F4_Industrial_Stone, Clay, and Glass_Existing_Space Heating_Natural Gas_Commissioning_A_Technical Potential | F4 | Industrial | Stone, Clay, and Glass | Existing | Space Heating | Natural Gas | Commissioning | A | Standalone Impact on Baseline Energy (%) | Technical Potential | bar: 2019 to 2040
F5_Industrial_Stone, Clay, and Glass_Existing_Space Heating_Natural Gas_Commissioning_A_Technical Potential | F5 | Industrial | Stone, Clay, and Glass | Existing | Space Heating | Natural Gas | Commissioning | A | Standalone Impact on Baseline Summer Peak (%) | Technical Potential | bar: 2019 to 2040
F6_Industrial_Stone, Clay, and Glass_Existing_Space Heating_Natural Gas_Commissioning_A_Technical Potential | F6 | Industrial | Stone, Clay, and Glass | Existing | Space Heating | Natural Gas | Commissioning | A | Standalone Impact on Baseline Winter Peak (%) | Technical Potential | bar: 2019 to 2040
F7_Industrial_Stone, Clay, and Glass_Existing_Space Heating_Natural Gas_Commissioning_A_Technical Potential | F7 | Industrial | Stone, Clay, and Glass | Existing | Space Heating | Natural Gas | Commissioning | A | Incremental Energy Savings (MWh or mTherms) | Technical Potential | 0 | 0 | 0 | 0 | 0 | 0 | 0 | 0 | 0 | 0 | 0 | 0 | 0 | 0 | 0 | 0 | 0 | 0 | 0 | 0 | 0 | 0
F8_Industrial_Stone, Clay, and Glass_Existing_Space Heating_Natural Gas_Commissioning_A_Technical Potential | F8 | Industrial | Stone, Clay, and Glass | Existing | Space Heating | Natural Gas | Commissioning | A | Incremental Summer Peak Savings (MW) | Technical Potential | 0 | 0 | 0 | 0 | 0 | 0 | 0 | 0 | 0 | 0 | 0 | 0 | 0 | 0 | 0 | 0 | 0 | 0 | 0 | 0 | 0 | 0
F9_Industrial_Stone, Clay, and Glass_Existing_Space Heating_Natural Gas_Commissioning_A_Technical Potential | F9 | Industrial | Stone, Clay, and Glass | Existing | Space Heating | Natural Gas | Commissioning | A | Incremental Winter Peak Savings (MW) | Technical Potential | 0 | 0 | 0 | 0 | 0 | 0 | 0 | 0 | 0 | 0 | 0 | 0 | 0 | 0 | 0 | 0 | 0 | 0 | 0 | 0 | 0 | 0
F10_Industrial_Stone, Clay, and Glass_Existing_Space Heating_Natural Gas_Commissioning_A_Technical Potential | F10 | Industrial | Stone, Clay, and Glass | Existing | Space Heating | Natural Gas | Commissioning | A | Cumulative Energy Savings (MWh or mTherms) | Technical Potential | 0 | 0 | 0 | 0 | 0 | 0 | 0 | 0 | 0 | 0 | 0 | 0 | 0 | 0 | 0 | 0 | 0 | 0 | 0 | 0 | 0 | 0
F11_Industrial_Stone, Clay, and Glass_Existing_Space Heating_Natural Gas_Commissioning_A_Technical Potential | F11 | Industrial | Stone, Clay, and Glass | Existing | Space Heating | Natural Gas | Commissioning | A | Cumulative Summer Peak Savings (MW) | Technical Potential | 0 | 0 | 0 | 0 | 0 | 0 | 0 | 0 | 0 | 0 | 0 | 0 | 0 | 0 | 0 | 0 | 0 | 0 | 0 | 0 | 0 | 0
F12_Industrial_Stone, Clay, and Glass_Existing_Space Heating_Natural Gas_Commissioning_A_Technical Potential | F12 | Industrial | Stone, Clay, and Glass | Existing | Space Heating | Natural Gas | Commissioning | A | Cumulative Winter Peak Savings (MW) | Technical Potential | 0 | 0 | 0 | 0 | 0 | 0 | 0 | 0 | 0 | 0 | 0 | 0 | 0 | 0 | 0 | 0 | 0 | 0 | 0 | 0 | 0 | 0
F13_Industrial_Stone, Clay, and Glass_Existing_Space Heating_Natural Gas_Commissioning_A_Technical Potential | F13 | Industrial | Stone, Clay, and Glass | Existing | Space Heating | Natural Gas | Commissioning | A | Purchases (Incremental) | Technical Potential | 0 | 0 | 0 | 0 | 0 | 0 | 0 | 0 | 0 | 0 | 0 | 0 | 0 | 0 | 0 | 0 | 0 | 0 | 0 | 0 | 0 | 0
F14_Industrial_Stone, Clay, and Glass_Existing_Space Heating_Natural Gas_Commissioning_A_Technical Potential | F14 | Industrial | Stone, Clay, and Glass | Existing | Space Heating | Natural Gas | Commissioning | A | Purchases (Cumulative) | Technical Potential | 0 | 0 | 0 | 0 | 0 | 0 | 0 | 0 | 0 | 0 | 0 | 0 | 0 | 0 | 0 | 0 | 0 | 0 | 0 | 0 | 0 | 0
F1_Industrial_Stone, Clay, and Glass_Existing_Process_Natural Gas_Commissioning_A_Technical Potential | F1 | Industrial | Stone, Clay, and Glass | Existing | Process | Natural Gas | Commissioning | A | Original Unit Energy Savings (kWh or therms) | Technical Potential | 0 | 0 | 337.8652 | 337.8652 | 337.8652 | 337.8652 | 337.8652 | 337.8652 | 337.8652 | 337.8652 | 337.8652 | 337.8652 | 337.8652 | 337.8652 | 337.8652 | 337.8652 | 337.8652 | 337.8652 | 337.8652 | 337.8652 | 337.8652 | 337.8652
F2_Industrial_Stone, Clay, and Glass_Existing_Process_Natural Gas_Commissioning_A_Technical Potential | F2 | Industrial | Stone, Clay, and Glass | Existing | Process | Natural Gas | Commissioning | A | Original Unit Summer Peak Savings (kW) | Technical Potential | 0 | 0 | 0 | 0 | 0 | 0 | 0 | 0 | 0 | 0 | 0 | 0 | 0 | 0 | 0 | 0 | 0 | 0 | 0 | 0 | 0 | 0
F3_Industrial_Stone, Clay, and Glass_Existing_Process_Natural Gas_Commissioning_A_Technical Potential | F3 | Industrial | Stone, Clay, and Glass | Existing | Process | Natural Gas | Commissioning | A | Original Unit Winter Peak Savings (kW) | Technical Potential | 0 | 0 | 0 | 0 | 0 | 0 | 0 | 0 | 0 | 0 | 0 | 0 | 0 | 0 | 0 | 0 | 0 | 0 | 0 | 0 | 0 | 0
F4_Industrial_Stone, Clay, and Glass_Existing_Process_Natural Gas_Commissioning_A_Technical Potential | F4 | Industrial | Stone, Clay, and Glass | Existing | Process | Natural Gas | Commissioning | A | Standalone Impact on Baseline Energy (%) | Technical Potential | bar: 2019 to 2040
F5_Industrial_Stone, Clay, and Glass_Existing_Process_Natural Gas_Commissioning_A_Technical Potential | F5 | Industrial | Stone, Clay, and Glass | Existing | Process | Natural Gas | Commissioning | A | Standalone Impact on Baseline Summer Peak (%) | Technical Potential | bar: 2019 to 2040
F6_Industrial_Stone, Clay, and Glass_Existing_Process_Natural Gas_Commissioning_A_Technical Potential | F6 | Industrial | Stone, Clay, and Glass | Existing | Process | Natural Gas | Commissioning | A | Standalone Impact on Baseline Winter Peak (%) | Technical Potential | bar: 2019 to 2040
F7_Industrial_Stone, Clay, and Glass_Existing_Process_Natural Gas_Commissioning_A_Technical Potential | F7 | Industrial | Stone, Clay, and Glass | Existing | Process | Natural Gas | Commissioning | A | Incremental Energy Savings (MWh or mTherms) | Technical Potential | 0 | 0 | 0 | 0 | 0 | 0 | 0 | 0 | 0 | 0 | 0 | 0 | 0 | 0 | 0 | 0 | 0 | 0 | 0 | 0 | 0 | 0
F8_Industrial_Stone, Clay, and Glass_Existing_Process_Natural Gas_Commissioning_A_Technical Potential | F8 | Industrial | Stone, Clay, and Glass | Existing | Process | Natural Gas | Commissioning | A | Incremental Summer Peak Savings (MW) | Technical Potential | 0 | 0 | 0 | 0 | 0 | 0 | 0 | 0 | 0 | 0 | 0 | 0 | 0 | 0 | 0 | 0 | 0 | 0 | 0 | 0 | 0 | 0
F9_Industrial_Stone, Clay, and Glass_Existing_Process_Natural Gas_Commissioning_A_Technical Potential | F9 | Industrial | Stone, Clay, and Glass | Existing | Process | Natural Gas | Commissioning | A | Incremental Winter Peak Savings (MW) | Technical Potential | 0 | 0 | 0 | 0 | 0 | 0 | 0 | 0 | 0 | 0 | 0 | 0 | 0 | 0 | 0 | 0 | 0 | 0 | 0 | 0 | 0 | 0
F10_Industrial_Stone, Clay, and Glass_Existing_Process_Natural Gas_Commissioning_A_Technical Potential | F10 | Industrial | Stone, Clay, and Glass | Existing | Process | Natural Gas | Commissioning | A | Cumulative Energy Savings (MWh or mTherms) | Technical Potential | 0 | 0 | 0 | 0 | 0 | 0 | 0 | 0 | 0 | 0 | 0 | 0 | 0 | 0 | 0 | 0 | 0 | 0 | 0 | 0 | 0 | 0
F11_Industrial_Stone, Clay, and Glass_Existing_Process_Natural Gas_Commissioning_A_Technical Potential | F11 | Industrial | Stone, Clay, and Glass | Existing | Process | Natural Gas | Commissioning | A | Cumulative Summer Peak Savings (MW) | Technical Potential | 0 | 0 | 0 | 0 | 0 | 0 | 0 | 0 | 0 | 0 | 0 | 0 | 0 | 0 | 0 | 0 | 0 | 0 | 0 | 0 | 0 | 0
F12_Industrial_Stone, Clay, and Glass_Existing_Process_Natural Gas_Commissioning_A_Technical Potential | F12 | Industrial | Stone, Clay, and Glass | Existing | Process | Natural Gas | Commissioning | A | Cumulative Winter Peak Savings (MW) | Technical Potential | 0 | 0 | 0 | 0 | 0 | 0 | 0 | 0 | 0 | 0 | 0 | 0 | 0 | 0 | 0 | 0 | 0 | 0 | 0 | 0 | 0 | 0
F13_Industrial_Stone, Clay, and Glass_Existing_Process_Natural Gas_Commissioning_A_Technical Potential | F13 | Industrial | Stone, Clay, and Glass | Existing | Process | Natural Gas | Commissioning | A | Purchases (Incremental) | Technical Potential | 0 | 0 | 0 | 0 | 0 | 0 | 0 | 0 | 0 | 0 | 0 | 0 | 0 | 0 | 0 | 0 | 0 | 0 | 0 | 0 | 0 | 0
F14_Industrial_Stone, Clay, and Glass_Existing_Process_Natural Gas_Commissioning_A_Technical Potential | F14 | Industrial | Stone, Clay, and Glass | Existing | Process | Natural Gas | Commissioning | A | Purchases (Cumulative) | Technical Potential | 0 | 0 | 0 | 0 | 0 | 0 | 0 | 0 | 0 | 0 | 0 | 0 | 0 | 0 | 0 | 0 | 0 | 0 | 0 | 0 | 0 | 0
F1_Industrial_Stone, Clay, and Glass_Existing_Space Heating_Natural Gas_Retrocommissioning_A_Technical Potential | F1 | Industrial | Stone, Clay, and Glass | Existing | Space Heating | Natural Gas | Retrocommissioning | A | Original Unit Energy Savings (kWh or therms) | Technical Potential | 0 | 0 | 2.3969 | 2.3912 | 2.3855 | 2.3799 | 2.3744 | 2.369 | 2.3638 | 2.3589 | 2.3541 | 2.3496 | 2.3454 | 2.3415 | 2.3377 | 2.3342 | 2.3309 | 2.3277 | 2.3248 | 2.3221 | 2.3195 | 2.317
F2_Industrial_Stone, Clay, and Glass_Existing_Space Heating_Natural Gas_Retrocommissioning_A_Technical Potential | F2 | Industrial | Stone, Clay, and Glass | Existing | Space Heating | Natural Gas | Retrocommissioning | A | Original Unit Summer Peak Savings (kW) | Technical Potential | 0 | 0 | 0 | 0 | 0 | 0 | 0 | 0 | 0 | 0 | 0 | 0 | 0 | 0 | 0 | 0 | 0 | 0 | 0 | 0 | 0 | 0
F3_Industrial_Stone, Clay, and Glass_Existing_Space Heating_Natural Gas_Retrocommissioning_A_Technical Potential | F3 | Industrial | Stone, Clay, and Glass | Existing | Space Heating | Natural Gas | Retrocommissioning | A | Original Unit Winter Peak Savings (kW) | Technical Potential | 0 | 0 | 0 | 0 | 0 | 0 | 0 | 0 | 0 | 0 | 0 | 0 | 0 | 0 | 0 | 0 | 0 | 0 | 0 | 0 | 0 | 0
F4_Industrial_Stone, Clay, and Glass_Existing_Space Heating_Natural Gas_Retrocommissioning_A_Technical Potential | F4 | Industrial | Stone, Clay, and Glass | Existing | Space Heating | Natural Gas | Retrocommissioning | A | Standalone Impact on Baseline Energy (%) | Technical Potential | 0% | 0% | 0.01458% | 0.02942% | 0.04452% | 0.05989% | 0.07552% | 0.09143% | 0.1076% | 0.1241% | 0.1409% | 0.1579% | 0.1753% | 0.1929% | 0.2109% | 0.2292% | 0.2478% | 0.2667% | 0.286% | 0.3056% | 0.3255% | 0.3458%
F5_Industrial_Stone, Clay, and Glass_Existing_Space Heating_Natural Gas_Retrocommissioning_A_Technical Potential | F5 | Industrial | Stone, Clay, and Glass | Existing | Space Heating | Natural Gas | Retrocommissioning | A | Standalone Impact on Baseline Summer Peak (%) | Technical Potential | bar: 2019 to 2040
F6_Industrial_Stone, Clay, and Glass_Existing_Space Heating_Natural Gas_Retrocommissioning_A_Technical Potential | F6 | Industrial | Stone, Clay, and Glass | Existing | Space Heating | Natural Gas | Retrocommissioning | A | Standalone Impact on Baseline Winter Peak (%) | Technical Potential | bar: 2019 to 2040
F7_Industrial_Stone, Clay, and Glass_Existing_Space Heating_Natural Gas_Retrocommissioning_A_Technical Potential | F7 | Industrial | Stone, Clay, and Glass | Existing | Space Heating | Natural Gas | Retrocommissioning | A | Incremental Energy Savings (MWh or mTherms) | Technical Potential | 0 | 0 | 0.014299 | 0.014019 | 0.013745 | 0.013476 | 0.013213 | 0.012956 | 0.012704 | 0.012459 | 0.01222 | 0.011986 | 0.011758 | 0.011536 | 0.011319 | 0.011107 | 0.0109 | 0.010698 | 0.0105 | 0.010307 | 0.010118 | 0.009933
F8_Industrial_Stone, Clay, and Glass_Existing_Space Heating_Natural Gas_Retrocommissioning_A_Technical Potential | F8 | Industrial | Stone, Clay, and Glass | Existing | Space Heating | Natural Gas | Retrocommissioning | A | Incremental Summer Peak Savings (MW) | Technical Potential | 0 | 0 | 0 | 0 | 0 | 0 | 0 | 0 | 0 | 0 | 0 | 0 | 0 | 0 | 0 | 0 | 0 | 0 | 0 | 0 | 0 | 0
F9_Industrial_Stone, Clay, and Glass_Existing_Space Heating_Natural Gas_Retrocommissioning_A_Technical Potential | F9 | Industrial | Stone, Clay, and Glass | Existing | Space Heating | Natural Gas | Retrocommissioning | A | Incremental Winter Peak Savings (MW) | Technical Potential | 0 | 0 | 0 | 0 | 0 | 0 | 0 | 0 | 0 | 0 | 0 | 0 | 0 | 0 | 0 | 0 | 0 | 0 | 0 | 0 | 0 | 0
F10_Industrial_Stone, Clay, and Glass_Existing_Space Heating_Natural Gas_Retrocommissioning_A_Technical Potential | F10 | Industrial | Stone, Clay, and Glass | Existing | Space Heating | Natural Gas | Retrocommissioning | A | Cumulative Energy Savings (MWh or mTherms) | Technical Potential | 0 | 0 | 0.014299 | 0.028284 | 0.041962 | 0.055339 | 0.068423 | 0.081225 | 0.093751 | 0.10601 | 0.11802 | 0.12978 | 0.14131 | 0.1526 | 0.16368 | 0.17454 | 0.18519 | 0.19564 | 0.20589 | 0.21596 | 0.22583 | 0.23553
F11_Industrial_Stone, Clay, and Glass_Existing_Space Heating_Natural Gas_Retrocommissioning_A_Technical Potential | F11 | Industrial | Stone, Clay, and Glass | Existing | Space Heating | Natural Gas | Retrocommissioning | A | Cumulative Summer Peak Savings (MW) | Technical Potential | 0 | 0 | 0 | 0 | 0 | 0 | 0 | 0 | 0 | 0 | 0 | 0 | 0 | 0 | 0 | 0 | 0 | 0 | 0 | 0 | 0 | 0
F12_Industrial_Stone, Clay, and Glass_Existing_Space Heating_Natural Gas_Retrocommissioning_A_Technical Potential | F12 | Industrial | Stone, Clay, and Glass | Existing | Space Heating | Natural Gas | Retrocommissioning | A | Cumulative Winter Peak Savings (MW) | Technical Potential | 0 | 0 | 0 | 0 | 0 | 0 | 0 | 0 | 0 | 0 | 0 | 0 | 0 | 0 | 0 | 0 | 0 | 0 | 0 | 0 | 0 | 0
F13_Industrial_Stone, Clay, and Glass_Existing_Space Heating_Natural Gas_Retrocommissioning_A_Technical Potential | F13 | Industrial | Stone, Clay, and Glass | Existing | Space Heating | Natural Gas | Retrocommissioning | A | Purchases (Incremental) | Technical Potential | 0 | 0 | 5.9656 | 5.8628 | 5.7617 | 5.6623 | 5.5647 | 5.4688 | 5.3745 | 5.2818 | 5.1907 | 5.1012 | 5.0133 | 4.9269 | 4.8419 | 4.7584 | 4.6764 | 4.5958 | 4.5165 | 4.4387 | 4.3621 | 4.2869
F14_Industrial_Stone, Clay, and Glass_Existing_Space Heating_Natural Gas_Retrocommissioning_A_Technical Potential | F14 | Industrial | Stone, Clay, and Glass | Existing | Space Heating | Natural Gas | Retrocommissioning | A | Purchases (Cumulative) | Technical Potential | 0 | 0 | 5.9656 | 11.8284 | 17.59 | 23.2524 | 28.8171 | 34.2858 | 39.6603 | 44.9421 | 50.1329 | 55.2341 | 60.2474 | 65.1743 | 70.0162 | 74.7746 | 79.451 | 84.0468 | 88.5633 | 93.0019 | 97.3641 | 101.651
F1_Industrial_Stone, Clay, and Glass_Existing_Process_Natural Gas_Retrocommissioning_A_Technical Potential | F1 | Industrial | Stone, Clay, and Glass | Existing | Process | Natural Gas | Retrocommissioning | A | Original Unit Energy Savings (kWh or therms) | Technical Potential | 0 | 0 | 0 | 0 | 0 | 0 | 0 | 0 | 0 | 0 | 0 | 0 | 0 | 0 | 0 | 0 | 0 | 0 | 0 | 0 | 0 | 0
F2_Industrial_Stone, Clay, and Glass_Existing_Process_Natural Gas_Retrocommissioning_A_Technical Potential | F2 | Industrial | Stone, Clay, and Glass | Existing | Process | Natural Gas | Retrocommissioning | A | Original Unit Summer Peak Savings (kW) | Technical Potential | 0 | 0 | 0 | 0 | 0 | 0 | 0 | 0 | 0 | 0 | 0 | 0 | 0 | 0 | 0 | 0 | 0 | 0 | 0 | 0 | 0 | 0
F3_Industrial_Stone, Clay, and Glass_Existing_Process_Natural Gas_Retrocommissioning_A_Technical Potential | F3 | Industrial | Stone, Clay, and Glass | Existing | Process | Natural Gas | Retrocommissioning | A | Original Unit Winter Peak Savings (kW) | Technical Potential | 0 | 0 | 0 | 0 | 0 | 0 | 0 | 0 | 0 | 0 | 0 | 0 | 0 | 0 | 0 | 0 | 0 | 0 | 0 | 0 | 0 | 0
F4_Industrial_Stone, Clay, and Glass_Existing_Process_Natural Gas_Retrocommissioning_A_Technical Potential | F4 | Industrial | Stone, Clay, and Glass | Existing | Process | Natural Gas | Retrocommissioning | A | Standalone Impact on Baseline Energy (%) | Technical Potential | bar: 2019 to 2040
F5_Industrial_Stone, Clay, and Glass_Existing_Process_Natural Gas_Retrocommissioning_A_Technical Potential | F5 | Industrial | Stone, Clay, and Glass | Existing | Process | Natural Gas | Retrocommissioning | A | Standalone Impact on Baseline Summer Peak (%) | Technical Potential | bar: 2019 to 2040
F6_Industrial_Stone, Clay, and Glass_Existing_Process_Natural Gas_Retrocommissioning_A_Technical Potential | F6 | Industrial | Stone, Clay, and Glass | Existing | Process | Natural Gas | Retrocommissioning | A | Standalone Impact on Baseline Winter Peak (%) | Technical Potential | bar: 2019 to 2040
F7_Industrial_Stone, Clay, and Glass_Existing_Process_Natural Gas_Retrocommissioning_A_Technical Potential | F7 | Industrial | Stone, Clay, and Glass | Existing | Process | Natural Gas | Retrocommissioning | A | Incremental Energy Savings (MWh or mTherms) | Technical Potential | 0 | 0 | 0 | 0 | 0 | 0 | 0 | 0 | 0 | 0 | 0 | 0 | 0 | 0 | 0 | 0 | 0 | 0 | 0 | 0 | 0 | 0
F8_Industrial_Stone, Clay, and Glass_Existing_Process_Natural Gas_Retrocommissioning_A_Technical Potential | F8 | Industrial | Stone, Clay, and Glass | Existing | Process | Natural Gas | Retrocommissioning | A | Incremental Summer Peak Savings (MW) | Technical Potential | 0 | 0 | 0 | 0 | 0 | 0 | 0 | 0 | 0 | 0 | 0 | 0 | 0 | 0 | 0 | 0 | 0 | 0 | 0 | 0 | 0 | 0
F9_Industrial_Stone, Clay, and Glass_Existing_Process_Natural Gas_Retrocommissioning_A_Technical Potential | F9 | Industrial | Stone, Clay, and Glass | Existing | Process | Natural Gas | Retrocommissioning | A | Incremental Winter Peak Savings (MW) | Technical Potential | 0 | 0 | 0 | 0 | 0 | 0 | 0 | 0 | 0 | 0 | 0 | 0 | 0 | 0 | 0 | 0 | 0 | 0 | 0 | 0 | 0 | 0
F10_Industrial_Stone, Clay, and Glass_Existing_Process_Natural Gas_Retrocommissioning_A_Technical Potential | F10 | Industrial | Stone, Clay, and Glass | Existing | Process | Natural Gas | Retrocommissioning | A | Cumulative Energy Savings (MWh or mTherms) | Technical Potential | 0 | 0 | 0 | 0 | 0 | 0 | 0 | 0 | 0 | 0 | 0 | 0 | 0 | 0 | 0 | 0 | 0 | 0 | 0 | 0 | 0 | 0
F11_Industrial_Stone, Clay, and Glass_Existing_Process_Natural Gas_Retrocommissioning_A_Technical Potential | F11 | Industrial | Stone, Clay, and Glass | Existing | Process | Natural Gas | Retrocommissioning | A | Cumulative Summer Peak Savings (MW) | Technical Potential | 0 | 0 | 0 | 0 | 0 | 0 | 0 | 0 | 0 | 0 | 0 | 0 | 0 | 0 | 0 | 0 | 0 | 0 | 0 | 0 | 0 | 0
F12_Industrial_Stone, Clay, and Glass_Existing_Process_Natural Gas_Retrocommissioning_A_Technical Potential | F12 | Industrial | Stone, Clay, and Glass | Existing | Process | Natural Gas | Retrocommissioning | A | Cumulative Winter Peak Savings (MW) | Technical Potential | 0 | 0 | 0 | 0 | 0 | 0 | 0 | 0 | 0 | 0 | 0 | 0 | 0 | 0 | 0 | 0 | 0 | 0 | 0 | 0 | 0 | 0
F13_Industrial_Stone, Clay, and Glass_Existing_Process_Natural Gas_Retrocommissioning_A_Technical Potential | F13 | Industrial | Stone, Clay, and Glass | Existing | Process | Natural Gas | Retrocommissioning | A | Purchases (Incremental) | Technical Potential | 0 | 0 | 5.9656 | 5.8628 | 5.7617 | 5.6623 | 5.5647 | 5.4688 | 5.3745 | 5.2818 | 5.1907 | 5.1012 | 5.0133 | 4.9269 | 4.8419 | 4.7584 | 4.6764 | 4.5958 | 4.5165 | 4.4387 | 4.3621 | 4.2869
F14_Industrial_Stone, Clay, and Glass_Existing_Process_Natural Gas_Retrocommissioning_A_Technical Potential | F14 | Industrial | Stone, Clay, and Glass | Existing | Process | Natural Gas | Retrocommissioning | A | Purchases (Cumulative) | Technical Potential | 0 | 0 | 5.9656 | 11.8284 | 17.59 | 23.2524 | 28.8171 | 34.2858 | 39.6603 | 44.9421 | 50.1329 | 55.2341 | 60.2474 | 65.1743 | 70.0162 | 74.7746 | 79.451 | 84.0468 | 88.5633 | 93.0019 | 97.3641 | 101.651
F1_Industrial_Stone, Clay, and Glass_New_Space Heating_Natural Gas_Insulation - Roof/Ceiling_A_Technical Potential | F1 | Industrial | Stone, Clay, and Glass | New | Space Heating | Natural Gas | Insulation - Roof/Ceiling | A | Original Unit Energy Savings (kWh or therms) | Technical Potential | 0 | 0 | 0.078976 | 0.078976 | 0.078976 | 0.078976 | 0.078976 | 0.078976 | 0.078976 | 0.078976 | 0.078976 | 0.078976 | 0.078976 | 0.078976 | 0.078976 | 0.078976 | 0.078976 | 0.078976 | 0.078976 | 0.078976 | 0.078976 | 0.078976
F2_Industrial_Stone, Clay, and Glass_New_Space Heating_Natural Gas_Insulation - Roof/Ceiling_A_Technical Potential | F2 | Industrial | Stone, Clay, and Glass | New | Space Heating | Natural Gas | Insulation - Roof/Ceiling | A | Original Unit Summer Peak Savings (kW) | Technical Potential | 0 | 0 | 0 | 0 | 0 | 0 | 0 | 0 | 0 | 0 | 0 | 0 | 0 | 0 | 0 | 0 | 0 | 0 | 0 | 0 | 0 | 0
F3_Industrial_Stone, Clay, and Glass_New_Space Heating_Natural Gas_Insulation - Roof/Ceiling_A_Technical Potential | F3 | Industrial | Stone, Clay, and Glass | New | Space Heating | Natural Gas | Insulation - Roof/Ceiling | A | Original Unit Winter Peak Savings (kW) | Technical Potential | 0 | 0 | 0 | 0 | 0 | 0 | 0 | 0 | 0 | 0 | 0 | 0 | 0 | 0 | 0 | 0 | 0 | 0 | 0 | 0 | 0 | 0
F4_Industrial_Stone, Clay, and Glass_New_Space Heating_Natural Gas_Insulation - Roof/Ceiling_A_Technical Potential | F4 | Industrial | Stone, Clay, and Glass | New | Space Heating | Natural Gas | Insulation - Roof/Ceiling | A | Standalone Impact on Baseline Energy (%) | Technical Potential | bar: 2019 to 2040
F5_Industrial_Stone, Clay, and Glass_New_Space Heating_Natural Gas_Insulation - Roof/Ceiling_A_Technical Potential | F5 | Industrial | Stone, Clay, and Glass | New | Space Heating | Natural Gas | Insulation - Roof/Ceiling | A | Standalone Impact on Baseline Summer Peak (%) | Technical Potential | bar: 2019 to 2040
F6_Industrial_Stone, Clay, and Glass_New_Space Heating_Natural Gas_Insulation - Roof/Ceiling_A_Technical Potential | F6 | Industrial | Stone, Clay, and Glass | New | Space Heating | Natural Gas | Insulation - Roof/Ceiling | A | Standalone Impact on Baseline Winter Peak (%) | Technical Potential | bar: 2019 to 2040
F7_Industrial_Stone, Clay, and Glass_New_Space Heating_Natural Gas_Insulation - Roof/Ceiling_A_Technical Potential | F7 | Industrial | Stone, Clay, and Glass | New | Space Heating | Natural Gas | Insulation - Roof/Ceiling | A | Incremental Energy Savings (MWh or mTherms) | Technical Potential | 0 | 0 | 0 | 0 | 0 | 0 | 0 | 0 | 0 | 0 | 0 | 0 | 0 | 0 | 0 | 0 | 0 | 0 | 0 | 0 | 0 | 0
F8_Industrial_Stone, Clay, and Glass_New_Space Heating_Natural Gas_Insulation - Roof/Ceiling_A_Technical Potential | F8 | Industrial | Stone, Clay, and Glass | New | Space Heating | Natural Gas | Insulation - Roof/Ceiling | A | Incremental Summer Peak Savings (MW) | Technical Potential | 0 | 0 | 0 | 0 | 0 | 0 | 0 | 0 | 0 | 0 | 0 | 0 | 0 | 0 | 0 | 0 | 0 | 0 | 0 | 0 | 0 | 0
F9_Industrial_Stone, Clay, and Glass_New_Space Heating_Natural Gas_Insulation - Roof/Ceiling_A_Technical Potential | F9 | Industrial | Stone, Clay, and Glass | New | Space Heating | Natural Gas | Insulation - Roof/Ceiling | A | Incremental Winter Peak Savings (MW) | Technical Potential | 0 | 0 | 0 | 0 | 0 | 0 | 0 | 0 | 0 | 0 | 0 | 0 | 0 | 0 | 0 | 0 | 0 | 0 | 0 | 0 | 0 | 0
F10_Industrial_Stone, Clay, and Glass_New_Space Heating_Natural Gas_Insulation - Roof/Ceiling_A_Technical Potential | F10 | Industrial | Stone, Clay, and Glass | New | Space Heating | Natural Gas | Insulation - Roof/Ceiling | A | Cumulative Energy Savings (MWh or mTherms) | Technical Potential | 0 | 0 | 0 | 0 | 0 | 0 | 0 | 0 | 0 | 0 | 0 | 0 | 0 | 0 | 0 | 0 | 0 | 0 | 0 | 0 | 0 | 0
F11_Industrial_Stone, Clay, and Glass_New_Space Heating_Natural Gas_Insulation - Roof/Ceiling_A_Technical Potential | F11 | Industrial | Stone, Clay, and Glass | New | Space Heating | Natural Gas | Insulation - Roof/Ceiling | A | Cumulative Summer Peak Savings (MW) | Technical Potential | 0 | 0 | 0 | 0 | 0 | 0 | 0 | 0 | 0 | 0 | 0 | 0 | 0 | 0 | 0 | 0 | 0 | 0 | 0 | 0 | 0 | 0
F12_Industrial_Stone, Clay, and Glass_New_Space Heating_Natural Gas_Insulation - Roof/Ceiling_A_Technical Potential | F12 | Industrial | Stone, Clay, and Glass | New | Space Heating | Natural Gas | Insulation - Roof/Ceiling | A | Cumulative Winter Peak Savings (MW) | Technical Potential | 0 | 0 | 0 | 0 | 0 | 0 | 0 | 0 | 0 | 0 | 0 | 0 | 0 | 0 | 0 | 0 | 0 | 0 | 0 | 0 | 0 | 0
F13_Industrial_Stone, Clay, and Glass_New_Space Heating_Natural Gas_Insulation - Roof/Ceiling_A_Technical Potential | F13 | Industrial | Stone, Clay, and Glass | New | Space Heating | Natural Gas | Insulation - Roof/Ceiling | A | Purchases (Incremental) | Technical Potential | 0 | 0 | 0 | 0 | 0 | 0 | 0 | 0 | 0 | 0 | 0 | 0 | 0 | 0 | 0 | 0 | 0 | 0 | 0 | 0 | 0 | 0
F14_Industrial_Stone, Clay, and Glass_New_Space Heating_Natural Gas_Insulation - Roof/Ceiling_A_Technical Potential | F14 | Industrial | Stone, Clay, and Glass | New | Space Heating | Natural Gas | Insulation - Roof/Ceiling | A | Purchases (Cumulative) | Technical Potential | 0 | 0 | 0 | 0 | 0 | 0 | 0 | 0 | 0 | 0 | 0 | 0 | 0 | 0 | 0 | 0 | 0 | 0 | 0 | 0 | 0 | 0
F1_Industrial_Stone, Clay, and Glass_New_Space Heating_Natural Gas_Insulation - Wall Cavity_A_Technical Potential | F1 | Industrial | Stone, Clay, and Glass | New | Space Heating | Natural Gas | Insulation - Wall Cavity | A | Original Unit Energy Savings (kWh or therms) | Technical Potential | 0 | 0 | 0.017277 | 0.017277 | 0.017277 | 0.017277 | 0.017277 | 0.017277 | 0.017277 | 0.017277 | 0.017277 | 0.017277 | 0.017277 | 0.017277 | 0.017277 | 0.017277 | 0.017277 | 0.017277 | 0.017277 | 0.017277 | 0.017277 | 0.017277
F2_Industrial_Stone, Clay, and Glass_New_Space Heating_Natural Gas_Insulation - Wall Cavity_A_Technical Potential | F2 | Industrial | Stone, Clay, and Glass | New | Space Heating | Natural Gas | Insulation - Wall Cavity | A | Original Unit Summer Peak Savings (kW) | Technical Potential | 0 | 0 | 0 | 0 | 0 | 0 | 0 | 0 | 0 | 0 | 0 | 0 | 0 | 0 | 0 | 0 | 0 | 0 | 0 | 0 | 0 | 0
F3_Industrial_Stone, Clay, and Glass_New_Space Heating_Natural Gas_Insulation - Wall Cavity_A_Technical Potential | F3 | Industrial | Stone, Clay, and Glass | New | Space Heating | Natural Gas | Insulation - Wall Cavity | A | Original Unit Winter Peak Savings (kW) | Technical Potential | 0 | 0 | 0 | 0 | 0 | 0 | 0 | 0 | 0 | 0 | 0 | 0 | 0 | 0 | 0 | 0 | 0 | 0 | 0 | 0 | 0 | 0
F4_Industrial_Stone, Clay, and Glass_New_Space Heating_Natural Gas_Insulation - Wall Cavity_A_Technical Potential | F4 | Industrial | Stone, Clay, and Glass | New | Space Heating | Natural Gas | Insulation - Wall Cavity | A | Standalone Impact on Baseline Energy (%) | Technical Potential | bar: 2019 to 2040
F5_Industrial_Stone, Clay, and Glass_New_Space Heating_Natural Gas_Insulation - Wall Cavity_A_Technical Potential | F5 | Industrial | Stone, Clay, and Glass | New | Space Heating | Natural Gas | Insulation - Wall Cavity | A | Standalone Impact on Baseline Summer Peak (%) | Technical Potential | bar: 2019 to 2040
F6_Industrial_Stone, Clay, and Glass_New_Space Heating_Natural Gas_Insulation - Wall Cavity_A_Technical Potential | F6 | Industrial | Stone, Clay, and Glass | New | Space Heating | Natural Gas | Insulation - Wall Cavity | A | Standalone Impact on Baseline Winter Peak (%) | Technical Potential | bar: 2019 to 2040
F7_Industrial_Stone, Clay, and Glass_New_Space Heating_Natural Gas_Insulation - Wall Cavity_A_Technical Potential | F7 | Industrial | Stone, Clay, and Glass | New | Space Heating | Natural Gas | Insulation - Wall Cavity | A | Incremental Energy Savings (MWh or mTherms) | Technical Potential | 0 | 0 | 0 | 0 | 0 | 0 | 0 | 0 | 0 | 0 | 0 | 0 | 0 | 0 | 0 | 0 | 0 | 0 | 0 | 0 | 0 | 0
F8_Industrial_Stone, Clay, and Glass_New_Space Heating_Natural Gas_Insulation - Wall Cavity_A_Technical Potential | F8 | Industrial | Stone, Clay, and Glass | New | Space Heating | Natural Gas | Insulation - Wall Cavity | A | Incremental Summer Peak Savings (MW) | Technical Potential | 0 | 0 | 0 | 0 | 0 | 0 | 0 | 0 | 0 | 0 | 0 | 0 | 0 | 0 | 0 | 0 | 0 | 0 | 0 | 0 | 0 | 0
F9_Industrial_Stone, Clay, and Glass_New_Space Heating_Natural Gas_Insulation - Wall Cavity_A_Technical Potential | F9 | Industrial | Stone, Clay, and Glass | New | Space Heating | Natural Gas | Insulation - Wall Cavity | A | Incremental Winter Peak Savings (MW) | Technical Potential | 0 | 0 | 0 | 0 | 0 | 0 | 0 | 0 | 0 | 0 | 0 | 0 | 0 | 0 | 0 | 0 | 0 | 0 | 0 | 0 | 0 | 0
F10_Industrial_Stone, Clay, and Glass_New_Space Heating_Natural Gas_Insulation - Wall Cavity_A_Technical Potential | F10 | Industrial | Stone, Clay, and Glass | New | Space Heating | Natural Gas | Insulation - Wall Cavity | A | Cumulative Energy Savings (MWh or mTherms) | Technical Potential | 0 | 0 | 0 | 0 | 0 | 0 | 0 | 0 | 0 | 0 | 0 | 0 | 0 | 0 | 0 | 0 | 0 | 0 | 0 | 0 | 0 | 0
F11_Industrial_Stone, Clay, and Glass_New_Space Heating_Natural Gas_Insulation - Wall Cavity_A_Technical Potential | F11 | Industrial | Stone, Clay, and Glass | New | Space Heating | Natural Gas | Insulation - Wall Cavity | A | Cumulative Summer Peak Savings (MW) | Technical Potential | 0 | 0 | 0 | 0 | 0 | 0 | 0 | 0 | 0 | 0 | 0 | 0 | 0 | 0 | 0 | 0 | 0 | 0 | 0 | 0 | 0 | 0
F12_Industrial_Stone, Clay, and Glass_New_Space Heating_Natural Gas_Insulation - Wall Cavity_A_Technical Potential | F12 | Industrial | Stone, Clay, and Glass | New | Space Heating | Natural Gas | Insulation - Wall Cavity | A | Cumulative Winter Peak Savings (MW) | Technical Potential | 0 | 0 | 0 | 0 | 0 | 0 | 0 | 0 | 0 | 0 | 0 | 0 | 0 | 0 | 0 | 0 | 0 | 0 | 0 | 0 | 0 | 0
F13_Industrial_Stone, Clay, and Glass_New_Space Heating_Natural Gas_Insulation - Wall Cavity_A_Technical Potential | F13 | Industrial | Stone, Clay, and Glass | New | Space Heating | Natural Gas | Insulation - Wall Cavity | A | Purchases (Incremental) | Technical Potential | 0 | 0 | 0 | 0 | 0 | 0 | 0 | 0 | 0 | 0 | 0 | 0 | 0 | 0 | 0 | 0 | 0 | 0 | 0 | 0 | 0 | 0
F14_Industrial_Stone, Clay, and Glass_New_Space Heating_Natural Gas_Insulation - Wall Cavity_A_Technical Potential | F14 | Industrial | Stone, Clay, and Glass | New | Space Heating | Natural Gas | Insulation - Wall Cavity | A | Purchases (Cumulative) | Technical Potential | 0 | 0 | 0 | 0 | 0 | 0 | 0 | 0 | 0 | 0 | 0 | 0 | 0 | 0 | 0 | 0 | 0 | 0 | 0 | 0 | 0 | 0
F1_Industrial_Stone, Clay, and Glass_New_Space Heating_Natural Gas_Insulation - Ducting_A_Technical Potential | F1 | Industrial | Stone, Clay, and Glass | New | Space Heating | Natural Gas | Insulation - Ducting | A | Original Unit Energy Savings (kWh or therms) | Technical Potential | 0 | 0 | 0.0012737 | 0.0012737 | 0.0012737 | 0.0012737 | 0.0012737 | 0.0012737 | 0.0012737 | 0.0012737 | 0.0012737 | 0.0012737 | 0.0012737 | 0.0012737 | 0.0012737 | 0.0012737 | 0.0012737 | 0.0012737 | 0.0012737 | 0.0012737 | 0.0012737 | 0.0012737
F2_Industrial_Stone, Clay, and Glass_New_Space Heating_Natural Gas_Insulation - Ducting_A_Technical Potential | F2 | Industrial | Stone, Clay, and Glass | New | Space Heating | Natural Gas | Insulation - Ducting | A | Original Unit Summer Peak Savings (kW) | Technical Potential | 0 | 0 | 0 | 0 | 0 | 0 | 0 | 0 | 0 | 0 | 0 | 0 | 0 | 0 | 0 | 0 | 0 | 0 | 0 | 0 | 0 | 0
F3_Industrial_Stone, Clay, and Glass_New_Space Heating_Natural Gas_Insulation - Ducting_A_Technical Potential | F3 | Industrial | Stone, Clay, and Glass | New | Space Heating | Natural Gas | Insulation - Ducting | A | Original Unit Winter Peak Savings (kW) | Technical Potential | 0 | 0 | 0 | 0 | 0 | 0 | 0 | 0 | 0 | 0 | 0 | 0 | 0 | 0 | 0 | 0 | 0 | 0 | 0 | 0 | 0 | 0
F4_Industrial_Stone, Clay, and Glass_New_Space Heating_Natural Gas_Insulation - Ducting_A_Technical Potential | F4 | Industrial | Stone, Clay, and Glass | New | Space Heating | Natural Gas | Insulation - Ducting | A | Standalone Impact on Baseline Energy (%) | Technical Potential | bar: 2019 to 2040
F5_Industrial_Stone, Clay, and Glass_New_Space Heating_Natural Gas_Insulation - Ducting_A_Technical Potential | F5 | Industrial | Stone, Clay, and Glass | New | Space Heating | Natural Gas | Insulation - Ducting | A | Standalone Impact on Baseline Summer Peak (%) | Technical Potential | bar: 2019 to 2040
F6_Industrial_Stone, Clay, and Glass_New_Space Heating_Natural Gas_Insulation - Ducting_A_Technical Potential | F6 | Industrial | Stone, Clay, and Glass | New | Space Heating | Natural Gas | Insulation - Ducting | A | Standalone Impact on Baseline Winter Peak (%) | Technical Potential | bar: 2019 to 2040
F7_Industrial_Stone, Clay, and Glass_New_Space Heating_Natural Gas_Insulation - Ducting_A_Technical Potential | F7 | Industrial | Stone, Clay, and Glass | New | Space Heating | Natural Gas | Insulation - Ducting | A | Incremental Energy Savings (MWh or mTherms) | Technical Potential | 0 | 0 | 0 | 0 | 0 | 0 | 0 | 0 | 0 | 0 | 0 | 0 | 0 | 0 | 0 | 0 | 0 | 0 | 0 | 0 | 0 | 0
F8_Industrial_Stone, Clay, and Glass_New_Space Heating_Natural Gas_Insulation - Ducting_A_Technical Potential | F8 | Industrial | Stone, Clay, and Glass | New | Space Heating | Natural Gas | Insulation - Ducting | A | Incremental Summer Peak Savings (MW) | Technical Potential | 0 | 0 | 0 | 0 | 0 | 0 | 0 | 0 | 0 | 0 | 0 | 0 | 0 | 0 | 0 | 0 | 0 | 0 | 0 | 0 | 0 | 0
F9_Industrial_Stone, Clay, and Glass_New_Space Heating_Natural Gas_Insulation - Ducting_A_Technical Potential | F9 | Industrial | Stone, Clay, and Glass | New | Space Heating | Natural Gas | Insulation - Ducting | A | Incremental Winter Peak Savings (MW) | Technical Potential | 0 | 0 | 0 | 0 | 0 | 0 | 0 | 0 | 0 | 0 | 0 | 0 | 0 | 0 | 0 | 0 | 0 | 0 | 0 | 0 | 0 | 0
F10_Industrial_Stone, Clay, and Glass_New_Space Heating_Natural Gas_Insulation - Ducting_A_Technical Potential | F10 | Industrial | Stone, Clay, and Glass | New | Space Heating | Natural Gas | Insulation - Ducting | A | Cumulative Energy Savings (MWh or mTherms) | Technical Potential | 0 | 0 | 0 | 0 | 0 | 0 | 0 | 0 | 0 | 0 | 0 | 0 | 0 | 0 | 0 | 0 | 0 | 0 | 0 | 0 | 0 | 0
F11_Industrial_Stone, Clay, and Glass_New_Space Heating_Natural Gas_Insulation - Ducting_A_Technical Potential | F11 | Industrial | Stone, Clay, and Glass | New | Space Heating | Natural Gas | Insulation - Ducting | A | Cumulative Summer Peak Savings (MW) | Technical Potential | 0 | 0 | 0 | 0 | 0 | 0 | 0 | 0 | 0 | 0 | 0 | 0 | 0 | 0 | 0 | 0 | 0 | 0 | 0 | 0 | 0 | 0
F12_Industrial_Stone, Clay, and Glass_New_Space Heating_Natural Gas_Insulation - Ducting_A_Technical Potential | F12 | Industrial | Stone, Clay, and Glass | New | Space Heating | Natural Gas | Insulation - Ducting | A | Cumulative Winter Peak Savings (MW) | Technical Potential | 0 | 0 | 0 | 0 | 0 | 0 | 0 | 0 | 0 | 0 | 0 | 0 | 0 | 0 | 0 | 0 | 0 | 0 | 0 | 0 | 0 | 0
F13_Industrial_Stone, Clay, and Glass_New_Space Heating_Natural Gas_Insulation - Ducting_A_Technical Potential | F13 | Industrial | Stone, Clay, and Glass | New | Space Heating | Natural Gas | Insulation - Ducting | A | Purchases (Incremental) | Technical Potential | 0 | 0 | 0 | 0 | 0 | 0 | 0 | 0 | 0 | 0 | 0 | 0 | 0 | 0 | 0 | 0 | 0 | 0 | 0 | 0 | 0 | 0
F14_Industrial_Stone, Clay, and Glass_New_Space Heating_Natural Gas_Insulation - Ducting_A_Technical Potential | F14 | Industrial | Stone, Clay, and Glass | New | Space Heating | Natural Gas | Insulation - Ducting | A | Purchases (Cumulative) | Technical Potential | 0 | 0 | 0 | 0 | 0 | 0 | 0 | 0 | 0 | 0 | 0 | 0 | 0 | 0 | 0 | 0 | 0 | 0 | 0 | 0 | 0 | 0
F1_Industrial_Stone, Clay, and Glass_New_Space Heating_Natural Gas_HVAC - Duct Repair and Sealing_A_Technical Potential | F1 | Industrial | Stone, Clay, and Glass | New | Space Heating | Natural Gas | HVAC - Duct Repair and Sealing | A | Original Unit Energy Savings (kWh or therms) | Technical Potential | 0 | 0 | 0.0036023 | 0.0036023 | 0.0036023 | 0.0036023 | 0.0036023 | 0.0036023 | 0.0036023 | 0.0036023 | 0.0036023 | 0.0036023 | 0.0036023 | 0.0036023 | 0.0036023 | 0.0036023 | 0.0036023 | 0.0036023 | 0.0036023 | 0.0036023 | 0.0036023 | 0.0036023
F2_Industrial_Stone, Clay, and Glass_New_Space Heating_Natural Gas_HVAC - Duct Repair and Sealing_A_Technical Potential | F2 | Industrial | Stone, Clay, and Glass | New | Space Heating | Natural Gas | HVAC - Duct Repair and Sealing | A | Original Unit Summer Peak Savings (kW) | Technical Potential | 0 | 0 | 0 | 0 | 0 | 0 | 0 | 0 | 0 | 0 | 0 | 0 | 0 | 0 | 0 | 0 | 0 | 0 | 0 | 0 | 0 | 0
F3_Industrial_Stone, Clay, and Glass_New_Space Heating_Natural Gas_HVAC - Duct Repair and Sealing_A_Technical Potential | F3 | Industrial | Stone, Clay, and Glass | New | Space Heating | Natural Gas | HVAC - Duct Repair and Sealing | A | Original Unit Winter Peak Savings (kW) | Technical Potential | 0 | 0 | 0 | 0 | 0 | 0 | 0 | 0 | 0 | 0 | 0 | 0 | 0 | 0 | 0 | 0 | 0 | 0 | 0 | 0 | 0 | 0
F4_Industrial_Stone, Clay, and Glass_New_Space Heating_Natural Gas_HVAC - Duct Repair and Sealing_A_Technical Potential | F4 | Industrial | Stone, Clay, and Glass | New | Space Heating | Natural Gas | HVAC - Duct Repair and Sealing | A | Standalone Impact on Baseline Energy (%) | Technical Potential | bar: 2019 to 2040
F5_Industrial_Stone, Clay, and Glass_New_Space Heating_Natural Gas_HVAC - Duct Repair and Sealing_A_Technical Potential | F5 | Industrial | Stone, Clay, and Glass | New | Space Heating | Natural Gas | HVAC - Duct Repair and Sealing | A | Standalone Impact on Baseline Summer Peak (%) | Technical Potential | bar: 2019 to 2040
F6_Industrial_Stone, Clay, and Glass_New_Space Heating_Natural Gas_HVAC - Duct Repair and Sealing_A_Technical Potential | F6 | Industrial | Stone, Clay, and Glass | New | Space Heating | Natural Gas | HVAC - Duct Repair and Sealing | A | Standalone Impact on Baseline Winter Peak (%) | Technical Potential | bar: 2019 to 2040
F7_Industrial_Stone, Clay, and Glass_New_Space Heating_Natural Gas_HVAC - Duct Repair and Sealing_A_Technical Potential | F7 | Industrial | Stone, Clay, and Glass | New | Space Heating | Natural Gas | HVAC - Duct Repair and Sealing | A | Incremental Energy Savings (MWh or mTherms) | Technical Potential | 0 | 0 | 0 | 0 | 0 | 0 | 0 | 0 | 0 | 0 | 0 | 0 | 0 | 0 | 0 | 0 | 0 | 0 | 0 | 0 | 0 | 0
F8_Industrial_Stone, Clay, and Glass_New_Space Heating_Natural Gas_HVAC - Duct Repair and Sealing_A_Technical Potential | F8 | Industrial | Stone, Clay, and Glass | New | Space Heating | Natural Gas | HVAC - Duct Repair and Sealing | A | Incremental Summer Peak Savings (MW) | Technical Potential | 0 | 0 | 0 | 0 | 0 | 0 | 0 | 0 | 0 | 0 | 0 | 0 | 0 | 0 | 0 | 0 | 0 | 0 | 0 | 0 | 0 | 0
F9_Industrial_Stone, Clay, and Glass_New_Space Heating_Natural Gas_HVAC - Duct Repair and Sealing_A_Technical Potential | F9 | Industrial | Stone, Clay, and Glass | New | Space Heating | Natural Gas | HVAC - Duct Repair and Sealing | A | Incremental Winter Peak Savings (MW) | Technical Potential | 0 | 0 | 0 | 0 | 0 | 0 | 0 | 0 | 0 | 0 | 0 | 0 | 0 | 0 | 0 | 0 | 0 | 0 | 0 | 0 | 0 | 0
F10_Industrial_Stone, Clay, and Glass_New_Space Heating_Natural Gas_HVAC - Duct Repair and Sealing_A_Technical Potential | F10 | Industrial | Stone, Clay, and Glass | New | Space Heating | Natural Gas | HVAC - Duct Repair and Sealing | A | Cumulative Energy Savings (MWh or mTherms) | Technical Potential | 0 | 0 | 0 | 0 | 0 | 0 | 0 | 0 | 0 | 0 | 0 | 0 | 0 | 0 | 0 | 0 | 0 | 0 | 0 | 0 | 0 | 0
F11_Industrial_Stone, Clay, and Glass_New_Space Heating_Natural Gas_HVAC - Duct Repair and Sealing_A_Technical Potential | F11 | Industrial | Stone, Clay, and Glass | New | Space Heating | Natural Gas | HVAC - Duct Repair and Sealing | A | Cumulative Summer Peak Savings (MW) | Technical Potential | 0 | 0 | 0 | 0 | 0 | 0 | 0 | 0 | 0 | 0 | 0 | 0 | 0 | 0 | 0 | 0 | 0 | 0 | 0 | 0 | 0 | 0
F12_Industrial_Stone, Clay, and Glass_New_Space Heating_Natural Gas_HVAC - Duct Repair and Sealing_A_Technical Potential | F12 | Industrial | Stone, Clay, and Glass | New | Space Heating | Natural Gas | HVAC - Duct Repair and Sealing | A | Cumulative Winter Peak Savings (MW) | Technical Potential | 0 | 0 | 0 | 0 | 0 | 0 | 0 | 0 | 0 | 0 | 0 | 0 | 0 | 0 | 0 | 0 | 0 | 0 | 0 | 0 | 0 | 0
F13_Industrial_Stone, Clay, and Glass_New_Space Heating_Natural Gas_HVAC - Duct Repair and Sealing_A_Technical Potential | F13 | Industrial | Stone, Clay, and Glass | New | Space Heating | Natural Gas | HVAC - Duct Repair and Sealing | A | Purchases (Incremental) | Technical Potential | 0 | 0 | 0 | 0 | 0 | 0 | 0 | 0 | 0 | 0 | 0 | 0 | 0 | 0 | 0 | 0 | 0 | 0 | 0 | 0 | 0 | 0
F14_Industrial_Stone, Clay, and Glass_New_Space Heating_Natural Gas_HVAC - Duct Repair and Sealing_A_Technical Potential | F14 | Industrial | Stone, Clay, and Glass | New | Space Heating | Natural Gas | HVAC - Duct Repair and Sealing | A | Purchases (Cumulative) | Technical Potential | 0 | 0 | 0 | 0 | 0 | 0 | 0 | 0 | 0 | 0 | 0 | 0 | 0 | 0 | 0 | 0 | 0 | 0 | 0 | 0 | 0 | 0
F1_Industrial_Stone, Clay, and Glass_New_Space Heating_Natural Gas_Windows - High Efficiency_A_Technical Potential | F1 | Industrial | Stone, Clay, and Glass | New | Space Heating | Natural Gas | Windows - High Efficiency | A | Original Unit Energy Savings (kWh or therms) | Technical Potential | 0 | 0 | 0.0073878 | 0.0073878 | 0.0073878 | 0.0073878 | 0.0073878 | 0.0073878 | 0.0073878 | 0.0073878 | 0.0073878 | 0.0073878 | 0.0073878 | 0.0073878 | 0.0073878 | 0.0073878 | 0.0073878 | 0.0073878 | 0.0073878 | 0.0073878 | 0.0073878 | 0.0073878
F2_Industrial_Stone, Clay, and Glass_New_Space Heating_Natural Gas_Windows - High Efficiency_A_Technical Potential | F2 | Industrial | Stone, Clay, and Glass | New | Space Heating | Natural Gas | Windows - High Efficiency | A | Original Unit Summer Peak Savings (kW) | Technical Potential | 0 | 0 | 0 | 0 | 0 | 0 | 0 | 0 | 0 | 0 | 0 | 0 | 0 | 0 | 0 | 0 | 0 | 0 | 0 | 0 | 0 | 0
F3_Industrial_Stone, Clay, and Glass_New_Space Heating_Natural Gas_Windows - High Efficiency_A_Technical Potential | F3 | Industrial | Stone, Clay, and Glass | New | Space Heating | Natural Gas | Windows - High Efficiency | A | Original Unit Winter Peak Savings (kW) | Technical Potential | 0 | 0 | 0 | 0 | 0 | 0 | 0 | 0 | 0 | 0 | 0 | 0 | 0 | 0 | 0 | 0 | 0 | 0 | 0 | 0 | 0 | 0
F4_Industrial_Stone, Clay, and Glass_New_Space Heating_Natural Gas_Windows - High Efficiency_A_Technical Potential | F4 | Industrial | Stone, Clay, and Glass | New | Space Heating | Natural Gas | Windows - High Efficiency | A | Standalone Impact on Baseline Energy (%) | Technical Potential | bar: 2019 to 2040
F5_Industrial_Stone, Clay, and Glass_New_Space Heating_Natural Gas_Windows - High Efficiency_A_Technical Potential | F5 | Industrial | Stone, Clay, and Glass | New | Space Heating | Natural Gas | Windows - High Efficiency | A | Standalone Impact on Baseline Summer Peak (%) | Technical Potential | bar: 2019 to 2040
F6_Industrial_Stone, Clay, and Glass_New_Space Heating_Natural Gas_Windows - High Efficiency_A_Technical Potential | F6 | Industrial | Stone, Clay, and Glass | New | Space Heating | Natural Gas | Windows - High Efficiency | A | Standalone Impact on Baseline Winter Peak (%) | Technical Potential | bar: 2019 to 2040
F7_Industrial_Stone, Clay, and Glass_New_Space Heating_Natural Gas_Windows - High Efficiency_A_Technical Potential | F7 | Industrial | Stone, Clay, and Glass | New | Space Heating | Natural Gas | Windows - High Efficiency | A | Incremental Energy Savings (MWh or mTherms) | Technical Potential | 0 | 0 | 0 | 0 | 0 | 0 | 0 | 0 | 0 | 0 | 0 | 0 | 0 | 0 | 0 | 0 | 0 | 0 | 0 | 0 | 0 | 0
F8_Industrial_Stone, Clay, and Glass_New_Space Heating_Natural Gas_Windows - High Efficiency_A_Technical Potential | F8 | Industrial | Stone, Clay, and Glass | New | Space Heating | Natural Gas | Windows - High Efficiency | A | Incremental Summer Peak Savings (MW) | Technical Potential | 0 | 0 | 0 | 0 | 0 | 0 | 0 | 0 | 0 | 0 | 0 | 0 | 0 | 0 | 0 | 0 | 0 | 0 | 0 | 0 | 0 | 0
F9_Industrial_Stone, Clay, and Glass_New_Space Heating_Natural Gas_Windows - High Efficiency_A_Technical Potential | F9 | Industrial | Stone, Clay, and Glass | New | Space Heating | Natural Gas | Windows - High Efficiency | A | Incremental Winter Peak Savings (MW) | Technical Potential | 0 | 0 | 0 | 0 | 0 | 0 | 0 | 0 | 0 | 0 | 0 | 0 | 0 | 0 | 0 | 0 | 0 | 0 | 0 | 0 | 0 | 0
F10_Industrial_Stone, Clay, and Glass_New_Space Heating_Natural Gas_Windows - High Efficiency_A_Technical Potential | F10 | Industrial | Stone, Clay, and Glass | New | Space Heating | Natural Gas | Windows - High Efficiency | A | Cumulative Energy Savings (MWh or mTherms) | Technical Potential | 0 | 0 | 0 | 0 | 0 | 0 | 0 | 0 | 0 | 0 | 0 | 0 | 0 | 0 | 0 | 0 | 0 | 0 | 0 | 0 | 0 | 0
F11_Industrial_Stone, Clay, and Glass_New_Space Heating_Natural Gas_Windows - High Efficiency_A_Technical Potential | F11 | Industrial | Stone, Clay, and Glass | New | Space Heating | Natural Gas | Windows - High Efficiency | A | Cumulative Summer Peak Savings (MW) | Technical Potential | 0 | 0 | 0 | 0 | 0 | 0 | 0 | 0 | 0 | 0 | 0 | 0 | 0 | 0 | 0 | 0 | 0 | 0 | 0 | 0 | 0 | 0
F12_Industrial_Stone, Clay, and Glass_New_Space Heating_Natural Gas_Windows - High Efficiency_A_Technical Potential | F12 | Industrial | Stone, Clay, and Glass | New | Space Heating | Natural Gas | Windows - High Efficiency | A | Cumulative Winter Peak Savings (MW) | Technical Potential | 0 | 0 | 0 | 0 | 0 | 0 | 0 | 0 | 0 | 0 | 0 | 0 | 0 | 0 | 0 | 0 | 0 | 0 | 0 | 0 | 0 | 0
F13_Industrial_Stone, Clay, and Glass_New_Space Heating_Natural Gas_Windows - High Efficiency_A_Technical Potential | F13 | Industrial | Stone, Clay, and Glass | New | Space Heating | Natural Gas | Windows - High Efficiency | A | Purchases (Incremental) | Technical Potential | 0 | 0 | 0 | 0 | 0 | 0 | 0 | 0 | 0 | 0 | 0 | 0 | 0 | 0 | 0 | 0 | 0 | 0 | 0 | 0 | 0 | 0
F14_Industrial_Stone, Clay, and Glass_New_Space Heating_Natural Gas_Windows - High Efficiency_A_Technical Potential | F14 | Industrial | Stone, Clay, and Glass | New | Space Heating | Natural Gas | Windows - High Efficiency | A | Purchases (Cumulative) | Technical Potential | 0 | 0 | 0 | 0 | 0 | 0 | 0 | 0 | 0 | 0 | 0 | 0 | 0 | 0 | 0 | 0 | 0 | 0 | 0 | 0 | 0 | 0
F1_Industrial_Stone, Clay, and Glass_New_Space Heating_Natural Gas_Gas Boiler - Maintenance_A_Technical Potential | F1 | Industrial | Stone, Clay, and Glass | New | Space Heating | Natural Gas | Gas Boiler - Maintenance | A | Original Unit Energy Savings (kWh or therms) | Technical Potential | 0 | 0 | 6.7831 | 6.7831 | 6.7831 | 6.7831 | 6.7831 | 6.7831 | 6.7831 | 6.7831 | 6.7831 | 6.7831 | 6.7831 | 6.7831 | 6.7831 | 6.7831 | 6.7831 | 6.7831 | 6.7831 | 6.7831 | 6.7831 | 6.7831
F2_Industrial_Stone, Clay, and Glass_New_Space Heating_Natural Gas_Gas Boiler - Maintenance_A_Technical Potential | F2 | Industrial | Stone, Clay, and Glass | New | Space Heating | Natural Gas | Gas Boiler - Maintenance | A | Original Unit Summer Peak Savings (kW) | Technical Potential | 0 | 0 | 0 | 0 | 0 | 0 | 0 | 0 | 0 | 0 | 0 | 0 | 0 | 0 | 0 | 0 | 0 | 0 | 0 | 0 | 0 | 0
F3_Industrial_Stone, Clay, and Glass_New_Space Heating_Natural Gas_Gas Boiler - Maintenance_A_Technical Potential | F3 | Industrial | Stone, Clay, and Glass | New | Space Heating | Natural Gas | Gas Boiler - Maintenance | A | Original Unit Winter Peak Savings (kW) | Technical Potential | 0 | 0 | 0 | 0 | 0 | 0 | 0 | 0 | 0 | 0 | 0 | 0 | 0 | 0 | 0 | 0 | 0 | 0 | 0 | 0 | 0 | 0
F4_Industrial_Stone, Clay, and Glass_New_Space Heating_Natural Gas_Gas Boiler - Maintenance_A_Technical Potential | F4 | Industrial | Stone, Clay, and Glass | New | Space Heating | Natural Gas | Gas Boiler - Maintenance | A | Standalone Impact on Baseline Energy (%) | Technical Potential | 0% | 0% | 0.002473% | 0.003151% | 0.00341% | 0.002745% | 0.002412% | 0.002124% | 0.001879% | 0.001663% | 0.001532% | 0.001404% | 0.001298% | 0.001193% | 0.001131% | 0.001064% | 0.001004% | 0.0009424% | 0.0009057% | 0.0008643% | 0.0008274% | 0.0007937%
F5_Industrial_Stone, Clay, and Glass_New_Space Heating_Natural Gas_Gas Boiler - Maintenance_A_Technical Potential | F5 | Industrial | Stone, Clay, and Glass | New | Space Heating | Natural Gas | Gas Boiler - Maintenance | A | Standalone Impact on Baseline Summer Peak (%) | Technical Potential | bar: 2019 to 2040
F6_Industrial_Stone, Clay, and Glass_New_Space Heating_Natural Gas_Gas Boiler - Maintenance_A_Technical Potential | F6 | Industrial | Stone, Clay, and Glass | New | Space Heating | Natural Gas | Gas Boiler - Maintenance | A | Standalone Impact on Baseline Winter Peak (%) | Technical Potential | bar: 2019 to 2040
F7_Industrial_Stone, Clay, and Glass_New_Space Heating_Natural Gas_Gas Boiler - Maintenance_A_Technical Potential | F7 | Industrial | Stone, Clay, and Glass | New | Space Heating | Natural Gas | Gas Boiler - Maintenance | A | Incremental Energy Savings (MWh or mTherms) | Technical Potential | 0 | 0 | 0.00012759 | 0.00015608 | 0.00015407 | 0.00016016 | 0.00016153 | 0.00016107 | 0.00016016 | 0.00016153 | 0.00016107 | 0.00028776 | 0.0003176 | 0.00031514 | 0.00057551 | 0.00063521 | 0.00063027 | 0.001151 | 0.0012704 | 0.0012605 | 0.0023346 | 0.0025463
F8_Industrial_Stone, Clay, and Glass_New_Space Heating_Natural Gas_Gas Boiler - Maintenance_A_Technical Potential | F8 | Industrial | Stone, Clay, and Glass | New | Space Heating | Natural Gas | Gas Boiler - Maintenance | A | Incremental Summer Peak Savings (MW) | Technical Potential | 0 | 0 | 0 | 0 | 0 | 0 | 0 | 0 | 0 | 0 | 0 | 0 | 0 | 0 | 0 | 0 | 0 | 0 | 0 | 0 | 0 | 0
F9_Industrial_Stone, Clay, and Glass_New_Space Heating_Natural Gas_Gas Boiler - Maintenance_A_Technical Potential | F9 | Industrial | Stone, Clay, and Glass | New | Space Heating | Natural Gas | Gas Boiler - Maintenance | A | Incremental Winter Peak Savings (MW) | Technical Potential | 0 | 0 | 0 | 0 | 0 | 0 | 0 | 0 | 0 | 0 | 0 | 0 | 0 | 0 | 0 | 0 | 0 | 0 | 0 | 0 | 0 | 0
F10_Industrial_Stone, Clay, and Glass_New_Space Heating_Natural Gas_Gas Boiler - Maintenance_A_Technical Potential | F10 | Industrial | Stone, Clay, and Glass | New | Space Heating | Natural Gas | Gas Boiler - Maintenance | A | Cumulative Energy Savings (MWh or mTherms) | Technical Potential | 0 | 0 | 0.00012759 | 0.00028367 | 0.00043774 | 0.00047031 | 0.00047576 | 0.00048276 | 0.00048276 | 0.00048276 | 0.00048276 | 0.00048276 | 0.00048276 | 0.00048276 | 0.00048276 | 0.00048276 | 0.00048276 | 0.00048276 | 0.00048276 | 0.00048276 | 0.00048276 | 0.00048276
F11_Industrial_Stone, Clay, and Glass_New_Space Heating_Natural Gas_Gas Boiler - Maintenance_A_Technical Potential | F11 | Industrial | Stone, Clay, and Glass | New | Space Heating | Natural Gas | Gas Boiler - Maintenance | A | Cumulative Summer Peak Savings (MW) | Technical Potential | 0 | 0 | 0 | 0 | 0 | 0 | 0 | 0 | 0 | 0 | 0 | 0 | 0 | 0 | 0 | 0 | 0 | 0 | 0 | 0 | 0 | 0
F12_Industrial_Stone, Clay, and Glass_New_Space Heating_Natural Gas_Gas Boiler - Maintenance_A_Technical Potential | F12 | Industrial | Stone, Clay, and Glass | New | Space Heating | Natural Gas | Gas Boiler - Maintenance | A | Cumulative Winter Peak Savings (MW) | Technical Potential | 0 | 0 | 0 | 0 | 0 | 0 | 0 | 0 | 0 | 0 | 0 | 0 | 0 | 0 | 0 | 0 | 0 | 0 | 0 | 0 | 0 | 0
F13_Industrial_Stone, Clay, and Glass_New_Space Heating_Natural Gas_Gas Boiler - Maintenance_A_Technical Potential | F13 | Industrial | Stone, Clay, and Glass | New | Space Heating | Natural Gas | Gas Boiler - Maintenance | A | Purchases (Incremental) | Technical Potential | 0 | 0 | 0.018811 | 0.02301 | 0.022714 | 0.023612 | 0.023813 | 0.023745 | 0.023612 | 0.023813 | 0.023745 | 0.042423 | 0.046823 | 0.046459 | 0.084846 | 0.093646 | 0.092919 | 0.16969 | 0.18729 | 0.18584 | 0.34418 | 0.37539
F14_Industrial_Stone, Clay, and Glass_New_Space Heating_Natural Gas_Gas Boiler - Maintenance_A_Technical Potential | F14 | Industrial | Stone, Clay, and Glass | New | Space Heating | Natural Gas | Gas Boiler - Maintenance | A | Purchases (Cumulative) | Technical Potential | 0 | 0 | 0.018811 | 0.04182 | 0.064534 | 0.069336 | 0.070139 | 0.071171 | 0.071171 | 0.071171 | 0.071171 | 0.071171 | 0.071171 | 0.071171 | 0.071171 | 0.071171 | 0.071171 | 0.071171 | 0.071171 | 0.071171 | 0.071171 | 0.071171
F1_Industrial_Stone, Clay, and Glass_New_Process_Natural Gas_Gas Boiler - Maintenance_A_Technical Potential | F1 | Industrial | Stone, Clay, and Glass | New | Process | Natural Gas | Gas Boiler - Maintenance | A | Original Unit Energy Savings (kWh or therms) | Technical Potential | 0 | 0 | 6.7831 | 6.7831 | 6.7831 | 6.7831 | 6.7831 | 6.7831 | 6.7831 | 6.7831 | 6.7831 | 6.7831 | 6.7831 | 6.7831 | 6.7831 | 6.7831 | 6.7831 | 6.7831 | 6.7831 | 6.7831 | 6.7831 | 6.7831
F2_Industrial_Stone, Clay, and Glass_New_Process_Natural Gas_Gas Boiler - Maintenance_A_Technical Potential | F2 | Industrial | Stone, Clay, and Glass | New | Process | Natural Gas | Gas Boiler - Maintenance | A | Original Unit Summer Peak Savings (kW) | Technical Potential | 0 | 0 | 0 | 0 | 0 | 0 | 0 | 0 | 0 | 0 | 0 | 0 | 0 | 0 | 0 | 0 | 0 | 0 | 0 | 0 | 0 | 0
F3_Industrial_Stone, Clay, and Glass_New_Process_Natural Gas_Gas Boiler - Maintenance_A_Technical Potential | F3 | Industrial | Stone, Clay, and Glass | New | Process | Natural Gas | Gas Boiler - Maintenance | A | Original Unit Winter Peak Savings (kW) | Technical Potential | 0 | 0 | 0 | 0 | 0 | 0 | 0 | 0 | 0 | 0 | 0 | 0 | 0 | 0 | 0 | 0 | 0 | 0 | 0 | 0 | 0 | 0
F4_Industrial_Stone, Clay, and Glass_New_Process_Natural Gas_Gas Boiler - Maintenance_A_Technical Potential | F4 | Industrial | Stone, Clay, and Glass | New | Process | Natural Gas | Gas Boiler - Maintenance | A | Standalone Impact on Baseline Energy (%) | Technical Potential | 0% | 0% | 0.002473% | 0.003151% | 0.00341% | 0.002745% | 0.002412% | 0.002124% | 0.001879% | 0.001663% | 0.001532% | 0.001404% | 0.001298% | 0.001193% | 0.001131% | 0.001064% | 0.001004% | 0.0009424% | 0.0009057% | 0.0008643% | 0.0008274% | 0.0007937%
F5_Industrial_Stone, Clay, and Glass_New_Process_Natural Gas_Gas Boiler - Maintenance_A_Technical Potential | F5 | Industrial | Stone, Clay, and Glass | New | Process | Natural Gas | Gas Boiler - Maintenance | A | Standalone Impact on Baseline Summer Peak (%) | Technical Potential | bar: 2019 to 2040
F6_Industrial_Stone, Clay, and Glass_New_Process_Natural Gas_Gas Boiler - Maintenance_A_Technical Potential | F6 | Industrial | Stone, Clay, and Glass | New | Process | Natural Gas | Gas Boiler - Maintenance | A | Standalone Impact on Baseline Winter Peak (%) | Technical Potential | bar: 2019 to 2040
F7_Industrial_Stone, Clay, and Glass_New_Process_Natural Gas_Gas Boiler - Maintenance_A_Technical Potential | F7 | Industrial | Stone, Clay, and Glass | New | Process | Natural Gas | Gas Boiler - Maintenance | A | Incremental Energy Savings (MWh or mTherms) | Technical Potential | 0 | 0 | 0.00012759 | 0.00015608 | 0.00015407 | 0.00016016 | 0.00016153 | 0.00016107 | 0.00016016 | 0.00016153 | 0.00016107 | 0.00028776 | 0.0003176 | 0.00031514 | 0.00057551 | 0.00063521 | 0.00063027 | 0.001151 | 0.0012704 | 0.0012605 | 0.0023346 | 0.0025463
F8_Industrial_Stone, Clay, and Glass_New_Process_Natural Gas_Gas Boiler - Maintenance_A_Technical Potential | F8 | Industrial | Stone, Clay, and Glass | New | Process | Natural Gas | Gas Boiler - Maintenance | A | Incremental Summer Peak Savings (MW) | Technical Potential | 0 | 0 | 0 | 0 | 0 | 0 | 0 | 0 | 0 | 0 | 0 | 0 | 0 | 0 | 0 | 0 | 0 | 0 | 0 | 0 | 0 | 0
F9_Industrial_Stone, Clay, and Glass_New_Process_Natural Gas_Gas Boiler - Maintenance_A_Technical Potential | F9 | Industrial | Stone, Clay, and Glass | New | Process | Natural Gas | Gas Boiler - Maintenance | A | Incremental Winter Peak Savings (MW) | Technical Potential | 0 | 0 | 0 | 0 | 0 | 0 | 0 | 0 | 0 | 0 | 0 | 0 | 0 | 0 | 0 | 0 | 0 | 0 | 0 | 0 | 0 | 0
F10_Industrial_Stone, Clay, and Glass_New_Process_Natural Gas_Gas Boiler - Maintenance_A_Technical Potential | F10 | Industrial | Stone, Clay, and Glass | New | Process | Natural Gas | Gas Boiler - Maintenance | A | Cumulative Energy Savings (MWh or mTherms) | Technical Potential | 0 | 0 | 0.00012759 | 0.00028367 | 0.00043774 | 0.00047031 | 0.00047576 | 0.00048276 | 0.00048276 | 0.00048276 | 0.00048276 | 0.00048276 | 0.00048276 | 0.00048276 | 0.00048276 | 0.00048276 | 0.00048276 | 0.00048276 | 0.00048276 | 0.00048276 | 0.00048276 | 0.00048276
F11_Industrial_Stone, Clay, and Glass_New_Process_Natural Gas_Gas Boiler - Maintenance_A_Technical Potential | F11 | Industrial | Stone, Clay, and Glass | New | Process | Natural Gas | Gas Boiler - Maintenance | A | Cumulative Summer Peak Savings (MW) | Technical Potential | 0 | 0 | 0 | 0 | 0 | 0 | 0 | 0 | 0 | 0 | 0 | 0 | 0 | 0 | 0 | 0 | 0 | 0 | 0 | 0 | 0 | 0
F12_Industrial_Stone, Clay, and Glass_New_Process_Natural Gas_Gas Boiler - Maintenance_A_Technical Potential | F12 | Industrial | Stone, Clay, and Glass | New | Process | Natural Gas | Gas Boiler - Maintenance | A | Cumulative Winter Peak Savings (MW) | Technical Potential | 0 | 0 | 0 | 0 | 0 | 0 | 0 | 0 | 0 | 0 | 0 | 0 | 0 | 0 | 0 | 0 | 0 | 0 | 0 | 0 | 0 | 0
F13_Industrial_Stone, Clay, and Glass_New_Process_Natural Gas_Gas Boiler - Maintenance_A_Technical Potential | F13 | Industrial | Stone, Clay, and Glass | New | Process | Natural Gas | Gas Boiler - Maintenance | A | Purchases (Incremental) | Technical Potential | 0 | 0 | 0.018811 | 0.02301 | 0.022714 | 0.023612 | 0.023813 | 0.023745 | 0.023612 | 0.023813 | 0.023745 | 0.042423 | 0.046823 | 0.046459 | 0.084846 | 0.093646 | 0.092919 | 0.16969 | 0.18729 | 0.18584 | 0.34418 | 0.37539
F14_Industrial_Stone, Clay, and Glass_New_Process_Natural Gas_Gas Boiler - Maintenance_A_Technical Potential | F14 | Industrial | Stone, Clay, and Glass | New | Process | Natural Gas | Gas Boiler - Maintenance | A | Purchases (Cumulative) | Technical Potential | 0 | 0 | 0.018811 | 0.04182 | 0.064534 | 0.069336 | 0.070139 | 0.071171 | 0.071171 | 0.071171 | 0.071171 | 0.071171 | 0.071171 | 0.071171 | 0.071171 | 0.071171 | 0.071171 | 0.071171 | 0.071171 | 0.071171 | 0.071171 | 0.071171
F1_Industrial_Stone, Clay, and Glass_New_Space Heating_Natural Gas_Gas Furnace - Maintenance_A_Technical Potential | F1 | Industrial | Stone, Clay, and Glass | New | Space Heating | Natural Gas | Gas Furnace - Maintenance | A | Original Unit Energy Savings (kWh or therms) | Technical Potential | 0 | 0 | 0.0083129 | 0.0083129 | 0.0083129 | 0.0083129 | 0.0083129 | 0.0083129 | 0.0083129 | 0.0083129 | 0.0083129 | 0.0083129 | 0.0083129 | 0.0083129 | 0.0083129 | 0.0083129 | 0.0083129 | 0.0083129 | 0.0083129 | 0.0083129 | 0.0083129 | 0.0083129
F2_Industrial_Stone, Clay, and Glass_New_Space Heating_Natural Gas_Gas Furnace - Maintenance_A_Technical Potential | F2 | Industrial | Stone, Clay, and Glass | New | Space Heating | Natural Gas | Gas Furnace - Maintenance | A | Original Unit Summer Peak Savings (kW) | Technical Potential | 0 | 0 | 0 | 0 | 0 | 0 | 0 | 0 | 0 | 0 | 0 | 0 | 0 | 0 | 0 | 0 | 0 | 0 | 0 | 0 | 0 | 0
F3_Industrial_Stone, Clay, and Glass_New_Space Heating_Natural Gas_Gas Furnace - Maintenance_A_Technical Potential | F3 | Industrial | Stone, Clay, and Glass | New | Space Heating | Natural Gas | Gas Furnace - Maintenance | A | Original Unit Winter Peak Savings (kW) | Technical Potential | 0 | 0 | 0 | 0 | 0 | 0 | 0 | 0 | 0 | 0 | 0 | 0 | 0 | 0 | 0 | 0 | 0 | 0 | 0 | 0 | 0 | 0
F4_Industrial_Stone, Clay, and Glass_New_Space Heating_Natural Gas_Gas Furnace - Maintenance_A_Technical Potential | F4 | Industrial | Stone, Clay, and Glass | New | Space Heating | Natural Gas | Gas Furnace - Maintenance | A | Standalone Impact on Baseline Energy (%) | Technical Potential | 0% | 0% | 9.672e-06% | 1.232e-05% | 1.333e-05% | 1.073e-05% | 9.432e-06% | 8.305e-06% | 7.346e-06% | 6.502e-06% | 5.989e-06% | 5.491e-06% | 5.075e-06% | 4.664e-06% | 4.422e-06% | 4.159e-06% | 3.926e-06% | 3.685e-06% | 3.542e-06% | 3.379e-06% | 3.235e-06% | 3.104e-06%
F5_Industrial_Stone, Clay, and Glass_New_Space Heating_Natural Gas_Gas Furnace - Maintenance_A_Technical Potential | F5 | Industrial | Stone, Clay, and Glass | New | Space Heating | Natural Gas | Gas Furnace - Maintenance | A | Standalone Impact on Baseline Summer Peak (%) | Technical Potential | bar: 2019 to 2040
F6_Industrial_Stone, Clay, and Glass_New_Space Heating_Natural Gas_Gas Furnace - Maintenance_A_Technical Potential | F6 | Industrial | Stone, Clay, and Glass | New | Space Heating | Natural Gas | Gas Furnace - Maintenance | A | Standalone Impact on Baseline Winter Peak (%) | Technical Potential | bar: 2019 to 2040
F7_Industrial_Stone, Clay, and Glass_New_Space Heating_Natural Gas_Gas Furnace - Maintenance_A_Technical Potential | F7 | Industrial | Stone, Clay, and Glass | New | Space Heating | Natural Gas | Gas Furnace - Maintenance | A | Incremental Energy Savings (MWh or mTherms) | Technical Potential | 0 | 0 | 4.9892e-07 | 6.103e-07 | 6.0245e-07 | 6.2627e-07 | 6.316e-07 | 6.2981e-07 | 6.2627e-07 | 6.316e-07 | 6.2981e-07 | 1.1252e-06 | 1.2419e-06 | 1.2323e-06 | 2.2504e-06 | 2.4838e-06 | 2.4645e-06 | 4.5008e-06 | 4.9676e-06 | 4.929e-06 | 9.1289e-06 | 9.9565e-06
F8_Industrial_Stone, Clay, and Glass_New_Space Heating_Natural Gas_Gas Furnace - Maintenance_A_Technical Potential | F8 | Industrial | Stone, Clay, and Glass | New | Space Heating | Natural Gas | Gas Furnace - Maintenance | A | Incremental Summer Peak Savings (MW) | Technical Potential | 0 | 0 | 0 | 0 | 0 | 0 | 0 | 0 | 0 | 0 | 0 | 0 | 0 | 0 | 0 | 0 | 0 | 0 | 0 | 0 | 0 | 0
F9_Industrial_Stone, Clay, and Glass_New_Space Heating_Natural Gas_Gas Furnace - Maintenance_A_Technical Potential | F9 | Industrial | Stone, Clay, and Glass | New | Space Heating | Natural Gas | Gas Furnace - Maintenance | A | Incremental Winter Peak Savings (MW) | Technical Potential | 0 | 0 | 0 | 0 | 0 | 0 | 0 | 0 | 0 | 0 | 0 | 0 | 0 | 0 | 0 | 0 | 0 | 0 | 0 | 0 | 0 | 0
F10_Industrial_Stone, Clay, and Glass_New_Space Heating_Natural Gas_Gas Furnace - Maintenance_A_Technical Potential | F10 | Industrial | Stone, Clay, and Glass | New | Space Heating | Natural Gas | Gas Furnace - Maintenance | A | Cumulative Energy Savings (MWh or mTherms) | Technical Potential | 0 | 0 | 4.9892e-07 | 1.1092e-06 | 1.7117e-06 | 1.839e-06 | 1.8603e-06 | 1.8877e-06 | 1.8877e-06 | 1.8877e-06 | 1.8877e-06 | 1.8877e-06 | 1.8877e-06 | 1.8877e-06 | 1.8877e-06 | 1.8877e-06 | 1.8877e-06 | 1.8877e-06 | 1.8877e-06 | 1.8877e-06 | 1.8877e-06 | 1.8877e-06
F11_Industrial_Stone, Clay, and Glass_New_Space Heating_Natural Gas_Gas Furnace - Maintenance_A_Technical Potential | F11 | Industrial | Stone, Clay, and Glass | New | Space Heating | Natural Gas | Gas Furnace - Maintenance | A | Cumulative Summer Peak Savings (MW) | Technical Potential | 0 | 0 | 0 | 0 | 0 | 0 | 0 | 0 | 0 | 0 | 0 | 0 | 0 | 0 | 0 | 0 | 0 | 0 | 0 | 0 | 0 | 0
F12_Industrial_Stone, Clay, and Glass_New_Space Heating_Natural Gas_Gas Furnace - Maintenance_A_Technical Potential | F12 | Industrial | Stone, Clay, and Glass | New | Space Heating | Natural Gas | Gas Furnace - Maintenance | A | Cumulative Winter Peak Savings (MW) | Technical Potential | 0 | 0 | 0 | 0 | 0 | 0 | 0 | 0 | 0 | 0 | 0 | 0 | 0 | 0 | 0 | 0 | 0 | 0 | 0 | 0 | 0 | 0
F13_Industrial_Stone, Clay, and Glass_New_Space Heating_Natural Gas_Gas Furnace - Maintenance_A_Technical Potential | F13 | Industrial | Stone, Clay, and Glass | New | Space Heating | Natural Gas | Gas Furnace - Maintenance | A | Purchases (Incremental) | Technical Potential | 0 | 0 | 0.060017 | 0.073416 | 0.072471 | 0.075338 | 0.075978 | 0.075763 | 0.075338 | 0.075978 | 0.075763 | 0.13536 | 0.14939 | 0.14823 | 0.27071 | 0.29879 | 0.29647 | 0.54142 | 0.59758 | 0.59294 | 1.0982 | 1.1977
F14_Industrial_Stone, Clay, and Glass_New_Space Heating_Natural Gas_Gas Furnace - Maintenance_A_Technical Potential | F14 | Industrial | Stone, Clay, and Glass | New | Space Heating | Natural Gas | Gas Furnace - Maintenance | A | Purchases (Cumulative) | Technical Potential | 0 | 0 | 0.060017 | 0.13343 | 0.2059 | 0.22122 | 0.22379 | 0.22708 | 0.22708 | 0.22708 | 0.22708 | 0.22708 | 0.22708 | 0.22708 | 0.22708 | 0.22708 | 0.22708 | 0.22708 | 0.22708 | 0.22708 | 0.22708 | 0.22708
F1_Industrial_Stone, Clay, and Glass_New_Space Heating_Natural Gas_Gas Boiler - Hot Water Reset_A_Technical Potential | F1 | Industrial | Stone, Clay, and Glass | New | Space Heating | Natural Gas | Gas Boiler - Hot Water Reset | A | Original Unit Energy Savings (kWh or therms) | Technical Potential | 0 | 0 | 7.6538 | 7.6538 | 7.6538 | 7.6538 | 7.6538 | 7.6538 | 7.6538 | 7.6538 | 7.6538 | 7.6538 | 7.6538 | 7.6538 | 7.6538 | 7.6538 | 7.6538 | 7.6538 | 7.6538 | 7.6538 | 7.6538 | 7.6538
F2_Industrial_Stone, Clay, and Glass_New_Space Heating_Natural Gas_Gas Boiler - Hot Water Reset_A_Technical Potential | F2 | Industrial | Stone, Clay, and Glass | New | Space Heating | Natural Gas | Gas Boiler - Hot Water Reset | A | Original Unit Summer Peak Savings (kW) | Technical Potential | 0 | 0 | 0 | 0 | 0 | 0 | 0 | 0 | 0 | 0 | 0 | 0 | 0 | 0 | 0 | 0 | 0 | 0 | 0 | 0 | 0 | 0
F3_Industrial_Stone, Clay, and Glass_New_Space Heating_Natural Gas_Gas Boiler - Hot Water Reset_A_Technical Potential | F3 | Industrial | Stone, Clay, and Glass | New | Space Heating | Natural Gas | Gas Boiler - Hot Water Reset | A | Original Unit Winter Peak Savings (kW) | Technical Potential | 0 | 0 | 0 | 0 | 0 | 0 | 0 | 0 | 0 | 0 | 0 | 0 | 0 | 0 | 0 | 0 | 0 | 0 | 0 | 0 | 0 | 0
F4_Industrial_Stone, Clay, and Glass_New_Space Heating_Natural Gas_Gas Boiler - Hot Water Reset_A_Technical Potential | F4 | Industrial | Stone, Clay, and Glass | New | Space Heating | Natural Gas | Gas Boiler - Hot Water Reset | A | Standalone Impact on Baseline Energy (%) | Technical Potential | 0% | 0% | 0.001461% | 0.002631% | 0.004041% | 0.005576% | 0.007751% | 0.01012% | 0.01268% | 0.01503% | 0.01744% | 0.01907% | 0.02001% | 0.01998% | 0.01985% | 0.01912% | 0.01823% | 0.01718% | 0.01651% | 0.01576% | 0.01509% | 0.01447%
F5_Industrial_Stone, Clay, and Glass_New_Space Heating_Natural Gas_Gas Boiler - Hot Water Reset_A_Technical Potential | F5 | Industrial | Stone, Clay, and Glass | New | Space Heating | Natural Gas | Gas Boiler - Hot Water Reset | A | Standalone Impact on Baseline Summer Peak (%) | Technical Potential | bar: 2019 to 2040
F6_Industrial_Stone, Clay, and Glass_New_Space Heating_Natural Gas_Gas Boiler - Hot Water Reset_A_Technical Potential | F6 | Industrial | Stone, Clay, and Glass | New | Space Heating | Natural Gas | Gas Boiler - Hot Water Reset | A | Standalone Impact on Baseline Winter Peak (%) | Technical Potential | bar: 2019 to 2040
F7_Industrial_Stone, Clay, and Glass_New_Space Heating_Natural Gas_Gas Boiler - Hot Water Reset_A_Technical Potential | F7 | Industrial | Stone, Clay, and Glass | New | Space Heating | Natural Gas | Gas Boiler - Hot Water Reset | A | Incremental Energy Savings (MWh or mTherms) | Technical Potential | 0 | 0 | 0.0015515 | 0.0033246 | 0.0058012 | 0.008989 | 0.011802 | 0.0159 | 0.019719 | 0.022761 | 0.023286 | 0.021832 | 0.018281 | 0.013163 | 0.0080624 | 0.0041274 | 0.00185 | 0.00071663 | 0.0015515 | 0.0033246 | 0.0058012 | 0.008989
F8_Industrial_Stone, Clay, and Glass_New_Space Heating_Natural Gas_Gas Boiler - Hot Water Reset_A_Technical Potential | F8 | Industrial | Stone, Clay, and Glass | New | Space Heating | Natural Gas | Gas Boiler - Hot Water Reset | A | Incremental Summer Peak Savings (MW) | Technical Potential | 0 | 0 | 0 | 0 | 0 | 0 | 0 | 0 | 0 | 0 | 0 | 0 | 0 | 0 | 0 | 0 | 0 | 0 | 0 | 0 | 0 | 0
F9_Industrial_Stone, Clay, and Glass_New_Space Heating_Natural Gas_Gas Boiler - Hot Water Reset_A_Technical Potential | F9 | Industrial | Stone, Clay, and Glass | New | Space Heating | Natural Gas | Gas Boiler - Hot Water Reset | A | Incremental Winter Peak Savings (MW) | Technical Potential | 0 | 0 | 0 | 0 | 0 | 0 | 0 | 0 | 0 | 0 | 0 | 0 | 0 | 0 | 0 | 0 | 0 | 0 | 0 | 0 | 0 | 0
F10_Industrial_Stone, Clay, and Glass_New_Space Heating_Natural Gas_Gas Boiler - Hot Water Reset_A_Technical Potential | F10 | Industrial | Stone, Clay, and Glass | New | Space Heating | Natural Gas | Gas Boiler - Hot Water Reset | A | Cumulative Energy Savings (MWh or mTherms) | Technical Potential | 0 | 0 | 0.0015515 | 0.0048761 | 0.010677 | 0.019666 | 0.031468 | 0.047368 | 0.067087 | 0.089849 | 0.11313 | 0.13497 | 0.15325 | 0.16641 | 0.17447 | 0.1786 | 0.18045 | 0.18117 | 0.18117 | 0.18117 | 0.18117 | 0.18117
F11_Industrial_Stone, Clay, and Glass_New_Space Heating_Natural Gas_Gas Boiler - Hot Water Reset_A_Technical Potential | F11 | Industrial | Stone, Clay, and Glass | New | Space Heating | Natural Gas | Gas Boiler - Hot Water Reset | A | Cumulative Summer Peak Savings (MW) | Technical Potential | 0 | 0 | 0 | 0 | 0 | 0 | 0 | 0 | 0 | 0 | 0 | 0 | 0 | 0 | 0 | 0 | 0 | 0 | 0 | 0 | 0 | 0
F12_Industrial_Stone, Clay, and Glass_New_Space Heating_Natural Gas_Gas Boiler - Hot Water Reset_A_Technical Potential | F12 | Industrial | Stone, Clay, and Glass | New | Space Heating | Natural Gas | Gas Boiler - Hot Water Reset | A | Cumulative Winter Peak Savings (MW) | Technical Potential | 0 | 0 | 0 | 0 | 0 | 0 | 0 | 0 | 0 | 0 | 0 | 0 | 0 | 0 | 0 | 0 | 0 | 0 | 0 | 0 | 0 | 0
F13_Industrial_Stone, Clay, and Glass_New_Space Heating_Natural Gas_Gas Boiler - Hot Water Reset_A_Technical Potential | F13 | Industrial | Stone, Clay, and Glass | New | Space Heating | Natural Gas | Gas Boiler - Hot Water Reset | A | Purchases (Incremental) | Technical Potential | 0 | 0 | 0.20271 | 0.43437 | 0.75795 | 1.1744 | 1.542 | 2.0774 | 2.5764 | 2.9738 | 3.0424 | 2.8524 | 2.3885 | 1.7198 | 1.0534 | 0.53925 | 0.2417 | 0.093631 | 0.20271 | 0.43437 | 0.75795 | 1.1744
F14_Industrial_Stone, Clay, and Glass_New_Space Heating_Natural Gas_Gas Boiler - Hot Water Reset_A_Technical Potential | F14 | Industrial | Stone, Clay, and Glass | New | Space Heating | Natural Gas | Gas Boiler - Hot Water Reset | A | Purchases (Cumulative) | Technical Potential | 0 | 0 | 0.20271 | 0.63708 | 1.395 | 2.5695 | 4.1114 | 6.1888 | 8.7652 | 11.739 | 14.7815 | 17.6339 | 20.0223 | 21.7421 | 22.7955 | 23.3348 | 23.5765 | 23.6701 | 23.6701 | 23.6701 | 23.6701 | 23.6701
F1_Industrial_Stone, Clay, and Glass_New_Process_Natural Gas_Gas Boiler - Hot Water Reset_A_Technical Potential | F1 | Industrial | Stone, Clay, and Glass | New | Process | Natural Gas | Gas Boiler - Hot Water Reset | A | Original Unit Energy Savings (kWh or therms) | Technical Potential | 0 | 0 | 7.6538 | 7.6538 | 7.6538 | 7.6538 | 7.6538 | 7.6538 | 7.6538 | 7.6538 | 7.6538 | 7.6538 | 7.6538 | 7.6538 | 7.6538 | 7.6538 | 7.6538 | 7.6538 | 7.6538 | 7.6538 | 7.6538 | 7.6538
F2_Industrial_Stone, Clay, and Glass_New_Process_Natural Gas_Gas Boiler - Hot Water Reset_A_Technical Potential | F2 | Industrial | Stone, Clay, and Glass | New | Process | Natural Gas | Gas Boiler - Hot Water Reset | A | Original Unit Summer Peak Savings (kW) | Technical Potential | 0 | 0 | 0 | 0 | 0 | 0 | 0 | 0 | 0 | 0 | 0 | 0 | 0 | 0 | 0 | 0 | 0 | 0 | 0 | 0 | 0 | 0
F3_Industrial_Stone, Clay, and Glass_New_Process_Natural Gas_Gas Boiler - Hot Water Reset_A_Technical Potential | F3 | Industrial | Stone, Clay, and Glass | New | Process | Natural Gas | Gas Boiler - Hot Water Reset | A | Original Unit Winter Peak Savings (kW) | Technical Potential | 0 | 0 | 0 | 0 | 0 | 0 | 0 | 0 | 0 | 0 | 0 | 0 | 0 | 0 | 0 | 0 | 0 | 0 | 0 | 0 | 0 | 0
F4_Industrial_Stone, Clay, and Glass_New_Process_Natural Gas_Gas Boiler - Hot Water Reset_A_Technical Potential | F4 | Industrial | Stone, Clay, and Glass | New | Process | Natural Gas | Gas Boiler - Hot Water Reset | A | Standalone Impact on Baseline Energy (%) | Technical Potential | 0% | 0% | 0.001461% | 0.002631% | 0.004041% | 0.005576% | 0.007751% | 0.01012% | 0.01268% | 0.01503% | 0.01744% | 0.01907% | 0.02001% | 0.01998% | 0.01985% | 0.01912% | 0.01823% | 0.01718% | 0.01651% | 0.01576% | 0.01509% | 0.01447%
F5_Industrial_Stone, Clay, and Glass_New_Process_Natural Gas_Gas Boiler - Hot Water Reset_A_Technical Potential | F5 | Industrial | Stone, Clay, and Glass | New | Process | Natural Gas | Gas Boiler - Hot Water Reset | A | Standalone Impact on Baseline Summer Peak (%) | Technical Potential | bar: 2019 to 2040
F6_Industrial_Stone, Clay, and Glass_New_Process_Natural Gas_Gas Boiler - Hot Water Reset_A_Technical Potential | F6 | Industrial | Stone, Clay, and Glass | New | Process | Natural Gas | Gas Boiler - Hot Water Reset | A | Standalone Impact on Baseline Winter Peak (%) | Technical Potential | bar: 2019 to 2040
F7_Industrial_Stone, Clay, and Glass_New_Process_Natural Gas_Gas Boiler - Hot Water Reset_A_Technical Potential | F7 | Industrial | Stone, Clay, and Glass | New | Process | Natural Gas | Gas Boiler - Hot Water Reset | A | Incremental Energy Savings (MWh or mTherms) | Technical Potential | 0 | 0 | 0.0015515 | 0.0033246 | 0.0058012 | 0.008989 | 0.011802 | 0.0159 | 0.019719 | 0.022761 | 0.023286 | 0.021832 | 0.018281 | 0.013163 | 0.0080624 | 0.0041274 | 0.00185 | 0.00071663 | 0.0015515 | 0.0033246 | 0.0058012 | 0.008989
F8_Industrial_Stone, Clay, and Glass_New_Process_Natural Gas_Gas Boiler - Hot Water Reset_A_Technical Potential | F8 | Industrial | Stone, Clay, and Glass | New | Process | Natural Gas | Gas Boiler - Hot Water Reset | A | Incremental Summer Peak Savings (MW) | Technical Potential | 0 | 0 | 0 | 0 | 0 | 0 | 0 | 0 | 0 | 0 | 0 | 0 | 0 | 0 | 0 | 0 | 0 | 0 | 0 | 0 | 0 | 0
F9_Industrial_Stone, Clay, and Glass_New_Process_Natural Gas_Gas Boiler - Hot Water Reset_A_Technical Potential | F9 | Industrial | Stone, Clay, and Glass | New | Process | Natural Gas | Gas Boiler - Hot Water Reset | A | Incremental Winter Peak Savings (MW) | Technical Potential | 0 | 0 | 0 | 0 | 0 | 0 | 0 | 0 | 0 | 0 | 0 | 0 | 0 | 0 | 0 | 0 | 0 | 0 | 0 | 0 | 0 | 0
F10_Industrial_Stone, Clay, and Glass_New_Process_Natural Gas_Gas Boiler - Hot Water Reset_A_Technical Potential | F10 | Industrial | Stone, Clay, and Glass | New | Process | Natural Gas | Gas Boiler - Hot Water Reset | A | Cumulative Energy Savings (MWh or mTherms) | Technical Potential | 0 | 0 | 0.0015515 | 0.0048761 | 0.010677 | 0.019666 | 0.031468 | 0.047368 | 0.067087 | 0.089849 | 0.11313 | 0.13497 | 0.15325 | 0.16641 | 0.17447 | 0.1786 | 0.18045 | 0.18117 | 0.18117 | 0.18117 | 0.18117 | 0.18117
F11_Industrial_Stone, Clay, and Glass_New_Process_Natural Gas_Gas Boiler - Hot Water Reset_A_Technical Potential | F11 | Industrial | Stone, Clay, and Glass | New | Process | Natural Gas | Gas Boiler - Hot Water Reset | A | Cumulative Summer Peak Savings (MW) | Technical Potential | 0 | 0 | 0 | 0 | 0 | 0 | 0 | 0 | 0 | 0 | 0 | 0 | 0 | 0 | 0 | 0 | 0 | 0 | 0 | 0 | 0 | 0
F12_Industrial_Stone, Clay, and Glass_New_Process_Natural Gas_Gas Boiler - Hot Water Reset_A_Technical Potential | F12 | Industrial | Stone, Clay, and Glass | New | Process | Natural Gas | Gas Boiler - Hot Water Reset | A | Cumulative Winter Peak Savings (MW) | Technical Potential | 0 | 0 | 0 | 0 | 0 | 0 | 0 | 0 | 0 | 0 | 0 | 0 | 0 | 0 | 0 | 0 | 0 | 0 | 0 | 0 | 0 | 0
F13_Industrial_Stone, Clay, and Glass_New_Process_Natural Gas_Gas Boiler - Hot Water Reset_A_Technical Potential | F13 | Industrial | Stone, Clay, and Glass | New | Process | Natural Gas | Gas Boiler - Hot Water Reset | A | Purchases (Incremental) | Technical Potential | 0 | 0 | 0.20271 | 0.43437 | 0.75795 | 1.1744 | 1.542 | 2.0774 | 2.5764 | 2.9738 | 3.0424 | 2.8524 | 2.3885 | 1.7198 | 1.0534 | 0.53925 | 0.2417 | 0.093631 | 0.20271 | 0.43437 | 0.75795 | 1.1744
F14_Industrial_Stone, Clay, and Glass_New_Process_Natural Gas_Gas Boiler - Hot Water Reset_A_Technical Potential | F14 | Industrial | Stone, Clay, and Glass | New | Process | Natural Gas | Gas Boiler - Hot Water Reset | A | Purchases (Cumulative) | Technical Potential | 0 | 0 | 0.20271 | 0.63708 | 1.395 | 2.5695 | 4.1114 | 6.1888 | 8.7652 | 11.739 | 14.7815 | 17.6339 | 20.0223 | 21.7421 | 22.7955 | 23.3348 | 23.5765 | 23.6701 | 23.6701 | 23.6701 | 23.6701 | 23.6701
F1_Industrial_Stone, Clay, and Glass_New_Space Heating_Natural Gas_Steam Trap Maintenance_A_Technical Potential | F1 | Industrial | Stone, Clay, and Glass | New | Space Heating | Natural Gas | Steam Trap Maintenance | A | Original Unit Energy Savings (kWh or therms) | Technical Potential | 0 | 0 | 8.7139 | 8.7139 | 8.7139 | 8.7139 | 8.7139 | 8.7139 | 8.7139 | 8.7139 | 8.7139 | 8.7139 | 8.7139 | 8.7139 | 8.7139 | 8.7139 | 8.7139 | 8.7139 | 8.7139 | 8.7139 | 8.7139 | 8.7139
F2_Industrial_Stone, Clay, and Glass_New_Space Heating_Natural Gas_Steam Trap Maintenance_A_Technical Potential | F2 | Industrial | Stone, Clay, and Glass | New | Space Heating | Natural Gas | Steam Trap Maintenance | A | Original Unit Summer Peak Savings (kW) | Technical Potential | 0 | 0 | 0 | 0 | 0 | 0 | 0 | 0 | 0 | 0 | 0 | 0 | 0 | 0 | 0 | 0 | 0 | 0 | 0 | 0 | 0 | 0
F3_Industrial_Stone, Clay, and Glass_New_Space Heating_Natural Gas_Steam Trap Maintenance_A_Technical Potential | F3 | Industrial | Stone, Clay, and Glass | New | Space Heating | Natural Gas | Steam Trap Maintenance | A | Original Unit Winter Peak Savings (kW) | Technical Potential | 0 | 0 | 0 | 0 | 0 | 0 | 0 | 0 | 0 | 0 | 0 | 0 | 0 | 0 | 0 | 0 | 0 | 0 | 0 | 0 | 0 | 0
F4_Industrial_Stone, Clay, and Glass_New_Space Heating_Natural Gas_Steam Trap Maintenance_A_Technical Potential | F4 | Industrial | Stone, Clay, and Glass | New | Space Heating | Natural Gas | Steam Trap Maintenance | A | Standalone Impact on Baseline Energy (%) | Technical Potential | bar: 2019 to 2040
F5_Industrial_Stone, Clay, and Glass_New_Space Heating_Natural Gas_Steam Trap Maintenance_A_Technical Potential | F5 | Industrial | Stone, Clay, and Glass | New | Space Heating | Natural Gas | Steam Trap Maintenance | A | Standalone Impact on Baseline Summer Peak (%) | Technical Potential | bar: 2019 to 2040
F6_Industrial_Stone, Clay, and Glass_New_Space Heating_Natural Gas_Steam Trap Maintenance_A_Technical Potential | F6 | Industrial | Stone, Clay, and Glass | New | Space Heating | Natural Gas | Steam Trap Maintenance | A | Standalone Impact on Baseline Winter Peak (%) | Technical Potential | bar: 2019 to 2040
F7_Industrial_Stone, Clay, and Glass_New_Space Heating_Natural Gas_Steam Trap Maintenance_A_Technical Potential | F7 | Industrial | Stone, Clay, and Glass | New | Space Heating | Natural Gas | Steam Trap Maintenance | A | Incremental Energy Savings (MWh or mTherms) | Technical Potential | 0 | 0 | 0 | 0 | 0 | 0 | 0 | 0 | 0 | 0 | 0 | 0 | 0 | 0 | 0 | 0 | 0 | 0 | 0 | 0 | 0 | 0
F8_Industrial_Stone, Clay, and Glass_New_Space Heating_Natural Gas_Steam Trap Maintenance_A_Technical Potential | F8 | Industrial | Stone, Clay, and Glass | New | Space Heating | Natural Gas | Steam Trap Maintenance | A | Incremental Summer Peak Savings (MW) | Technical Potential | 0 | 0 | 0 | 0 | 0 | 0 | 0 | 0 | 0 | 0 | 0 | 0 | 0 | 0 | 0 | 0 | 0 | 0 | 0 | 0 | 0 | 0
F9_Industrial_Stone, Clay, and Glass_New_Space Heating_Natural Gas_Steam Trap Maintenance_A_Technical Potential | F9 | Industrial | Stone, Clay, and Glass | New | Space Heating | Natural Gas | Steam Trap Maintenance | A | Incremental Winter Peak Savings (MW) | Technical Potential | 0 | 0 | 0 | 0 | 0 | 0 | 0 | 0 | 0 | 0 | 0 | 0 | 0 | 0 | 0 | 0 | 0 | 0 | 0 | 0 | 0 | 0
F10_Industrial_Stone, Clay, and Glass_New_Space Heating_Natural Gas_Steam Trap Maintenance_A_Technical Potential | F10 | Industrial | Stone, Clay, and Glass | New | Space Heating | Natural Gas | Steam Trap Maintenance | A | Cumulative Energy Savings (MWh or mTherms) | Technical Potential | 0 | 0 | 0 | 0 | 0 | 0 | 0 | 0 | 0 | 0 | 0 | 0 | 0 | 0 | 0 | 0 | 0 | 0 | 0 | 0 | 0 | 0
F11_Industrial_Stone, Clay, and Glass_New_Space Heating_Natural Gas_Steam Trap Maintenance_A_Technical Potential | F11 | Industrial | Stone, Clay, and Glass | New | Space Heating | Natural Gas | Steam Trap Maintenance | A | Cumulative Summer Peak Savings (MW) | Technical Potential | 0 | 0 | 0 | 0 | 0 | 0 | 0 | 0 | 0 | 0 | 0 | 0 | 0 | 0 | 0 | 0 | 0 | 0 | 0 | 0 | 0 | 0
F12_Industrial_Stone, Clay, and Glass_New_Space Heating_Natural Gas_Steam Trap Maintenance_A_Technical Potential | F12 | Industrial | Stone, Clay, and Glass | New | Space Heating | Natural Gas | Steam Trap Maintenance | A | Cumulative Winter Peak Savings (MW) | Technical Potential | 0 | 0 | 0 | 0 | 0 | 0 | 0 | 0 | 0 | 0 | 0 | 0 | 0 | 0 | 0 | 0 | 0 | 0 | 0 | 0 | 0 | 0
F13_Industrial_Stone, Clay, and Glass_New_Space Heating_Natural Gas_Steam Trap Maintenance_A_Technical Potential | F13 | Industrial | Stone, Clay, and Glass | New | Space Heating | Natural Gas | Steam Trap Maintenance | A | Purchases (Incremental) | Technical Potential | 0 | 0 | 0 | 0 | 0 | 0 | 0 | 0 | 0 | 0 | 0 | 0 | 0 | 0 | 0 | 0 | 0 | 0 | 0 | 0 | 0 | 0
F14_Industrial_Stone, Clay, and Glass_New_Space Heating_Natural Gas_Steam Trap Maintenance_A_Technical Potential | F14 | Industrial | Stone, Clay, and Glass | New | Space Heating | Natural Gas | Steam Trap Maintenance | A | Purchases (Cumulative) | Technical Potential | 0 | 0 | 0 | 0 | 0 | 0 | 0 | 0 | 0 | 0 | 0 | 0 | 0 | 0 | 0 | 0 | 0 | 0 | 0 | 0 | 0 | 0
F1_Industrial_Stone, Clay, and Glass_New_Process_Natural Gas_Steam Trap Maintenance_A_Technical Potential | F1 | Industrial | Stone, Clay, and Glass | New | Process | Natural Gas | Steam Trap Maintenance | A | Original Unit Energy Savings (kWh or therms) | Technical Potential | 0 | 0 | 5.4079 | 5.4079 | 5.4079 | 5.4079 | 5.4079 | 5.4079 | 5.4079 | 5.4079 | 5.4079 | 5.4079 | 5.4079 | 5.4079 | 5.4079 | 5.4079 | 5.4079 | 5.4079 | 5.4079 | 5.4079 | 5.4079 | 5.4079
F2_Industrial_Stone, Clay, and Glass_New_Process_Natural Gas_Steam Trap Maintenance_A_Technical Potential | F2 | Industrial | Stone, Clay, and Glass | New | Process | Natural Gas | Steam Trap Maintenance | A | Original Unit Summer Peak Savings (kW) | Technical Potential | 0 | 0 | 0 | 0 | 0 | 0 | 0 | 0 | 0 | 0 | 0 | 0 | 0 | 0 | 0 | 0 | 0 | 0 | 0 | 0 | 0 | 0
F3_Industrial_Stone, Clay, and Glass_New_Process_Natural Gas_Steam Trap Maintenance_A_Technical Potential | F3 | Industrial | Stone, Clay, and Glass | New | Process | Natural Gas | Steam Trap Maintenance | A | Original Unit Winter Peak Savings (kW) | Technical Potential | 0 | 0 | 0 | 0 | 0 | 0 | 0 | 0 | 0 | 0 | 0 | 0 | 0 | 0 | 0 | 0 | 0 | 0 | 0 | 0 | 0 | 0
F4_Industrial_Stone, Clay, and Glass_New_Process_Natural Gas_Steam Trap Maintenance_A_Technical Potential | F4 | Industrial | Stone, Clay, and Glass | New | Process | Natural Gas | Steam Trap Maintenance | A | Standalone Impact on Baseline Energy (%) | Technical Potential | bar: 2019 to 2040
F5_Industrial_Stone, Clay, and Glass_New_Process_Natural Gas_Steam Trap Maintenance_A_Technical Potential | F5 | Industrial | Stone, Clay, and Glass | New | Process | Natural Gas | Steam Trap Maintenance | A | Standalone Impact on Baseline Summer Peak (%) | Technical Potential | bar: 2019 to 2040
F6_Industrial_Stone, Clay, and Glass_New_Process_Natural Gas_Steam Trap Maintenance_A_Technical Potential | F6 | Industrial | Stone, Clay, and Glass | New | Process | Natural Gas | Steam Trap Maintenance | A | Standalone Impact on Baseline Winter Peak (%) | Technical Potential | bar: 2019 to 2040
F7_Industrial_Stone, Clay, and Glass_New_Process_Natural Gas_Steam Trap Maintenance_A_Technical Potential | F7 | Industrial | Stone, Clay, and Glass | New | Process | Natural Gas | Steam Trap Maintenance | A | Incremental Energy Savings (MWh or mTherms) | Technical Potential | 0 | 0 | 0 | 0 | 0 | 0 | 0 | 0 | 0 | 0 | 0 | 0 | 0 | 0 | 0 | 0 | 0 | 0 | 0 | 0 | 0 | 0
F8_Industrial_Stone, Clay, and Glass_New_Process_Natural Gas_Steam Trap Maintenance_A_Technical Potential | F8 | Industrial | Stone, Clay, and Glass | New | Process | Natural Gas | Steam Trap Maintenance | A | Incremental Summer Peak Savings (MW) | Technical Potential | 0 | 0 | 0 | 0 | 0 | 0 | 0 | 0 | 0 | 0 | 0 | 0 | 0 | 0 | 0 | 0 | 0 | 0 | 0 | 0 | 0 | 0
F9_Industrial_Stone, Clay, and Glass_New_Process_Natural Gas_Steam Trap Maintenance_A_Technical Potential | F9 | Industrial | Stone, Clay, and Glass | New | Process | Natural Gas | Steam Trap Maintenance | A | Incremental Winter Peak Savings (MW) | Technical Potential | 0 | 0 | 0 | 0 | 0 | 0 | 0 | 0 | 0 | 0 | 0 | 0 | 0 | 0 | 0 | 0 | 0 | 0 | 0 | 0 | 0 | 0
F10_Industrial_Stone, Clay, and Glass_New_Process_Natural Gas_Steam Trap Maintenance_A_Technical Potential | F10 | Industrial | Stone, Clay, and Glass | New | Process | Natural Gas | Steam Trap Maintenance | A | Cumulative Energy Savings (MWh or mTherms) | Technical Potential | 0 | 0 | 0 | 0 | 0 | 0 | 0 | 0 | 0 | 0 | 0 | 0 | 0 | 0 | 0 | 0 | 0 | 0 | 0 | 0 | 0 | 0
F11_Industrial_Stone, Clay, and Glass_New_Process_Natural Gas_Steam Trap Maintenance_A_Technical Potential | F11 | Industrial | Stone, Clay, and Glass | New | Process | Natural Gas | Steam Trap Maintenance | A | Cumulative Summer Peak Savings (MW) | Technical Potential | 0 | 0 | 0 | 0 | 0 | 0 | 0 | 0 | 0 | 0 | 0 | 0 | 0 | 0 | 0 | 0 | 0 | 0 | 0 | 0 | 0 | 0
F12_Industrial_Stone, Clay, and Glass_New_Process_Natural Gas_Steam Trap Maintenance_A_Technical Potential | F12 | Industrial | Stone, Clay, and Glass | New | Process | Natural Gas | Steam Trap Maintenance | A | Cumulative Winter Peak Savings (MW) | Technical Potential | 0 | 0 | 0 | 0 | 0 | 0 | 0 | 0 | 0 | 0 | 0 | 0 | 0 | 0 | 0 | 0 | 0 | 0 | 0 | 0 | 0 | 0
F13_Industrial_Stone, Clay, and Glass_New_Process_Natural Gas_Steam Trap Maintenance_A_Technical Potential | F13 | Industrial | Stone, Clay, and Glass | New | Process | Natural Gas | Steam Trap Maintenance | A | Purchases (Incremental) | Technical Potential | 0 | 0 | 0 | 0 | 0 | 0 | 0 | 0 | 0 | 0 | 0 | 0 | 0 | 0 | 0 | 0 | 0 | 0 | 0 | 0 | 0 | 0
F14_Industrial_Stone, Clay, and Glass_New_Process_Natural Gas_Steam Trap Maintenance_A_Technical Potential | F14 | Industrial | Stone, Clay, and Glass | New | Process | Natural Gas | Steam Trap Maintenance | A | Purchases (Cumulative) | Technical Potential | 0 | 0 | 0 | 0 | 0 | 0 | 0 | 0 | 0 | 0 | 0 | 0 | 0 | 0 | 0 | 0 | 0 | 0 | 0 | 0 | 0 | 0
F1_Industrial_Stone, Clay, and Glass_New_Space Heating_Natural Gas_Gas Boiler - High Turndown_A_Technical Potential | F1 | Industrial | Stone, Clay, and Glass | New | Space Heating | Natural Gas | Gas Boiler - High Turndown | A | Original Unit Energy Savings (kWh or therms) | Technical Potential | 0 | 0 | 9.2496 | 9.2496 | 9.2496 | 9.2496 | 9.2496 | 9.2496 | 9.2496 | 9.2496 | 9.2496 | 9.2496 | 9.2496 | 9.2496 | 9.2496 | 9.2496 | 9.2496 | 9.2496 | 9.2496 | 9.2496 | 9.2496 | 9.2496
F2_Industrial_Stone, Clay, and Glass_New_Space Heating_Natural Gas_Gas Boiler - High Turndown_A_Technical Potential | F2 | Industrial | Stone, Clay, and Glass | New | Space Heating | Natural Gas | Gas Boiler - High Turndown | A | Original Unit Summer Peak Savings (kW) | Technical Potential | 0 | 0 | 0 | 0 | 0 | 0 | 0 | 0 | 0 | 0 | 0 | 0 | 0 | 0 | 0 | 0 | 0 | 0 | 0 | 0 | 0 | 0
F3_Industrial_Stone, Clay, and Glass_New_Space Heating_Natural Gas_Gas Boiler - High Turndown_A_Technical Potential | F3 | Industrial | Stone, Clay, and Glass | New | Space Heating | Natural Gas | Gas Boiler - High Turndown | A | Original Unit Winter Peak Savings (kW) | Technical Potential | 0 | 0 | 0 | 0 | 0 | 0 | 0 | 0 | 0 | 0 | 0 | 0 | 0 | 0 | 0 | 0 | 0 | 0 | 0 | 0 | 0 | 0
F4_Industrial_Stone, Clay, and Glass_New_Space Heating_Natural Gas_Gas Boiler - High Turndown_A_Technical Potential | F4 | Industrial | Stone, Clay, and Glass | New | Space Heating | Natural Gas | Gas Boiler - High Turndown | A | Standalone Impact on Baseline Energy (%) | Technical Potential | 0% | 0% | 0.005003% | 0.00787% | 0.01052% | 0.01289% | 0.0162% | 0.01856% | 0.02002% | 0.0206% | 0.02128% | 0.02136% | 0.02121% | 0.02068% | 0.02055% | 0.02008% | 0.01956% | 0.01836% | 0.01764% | 0.01684% | 0.01612% | 0.01546%
F5_Industrial_Stone, Clay, and Glass_New_Space Heating_Natural Gas_Gas Boiler - High Turndown_A_Technical Potential | F5 | Industrial | Stone, Clay, and Glass | New | Space Heating | Natural Gas | Gas Boiler - High Turndown | A | Standalone Impact on Baseline Summer Peak (%) | Technical Potential | bar: 2019 to 2040
F6_Industrial_Stone, Clay, and Glass_New_Space Heating_Natural Gas_Gas Boiler - High Turndown_A_Technical Potential | F6 | Industrial | Stone, Clay, and Glass | New | Space Heating | Natural Gas | Gas Boiler - High Turndown | A | Standalone Impact on Baseline Winter Peak (%) | Technical Potential | bar: 2019 to 2040
F7_Industrial_Stone, Clay, and Glass_New_Space Heating_Natural Gas_Gas Boiler - High Turndown_A_Technical Potential | F7 | Industrial | Stone, Clay, and Glass | New | Space Heating | Natural Gas | Gas Boiler - High Turndown | A | Incremental Energy Savings (MWh or mTherms) | Technical Potential | 0 | 0 | 0.0002581 | 0.00045043 | 0.00064228 | 0.00085733 | 0.00098684 | 0.0010235 | 0.00092565 | 0.0008367 | 0.00072667 | 0.00063406 | 0.00054887 | 0.00047773 | 0.00040316 | 0.00034292 | 0.00029063 | 0.0002581 | 0.00045043 | 0.00064228 | 0.00085733 | 0.00098684
F8_Industrial_Stone, Clay, and Glass_New_Space Heating_Natural Gas_Gas Boiler - High Turndown_A_Technical Potential | F8 | Industrial | Stone, Clay, and Glass | New | Space Heating | Natural Gas | Gas Boiler - High Turndown | A | Incremental Summer Peak Savings (MW) | Technical Potential | 0 | 0 | 0 | 0 | 0 | 0 | 0 | 0 | 0 | 0 | 0 | 0 | 0 | 0 | 0 | 0 | 0 | 0 | 0 | 0 | 0 | 0
F9_Industrial_Stone, Clay, and Glass_New_Space Heating_Natural Gas_Gas Boiler - High Turndown_A_Technical Potential | F9 | Industrial | Stone, Clay, and Glass | New | Space Heating | Natural Gas | Gas Boiler - High Turndown | A | Incremental Winter Peak Savings (MW) | Technical Potential | 0 | 0 | 0 | 0 | 0 | 0 | 0 | 0 | 0 | 0 | 0 | 0 | 0 | 0 | 0 | 0 | 0 | 0 | 0 | 0 | 0 | 0
F10_Industrial_Stone, Clay, and Glass_New_Space Heating_Natural Gas_Gas Boiler - High Turndown_A_Technical Potential | F10 | Industrial | Stone, Clay, and Glass | New | Space Heating | Natural Gas | Gas Boiler - High Turndown | A | Cumulative Energy Savings (MWh or mTherms) | Technical Potential | 0 | 0 | 0.0002581 | 0.00070852 | 0.0013508 | 0.0022081 | 0.003195 | 0.0042184 | 0.0051441 | 0.0059808 | 0.0067074 | 0.0073415 | 0.0078904 | 0.0083681 | 0.0087713 | 0.0091142 | 0.0094048 | 0.0094048 | 0.0094048 | 0.0094048 | 0.0094048 | 0.0094048
F11_Industrial_Stone, Clay, and Glass_New_Space Heating_Natural Gas_Gas Boiler - High Turndown_A_Technical Potential | F11 | Industrial | Stone, Clay, and Glass | New | Space Heating | Natural Gas | Gas Boiler - High Turndown | A | Cumulative Summer Peak Savings (MW) | Technical Potential | 0 | 0 | 0 | 0 | 0 | 0 | 0 | 0 | 0 | 0 | 0 | 0 | 0 | 0 | 0 | 0 | 0 | 0 | 0 | 0 | 0 | 0
F12_Industrial_Stone, Clay, and Glass_New_Space Heating_Natural Gas_Gas Boiler - High Turndown_A_Technical Potential | F12 | Industrial | Stone, Clay, and Glass | New | Space Heating | Natural Gas | Gas Boiler - High Turndown | A | Cumulative Winter Peak Savings (MW) | Technical Potential | 0 | 0 | 0 | 0 | 0 | 0 | 0 | 0 | 0 | 0 | 0 | 0 | 0 | 0 | 0 | 0 | 0 | 0 | 0 | 0 | 0 | 0
F13_Industrial_Stone, Clay, and Glass_New_Space Heating_Natural Gas_Gas Boiler - High Turndown_A_Technical Potential | F13 | Industrial | Stone, Clay, and Glass | New | Space Heating | Natural Gas | Gas Boiler - High Turndown | A | Purchases (Incremental) | Technical Potential | 0 | 0 | 0.027903 | 0.048697 | 0.069439 | 0.092688 | 0.10669 | 0.11065 | 0.10007 | 0.090458 | 0.078562 | 0.06855 | 0.05934 | 0.051648 | 0.043586 | 0.037074 | 0.031421 | 0.027903 | 0.048697 | 0.069439 | 0.092688 | 0.10669
F14_Industrial_Stone, Clay, and Glass_New_Space Heating_Natural Gas_Gas Boiler - High Turndown_A_Technical Potential | F14 | Industrial | Stone, Clay, and Glass | New | Space Heating | Natural Gas | Gas Boiler - High Turndown | A | Purchases (Cumulative) | Technical Potential | 0 | 0 | 0.027903 | 0.0766 | 0.14604 | 0.23873 | 0.34542 | 0.45606 | 0.55614 | 0.6466 | 0.72516 | 0.79371 | 0.85305 | 0.9047 | 0.94828 | 0.98536 | 1.0168 | 1.0168 | 1.0168 | 1.0168 | 1.0168 | 1.0168
F1_Industrial_Stone, Clay, and Glass_New_Process_Natural Gas_Gas Boiler - High Turndown_A_Technical Potential | F1 | Industrial | Stone, Clay, and Glass | New | Process | Natural Gas | Gas Boiler - High Turndown | A | Original Unit Energy Savings (kWh or therms) | Technical Potential | 0 | 0 | 5.7404 | 5.7404 | 5.7404 | 5.7404 | 5.7404 | 5.7404 | 5.7404 | 5.7404 | 5.7404 | 5.7404 | 5.7404 | 5.7404 | 5.7404 | 5.7404 | 5.7404 | 5.7404 | 5.7404 | 5.7404 | 5.7404 | 5.7404
F2_Industrial_Stone, Clay, and Glass_New_Process_Natural Gas_Gas Boiler - High Turndown_A_Technical Potential | F2 | Industrial | Stone, Clay, and Glass | New | Process | Natural Gas | Gas Boiler - High Turndown | A | Original Unit Summer Peak Savings (kW) | Technical Potential | 0 | 0 | 0 | 0 | 0 | 0 | 0 | 0 | 0 | 0 | 0 | 0 | 0 | 0 | 0 | 0 | 0 | 0 | 0 | 0 | 0 | 0
F3_Industrial_Stone, Clay, and Glass_New_Process_Natural Gas_Gas Boiler - High Turndown_A_Technical Potential | F3 | Industrial | Stone, Clay, and Glass | New | Process | Natural Gas | Gas Boiler - High Turndown | A | Original Unit Winter Peak Savings (kW) | Technical Potential | 0 | 0 | 0 | 0 | 0 | 0 | 0 | 0 | 0 | 0 | 0 | 0 | 0 | 0 | 0 | 0 | 0 | 0 | 0 | 0 | 0 | 0
F4_Industrial_Stone, Clay, and Glass_New_Process_Natural Gas_Gas Boiler - High Turndown_A_Technical Potential | F4 | Industrial | Stone, Clay, and Glass | New | Process | Natural Gas | Gas Boiler - High Turndown | A | Standalone Impact on Baseline Energy (%) | Technical Potential | 0% | 0% | 0.001672% | 0.002631% | 0.003517% | 0.004308% | 0.005415% | 0.006204% | 0.006692% | 0.006886% | 0.007114% | 0.007139% | 0.00709% | 0.006912% | 0.006868% | 0.006712% | 0.006537% | 0.006137% | 0.005898% | 0.005628% | 0.005388% | 0.005169%
F5_Industrial_Stone, Clay, and Glass_New_Process_Natural Gas_Gas Boiler - High Turndown_A_Technical Potential | F5 | Industrial | Stone, Clay, and Glass | New | Process | Natural Gas | Gas Boiler - High Turndown | A | Standalone Impact on Baseline Summer Peak (%) | Technical Potential | bar: 2019 to 2040
F6_Industrial_Stone, Clay, and Glass_New_Process_Natural Gas_Gas Boiler - High Turndown_A_Technical Potential | F6 | Industrial | Stone, Clay, and Glass | New | Process | Natural Gas | Gas Boiler - High Turndown | A | Standalone Impact on Baseline Winter Peak (%) | Technical Potential | bar: 2019 to 2040
F7_Industrial_Stone, Clay, and Glass_New_Process_Natural Gas_Gas Boiler - High Turndown_A_Technical Potential | F7 | Industrial | Stone, Clay, and Glass | New | Process | Natural Gas | Gas Boiler - High Turndown | A | Incremental Energy Savings (MWh or mTherms) | Technical Potential | 0 | 0 | 0.0017759 | 0.0030992 | 0.0044194 | 0.005899 | 0.0067901 | 0.0070421 | 0.0063691 | 0.0057571 | 0.005 | 0.0043628 | 0.0037766 | 0.0032871 | 0.002774 | 0.0023595 | 0.0019998 | 0.0017759 | 0.0030992 | 0.0044194 | 0.005899 | 0.0067901
F8_Industrial_Stone, Clay, and Glass_New_Process_Natural Gas_Gas Boiler - High Turndown_A_Technical Potential | F8 | Industrial | Stone, Clay, and Glass | New | Process | Natural Gas | Gas Boiler - High Turndown | A | Incremental Summer Peak Savings (MW) | Technical Potential | 0 | 0 | 0 | 0 | 0 | 0 | 0 | 0 | 0 | 0 | 0 | 0 | 0 | 0 | 0 | 0 | 0 | 0 | 0 | 0 | 0 | 0
F9_Industrial_Stone, Clay, and Glass_New_Process_Natural Gas_Gas Boiler - High Turndown_A_Technical Potential | F9 | Industrial | Stone, Clay, and Glass | New | Process | Natural Gas | Gas Boiler - High Turndown | A | Incremental Winter Peak Savings (MW) | Technical Potential | 0 | 0 | 0 | 0 | 0 | 0 | 0 | 0 | 0 | 0 | 0 | 0 | 0 | 0 | 0 | 0 | 0 | 0 | 0 | 0 | 0 | 0
F10_Industrial_Stone, Clay, and Glass_New_Process_Natural Gas_Gas Boiler - High Turndown_A_Technical Potential | F10 | Industrial | Stone, Clay, and Glass | New | Process | Natural Gas | Gas Boiler - High Turndown | A | Cumulative Energy Savings (MWh or mTherms) | Technical Potential | 0 | 0 | 0.0017759 | 0.0048751 | 0.0092945 | 0.015193 | 0.021984 | 0.029026 | 0.035395 | 0.041152 | 0.046152 | 0.050515 | 0.054291 | 0.057578 | 0.060352 | 0.062712 | 0.064712 | 0.064712 | 0.064712 | 0.064712 | 0.064712 | 0.064712
F11_Industrial_Stone, Clay, and Glass_New_Process_Natural Gas_Gas Boiler - High Turndown_A_Technical Potential | F11 | Industrial | Stone, Clay, and Glass | New | Process | Natural Gas | Gas Boiler - High Turndown | A | Cumulative Summer Peak Savings (MW) | Technical Potential | 0 | 0 | 0 | 0 | 0 | 0 | 0 | 0 | 0 | 0 | 0 | 0 | 0 | 0 | 0 | 0 | 0 | 0 | 0 | 0 | 0 | 0
F12_Industrial_Stone, Clay, and Glass_New_Process_Natural Gas_Gas Boiler - High Turndown_A_Technical Potential | F12 | Industrial | Stone, Clay, and Glass | New | Process | Natural Gas | Gas Boiler - High Turndown | A | Cumulative Winter Peak Savings (MW) | Technical Potential | 0 | 0 | 0 | 0 | 0 | 0 | 0 | 0 | 0 | 0 | 0 | 0 | 0 | 0 | 0 | 0 | 0 | 0 | 0 | 0 | 0 | 0
F13_Industrial_Stone, Clay, and Glass_New_Process_Natural Gas_Gas Boiler - High Turndown_A_Technical Potential | F13 | Industrial | Stone, Clay, and Glass | New | Process | Natural Gas | Gas Boiler - High Turndown | A | Purchases (Incremental) | Technical Potential | 0 | 0 | 0.30937 | 0.5399 | 0.76987 | 1.0276 | 1.1829 | 1.2268 | 1.1095 | 1.0029 | 0.87102 | 0.76002 | 0.65791 | 0.57263 | 0.48324 | 0.41104 | 0.34837 | 0.30937 | 0.5399 | 0.76987 | 1.0276 | 1.1829
F14_Industrial_Stone, Clay, and Glass_New_Process_Natural Gas_Gas Boiler - High Turndown_A_Technical Potential | F14 | Industrial | Stone, Clay, and Glass | New | Process | Natural Gas | Gas Boiler - High Turndown | A | Purchases (Cumulative) | Technical Potential | 0 | 0 | 0.30937 | 0.84927 | 1.6191 | 2.6468 | 3.8296 | 5.0564 | 6.1659 | 7.1688 | 8.0399 | 8.7999 | 9.4578 | 10.0304 | 10.5137 | 10.9247 | 11.2731 | 11.2731 | 11.2731 | 11.2731 | 11.2731 | 11.2731
F1_Industrial_Stone, Clay, and Glass_New_Space Heating_Natural Gas_Gas Boiler - Burner Control Optimization_A_Technical Potential | F1 | Industrial | Stone, Clay, and Glass | New | Space Heating | Natural Gas | Gas Boiler - Burner Control Optimization | A | Original Unit Energy Savings (kWh or therms) | Technical Potential | 0 | 0 | 2.6824 | 2.6824 | 2.6824 | 2.6824 | 2.6824 | 2.6824 | 2.6824 | 2.6824 | 2.6824 | 2.6824 | 2.6824 | 2.6824 | 2.6824 | 2.6824 | 2.6824 | 2.6824 | 2.6824 | 2.6824 | 2.6824 | 2.6824
F2_Industrial_Stone, Clay, and Glass_New_Space Heating_Natural Gas_Gas Boiler - Burner Control Optimization_A_Technical Potential | F2 | Industrial | Stone, Clay, and Glass | New | Space Heating | Natural Gas | Gas Boiler - Burner Control Optimization | A | Original Unit Summer Peak Savings (kW) | Technical Potential | 0 | 0 | 0 | 0 | 0 | 0 | 0 | 0 | 0 | 0 | 0 | 0 | 0 | 0 | 0 | 0 | 0 | 0 | 0 | 0 | 0 | 0
F3_Industrial_Stone, Clay, and Glass_New_Space Heating_Natural Gas_Gas Boiler - Burner Control Optimization_A_Technical Potential | F3 | Industrial | Stone, Clay, and Glass | New | Space Heating | Natural Gas | Gas Boiler - Burner Control Optimization | A | Original Unit Winter Peak Savings (kW) | Technical Potential | 0 | 0 | 0 | 0 | 0 | 0 | 0 | 0 | 0 | 0 | 0 | 0 | 0 | 0 | 0 | 0 | 0 | 0 | 0 | 0 | 0 | 0
F4_Industrial_Stone, Clay, and Glass_New_Space Heating_Natural Gas_Gas Boiler - Burner Control Optimization_A_Technical Potential | F4 | Industrial | Stone, Clay, and Glass | New | Space Heating | Natural Gas | Gas Boiler - Burner Control Optimization | A | Standalone Impact on Baseline Energy (%) | Technical Potential | 0% | 0% | 0.0003914% | 0.0008395% | 0.001819% | 0.003516% | 0.006405% | 0.01025% | 0.01503% | 0.02027% | 0.02617% | 0.03149% | 0.0361% | 0.03931% | 0.04231% | 0.04371% | 0.04415% | 0.04347% | 0.04313% | 0.04201% | 0.04071% | 0.03931%
F5_Industrial_Stone, Clay, and Glass_New_Space Heating_Natural Gas_Gas Boiler - Burner Control Optimization_A_Technical Potential | F5 | Industrial | Stone, Clay, and Glass | New | Space Heating | Natural Gas | Gas Boiler - Burner Control Optimization | A | Standalone Impact on Baseline Summer Peak (%) | Technical Potential | bar: 2019 to 2040
F6_Industrial_Stone, Clay, and Glass_New_Space Heating_Natural Gas_Gas Boiler - Burner Control Optimization_A_Technical Potential | F6 | Industrial | Stone, Clay, and Glass | New | Space Heating | Natural Gas | Gas Boiler - Burner Control Optimization | A | Standalone Impact on Baseline Winter Peak (%) | Technical Potential | bar: 2019 to 2040
F7_Industrial_Stone, Clay, and Glass_New_Space Heating_Natural Gas_Gas Boiler - Burner Control Optimization_A_Technical Potential | F7 | Industrial | Stone, Clay, and Glass | New | Space Heating | Natural Gas | Gas Boiler - Burner Control Optimization | A | Incremental Energy Savings (MWh or mTherms) | Technical Potential | 0 | 0 | 2.0191e-05 | 5.5388e-05 | 0.00015796 | 0.00036898 | 0.00066068 | 0.0010659 | 0.0015336 | 0.0020216 | 0.0023635 | 0.0025779 | 0.0026035 | 0.0024785 | 0.0021531 | 0.0017805 | 0.0013899 | 0.0010365 | 0.00071896 | 0.00047946 | 0.00030483 | 0.00021517
F8_Industrial_Stone, Clay, and Glass_New_Space Heating_Natural Gas_Gas Boiler - Burner Control Optimization_A_Technical Potential | F8 | Industrial | Stone, Clay, and Glass | New | Space Heating | Natural Gas | Gas Boiler - Burner Control Optimization | A | Incremental Summer Peak Savings (MW) | Technical Potential | 0 | 0 | 0 | 0 | 0 | 0 | 0 | 0 | 0 | 0 | 0 | 0 | 0 | 0 | 0 | 0 | 0 | 0 | 0 | 0 | 0 | 0
F9_Industrial_Stone, Clay, and Glass_New_Space Heating_Natural Gas_Gas Boiler - Burner Control Optimization_A_Technical Potential | F9 | Industrial | Stone, Clay, and Glass | New | Space Heating | Natural Gas | Gas Boiler - Burner Control Optimization | A | Incremental Winter Peak Savings (MW) | Technical Potential | 0 | 0 | 0 | 0 | 0 | 0 | 0 | 0 | 0 | 0 | 0 | 0 | 0 | 0 | 0 | 0 | 0 | 0 | 0 | 0 | 0 | 0
F10_Industrial_Stone, Clay, and Glass_New_Space Heating_Natural Gas_Gas Boiler - Burner Control Optimization_A_Technical Potential | F10 | Industrial | Stone, Clay, and Glass | New | Space Heating | Natural Gas | Gas Boiler - Burner Control Optimization | A | Cumulative Energy Savings (MWh or mTherms) | Technical Potential | 0 | 0 | 2.0191e-05 | 7.5579e-05 | 0.00023354 | 0.00060252 | 0.0012632 | 0.0023291 | 0.0038627 | 0.0058844 | 0.0082479 | 0.010826 | 0.013429 | 0.015908 | 0.018061 | 0.019841 | 0.021231 | 0.022268 | 0.022987 | 0.023466 | 0.023751 | 0.023911
F11_Industrial_Stone, Clay, and Glass_New_Space Heating_Natural Gas_Gas Boiler - Burner Control Optimization_A_Technical Potential | F11 | Industrial | Stone, Clay, and Glass | New | Space Heating | Natural Gas | Gas Boiler - Burner Control Optimization | A | Cumulative Summer Peak Savings (MW) | Technical Potential | 0 | 0 | 0 | 0 | 0 | 0 | 0 | 0 | 0 | 0 | 0 | 0 | 0 | 0 | 0 | 0 | 0 | 0 | 0 | 0 | 0 | 0
F12_Industrial_Stone, Clay, and Glass_New_Space Heating_Natural Gas_Gas Boiler - Burner Control Optimization_A_Technical Potential | F12 | Industrial | Stone, Clay, and Glass | New | Space Heating | Natural Gas | Gas Boiler - Burner Control Optimization | A | Cumulative Winter Peak Savings (MW) | Technical Potential | 0 | 0 | 0 | 0 | 0 | 0 | 0 | 0 | 0 | 0 | 0 | 0 | 0 | 0 | 0 | 0 | 0 | 0 | 0 | 0 | 0 | 0
F13_Industrial_Stone, Clay, and Glass_New_Space Heating_Natural Gas_Gas Boiler - Burner Control Optimization_A_Technical Potential | F13 | Industrial | Stone, Clay, and Glass | New | Space Heating | Natural Gas | Gas Boiler - Burner Control Optimization | A | Purchases (Incremental) | Technical Potential | 0 | 0 | 0.0075271 | 0.020649 | 0.058888 | 0.13756 | 0.2463 | 0.39736 | 0.57174 | 0.75367 | 0.88113 | 0.96106 | 0.97059 | 0.92398 | 0.80268 | 0.66378 | 0.51816 | 0.3864 | 0.26803 | 0.17874 | 0.11364 | 0.080214
F14_Industrial_Stone, Clay, and Glass_New_Space Heating_Natural Gas_Gas Boiler - Burner Control Optimization_A_Technical Potential | F14 | Industrial | Stone, Clay, and Glass | New | Space Heating | Natural Gas | Gas Boiler - Burner Control Optimization | A | Purchases (Cumulative) | Technical Potential | 0 | 0 | 0.0075271 | 0.028176 | 0.087064 | 0.22462 | 0.47092 | 0.86828 | 1.44 | 2.1937 | 3.0748 | 4.0359 | 5.0065 | 5.9305 | 6.7331 | 7.3969 | 7.9151 | 8.3015 | 8.5695 | 8.7482 | 8.8544 | 8.9139
F1_Industrial_Stone, Clay, and Glass_New_Process_Natural Gas_Gas Boiler - Burner Control Optimization_A_Technical Potential | F1 | Industrial | Stone, Clay, and Glass | New | Process | Natural Gas | Gas Boiler - Burner Control Optimization | A | Original Unit Energy Savings (kWh or therms) | Technical Potential | 0 | 0 | 1.6647 | 1.6647 | 1.6647 | 1.6647 | 1.6647 | 1.6647 | 1.6647 | 1.6647 | 1.6647 | 1.6647 | 1.6647 | 1.6647 | 1.6647 | 1.6647 | 1.6647 | 1.6647 | 1.6647 | 1.6647 | 1.6647 | 1.6647
F2_Industrial_Stone, Clay, and Glass_New_Process_Natural Gas_Gas Boiler - Burner Control Optimization_A_Technical Potential | F2 | Industrial | Stone, Clay, and Glass | New | Process | Natural Gas | Gas Boiler - Burner Control Optimization | A | Original Unit Summer Peak Savings (kW) | Technical Potential | 0 | 0 | 0 | 0 | 0 | 0 | 0 | 0 | 0 | 0 | 0 | 0 | 0 | 0 | 0 | 0 | 0 | 0 | 0 | 0 | 0 | 0
F3_Industrial_Stone, Clay, and Glass_New_Process_Natural Gas_Gas Boiler - Burner Control Optimization_A_Technical Potential | F3 | Industrial | Stone, Clay, and Glass | New | Process | Natural Gas | Gas Boiler - Burner Control Optimization | A | Original Unit Winter Peak Savings (kW) | Technical Potential | 0 | 0 | 0 | 0 | 0 | 0 | 0 | 0 | 0 | 0 | 0 | 0 | 0 | 0 | 0 | 0 | 0 | 0 | 0 | 0 | 0 | 0
F4_Industrial_Stone, Clay, and Glass_New_Process_Natural Gas_Gas Boiler - Burner Control Optimization_A_Technical Potential | F4 | Industrial | Stone, Clay, and Glass | New | Process | Natural Gas | Gas Boiler - Burner Control Optimization | A | Standalone Impact on Baseline Energy (%) | Technical Potential | 0% | 0% | 0.0001308% | 0.0002806% | 0.0006081% | 0.001175% | 0.002141% | 0.003425% | 0.005025% | 0.006775% | 0.008747% | 0.01053% | 0.01207% | 0.01314% | 0.01414% | 0.01461% | 0.01476% | 0.01453% | 0.01442% | 0.01404% | 0.01361% | 0.01314%
F5_Industrial_Stone, Clay, and Glass_New_Process_Natural Gas_Gas Boiler - Burner Control Optimization_A_Technical Potential | F5 | Industrial | Stone, Clay, and Glass | New | Process | Natural Gas | Gas Boiler - Burner Control Optimization | A | Standalone Impact on Baseline Summer Peak (%) | Technical Potential | bar: 2019 to 2040
F6_Industrial_Stone, Clay, and Glass_New_Process_Natural Gas_Gas Boiler - Burner Control Optimization_A_Technical Potential | F6 | Industrial | Stone, Clay, and Glass | New | Process | Natural Gas | Gas Boiler - Burner Control Optimization | A | Standalone Impact on Baseline Winter Peak (%) | Technical Potential | bar: 2019 to 2040
F7_Industrial_Stone, Clay, and Glass_New_Process_Natural Gas_Gas Boiler - Burner Control Optimization_A_Technical Potential | F7 | Industrial | Stone, Clay, and Glass | New | Process | Natural Gas | Gas Boiler - Burner Control Optimization | A | Incremental Energy Savings (MWh or mTherms) | Technical Potential | 0 | 0 | 0.00013892 | 0.00038111 | 0.0010869 | 0.0025389 | 0.0045459 | 0.0073339 | 0.010552 | 0.01391 | 0.016263 | 0.017738 | 0.017914 | 0.017054 | 0.014815 | 0.012251 | 0.0095636 | 0.0071317 | 0.0049469 | 0.003299 | 0.0020974 | 0.0014805
F8_Industrial_Stone, Clay, and Glass_New_Process_Natural Gas_Gas Boiler - Burner Control Optimization_A_Technical Potential | F8 | Industrial | Stone, Clay, and Glass | New | Process | Natural Gas | Gas Boiler - Burner Control Optimization | A | Incremental Summer Peak Savings (MW) | Technical Potential | 0 | 0 | 0 | 0 | 0 | 0 | 0 | 0 | 0 | 0 | 0 | 0 | 0 | 0 | 0 | 0 | 0 | 0 | 0 | 0 | 0 | 0
F9_Industrial_Stone, Clay, and Glass_New_Process_Natural Gas_Gas Boiler - Burner Control Optimization_A_Technical Potential | F9 | Industrial | Stone, Clay, and Glass | New | Process | Natural Gas | Gas Boiler - Burner Control Optimization | A | Incremental Winter Peak Savings (MW) | Technical Potential | 0 | 0 | 0 | 0 | 0 | 0 | 0 | 0 | 0 | 0 | 0 | 0 | 0 | 0 | 0 | 0 | 0 | 0 | 0 | 0 | 0 | 0
F10_Industrial_Stone, Clay, and Glass_New_Process_Natural Gas_Gas Boiler - Burner Control Optimization_A_Technical Potential | F10 | Industrial | Stone, Clay, and Glass | New | Process | Natural Gas | Gas Boiler - Burner Control Optimization | A | Cumulative Energy Savings (MWh or mTherms) | Technical Potential | 0 | 0 | 0.00013892 | 0.00052003 | 0.0016069 | 0.0041458 | 0.0086917 | 0.016026 | 0.026578 | 0.040488 | 0.056751 | 0.074489 | 0.092403 | 0.10946 | 0.12427 | 0.13652 | 0.14609 | 0.15322 | 0.15816 | 0.16146 | 0.16342 | 0.16452
F11_Industrial_Stone, Clay, and Glass_New_Process_Natural Gas_Gas Boiler - Burner Control Optimization_A_Technical Potential | F11 | Industrial | Stone, Clay, and Glass | New | Process | Natural Gas | Gas Boiler - Burner Control Optimization | A | Cumulative Summer Peak Savings (MW) | Technical Potential | 0 | 0 | 0 | 0 | 0 | 0 | 0 | 0 | 0 | 0 | 0 | 0 | 0 | 0 | 0 | 0 | 0 | 0 | 0 | 0 | 0 | 0
F12_Industrial_Stone, Clay, and Glass_New_Process_Natural Gas_Gas Boiler - Burner Control Optimization_A_Technical Potential | F12 | Industrial | Stone, Clay, and Glass | New | Process | Natural Gas | Gas Boiler - Burner Control Optimization | A | Cumulative Winter Peak Savings (MW) | Technical Potential | 0 | 0 | 0 | 0 | 0 | 0 | 0 | 0 | 0 | 0 | 0 | 0 | 0 | 0 | 0 | 0 | 0 | 0 | 0 | 0 | 0 | 0
F13_Industrial_Stone, Clay, and Glass_New_Process_Natural Gas_Gas Boiler - Burner Control Optimization_A_Technical Potential | F13 | Industrial | Stone, Clay, and Glass | New | Process | Natural Gas | Gas Boiler - Burner Control Optimization | A | Purchases (Incremental) | Technical Potential | 0 | 0 | 0.083453 | 0.22893 | 0.6529 | 1.5251 | 2.7308 | 4.4055 | 6.339 | 8.356 | 9.7692 | 10.6553 | 10.761 | 10.2442 | 8.8994 | 7.3594 | 5.7449 | 4.284 | 2.9716 | 1.9817 | 1.26 | 0.88934
F14_Industrial_Stone, Clay, and Glass_New_Process_Natural Gas_Gas Boiler - Burner Control Optimization_A_Technical Potential | F14 | Industrial | Stone, Clay, and Glass | New | Process | Natural Gas | Gas Boiler - Burner Control Optimization | A | Purchases (Cumulative) | Technical Potential | 0 | 0 | 0.083453 | 0.31239 | 0.96528 | 2.4904 | 5.2212 | 9.6267 | 15.9656 | 24.3216 | 34.0908 | 44.7461 | 55.5071 | 65.7513 | 74.6506 | 82.01 | 87.7549 | 92.039 | 95.0106 | 96.9923 | 98.1688 | 98.8292
F1_Industrial_Stone, Clay, and Glass_New_Space Heating_Natural Gas_HVAC - Demand Controlled Ventilation_A_Technical Potential | F1 | Industrial | Stone, Clay, and Glass | New | Space Heating | Natural Gas | HVAC - Demand Controlled Ventilation | A | Original Unit Energy Savings (kWh or therms) | Technical Potential | 0 | 0 | 0.067787 | 0.067787 | 0.067787 | 0.067787 | 0.067787 | 0.067787 | 0.067787 | 0.067787 | 0.067787 | 0.067787 | 0.067787 | 0.067787 | 0.067787 | 0.067787 | 0.067787 | 0.067787 | 0.067787 | 0.067787 | 0.067787 | 0.067787
F2_Industrial_Stone, Clay, and Glass_New_Space Heating_Natural Gas_HVAC - Demand Controlled Ventilation_A_Technical Potential | F2 | Industrial | Stone, Clay, and Glass | New | Space Heating | Natural Gas | HVAC - Demand Controlled Ventilation | A | Original Unit Summer Peak Savings (kW) | Technical Potential | 0 | 0 | 0 | 0 | 0 | 0 | 0 | 0 | 0 | 0 | 0 | 0 | 0 | 0 | 0 | 0 | 0 | 0 | 0 | 0 | 0 | 0
F3_Industrial_Stone, Clay, and Glass_New_Space Heating_Natural Gas_HVAC - Demand Controlled Ventilation_A_Technical Potential | F3 | Industrial | Stone, Clay, and Glass | New | Space Heating | Natural Gas | HVAC - Demand Controlled Ventilation | A | Original Unit Winter Peak Savings (kW) | Technical Potential | 0 | 0 | 0 | 0 | 0 | 0 | 0 | 0 | 0 | 0 | 0 | 0 | 0 | 0 | 0 | 0 | 0 | 0 | 0 | 0 | 0 | 0
F4_Industrial_Stone, Clay, and Glass_New_Space Heating_Natural Gas_HVAC - Demand Controlled Ventilation_A_Technical Potential | F4 | Industrial | Stone, Clay, and Glass | New | Space Heating | Natural Gas | HVAC - Demand Controlled Ventilation | A | Standalone Impact on Baseline Energy (%) | Technical Potential | 0% | 0% | 0.04659% | 0.07329% | 0.09798% | 0.12% | 0.1508% | 0.1775% | 0.2036% | 0.2268% | 0.2555% | 0.2808% | 0.3061% | 0.328% | 0.3575% | 0.3828% | 0.4079% | 0.4248% | 0.447% | 0.4624% | 0.4756% | 0.4877%
F5_Industrial_Stone, Clay, and Glass_New_Space Heating_Natural Gas_HVAC - Demand Controlled Ventilation_A_Technical Potential | F5 | Industrial | Stone, Clay, and Glass | New | Space Heating | Natural Gas | HVAC - Demand Controlled Ventilation | A | Standalone Impact on Baseline Summer Peak (%) | Technical Potential | bar: 2019 to 2040
F6_Industrial_Stone, Clay, and Glass_New_Space Heating_Natural Gas_HVAC - Demand Controlled Ventilation_A_Technical Potential | F6 | Industrial | Stone, Clay, and Glass | New | Space Heating | Natural Gas | HVAC - Demand Controlled Ventilation | A | Standalone Impact on Baseline Winter Peak (%) | Technical Potential | bar: 2019 to 2040
F7_Industrial_Stone, Clay, and Glass_New_Space Heating_Natural Gas_HVAC - Demand Controlled Ventilation_A_Technical Potential | F7 | Industrial | Stone, Clay, and Glass | New | Space Heating | Natural Gas | HVAC - Demand Controlled Ventilation | A | Incremental Energy Savings (MWh or mTherms) | Technical Potential | 0 | 0 | 0.0024033 | 0.0041942 | 0.0059807 | 0.0079831 | 0.0091891 | 0.010589 | 0.011971 | 0.013526 | 0.014684 | 0.016016 | 0.01733 | 0.018855 | 0.01989 | 0.021147 | 0.022404 | 0.023867 | 0.024833 | 0.026024 | 0.027182 | 0.028337
F8_Industrial_Stone, Clay, and Glass_New_Space Heating_Natural Gas_HVAC - Demand Controlled Ventilation_A_Technical Potential | F8 | Industrial | Stone, Clay, and Glass | New | Space Heating | Natural Gas | HVAC - Demand Controlled Ventilation | A | Incremental Summer Peak Savings (MW) | Technical Potential | 0 | 0 | 0 | 0 | 0 | 0 | 0 | 0 | 0 | 0 | 0 | 0 | 0 | 0 | 0 | 0 | 0 | 0 | 0 | 0 | 0 | 0
F9_Industrial_Stone, Clay, and Glass_New_Space Heating_Natural Gas_HVAC - Demand Controlled Ventilation_A_Technical Potential | F9 | Industrial | Stone, Clay, and Glass | New | Space Heating | Natural Gas | HVAC - Demand Controlled Ventilation | A | Incremental Winter Peak Savings (MW) | Technical Potential | 0 | 0 | 0 | 0 | 0 | 0 | 0 | 0 | 0 | 0 | 0 | 0 | 0 | 0 | 0 | 0 | 0 | 0 | 0 | 0 | 0 | 0
F10_Industrial_Stone, Clay, and Glass_New_Space Heating_Natural Gas_HVAC - Demand Controlled Ventilation_A_Technical Potential | F10 | Industrial | Stone, Clay, and Glass | New | Space Heating | Natural Gas | HVAC - Demand Controlled Ventilation | A | Cumulative Energy Savings (MWh or mTherms) | Technical Potential | 0 | 0 | 0.0024033 | 0.0065975 | 0.012578 | 0.020561 | 0.02975 | 0.040339 | 0.052311 | 0.065837 | 0.080521 | 0.096537 | 0.11387 | 0.13272 | 0.15261 | 0.17376 | 0.19616 | 0.21763 | 0.23827 | 0.25831 | 0.27751 | 0.29665
F11_Industrial_Stone, Clay, and Glass_New_Space Heating_Natural Gas_HVAC - Demand Controlled Ventilation_A_Technical Potential | F11 | Industrial | Stone, Clay, and Glass | New | Space Heating | Natural Gas | HVAC - Demand Controlled Ventilation | A | Cumulative Summer Peak Savings (MW) | Technical Potential | 0 | 0 | 0 | 0 | 0 | 0 | 0 | 0 | 0 | 0 | 0 | 0 | 0 | 0 | 0 | 0 | 0 | 0 | 0 | 0 | 0 | 0
F12_Industrial_Stone, Clay, and Glass_New_Space Heating_Natural Gas_HVAC - Demand Controlled Ventilation_A_Technical Potential | F12 | Industrial | Stone, Clay, and Glass | New | Space Heating | Natural Gas | HVAC - Demand Controlled Ventilation | A | Cumulative Winter Peak Savings (MW) | Technical Potential | 0 | 0 | 0 | 0 | 0 | 0 | 0 | 0 | 0 | 0 | 0 | 0 | 0 | 0 | 0 | 0 | 0 | 0 | 0 | 0 | 0 | 0
F13_Industrial_Stone, Clay, and Glass_New_Space Heating_Natural Gas_HVAC - Demand Controlled Ventilation_A_Technical Potential | F13 | Industrial | Stone, Clay, and Glass | New | Space Heating | Natural Gas | HVAC - Demand Controlled Ventilation | A | Purchases (Incremental) | Technical Potential | 0 | 0 | 35.4537 | 61.8735 | 88.2284 | 117.768 | 135.558 | 156.2098 | 176.6014 | 199.5387 | 216.6223 | 236.2708 | 255.6587 | 278.1492 | 293.4136 | 311.9653 | 330.503 | 352.0834 | 366.3379 | 383.9027 | 400.9892 | 418.0253
F14_Industrial_Stone, Clay, and Glass_New_Space Heating_Natural Gas_HVAC - Demand Controlled Ventilation_A_Technical Potential | F14 | Industrial | Stone, Clay, and Glass | New | Space Heating | Natural Gas | HVAC - Demand Controlled Ventilation | A | Purchases (Cumulative) | Technical Potential | 0 | 0 | 35.4537 | 97.3272 | 185.5556 | 303.3236 | 438.8817 | 595.0915 | 771.6929 | 971.2316 | 1187.8539 | 1424.1248 | 1679.7835 | 1957.9327 | 2251.3462 | 2563.3116 | 2893.8146 | 3210.4442 | 3514.9086 | 3810.583 | 4093.8042 | 4376.2714
F1_Industrial_Stone, Clay, and Glass_New_Space Heating_Natural Gas_Gas Boiler - Stack Economizer_A_Technical Potential | F1 | Industrial | Stone, Clay, and Glass | New | Space Heating | Natural Gas | Gas Boiler - Stack Economizer | A | Original Unit Energy Savings (kWh or therms) | Technical Potential | 0 | 0 | 6.7522 | 6.7522 | 6.7522 | 6.7522 | 6.7522 | 6.7522 | 6.7522 | 6.7522 | 6.7522 | 6.7522 | 6.7522 | 6.7522 | 6.7522 | 6.7522 | 6.7522 | 6.7522 | 6.7522 | 6.7522 | 6.7522 | 6.7522
F2_Industrial_Stone, Clay, and Glass_New_Space Heating_Natural Gas_Gas Boiler - Stack Economizer_A_Technical Potential | F2 | Industrial | Stone, Clay, and Glass | New | Space Heating | Natural Gas | Gas Boiler - Stack Economizer | A | Original Unit Summer Peak Savings (kW) | Technical Potential | 0 | 0 | 0 | 0 | 0 | 0 | 0 | 0 | 0 | 0 | 0 | 0 | 0 | 0 | 0 | 0 | 0 | 0 | 0 | 0 | 0 | 0
F3_Industrial_Stone, Clay, and Glass_New_Space Heating_Natural Gas_Gas Boiler - Stack Economizer_A_Technical Potential | F3 | Industrial | Stone, Clay, and Glass | New | Space Heating | Natural Gas | Gas Boiler - Stack Economizer | A | Original Unit Winter Peak Savings (kW) | Technical Potential | 0 | 0 | 0 | 0 | 0 | 0 | 0 | 0 | 0 | 0 | 0 | 0 | 0 | 0 | 0 | 0 | 0 | 0 | 0 | 0 | 0 | 0
F4_Industrial_Stone, Clay, and Glass_New_Space Heating_Natural Gas_Gas Boiler - Stack Economizer_A_Technical Potential | F4 | Industrial | Stone, Clay, and Glass | New | Space Heating | Natural Gas | Gas Boiler - Stack Economizer | A | Standalone Impact on Baseline Energy (%) | Technical Potential | 0% | 0% | 0.00974% | 0.01532% | 0.02048% | 0.02509% | 0.03153% | 0.03613% | 0.03897% | 0.0401% | 0.04143% | 0.04157% | 0.04129% | 0.04025% | 0.04% | 0.03909% | 0.03807% | 0.03574% | 0.03435% | 0.03278% | 0.03138% | 0.0301%
F5_Industrial_Stone, Clay, and Glass_New_Space Heating_Natural Gas_Gas Boiler - Stack Economizer_A_Technical Potential | F5 | Industrial | Stone, Clay, and Glass | New | Space Heating | Natural Gas | Gas Boiler - Stack Economizer | A | Standalone Impact on Baseline Summer Peak (%) | Technical Potential | bar: 2019 to 2040
F6_Industrial_Stone, Clay, and Glass_New_Space Heating_Natural Gas_Gas Boiler - Stack Economizer_A_Technical Potential | F6 | Industrial | Stone, Clay, and Glass | New | Space Heating | Natural Gas | Gas Boiler - Stack Economizer | A | Standalone Impact on Baseline Winter Peak (%) | Technical Potential | bar: 2019 to 2040
F7_Industrial_Stone, Clay, and Glass_New_Space Heating_Natural Gas_Gas Boiler - Stack Economizer_A_Technical Potential | F7 | Industrial | Stone, Clay, and Glass | New | Space Heating | Natural Gas | Gas Boiler - Stack Economizer | A | Incremental Energy Savings (MWh or mTherms) | Technical Potential | 0 | 0 | 0.00050243 | 0.00087683 | 0.0012503 | 0.0016689 | 0.001921 | 0.0019923 | 0.0018019 | 0.0016288 | 0.0014146 | 0.0012343 | 0.0010685 | 0.00092997 | 0.00078481 | 0.00066754 | 0.00056577 | 0.00050243 | 0.00087683 | 0.0012503 | 0.0016689 | 0.001921
F8_Industrial_Stone, Clay, and Glass_New_Space Heating_Natural Gas_Gas Boiler - Stack Economizer_A_Technical Potential | F8 | Industrial | Stone, Clay, and Glass | New | Space Heating | Natural Gas | Gas Boiler - Stack Economizer | A | Incremental Summer Peak Savings (MW) | Technical Potential | 0 | 0 | 0 | 0 | 0 | 0 | 0 | 0 | 0 | 0 | 0 | 0 | 0 | 0 | 0 | 0 | 0 | 0 | 0 | 0 | 0 | 0
F9_Industrial_Stone, Clay, and Glass_New_Space Heating_Natural Gas_Gas Boiler - Stack Economizer_A_Technical Potential | F9 | Industrial | Stone, Clay, and Glass | New | Space Heating | Natural Gas | Gas Boiler - Stack Economizer | A | Incremental Winter Peak Savings (MW) | Technical Potential | 0 | 0 | 0 | 0 | 0 | 0 | 0 | 0 | 0 | 0 | 0 | 0 | 0 | 0 | 0 | 0 | 0 | 0 | 0 | 0 | 0 | 0
F10_Industrial_Stone, Clay, and Glass_New_Space Heating_Natural Gas_Gas Boiler - Stack Economizer_A_Technical Potential | F10 | Industrial | Stone, Clay, and Glass | New | Space Heating | Natural Gas | Gas Boiler - Stack Economizer | A | Cumulative Energy Savings (MWh or mTherms) | Technical Potential | 0 | 0 | 0.00050243 | 0.0013793 | 0.0026296 | 0.0042985 | 0.0062195 | 0.0082119 | 0.010014 | 0.011643 | 0.013057 | 0.014291 | 0.01536 | 0.01629 | 0.017075 | 0.017742 | 0.018308 | 0.018308 | 0.018308 | 0.018308 | 0.018308 | 0.018308
F11_Industrial_Stone, Clay, and Glass_New_Space Heating_Natural Gas_Gas Boiler - Stack Economizer_A_Technical Potential | F11 | Industrial | Stone, Clay, and Glass | New | Space Heating | Natural Gas | Gas Boiler - Stack Economizer | A | Cumulative Summer Peak Savings (MW) | Technical Potential | 0 | 0 | 0 | 0 | 0 | 0 | 0 | 0 | 0 | 0 | 0 | 0 | 0 | 0 | 0 | 0 | 0 | 0 | 0 | 0 | 0 | 0
F12_Industrial_Stone, Clay, and Glass_New_Space Heating_Natural Gas_Gas Boiler - Stack Economizer_A_Technical Potential | F12 | Industrial | Stone, Clay, and Glass | New | Space Heating | Natural Gas | Gas Boiler - Stack Economizer | A | Cumulative Winter Peak Savings (MW) | Technical Potential | 0 | 0 | 0 | 0 | 0 | 0 | 0 | 0 | 0 | 0 | 0 | 0 | 0 | 0 | 0 | 0 | 0 | 0 | 0 | 0 | 0 | 0
F13_Industrial_Stone, Clay, and Glass_New_Space Heating_Natural Gas_Gas Boiler - Stack Economizer_A_Technical Potential | F13 | Industrial | Stone, Clay, and Glass | New | Space Heating | Natural Gas | Gas Boiler - Stack Economizer | A | Purchases (Incremental) | Technical Potential | 0 | 0 | 0.074409 | 0.12986 | 0.18517 | 0.24717 | 0.2845 | 0.29506 | 0.26686 | 0.24122 | 0.2095 | 0.1828 | 0.15824 | 0.13773 | 0.11623 | 0.098863 | 0.08379 | 0.074409 | 0.12986 | 0.18517 | 0.24717 | 0.2845
F14_Industrial_Stone, Clay, and Glass_New_Space Heating_Natural Gas_Gas Boiler - Stack Economizer_A_Technical Potential | F14 | Industrial | Stone, Clay, and Glass | New | Space Heating | Natural Gas | Gas Boiler - Stack Economizer | A | Purchases (Cumulative) | Technical Potential | 0 | 0 | 0.074409 | 0.20427 | 0.38944 | 0.6366 | 0.92111 | 1.2162 | 1.483 | 1.7243 | 1.9338 | 2.1166 | 2.2748 | 2.4125 | 2.5288 | 2.6276 | 2.7114 | 2.7114 | 2.7114 | 2.7114 | 2.7114 | 2.7114
F1_Industrial_Stone, Clay, and Glass_New_Process_Natural Gas_Gas Boiler - Stack Economizer_A_Technical Potential | F1 | Industrial | Stone, Clay, and Glass | New | Process | Natural Gas | Gas Boiler - Stack Economizer | A | Original Unit Energy Savings (kWh or therms) | Technical Potential | 0 | 0 | 5.5108 | 5.5108 | 5.5108 | 5.5108 | 5.5108 | 5.5108 | 5.5108 | 5.5108 | 5.5108 | 5.5108 | 5.5108 | 5.5108 | 5.5108 | 5.5108 | 5.5108 | 5.5108 | 5.5108 | 5.5108 | 5.5108 | 5.5108
F2_Industrial_Stone, Clay, and Glass_New_Process_Natural Gas_Gas Boiler - Stack Economizer_A_Technical Potential | F2 | Industrial | Stone, Clay, and Glass | New | Process | Natural Gas | Gas Boiler - Stack Economizer | A | Original Unit Summer Peak Savings (kW) | Technical Potential | 0 | 0 | 0 | 0 | 0 | 0 | 0 | 0 | 0 | 0 | 0 | 0 | 0 | 0 | 0 | 0 | 0 | 0 | 0 | 0 | 0 | 0
F3_Industrial_Stone, Clay, and Glass_New_Process_Natural Gas_Gas Boiler - Stack Economizer_A_Technical Potential | F3 | Industrial | Stone, Clay, and Glass | New | Process | Natural Gas | Gas Boiler - Stack Economizer | A | Original Unit Winter Peak Savings (kW) | Technical Potential | 0 | 0 | 0 | 0 | 0 | 0 | 0 | 0 | 0 | 0 | 0 | 0 | 0 | 0 | 0 | 0 | 0 | 0 | 0 | 0 | 0 | 0
F4_Industrial_Stone, Clay, and Glass_New_Process_Natural Gas_Gas Boiler - Stack Economizer_A_Technical Potential | F4 | Industrial | Stone, Clay, and Glass | New | Process | Natural Gas | Gas Boiler - Stack Economizer | A | Standalone Impact on Baseline Energy (%) | Technical Potential | 0% | 0% | 0.004281% | 0.006735% | 0.009005% | 0.01103% | 0.01386% | 0.01588% | 0.01713% | 0.01763% | 0.01821% | 0.01827% | 0.01815% | 0.01769% | 0.01758% | 0.01718% | 0.01674% | 0.01571% | 0.0151% | 0.01441% | 0.01379% | 0.01323%
F5_Industrial_Stone, Clay, and Glass_New_Process_Natural Gas_Gas Boiler - Stack Economizer_A_Technical Potential | F5 | Industrial | Stone, Clay, and Glass | New | Process | Natural Gas | Gas Boiler - Stack Economizer | A | Standalone Impact on Baseline Summer Peak (%) | Technical Potential | bar: 2019 to 2040
F6_Industrial_Stone, Clay, and Glass_New_Process_Natural Gas_Gas Boiler - Stack Economizer_A_Technical Potential | F6 | Industrial | Stone, Clay, and Glass | New | Process | Natural Gas | Gas Boiler - Stack Economizer | A | Standalone Impact on Baseline Winter Peak (%) | Technical Potential | bar: 2019 to 2040
F7_Industrial_Stone, Clay, and Glass_New_Process_Natural Gas_Gas Boiler - Stack Economizer_A_Technical Potential | F7 | Industrial | Stone, Clay, and Glass | New | Process | Natural Gas | Gas Boiler - Stack Economizer | A | Incremental Energy Savings (MWh or mTherms) | Technical Potential | 0 | 0 | 0.0045462 | 0.0079341 | 0.011314 | 0.015101 | 0.017383 | 0.018028 | 0.016305 | 0.014738 | 0.0128 | 0.011169 | 0.0096682 | 0.0084149 | 0.0071014 | 0.0060403 | 0.0051194 | 0.0045462 | 0.0079341 | 0.011314 | 0.015101 | 0.017383
F8_Industrial_Stone, Clay, and Glass_New_Process_Natural Gas_Gas Boiler - Stack Economizer_A_Technical Potential | F8 | Industrial | Stone, Clay, and Glass | New | Process | Natural Gas | Gas Boiler - Stack Economizer | A | Incremental Summer Peak Savings (MW) | Technical Potential | 0 | 0 | 0 | 0 | 0 | 0 | 0 | 0 | 0 | 0 | 0 | 0 | 0 | 0 | 0 | 0 | 0 | 0 | 0 | 0 | 0 | 0
F9_Industrial_Stone, Clay, and Glass_New_Process_Natural Gas_Gas Boiler - Stack Economizer_A_Technical Potential | F9 | Industrial | Stone, Clay, and Glass | New | Process | Natural Gas | Gas Boiler - Stack Economizer | A | Incremental Winter Peak Savings (MW) | Technical Potential | 0 | 0 | 0 | 0 | 0 | 0 | 0 | 0 | 0 | 0 | 0 | 0 | 0 | 0 | 0 | 0 | 0 | 0 | 0 | 0 | 0 | 0
F10_Industrial_Stone, Clay, and Glass_New_Process_Natural Gas_Gas Boiler - Stack Economizer_A_Technical Potential | F10 | Industrial | Stone, Clay, and Glass | New | Process | Natural Gas | Gas Boiler - Stack Economizer | A | Cumulative Energy Savings (MWh or mTherms) | Technical Potential | 0 | 0 | 0.0045462 | 0.01248 | 0.023794 | 0.038895 | 0.056278 | 0.074306 | 0.090611 | 0.10535 | 0.11815 | 0.12932 | 0.13899 | 0.1474 | 0.1545 | 0.16054 | 0.16566 | 0.16566 | 0.16566 | 0.16566 | 0.16566 | 0.16566
F11_Industrial_Stone, Clay, and Glass_New_Process_Natural Gas_Gas Boiler - Stack Economizer_A_Technical Potential | F11 | Industrial | Stone, Clay, and Glass | New | Process | Natural Gas | Gas Boiler - Stack Economizer | A | Cumulative Summer Peak Savings (MW) | Technical Potential | 0 | 0 | 0 | 0 | 0 | 0 | 0 | 0 | 0 | 0 | 0 | 0 | 0 | 0 | 0 | 0 | 0 | 0 | 0 | 0 | 0 | 0
F12_Industrial_Stone, Clay, and Glass_New_Process_Natural Gas_Gas Boiler - Stack Economizer_A_Technical Potential | F12 | Industrial | Stone, Clay, and Glass | New | Process | Natural Gas | Gas Boiler - Stack Economizer | A | Cumulative Winter Peak Savings (MW) | Technical Potential | 0 | 0 | 0 | 0 | 0 | 0 | 0 | 0 | 0 | 0 | 0 | 0 | 0 | 0 | 0 | 0 | 0 | 0 | 0 | 0 | 0 | 0
F13_Industrial_Stone, Clay, and Glass_New_Process_Natural Gas_Gas Boiler - Stack Economizer_A_Technical Potential | F13 | Industrial | Stone, Clay, and Glass | New | Process | Natural Gas | Gas Boiler - Stack Economizer | A | Purchases (Incremental) | Technical Potential | 0 | 0 | 0.82498 | 1.4397 | 2.053 | 2.7404 | 3.1543 | 3.2714 | 2.9587 | 2.6744 | 2.3227 | 2.0267 | 1.7544 | 1.527 | 1.2886 | 1.0961 | 0.92898 | 0.82498 | 1.4397 | 2.053 | 2.7404 | 3.1543
F14_Industrial_Stone, Clay, and Glass_New_Process_Natural Gas_Gas Boiler - Stack Economizer_A_Technical Potential | F14 | Industrial | Stone, Clay, and Glass | New | Process | Natural Gas | Gas Boiler - Stack Economizer | A | Purchases (Cumulative) | Technical Potential | 0 | 0 | 0.82498 | 2.2647 | 4.3177 | 7.0581 | 10.2124 | 13.4838 | 16.4425 | 19.1169 | 21.4396 | 23.4664 | 25.2208 | 26.7478 | 28.0364 | 29.1325 | 30.0615 | 30.0615 | 30.0615 | 30.0615 | 30.0615 | 30.0615
F1_Industrial_Stone, Clay, and Glass_New_Space Heating_Natural Gas_Gas Furnace Tube Inserts_A_Technical Potential | F1 | Industrial | Stone, Clay, and Glass | New | Space Heating | Natural Gas | Gas Furnace Tube Inserts | A | Original Unit Energy Savings (kWh or therms) | Technical Potential | 0 | 0 | 0.077933 | 0.077933 | 0.077933 | 0.077933 | 0.077933 | 0.077933 | 0.077933 | 0.077933 | 0.077933 | 0.077933 | 0.077933 | 0.077933 | 0.077933 | 0.077933 | 0.077933 | 0.077933 | 0.077933 | 0.077933 | 0.077933 | 0.077933
F2_Industrial_Stone, Clay, and Glass_New_Space Heating_Natural Gas_Gas Furnace Tube Inserts_A_Technical Potential | F2 | Industrial | Stone, Clay, and Glass | New | Space Heating | Natural Gas | Gas Furnace Tube Inserts | A | Original Unit Summer Peak Savings (kW) | Technical Potential | 0 | 0 | 0 | 0 | 0 | 0 | 0 | 0 | 0 | 0 | 0 | 0 | 0 | 0 | 0 | 0 | 0 | 0 | 0 | 0 | 0 | 0
F3_Industrial_Stone, Clay, and Glass_New_Space Heating_Natural Gas_Gas Furnace Tube Inserts_A_Technical Potential | F3 | Industrial | Stone, Clay, and Glass | New | Space Heating | Natural Gas | Gas Furnace Tube Inserts | A | Original Unit Winter Peak Savings (kW) | Technical Potential | 0 | 0 | 0 | 0 | 0 | 0 | 0 | 0 | 0 | 0 | 0 | 0 | 0 | 0 | 0 | 0 | 0 | 0 | 0 | 0 | 0 | 0
F4_Industrial_Stone, Clay, and Glass_New_Space Heating_Natural Gas_Gas Furnace Tube Inserts_A_Technical Potential | F4 | Industrial | Stone, Clay, and Glass | New | Space Heating | Natural Gas | Gas Furnace Tube Inserts | A | Standalone Impact on Baseline Energy (%) | Technical Potential | bar: 2019 to 2040
F5_Industrial_Stone, Clay, and Glass_New_Space Heating_Natural Gas_Gas Furnace Tube Inserts_A_Technical Potential | F5 | Industrial | Stone, Clay, and Glass | New | Space Heating | Natural Gas | Gas Furnace Tube Inserts | A | Standalone Impact on Baseline Summer Peak (%) | Technical Potential | bar: 2019 to 2040
F6_Industrial_Stone, Clay, and Glass_New_Space Heating_Natural Gas_Gas Furnace Tube Inserts_A_Technical Potential | F6 | Industrial | Stone, Clay, and Glass | New | Space Heating | Natural Gas | Gas Furnace Tube Inserts | A | Standalone Impact on Baseline Winter Peak (%) | Technical Potential | bar: 2019 to 2040
F7_Industrial_Stone, Clay, and Glass_New_Space Heating_Natural Gas_Gas Furnace Tube Inserts_A_Technical Potential | F7 | Industrial | Stone, Clay, and Glass | New | Space Heating | Natural Gas | Gas Furnace Tube Inserts | A | Incremental Energy Savings (MWh or mTherms) | Technical Potential | 0 | 0 | 0 | 0 | 0 | 0 | 0 | 0 | 0 | 0 | 0 | 0 | 0 | 0 | 0 | 0 | 0 | 0 | 0 | 0 | 0 | 0
F8_Industrial_Stone, Clay, and Glass_New_Space Heating_Natural Gas_Gas Furnace Tube Inserts_A_Technical Potential | F8 | Industrial | Stone, Clay, and Glass | New | Space Heating | Natural Gas | Gas Furnace Tube Inserts | A | Incremental Summer Peak Savings (MW) | Technical Potential | 0 | 0 | 0 | 0 | 0 | 0 | 0 | 0 | 0 | 0 | 0 | 0 | 0 | 0 | 0 | 0 | 0 | 0 | 0 | 0 | 0 | 0
F9_Industrial_Stone, Clay, and Glass_New_Space Heating_Natural Gas_Gas Furnace Tube Inserts_A_Technical Potential | F9 | Industrial | Stone, Clay, and Glass | New | Space Heating | Natural Gas | Gas Furnace Tube Inserts | A | Incremental Winter Peak Savings (MW) | Technical Potential | 0 | 0 | 0 | 0 | 0 | 0 | 0 | 0 | 0 | 0 | 0 | 0 | 0 | 0 | 0 | 0 | 0 | 0 | 0 | 0 | 0 | 0
F10_Industrial_Stone, Clay, and Glass_New_Space Heating_Natural Gas_Gas Furnace Tube Inserts_A_Technical Potential | F10 | Industrial | Stone, Clay, and Glass | New | Space Heating | Natural Gas | Gas Furnace Tube Inserts | A | Cumulative Energy Savings (MWh or mTherms) | Technical Potential | 0 | 0 | 0 | 0 | 0 | 0 | 0 | 0 | 0 | 0 | 0 | 0 | 0 | 0 | 0 | 0 | 0 | 0 | 0 | 0 | 0 | 0
F11_Industrial_Stone, Clay, and Glass_New_Space Heating_Natural Gas_Gas Furnace Tube Inserts_A_Technical Potential | F11 | Industrial | Stone, Clay, and Glass | New | Space Heating | Natural Gas | Gas Furnace Tube Inserts | A | Cumulative Summer Peak Savings (MW) | Technical Potential | 0 | 0 | 0 | 0 | 0 | 0 | 0 | 0 | 0 | 0 | 0 | 0 | 0 | 0 | 0 | 0 | 0 | 0 | 0 | 0 | 0 | 0
F12_Industrial_Stone, Clay, and Glass_New_Space Heating_Natural Gas_Gas Furnace Tube Inserts_A_Technical Potential | F12 | Industrial | Stone, Clay, and Glass | New | Space Heating | Natural Gas | Gas Furnace Tube Inserts | A | Cumulative Winter Peak Savings (MW) | Technical Potential | 0 | 0 | 0 | 0 | 0 | 0 | 0 | 0 | 0 | 0 | 0 | 0 | 0 | 0 | 0 | 0 | 0 | 0 | 0 | 0 | 0 | 0
F13_Industrial_Stone, Clay, and Glass_New_Space Heating_Natural Gas_Gas Furnace Tube Inserts_A_Technical Potential | F13 | Industrial | Stone, Clay, and Glass | New | Space Heating | Natural Gas | Gas Furnace Tube Inserts | A | Purchases (Incremental) | Technical Potential | 0 | 0 | 0 | 0 | 0 | 0 | 0 | 0 | 0 | 0 | 0 | 0 | 0 | 0 | 0 | 0 | 0 | 0 | 0 | 0 | 0 | 0
F14_Industrial_Stone, Clay, and Glass_New_Space Heating_Natural Gas_Gas Furnace Tube Inserts_A_Technical Potential | F14 | Industrial | Stone, Clay, and Glass | New | Space Heating | Natural Gas | Gas Furnace Tube Inserts | A | Purchases (Cumulative) | Technical Potential | 0 | 0 | 0 | 0 | 0 | 0 | 0 | 0 | 0 | 0 | 0 | 0 | 0 | 0 | 0 | 0 | 0 | 0 | 0 | 0 | 0 | 0
F1_Industrial_Stone, Clay, and Glass_New_Space Heating_Natural Gas_Space Heating - Heat Recovery Ventilator_A_Technical Potential | F1 | Industrial | Stone, Clay, and Glass | New | Space Heating | Natural Gas | Space Heating - Heat Recovery Ventilator | A | Original Unit Energy Savings (kWh or therms) | Technical Potential | 0 | 0 | 0.012707 | 0.012707 | 0.012707 | 0.012707 | 0.012707 | 0.012707 | 0.012707 | 0.012707 | 0.012707 | 0.012707 | 0.012707 | 0.012707 | 0.012707 | 0.012707 | 0.012707 | 0.012707 | 0.012707 | 0.012707 | 0.012707 | 0.012707
F2_Industrial_Stone, Clay, and Glass_New_Space Heating_Natural Gas_Space Heating - Heat Recovery Ventilator_A_Technical Potential | F2 | Industrial | Stone, Clay, and Glass | New | Space Heating | Natural Gas | Space Heating - Heat Recovery Ventilator | A | Original Unit Summer Peak Savings (kW) | Technical Potential | 0 | 0 | 0 | 0 | 0 | 0 | 0 | 0 | 0 | 0 | 0 | 0 | 0 | 0 | 0 | 0 | 0 | 0 | 0 | 0 | 0 | 0
F3_Industrial_Stone, Clay, and Glass_New_Space Heating_Natural Gas_Space Heating - Heat Recovery Ventilator_A_Technical Potential | F3 | Industrial | Stone, Clay, and Glass | New | Space Heating | Natural Gas | Space Heating - Heat Recovery Ventilator | A | Original Unit Winter Peak Savings (kW) | Technical Potential | 0 | 0 | 0 | 0 | 0 | 0 | 0 | 0 | 0 | 0 | 0 | 0 | 0 | 0 | 0 | 0 | 0 | 0 | 0 | 0 | 0 | 0
F4_Industrial_Stone, Clay, and Glass_New_Space Heating_Natural Gas_Space Heating - Heat Recovery Ventilator_A_Technical Potential | F4 | Industrial | Stone, Clay, and Glass | New | Space Heating | Natural Gas | Space Heating - Heat Recovery Ventilator | A | Standalone Impact on Baseline Energy (%) | Technical Potential | 0% | 0% | 0.02138% | 0.03363% | 0.04496% | 0.05506% | 0.06921% | 0.08144% | 0.09341% | 0.1041% | 0.1172% | 0.1289% | 0.1405% | 0.1505% | 0.164% | 0.1757% | 0.1872% | 0.1949% | 0.2051% | 0.2122% | 0.2183% | 0.2238%
F5_Industrial_Stone, Clay, and Glass_New_Space Heating_Natural Gas_Space Heating - Heat Recovery Ventilator_A_Technical Potential | F5 | Industrial | Stone, Clay, and Glass | New | Space Heating | Natural Gas | Space Heating - Heat Recovery Ventilator | A | Standalone Impact on Baseline Summer Peak (%) | Technical Potential | bar: 2019 to 2040
F6_Industrial_Stone, Clay, and Glass_New_Space Heating_Natural Gas_Space Heating - Heat Recovery Ventilator_A_Technical Potential | F6 | Industrial | Stone, Clay, and Glass | New | Space Heating | Natural Gas | Space Heating - Heat Recovery Ventilator | A | Standalone Impact on Baseline Winter Peak (%) | Technical Potential | bar: 2019 to 2040
F7_Industrial_Stone, Clay, and Glass_New_Space Heating_Natural Gas_Space Heating - Heat Recovery Ventilator_A_Technical Potential | F7 | Industrial | Stone, Clay, and Glass | New | Space Heating | Natural Gas | Space Heating - Heat Recovery Ventilator | A | Incremental Energy Savings (MWh or mTherms) | Technical Potential | 0 | 0 | 0.0011028 | 0.0019245 | 0.0027443 | 0.0036631 | 0.0042164 | 0.0048587 | 0.005493 | 0.0062064 | 0.0067378 | 0.007349 | 0.007952 | 0.0086515 | 0.0091263 | 0.0097034 | 0.01028 | 0.010951 | 0.011395 | 0.011941 | 0.012472 | 0.013002
F8_Industrial_Stone, Clay, and Glass_New_Space Heating_Natural Gas_Space Heating - Heat Recovery Ventilator_A_Technical Potential | F8 | Industrial | Stone, Clay, and Glass | New | Space Heating | Natural Gas | Space Heating - Heat Recovery Ventilator | A | Incremental Summer Peak Savings (MW) | Technical Potential | 0 | 0 | 0 | 0 | 0 | 0 | 0 | 0 | 0 | 0 | 0 | 0 | 0 | 0 | 0 | 0 | 0 | 0 | 0 | 0 | 0 | 0
F9_Industrial_Stone, Clay, and Glass_New_Space Heating_Natural Gas_Space Heating - Heat Recovery Ventilator_A_Technical Potential | F9 | Industrial | Stone, Clay, and Glass | New | Space Heating | Natural Gas | Space Heating - Heat Recovery Ventilator | A | Incremental Winter Peak Savings (MW) | Technical Potential | 0 | 0 | 0 | 0 | 0 | 0 | 0 | 0 | 0 | 0 | 0 | 0 | 0 | 0 | 0 | 0 | 0 | 0 | 0 | 0 | 0 | 0
F10_Industrial_Stone, Clay, and Glass_New_Space Heating_Natural Gas_Space Heating - Heat Recovery Ventilator_A_Technical Potential | F10 | Industrial | Stone, Clay, and Glass | New | Space Heating | Natural Gas | Space Heating - Heat Recovery Ventilator | A | Cumulative Energy Savings (MWh or mTherms) | Technical Potential | 0 | 0 | 0.0011028 | 0.0030273 | 0.0057715 | 0.0094346 | 0.013651 | 0.01851 | 0.024003 | 0.030209 | 0.036947 | 0.044296 | 0.052248 | 0.060899 | 0.070026 | 0.079729 | 0.090009 | 0.099858 | 0.10933 | 0.11852 | 0.12733 | 0.13612
F11_Industrial_Stone, Clay, and Glass_New_Space Heating_Natural Gas_Space Heating - Heat Recovery Ventilator_A_Technical Potential | F11 | Industrial | Stone, Clay, and Glass | New | Space Heating | Natural Gas | Space Heating - Heat Recovery Ventilator | A | Cumulative Summer Peak Savings (MW) | Technical Potential | 0 | 0 | 0 | 0 | 0 | 0 | 0 | 0 | 0 | 0 | 0 | 0 | 0 | 0 | 0 | 0 | 0 | 0 | 0 | 0 | 0 | 0
F12_Industrial_Stone, Clay, and Glass_New_Space Heating_Natural Gas_Space Heating - Heat Recovery Ventilator_A_Technical Potential | F12 | Industrial | Stone, Clay, and Glass | New | Space Heating | Natural Gas | Space Heating - Heat Recovery Ventilator | A | Cumulative Winter Peak Savings (MW) | Technical Potential | 0 | 0 | 0 | 0 | 0 | 0 | 0 | 0 | 0 | 0 | 0 | 0 | 0 | 0 | 0 | 0 | 0 | 0 | 0 | 0 | 0 | 0
F13_Industrial_Stone, Clay, and Glass_New_Space Heating_Natural Gas_Space Heating - Heat Recovery Ventilator_A_Technical Potential | F13 | Industrial | Stone, Clay, and Glass | New | Space Heating | Natural Gas | Space Heating - Heat Recovery Ventilator | A | Purchases (Incremental) | Technical Potential | 0 | 0 | 86.7811 | 151.4494 | 215.9589 | 288.2639 | 331.809 | 382.359 | 432.2719 | 488.4162 | 530.2322 | 578.3264 | 625.7826 | 680.8332 | 718.1962 | 763.6058 | 808.981 | 861.8038 | 896.6949 | 939.6889 | 981.512 | 1023.2115
F14_Industrial_Stone, Clay, and Glass_New_Space Heating_Natural Gas_Space Heating - Heat Recovery Ventilator_A_Technical Potential | F14 | Industrial | Stone, Clay, and Glass | New | Space Heating | Natural Gas | Space Heating - Heat Recovery Ventilator | A | Purchases (Cumulative) | Technical Potential | 0 | 0 | 86.7811 | 238.2305 | 454.1894 | 742.4533 | 1074.2623 | 1456.6213 | 1888.8932 | 2377.3094 | 2907.5416 | 3485.868 | 4111.6506 | 4792.4838 | 5510.68 | 6274.2858 | 7083.2668 | 7858.2895 | 8603.5351 | 9327.2651 | 10020.5132 | 10711.9157
F1_Industrial_Stone, Clay, and Glass_New_Space Heating_Natural Gas_Thermostat - Programmable_A_Technical Potential | F1 | Industrial | Stone, Clay, and Glass | New | Space Heating | Natural Gas | Thermostat - Programmable | A | Original Unit Energy Savings (kWh or therms) | Technical Potential | 0 | 0 | 0.0061474 | 0.0061474 | 0.0061474 | 0.0061474 | 0.0061474 | 0.0061474 | 0.0061474 | 0.0061474 | 0.0061474 | 0.0061474 | 0.0061474 | 0.0061474 | 0.0061474 | 0.0061474 | 0.0061474 | 0.0061474 | 0.0061474 | 0.0061474 | 0.0061474 | 0.0061474
F2_Industrial_Stone, Clay, and Glass_New_Space Heating_Natural Gas_Thermostat - Programmable_A_Technical Potential | F2 | Industrial | Stone, Clay, and Glass | New | Space Heating | Natural Gas | Thermostat - Programmable | A | Original Unit Summer Peak Savings (kW) | Technical Potential | 0 | 0 | 0 | 0 | 0 | 0 | 0 | 0 | 0 | 0 | 0 | 0 | 0 | 0 | 0 | 0 | 0 | 0 | 0 | 0 | 0 | 0
F3_Industrial_Stone, Clay, and Glass_New_Space Heating_Natural Gas_Thermostat - Programmable_A_Technical Potential | F3 | Industrial | Stone, Clay, and Glass | New | Space Heating | Natural Gas | Thermostat - Programmable | A | Original Unit Winter Peak Savings (kW) | Technical Potential | 0 | 0 | 0 | 0 | 0 | 0 | 0 | 0 | 0 | 0 | 0 | 0 | 0 | 0 | 0 | 0 | 0 | 0 | 0 | 0 | 0 | 0
F4_Industrial_Stone, Clay, and Glass_New_Space Heating_Natural Gas_Thermostat - Programmable_A_Technical Potential | F4 | Industrial | Stone, Clay, and Glass | New | Space Heating | Natural Gas | Thermostat - Programmable | A | Standalone Impact on Baseline Energy (%) | Technical Potential | 0% | 0% | 0.03103% | 0.0488% | 0.06525% | 0.07991% | 0.1004% | 0.1182% | 0.1356% | 0.151% | 0.1701% | 0.187% | 0.2039% | 0.2144% | 0.2278% | 0.2365% | 0.2432% | 0.2474% | 0.2555% | 0.2606% | 0.2651% | 0.2692%
F5_Industrial_Stone, Clay, and Glass_New_Space Heating_Natural Gas_Thermostat - Programmable_A_Technical Potential | F5 | Industrial | Stone, Clay, and Glass | New | Space Heating | Natural Gas | Thermostat - Programmable | A | Standalone Impact on Baseline Summer Peak (%) | Technical Potential | bar: 2019 to 2040
F6_Industrial_Stone, Clay, and Glass_New_Space Heating_Natural Gas_Thermostat - Programmable_A_Technical Potential | F6 | Industrial | Stone, Clay, and Glass | New | Space Heating | Natural Gas | Thermostat - Programmable | A | Standalone Impact on Baseline Winter Peak (%) | Technical Potential | bar: 2019 to 2040
F7_Industrial_Stone, Clay, and Glass_New_Space Heating_Natural Gas_Thermostat - Programmable_A_Technical Potential | F7 | Industrial | Stone, Clay, and Glass | New | Space Heating | Natural Gas | Thermostat - Programmable | A | Incremental Energy Savings (MWh or mTherms) | Technical Potential | 0 | 0 | 0.0016004 | 0.0027931 | 0.0039828 | 0.0053162 | 0.0061193 | 0.0070516 | 0.0079721 | 0.0090075 | 0.0097787 | 0.010666 | 0.011541 | 0.012556 | 0.013245 | 0.014083 | 0.014919 | 0.015894 | 0.016537 | 0.01733 | 0.018101 | 0.01887
F8_Industrial_Stone, Clay, and Glass_New_Space Heating_Natural Gas_Thermostat - Programmable_A_Technical Potential | F8 | Industrial | Stone, Clay, and Glass | New | Space Heating | Natural Gas | Thermostat - Programmable | A | Incremental Summer Peak Savings (MW) | Technical Potential | 0 | 0 | 0 | 0 | 0 | 0 | 0 | 0 | 0 | 0 | 0 | 0 | 0 | 0 | 0 | 0 | 0 | 0 | 0 | 0 | 0 | 0
F9_Industrial_Stone, Clay, and Glass_New_Space Heating_Natural Gas_Thermostat - Programmable_A_Technical Potential | F9 | Industrial | Stone, Clay, and Glass | New | Space Heating | Natural Gas | Thermostat - Programmable | A | Incremental Winter Peak Savings (MW) | Technical Potential | 0 | 0 | 0 | 0 | 0 | 0 | 0 | 0 | 0 | 0 | 0 | 0 | 0 | 0 | 0 | 0 | 0 | 0 | 0 | 0 | 0 | 0
F10_Industrial_Stone, Clay, and Glass_New_Space Heating_Natural Gas_Thermostat - Programmable_A_Technical Potential | F10 | Industrial | Stone, Clay, and Glass | New | Space Heating | Natural Gas | Thermostat - Programmable | A | Cumulative Energy Savings (MWh or mTherms) | Technical Potential | 0 | 0 | 0.0016004 | 0.0043935 | 0.0083763 | 0.013693 | 0.019812 | 0.026863 | 0.034835 | 0.043843 | 0.053622 | 0.064287 | 0.075828 | 0.086784 | 0.097236 | 0.10734 | 0.11694 | 0.12671 | 0.1362 | 0.14556 | 0.15465 | 0.16374
F11_Industrial_Stone, Clay, and Glass_New_Space Heating_Natural Gas_Thermostat - Programmable_A_Technical Potential | F11 | Industrial | Stone, Clay, and Glass | New | Space Heating | Natural Gas | Thermostat - Programmable | A | Cumulative Summer Peak Savings (MW) | Technical Potential | 0 | 0 | 0 | 0 | 0 | 0 | 0 | 0 | 0 | 0 | 0 | 0 | 0 | 0 | 0 | 0 | 0 | 0 | 0 | 0 | 0 | 0
F12_Industrial_Stone, Clay, and Glass_New_Space Heating_Natural Gas_Thermostat - Programmable_A_Technical Potential | F12 | Industrial | Stone, Clay, and Glass | New | Space Heating | Natural Gas | Thermostat - Programmable | A | Cumulative Winter Peak Savings (MW) | Technical Potential | 0 | 0 | 0 | 0 | 0 | 0 | 0 | 0 | 0 | 0 | 0 | 0 | 0 | 0 | 0 | 0 | 0 | 0 | 0 | 0 | 0 | 0
F13_Industrial_Stone, Clay, and Glass_New_Space Heating_Natural Gas_Thermostat - Programmable_A_Technical Potential | F13 | Industrial | Stone, Clay, and Glass | New | Space Heating | Natural Gas | Thermostat - Programmable | A | Purchases (Incremental) | Technical Potential | 0 | 0 | 260.3432 | 454.3482 | 647.8767 | 864.7918 | 995.427 | 1147.0769 | 1296.8157 | 1465.2487 | 1590.6967 | 1734.9791 | 1877.3478 | 2042.4995 | 2154.5887 | 2290.8174 | 2426.9429 | 2585.4115 | 2690.0847 | 2819.0668 | 2944.536 | 3069.6346
F14_Industrial_Stone, Clay, and Glass_New_Space Heating_Natural Gas_Thermostat - Programmable_A_Technical Potential | F14 | Industrial | Stone, Clay, and Glass | New | Space Heating | Natural Gas | Thermostat - Programmable | A | Purchases (Cumulative) | Technical Potential | 0 | 0 | 260.3432 | 714.6914 | 1362.5681 | 2227.3599 | 3222.7869 | 4369.8638 | 5666.6795 | 7131.9282 | 8722.6249 | 10457.604 | 12334.9518 | 14117.1081 | 15817.3486 | 17460.2893 | 19022.4404 | 20612.425 | 22155.4328 | 23677.6838 | 25156.9711 | 26635.9091
F1_Industrial_Stone, Clay, and Glass_New_Space Heating_Natural Gas_ENERGY STAR Connected Thermostat_A_Technical Potential | F1 | Industrial | Stone, Clay, and Glass | New | Space Heating | Natural Gas | ENERGY STAR Connected Thermostat | A | Original Unit Energy Savings (kWh or therms) | Technical Potential | 0 | 0 | 0.01486 | 0.01486 | 0.01486 | 0.01486 | 0.01486 | 0.01486 | 0.01486 | 0.01486 | 0.01486 | 0.01486 | 0.01486 | 0.01486 | 0.01486 | 0.01486 | 0.01486 | 0.01486 | 0.01486 | 0.01486 | 0.01486 | 0.01486
F2_Industrial_Stone, Clay, and Glass_New_Space Heating_Natural Gas_ENERGY STAR Connected Thermostat_A_Technical Potential | F2 | Industrial | Stone, Clay, and Glass | New | Space Heating | Natural Gas | ENERGY STAR Connected Thermostat | A | Original Unit Summer Peak Savings (kW) | Technical Potential | 0 | 0 | 0 | 0 | 0 | 0 | 0 | 0 | 0 | 0 | 0 | 0 | 0 | 0 | 0 | 0 | 0 | 0 | 0 | 0 | 0 | 0
F3_Industrial_Stone, Clay, and Glass_New_Space Heating_Natural Gas_ENERGY STAR Connected Thermostat_A_Technical Potential | F3 | Industrial | Stone, Clay, and Glass | New | Space Heating | Natural Gas | ENERGY STAR Connected Thermostat | A | Original Unit Winter Peak Savings (kW) | Technical Potential | 0 | 0 | 0 | 0 | 0 | 0 | 0 | 0 | 0 | 0 | 0 | 0 | 0 | 0 | 0 | 0 | 0 | 0 | 0 | 0 | 0 | 0
F4_Industrial_Stone, Clay, and Glass_New_Space Heating_Natural Gas_ENERGY STAR Connected Thermostat_A_Technical Potential | F4 | Industrial | Stone, Clay, and Glass | New | Space Heating | Natural Gas | ENERGY STAR Connected Thermostat | A | Standalone Impact on Baseline Energy (%) | Technical Potential | 0% | 0% | 0.075% | 0.118% | 0.1577% | 0.1932% | 0.2428% | 0.2687% | 0.2864% | 0.2953% | 0.3062% | 0.3127% | 0.3182% | 0.3199% | 0.3272% | 0.3307% | 0.3335% | 0.3261% | 0.3188% | 0.3046% | 0.2916% | 0.2798%
F5_Industrial_Stone, Clay, and Glass_New_Space Heating_Natural Gas_ENERGY STAR Connected Thermostat_A_Technical Potential | F5 | Industrial | Stone, Clay, and Glass | New | Space Heating | Natural Gas | ENERGY STAR Connected Thermostat | A | Standalone Impact on Baseline Summer Peak (%) | Technical Potential | bar: 2019 to 2040
F6_Industrial_Stone, Clay, and Glass_New_Space Heating_Natural Gas_ENERGY STAR Connected Thermostat_A_Technical Potential | F6 | Industrial | Stone, Clay, and Glass | New | Space Heating | Natural Gas | ENERGY STAR Connected Thermostat | A | Standalone Impact on Baseline Winter Peak (%) | Technical Potential | bar: 2019 to 2040
F7_Industrial_Stone, Clay, and Glass_New_Space Heating_Natural Gas_ENERGY STAR Connected Thermostat_A_Technical Potential | F7 | Industrial | Stone, Clay, and Glass | New | Space Heating | Natural Gas | ENERGY STAR Connected Thermostat | A | Incremental Energy Savings (MWh or mTherms) | Technical Potential | 0 | 0 | 0.0038688 | 0.0067518 | 0.0096277 | 0.012851 | 0.014793 | 0.017046 | 0.019271 | 0.021774 | 0.023638 | 0.025783 | 0.027898 | 0.030352 | 0.032018 | 0.034043 | 0.036065 | 0.03842 | 0.039976 | 0.041893 | 0.046894 | 0.050858
F8_Industrial_Stone, Clay, and Glass_New_Space Heating_Natural Gas_ENERGY STAR Connected Thermostat_A_Technical Potential | F8 | Industrial | Stone, Clay, and Glass | New | Space Heating | Natural Gas | ENERGY STAR Connected Thermostat | A | Incremental Summer Peak Savings (MW) | Technical Potential | 0 | 0 | 0 | 0 | 0 | 0 | 0 | 0 | 0 | 0 | 0 | 0 | 0 | 0 | 0 | 0 | 0 | 0 | 0 | 0 | 0 | 0
F9_Industrial_Stone, Clay, and Glass_New_Space Heating_Natural Gas_ENERGY STAR Connected Thermostat_A_Technical Potential | F9 | Industrial | Stone, Clay, and Glass | New | Space Heating | Natural Gas | ENERGY STAR Connected Thermostat | A | Incremental Winter Peak Savings (MW) | Technical Potential | 0 | 0 | 0 | 0 | 0 | 0 | 0 | 0 | 0 | 0 | 0 | 0 | 0 | 0 | 0 | 0 | 0 | 0 | 0 | 0 | 0 | 0
F10_Industrial_Stone, Clay, and Glass_New_Space Heating_Natural Gas_ENERGY STAR Connected Thermostat_A_Technical Potential | F10 | Industrial | Stone, Clay, and Glass | New | Space Heating | Natural Gas | ENERGY STAR Connected Thermostat | A | Cumulative Energy Savings (MWh or mTherms) | Technical Potential | 0 | 0 | 0.0038688 | 0.010621 | 0.020248 | 0.0331 | 0.047892 | 0.061069 | 0.073589 | 0.085735 | 0.096523 | 0.10751 | 0.11836 | 0.12945 | 0.13969 | 0.15009 | 0.16038 | 0.16703 | 0.1699 | 0.17015 | 0.17015 | 0.17015
F11_Industrial_Stone, Clay, and Glass_New_Space Heating_Natural Gas_ENERGY STAR Connected Thermostat_A_Technical Potential | F11 | Industrial | Stone, Clay, and Glass | New | Space Heating | Natural Gas | ENERGY STAR Connected Thermostat | A | Cumulative Summer Peak Savings (MW) | Technical Potential | 0 | 0 | 0 | 0 | 0 | 0 | 0 | 0 | 0 | 0 | 0 | 0 | 0 | 0 | 0 | 0 | 0 | 0 | 0 | 0 | 0 | 0
F12_Industrial_Stone, Clay, and Glass_New_Space Heating_Natural Gas_ENERGY STAR Connected Thermostat_A_Technical Potential | F12 | Industrial | Stone, Clay, and Glass | New | Space Heating | Natural Gas | ENERGY STAR Connected Thermostat | A | Cumulative Winter Peak Savings (MW) | Technical Potential | 0 | 0 | 0 | 0 | 0 | 0 | 0 | 0 | 0 | 0 | 0 | 0 | 0 | 0 | 0 | 0 | 0 | 0 | 0 | 0 | 0 | 0
F13_Industrial_Stone, Clay, and Glass_New_Space Heating_Natural Gas_ENERGY STAR Connected Thermostat_A_Technical Potential | F13 | Industrial | Stone, Clay, and Glass | New | Space Heating | Natural Gas | ENERGY STAR Connected Thermostat | A | Purchases (Incremental) | Technical Potential | 0 | 0 | 260.3432 | 454.3482 | 647.8767 | 864.7918 | 995.427 | 1147.0769 | 1296.8157 | 1465.2487 | 1590.6967 | 1734.9791 | 1877.3478 | 2042.4995 | 2154.5887 | 2290.8174 | 2426.9429 | 2585.4115 | 2690.0847 | 2819.0668 | 3155.6092 | 3422.3699
F14_Industrial_Stone, Clay, and Glass_New_Space Heating_Natural Gas_ENERGY STAR Connected Thermostat_A_Technical Potential | F14 | Industrial | Stone, Clay, and Glass | New | Space Heating | Natural Gas | ENERGY STAR Connected Thermostat | A | Purchases (Cumulative) | Technical Potential | 0 | 0 | 260.3432 | 714.6914 | 1362.5681 | 2227.3599 | 3222.7869 | 4109.5206 | 4951.9881 | 5769.3602 | 6495.265 | 7234.8171 | 7965.088 | 8710.7718 | 9400.1117 | 10100.2324 | 10792.1963 | 11239.9168 | 11433.1539 | 11449.7553 | 11449.7553 | 11449.7553
F1_Industrial_Stone, Clay, and Glass_New_Space Heating_Natural Gas_Destratification Fans (HVLS)_A_Technical Potential | F1 | Industrial | Stone, Clay, and Glass | New | Space Heating | Natural Gas | Destratification Fans (HVLS) | A | Original Unit Energy Savings (kWh or therms) | Technical Potential | 0 | 0 | 0.01486 | 0.01486 | 0.01486 | 0.01486 | 0.01486 | 0.01486 | 0.01486 | 0.01486 | 0.01486 | 0.01486 | 0.01486 | 0.01486 | 0.01486 | 0.01486 | 0.01486 | 0.01486 | 0.01486 | 0.01486 | 0.01486 | 0.01486
F2_Industrial_Stone, Clay, and Glass_New_Space Heating_Natural Gas_Destratification Fans (HVLS)_A_Technical Potential | F2 | Industrial | Stone, Clay, and Glass | New | Space Heating | Natural Gas | Destratification Fans (HVLS) | A | Original Unit Summer Peak Savings (kW) | Technical Potential | 0 | 0 | 0 | 0 | 0 | 0 | 0 | 0 | 0 | 0 | 0 | 0 | 0 | 0 | 0 | 0 | 0 | 0 | 0 | 0 | 0 | 0
F3_Industrial_Stone, Clay, and Glass_New_Space Heating_Natural Gas_Destratification Fans (HVLS)_A_Technical Potential | F3 | Industrial | Stone, Clay, and Glass | New | Space Heating | Natural Gas | Destratification Fans (HVLS) | A | Original Unit Winter Peak Savings (kW) | Technical Potential | 0 | 0 | 0 | 0 | 0 | 0 | 0 | 0 | 0 | 0 | 0 | 0 | 0 | 0 | 0 | 0 | 0 | 0 | 0 | 0 | 0 | 0
F4_Industrial_Stone, Clay, and Glass_New_Space Heating_Natural Gas_Destratification Fans (HVLS)_A_Technical Potential | F4 | Industrial | Stone, Clay, and Glass | New | Space Heating | Natural Gas | Destratification Fans (HVLS) | A | Standalone Impact on Baseline Energy (%) | Technical Potential | 0% | 0% | 0.075% | 0.118% | 0.1577% | 0.1932% | 0.2428% | 0.2857% | 0.3277% | 0.3651% | 0.4113% | 0.4521% | 0.4824% | 0.5017% | 0.528% | 0.5433% | 0.5571% | 0.5647% | 0.5815% | 0.591% | 0.6003% | 0.6084%
F5_Industrial_Stone, Clay, and Glass_New_Space Heating_Natural Gas_Destratification Fans (HVLS)_A_Technical Potential | F5 | Industrial | Stone, Clay, and Glass | New | Space Heating | Natural Gas | Destratification Fans (HVLS) | A | Standalone Impact on Baseline Summer Peak (%) | Technical Potential | bar: 2019 to 2040
F6_Industrial_Stone, Clay, and Glass_New_Space Heating_Natural Gas_Destratification Fans (HVLS)_A_Technical Potential | F6 | Industrial | Stone, Clay, and Glass | New | Space Heating | Natural Gas | Destratification Fans (HVLS) | A | Standalone Impact on Baseline Winter Peak (%) | Technical Potential | bar: 2019 to 2040
F7_Industrial_Stone, Clay, and Glass_New_Space Heating_Natural Gas_Destratification Fans (HVLS)_A_Technical Potential | F7 | Industrial | Stone, Clay, and Glass | New | Space Heating | Natural Gas | Destratification Fans (HVLS) | A | Incremental Energy Savings (MWh or mTherms) | Technical Potential | 0 | 0 | 0.0038688 | 0.0067518 | 0.0096277 | 0.012851 | 0.014793 | 0.017046 | 0.019271 | 0.021774 | 0.023638 | 0.025783 | 0.027898 | 0.030352 | 0.032018 | 0.034043 | 0.036065 | 0.03842 | 0.039976 | 0.041893 | 0.043757 | 0.045616
F8_Industrial_Stone, Clay, and Glass_New_Space Heating_Natural Gas_Destratification Fans (HVLS)_A_Technical Potential | F8 | Industrial | Stone, Clay, and Glass | New | Space Heating | Natural Gas | Destratification Fans (HVLS) | A | Incremental Summer Peak Savings (MW) | Technical Potential | 0 | 0 | 0 | 0 | 0 | 0 | 0 | 0 | 0 | 0 | 0 | 0 | 0 | 0 | 0 | 0 | 0 | 0 | 0 | 0 | 0 | 0
F9_Industrial_Stone, Clay, and Glass_New_Space Heating_Natural Gas_Destratification Fans (HVLS)_A_Technical Potential | F9 | Industrial | Stone, Clay, and Glass | New | Space Heating | Natural Gas | Destratification Fans (HVLS) | A | Incremental Winter Peak Savings (MW) | Technical Potential | 0 | 0 | 0 | 0 | 0 | 0 | 0 | 0 | 0 | 0 | 0 | 0 | 0 | 0 | 0 | 0 | 0 | 0 | 0 | 0 | 0 | 0
F10_Industrial_Stone, Clay, and Glass_New_Space Heating_Natural Gas_Destratification Fans (HVLS)_A_Technical Potential | F10 | Industrial | Stone, Clay, and Glass | New | Space Heating | Natural Gas | Destratification Fans (HVLS) | A | Cumulative Energy Savings (MWh or mTherms) | Technical Potential | 0 | 0 | 0.0038688 | 0.010621 | 0.020248 | 0.0331 | 0.047892 | 0.064938 | 0.084209 | 0.10598 | 0.12962 | 0.1554 | 0.17943 | 0.20303 | 0.22543 | 0.24662 | 0.26789 | 0.28926 | 0.30997 | 0.33009 | 0.35021 | 0.37004
F11_Industrial_Stone, Clay, and Glass_New_Space Heating_Natural Gas_Destratification Fans (HVLS)_A_Technical Potential | F11 | Industrial | Stone, Clay, and Glass | New | Space Heating | Natural Gas | Destratification Fans (HVLS) | A | Cumulative Summer Peak Savings (MW) | Technical Potential | 0 | 0 | 0 | 0 | 0 | 0 | 0 | 0 | 0 | 0 | 0 | 0 | 0 | 0 | 0 | 0 | 0 | 0 | 0 | 0 | 0 | 0
F12_Industrial_Stone, Clay, and Glass_New_Space Heating_Natural Gas_Destratification Fans (HVLS)_A_Technical Potential | F12 | Industrial | Stone, Clay, and Glass | New | Space Heating | Natural Gas | Destratification Fans (HVLS) | A | Cumulative Winter Peak Savings (MW) | Technical Potential | 0 | 0 | 0 | 0 | 0 | 0 | 0 | 0 | 0 | 0 | 0 | 0 | 0 | 0 | 0 | 0 | 0 | 0 | 0 | 0 | 0 | 0
F13_Industrial_Stone, Clay, and Glass_New_Space Heating_Natural Gas_Destratification Fans (HVLS)_A_Technical Potential | F13 | Industrial | Stone, Clay, and Glass | New | Space Heating | Natural Gas | Destratification Fans (HVLS) | A | Purchases (Incremental) | Technical Potential | 0 | 0 | 260.3432 | 454.3482 | 647.8767 | 864.7918 | 995.427 | 1147.0769 | 1296.8157 | 1465.2487 | 1590.6967 | 1734.9791 | 1877.3478 | 2042.4995 | 2154.5887 | 2290.8174 | 2426.9429 | 2585.4115 | 2690.0847 | 2819.0668 | 2944.536 | 3069.6346
F14_Industrial_Stone, Clay, and Glass_New_Space Heating_Natural Gas_Destratification Fans (HVLS)_A_Technical Potential | F14 | Industrial | Stone, Clay, and Glass | New | Space Heating | Natural Gas | Destratification Fans (HVLS) | A | Purchases (Cumulative) | Technical Potential | 0 | 0 | 260.3432 | 714.6914 | 1362.5681 | 2227.3599 | 3222.7869 | 4369.8638 | 5666.6795 | 7131.9282 | 8722.6249 | 10457.604 | 12074.6085 | 13662.7599 | 15169.4719 | 16595.4975 | 18027.0134 | 19465.3481 | 20858.617 | 22212.4351 | 23566.2745 | 24900.93
F1_Industrial_Stone, Clay, and Glass_New_Space Heating_Natural Gas_Gas Boiler - Insulate Steam Lines/Condensate Tank_A_Technical Potential | F1 | Industrial | Stone, Clay, and Glass | New | Space Heating | Natural Gas | Gas Boiler - Insulate Steam Lines/Condensate Tank | A | Original Unit Energy Savings (kWh or therms) | Technical Potential | 0 | 0 | 73.4596 | 73.4596 | 73.4596 | 73.4596 | 73.4596 | 73.4596 | 73.4596 | 73.4596 | 73.4596 | 73.4596 | 73.4596 | 73.4596 | 73.4596 | 73.4596 | 73.4596 | 73.4596 | 73.4596 | 73.4596 | 73.4596 | 73.4596
F2_Industrial_Stone, Clay, and Glass_New_Space Heating_Natural Gas_Gas Boiler - Insulate Steam Lines/Condensate Tank_A_Technical Potential | F2 | Industrial | Stone, Clay, and Glass | New | Space Heating | Natural Gas | Gas Boiler - Insulate Steam Lines/Condensate Tank | A | Original Unit Summer Peak Savings (kW) | Technical Potential | 0 | 0 | 0 | 0 | 0 | 0 | 0 | 0 | 0 | 0 | 0 | 0 | 0 | 0 | 0 | 0 | 0 | 0 | 0 | 0 | 0 | 0
F3_Industrial_Stone, Clay, and Glass_New_Space Heating_Natural Gas_Gas Boiler - Insulate Steam Lines/Condensate Tank_A_Technical Potential | F3 | Industrial | Stone, Clay, and Glass | New | Space Heating | Natural Gas | Gas Boiler - Insulate Steam Lines/Condensate Tank | A | Original Unit Winter Peak Savings (kW) | Technical Potential | 0 | 0 | 0 | 0 | 0 | 0 | 0 | 0 | 0 | 0 | 0 | 0 | 0 | 0 | 0 | 0 | 0 | 0 | 0 | 0 | 0 | 0
F4_Industrial_Stone, Clay, and Glass_New_Space Heating_Natural Gas_Gas Boiler - Insulate Steam Lines/Condensate Tank_A_Technical Potential | F4 | Industrial | Stone, Clay, and Glass | New | Space Heating | Natural Gas | Gas Boiler - Insulate Steam Lines/Condensate Tank | A | Standalone Impact on Baseline Energy (%) | Technical Potential | 0% | 0% | 0.006055% | 0.009525% | 0.01273% | 0.0156% | 0.0196% | 0.02307% | 0.02646% | 0.02947% | 0.0332% | 0.0365% | 0.03978% | 0.04262% | 0.04646% | 0.04975% | 0.05302% | 0.05582% | 0.05971% | 0.06303% | 0.0664% | 0.06975%
F5_Industrial_Stone, Clay, and Glass_New_Space Heating_Natural Gas_Gas Boiler - Insulate Steam Lines/Condensate Tank_A_Technical Potential | F5 | Industrial | Stone, Clay, and Glass | New | Space Heating | Natural Gas | Gas Boiler - Insulate Steam Lines/Condensate Tank | A | Standalone Impact on Baseline Summer Peak (%) | Technical Potential | bar: 2019 to 2040
F6_Industrial_Stone, Clay, and Glass_New_Space Heating_Natural Gas_Gas Boiler - Insulate Steam Lines/Condensate Tank_A_Technical Potential | F6 | Industrial | Stone, Clay, and Glass | New | Space Heating | Natural Gas | Gas Boiler - Insulate Steam Lines/Condensate Tank | A | Standalone Impact on Baseline Winter Peak (%) | Technical Potential | bar: 2019 to 2040
F7_Industrial_Stone, Clay, and Glass_New_Space Heating_Natural Gas_Gas Boiler - Insulate Steam Lines/Condensate Tank_A_Technical Potential | F7 | Industrial | Stone, Clay, and Glass | New | Space Heating | Natural Gas | Gas Boiler - Insulate Steam Lines/Condensate Tank | A | Incremental Energy Savings (MWh or mTherms) | Technical Potential | 0 | 0 | 0.00031235 | 0.00054511 | 0.00077729 | 0.0010375 | 0.0011943 | 0.0013762 | 0.0015559 | 0.0017579 | 0.0019084 | 0.0020815 | 0.0022524 | 0.0024505 | 0.002585 | 0.0027484 | 0.0029117 | 0.0031019 | 0.0032274 | 0.0033822 | 0.0035327 | 0.0036828
F8_Industrial_Stone, Clay, and Glass_New_Space Heating_Natural Gas_Gas Boiler - Insulate Steam Lines/Condensate Tank_A_Technical Potential | F8 | Industrial | Stone, Clay, and Glass | New | Space Heating | Natural Gas | Gas Boiler - Insulate Steam Lines/Condensate Tank | A | Incremental Summer Peak Savings (MW) | Technical Potential | 0 | 0 | 0 | 0 | 0 | 0 | 0 | 0 | 0 | 0 | 0 | 0 | 0 | 0 | 0 | 0 | 0 | 0 | 0 | 0 | 0 | 0
F9_Industrial_Stone, Clay, and Glass_New_Space Heating_Natural Gas_Gas Boiler - Insulate Steam Lines/Condensate Tank_A_Technical Potential | F9 | Industrial | Stone, Clay, and Glass | New | Space Heating | Natural Gas | Gas Boiler - Insulate Steam Lines/Condensate Tank | A | Incremental Winter Peak Savings (MW) | Technical Potential | 0 | 0 | 0 | 0 | 0 | 0 | 0 | 0 | 0 | 0 | 0 | 0 | 0 | 0 | 0 | 0 | 0 | 0 | 0 | 0 | 0 | 0
F10_Industrial_Stone, Clay, and Glass_New_Space Heating_Natural Gas_Gas Boiler - Insulate Steam Lines/Condensate Tank_A_Technical Potential | F10 | Industrial | Stone, Clay, and Glass | New | Space Heating | Natural Gas | Gas Boiler - Insulate Steam Lines/Condensate Tank | A | Cumulative Energy Savings (MWh or mTherms) | Technical Potential | 0 | 0 | 0.00031235 | 0.00085745 | 0.0016347 | 0.0026723 | 0.0038665 | 0.0052428 | 0.0067986 | 0.0085565 | 0.010465 | 0.012547 | 0.014799 | 0.017249 | 0.019834 | 0.022583 | 0.025495 | 0.028596 | 0.031824 | 0.035206 | 0.038739 | 0.042421
F11_Industrial_Stone, Clay, and Glass_New_Space Heating_Natural Gas_Gas Boiler - Insulate Steam Lines/Condensate Tank_A_Technical Potential | F11 | Industrial | Stone, Clay, and Glass | New | Space Heating | Natural Gas | Gas Boiler - Insulate Steam Lines/Condensate Tank | A | Cumulative Summer Peak Savings (MW) | Technical Potential | 0 | 0 | 0 | 0 | 0 | 0 | 0 | 0 | 0 | 0 | 0 | 0 | 0 | 0 | 0 | 0 | 0 | 0 | 0 | 0 | 0 | 0
F12_Industrial_Stone, Clay, and Glass_New_Space Heating_Natural Gas_Gas Boiler - Insulate Steam Lines/Condensate Tank_A_Technical Potential | F12 | Industrial | Stone, Clay, and Glass | New | Space Heating | Natural Gas | Gas Boiler - Insulate Steam Lines/Condensate Tank | A | Cumulative Winter Peak Savings (MW) | Technical Potential | 0 | 0 | 0 | 0 | 0 | 0 | 0 | 0 | 0 | 0 | 0 | 0 | 0 | 0 | 0 | 0 | 0 | 0 | 0 | 0 | 0 | 0
F13_Industrial_Stone, Clay, and Glass_New_Space Heating_Natural Gas_Gas Boiler - Insulate Steam Lines/Condensate Tank_A_Technical Potential | F13 | Industrial | Stone, Clay, and Glass | New | Space Heating | Natural Gas | Gas Boiler - Insulate Steam Lines/Condensate Tank | A | Purchases (Incremental) | Technical Potential | 0 | 0 | 0.004252 | 0.0074205 | 0.010581 | 0.014124 | 0.016257 | 0.018734 | 0.02118 | 0.023931 | 0.025979 | 0.028336 | 0.030661 | 0.033358 | 0.035189 | 0.037414 | 0.039637 | 0.042225 | 0.043935 | 0.046041 | 0.048091 | 0.050134
F14_Industrial_Stone, Clay, and Glass_New_Space Heating_Natural Gas_Gas Boiler - Insulate Steam Lines/Condensate Tank_A_Technical Potential | F14 | Industrial | Stone, Clay, and Glass | New | Space Heating | Natural Gas | Gas Boiler - Insulate Steam Lines/Condensate Tank | A | Purchases (Cumulative) | Technical Potential | 0 | 0 | 0.004252 | 0.011672 | 0.022254 | 0.036378 | 0.052635 | 0.071369 | 0.092549 | 0.11648 | 0.14246 | 0.1708 | 0.20146 | 0.23481 | 0.27 | 0.30742 | 0.34705 | 0.38928 | 0.43321 | 0.47926 | 0.52735 | 0.57748
F1_Industrial_Stone, Clay, and Glass_New_Process_Natural Gas_Gas Boiler - Insulate Steam Lines/Condensate Tank_A_Technical Potential | F1 | Industrial | Stone, Clay, and Glass | New | Process | Natural Gas | Gas Boiler - Insulate Steam Lines/Condensate Tank | A | Original Unit Energy Savings (kWh or therms) | Technical Potential | 0 | 0 | 45.5894 | 45.5894 | 45.5894 | 45.5894 | 45.5894 | 45.5894 | 45.5894 | 45.5894 | 45.5894 | 45.5894 | 45.5894 | 45.5894 | 45.5894 | 45.5894 | 45.5894 | 45.5894 | 45.5894 | 45.5894 | 45.5894 | 45.5894
F2_Industrial_Stone, Clay, and Glass_New_Process_Natural Gas_Gas Boiler - Insulate Steam Lines/Condensate Tank_A_Technical Potential | F2 | Industrial | Stone, Clay, and Glass | New | Process | Natural Gas | Gas Boiler - Insulate Steam Lines/Condensate Tank | A | Original Unit Summer Peak Savings (kW) | Technical Potential | 0 | 0 | 0 | 0 | 0 | 0 | 0 | 0 | 0 | 0 | 0 | 0 | 0 | 0 | 0 | 0 | 0 | 0 | 0 | 0 | 0 | 0
F3_Industrial_Stone, Clay, and Glass_New_Process_Natural Gas_Gas Boiler - Insulate Steam Lines/Condensate Tank_A_Technical Potential | F3 | Industrial | Stone, Clay, and Glass | New | Process | Natural Gas | Gas Boiler - Insulate Steam Lines/Condensate Tank | A | Original Unit Winter Peak Savings (kW) | Technical Potential | 0 | 0 | 0 | 0 | 0 | 0 | 0 | 0 | 0 | 0 | 0 | 0 | 0 | 0 | 0 | 0 | 0 | 0 | 0 | 0 | 0 | 0
F4_Industrial_Stone, Clay, and Glass_New_Process_Natural Gas_Gas Boiler - Insulate Steam Lines/Condensate Tank_A_Technical Potential | F4 | Industrial | Stone, Clay, and Glass | New | Process | Natural Gas | Gas Boiler - Insulate Steam Lines/Condensate Tank | A | Standalone Impact on Baseline Energy (%) | Technical Potential | 0% | 0% | 0.002024% | 0.003184% | 0.004257% | 0.005213% | 0.006553% | 0.007711% | 0.008844% | 0.009852% | 0.0111% | 0.0122% | 0.0133% | 0.01425% | 0.01553% | 0.01663% | 0.01772% | 0.01866% | 0.01996% | 0.02107% | 0.02219% | 0.02331%
F5_Industrial_Stone, Clay, and Glass_New_Process_Natural Gas_Gas Boiler - Insulate Steam Lines/Condensate Tank_A_Technical Potential | F5 | Industrial | Stone, Clay, and Glass | New | Process | Natural Gas | Gas Boiler - Insulate Steam Lines/Condensate Tank | A | Standalone Impact on Baseline Summer Peak (%) | Technical Potential | bar: 2019 to 2040
F6_Industrial_Stone, Clay, and Glass_New_Process_Natural Gas_Gas Boiler - Insulate Steam Lines/Condensate Tank_A_Technical Potential | F6 | Industrial | Stone, Clay, and Glass | New | Process | Natural Gas | Gas Boiler - Insulate Steam Lines/Condensate Tank | A | Standalone Impact on Baseline Winter Peak (%) | Technical Potential | bar: 2019 to 2040
F7_Industrial_Stone, Clay, and Glass_New_Process_Natural Gas_Gas Boiler - Insulate Steam Lines/Condensate Tank_A_Technical Potential | F7 | Industrial | Stone, Clay, and Glass | New | Process | Natural Gas | Gas Boiler - Insulate Steam Lines/Condensate Tank | A | Incremental Energy Savings (MWh or mTherms) | Technical Potential | 0 | 0 | 0.0021492 | 0.0037507 | 0.0053483 | 0.007139 | 0.0082174 | 0.0094693 | 0.010705 | 0.012096 | 0.013131 | 0.014322 | 0.015498 | 0.016861 | 0.017786 | 0.018911 | 0.020035 | 0.021343 | 0.022207 | 0.023272 | 0.024307 | 0.02534
F8_Industrial_Stone, Clay, and Glass_New_Process_Natural Gas_Gas Boiler - Insulate Steam Lines/Condensate Tank_A_Technical Potential | F8 | Industrial | Stone, Clay, and Glass | New | Process | Natural Gas | Gas Boiler - Insulate Steam Lines/Condensate Tank | A | Incremental Summer Peak Savings (MW) | Technical Potential | 0 | 0 | 0 | 0 | 0 | 0 | 0 | 0 | 0 | 0 | 0 | 0 | 0 | 0 | 0 | 0 | 0 | 0 | 0 | 0 | 0 | 0
F9_Industrial_Stone, Clay, and Glass_New_Process_Natural Gas_Gas Boiler - Insulate Steam Lines/Condensate Tank_A_Technical Potential | F9 | Industrial | Stone, Clay, and Glass | New | Process | Natural Gas | Gas Boiler - Insulate Steam Lines/Condensate Tank | A | Incremental Winter Peak Savings (MW) | Technical Potential | 0 | 0 | 0 | 0 | 0 | 0 | 0 | 0 | 0 | 0 | 0 | 0 | 0 | 0 | 0 | 0 | 0 | 0 | 0 | 0 | 0 | 0
F10_Industrial_Stone, Clay, and Glass_New_Process_Natural Gas_Gas Boiler - Insulate Steam Lines/Condensate Tank_A_Technical Potential | F10 | Industrial | Stone, Clay, and Glass | New | Process | Natural Gas | Gas Boiler - Insulate Steam Lines/Condensate Tank | A | Cumulative Energy Savings (MWh or mTherms) | Technical Potential | 0 | 0 | 0.0021492 | 0.0058999 | 0.011248 | 0.018387 | 0.026604 | 0.036074 | 0.046779 | 0.058875 | 0.072006 | 0.086329 | 0.10183 | 0.11869 | 0.13647 | 0.15538 | 0.17542 | 0.19676 | 0.21897 | 0.24224 | 0.26655 | 0.29189
F11_Industrial_Stone, Clay, and Glass_New_Process_Natural Gas_Gas Boiler - Insulate Steam Lines/Condensate Tank_A_Technical Potential | F11 | Industrial | Stone, Clay, and Glass | New | Process | Natural Gas | Gas Boiler - Insulate Steam Lines/Condensate Tank | A | Cumulative Summer Peak Savings (MW) | Technical Potential | 0 | 0 | 0 | 0 | 0 | 0 | 0 | 0 | 0 | 0 | 0 | 0 | 0 | 0 | 0 | 0 | 0 | 0 | 0 | 0 | 0 | 0
F12_Industrial_Stone, Clay, and Glass_New_Process_Natural Gas_Gas Boiler - Insulate Steam Lines/Condensate Tank_A_Technical Potential | F12 | Industrial | Stone, Clay, and Glass | New | Process | Natural Gas | Gas Boiler - Insulate Steam Lines/Condensate Tank | A | Cumulative Winter Peak Savings (MW) | Technical Potential | 0 | 0 | 0 | 0 | 0 | 0 | 0 | 0 | 0 | 0 | 0 | 0 | 0 | 0 | 0 | 0 | 0 | 0 | 0 | 0 | 0 | 0
F13_Industrial_Stone, Clay, and Glass_New_Process_Natural Gas_Gas Boiler - Insulate Steam Lines/Condensate Tank_A_Technical Potential | F13 | Industrial | Stone, Clay, and Glass | New | Process | Natural Gas | Gas Boiler - Insulate Steam Lines/Condensate Tank | A | Purchases (Incremental) | Technical Potential | 0 | 0 | 0.047142 | 0.082271 | 0.11731 | 0.15659 | 0.18025 | 0.20771 | 0.23482 | 0.26532 | 0.28804 | 0.31416 | 0.33994 | 0.36985 | 0.39014 | 0.41481 | 0.43946 | 0.46815 | 0.48711 | 0.51046 | 0.53318 | 0.55584
F14_Industrial_Stone, Clay, and Glass_New_Process_Natural Gas_Gas Boiler - Insulate Steam Lines/Condensate Tank_A_Technical Potential | F14 | Industrial | Stone, Clay, and Glass | New | Process | Natural Gas | Gas Boiler - Insulate Steam Lines/Condensate Tank | A | Purchases (Cumulative) | Technical Potential | 0 | 0 | 0.047142 | 0.12941 | 0.24673 | 0.40332 | 0.58357 | 0.79127 | 1.0261 | 1.2914 | 1.5795 | 1.8936 | 2.2336 | 2.6034 | 2.9935 | 3.4084 | 3.8478 | 4.316 | 4.8031 | 5.3135 | 5.8467 | 6.4026
F1_Industrial_Stone, Clay, and Glass_New_Space Heating_Natural Gas_Gas Boiler - Insulate Hot Water Lines_A_Technical Potential | F1 | Industrial | Stone, Clay, and Glass | New | Space Heating | Natural Gas | Gas Boiler - Insulate Hot Water Lines | A | Original Unit Energy Savings (kWh or therms) | Technical Potential | 0 | 0 | 83.0325 | 83.0325 | 83.0325 | 83.0325 | 83.0325 | 83.0325 | 83.0325 | 83.0325 | 83.0325 | 83.0325 | 83.0325 | 83.0325 | 83.0325 | 83.0325 | 83.0325 | 83.0325 | 83.0325 | 83.0325 | 83.0325 | 83.0325
F2_Industrial_Stone, Clay, and Glass_New_Space Heating_Natural Gas_Gas Boiler - Insulate Hot Water Lines_A_Technical Potential | F2 | Industrial | Stone, Clay, and Glass | New | Space Heating | Natural Gas | Gas Boiler - Insulate Hot Water Lines | A | Original Unit Summer Peak Savings (kW) | Technical Potential | 0 | 0 | 0 | 0 | 0 | 0 | 0 | 0 | 0 | 0 | 0 | 0 | 0 | 0 | 0 | 0 | 0 | 0 | 0 | 0 | 0 | 0
F3_Industrial_Stone, Clay, and Glass_New_Space Heating_Natural Gas_Gas Boiler - Insulate Hot Water Lines_A_Technical Potential | F3 | Industrial | Stone, Clay, and Glass | New | Space Heating | Natural Gas | Gas Boiler - Insulate Hot Water Lines | A | Original Unit Winter Peak Savings (kW) | Technical Potential | 0 | 0 | 0 | 0 | 0 | 0 | 0 | 0 | 0 | 0 | 0 | 0 | 0 | 0 | 0 | 0 | 0 | 0 | 0 | 0 | 0 | 0
F4_Industrial_Stone, Clay, and Glass_New_Space Heating_Natural Gas_Gas Boiler - Insulate Hot Water Lines_A_Technical Potential | F4 | Industrial | Stone, Clay, and Glass | New | Space Heating | Natural Gas | Gas Boiler - Insulate Hot Water Lines | A | Standalone Impact on Baseline Energy (%) | Technical Potential | 0% | 0% | 0.006844% | 0.01077% | 0.01439% | 0.01763% | 0.02216% | 0.02607% | 0.02991% | 0.03331% | 0.03753% | 0.04125% | 0.04497% | 0.04818% | 0.05251% | 0.05624% | 0.05993% | 0.0631% | 0.06749% | 0.07124% | 0.07505% | 0.07884%
F5_Industrial_Stone, Clay, and Glass_New_Space Heating_Natural Gas_Gas Boiler - Insulate Hot Water Lines_A_Technical Potential | F5 | Industrial | Stone, Clay, and Glass | New | Space Heating | Natural Gas | Gas Boiler - Insulate Hot Water Lines | A | Standalone Impact on Baseline Summer Peak (%) | Technical Potential | bar: 2019 to 2040
F6_Industrial_Stone, Clay, and Glass_New_Space Heating_Natural Gas_Gas Boiler - Insulate Hot Water Lines_A_Technical Potential | F6 | Industrial | Stone, Clay, and Glass | New | Space Heating | Natural Gas | Gas Boiler - Insulate Hot Water Lines | A | Standalone Impact on Baseline Winter Peak (%) | Technical Potential | bar: 2019 to 2040
F7_Industrial_Stone, Clay, and Glass_New_Space Heating_Natural Gas_Gas Boiler - Insulate Hot Water Lines_A_Technical Potential | F7 | Industrial | Stone, Clay, and Glass | New | Space Heating | Natural Gas | Gas Boiler - Insulate Hot Water Lines | A | Incremental Energy Savings (MWh or mTherms) | Technical Potential | 0 | 0 | 0.00035305 | 0.00061614 | 0.00087858 | 0.0011727 | 0.0013499 | 0.0015555 | 0.0017586 | 0.001987 | 0.0021571 | 0.0023528 | 0.0025459 | 0.0027698 | 0.0029218 | 0.0031066 | 0.0032912 | 0.0035061 | 0.003648 | 0.0038229 | 0.0039931 | 0.0041627
F8_Industrial_Stone, Clay, and Glass_New_Space Heating_Natural Gas_Gas Boiler - Insulate Hot Water Lines_A_Technical Potential | F8 | Industrial | Stone, Clay, and Glass | New | Space Heating | Natural Gas | Gas Boiler - Insulate Hot Water Lines | A | Incremental Summer Peak Savings (MW) | Technical Potential | 0 | 0 | 0 | 0 | 0 | 0 | 0 | 0 | 0 | 0 | 0 | 0 | 0 | 0 | 0 | 0 | 0 | 0 | 0 | 0 | 0 | 0
F9_Industrial_Stone, Clay, and Glass_New_Space Heating_Natural Gas_Gas Boiler - Insulate Hot Water Lines_A_Technical Potential | F9 | Industrial | Stone, Clay, and Glass | New | Space Heating | Natural Gas | Gas Boiler - Insulate Hot Water Lines | A | Incremental Winter Peak Savings (MW) | Technical Potential | 0 | 0 | 0 | 0 | 0 | 0 | 0 | 0 | 0 | 0 | 0 | 0 | 0 | 0 | 0 | 0 | 0 | 0 | 0 | 0 | 0 | 0
F10_Industrial_Stone, Clay, and Glass_New_Space Heating_Natural Gas_Gas Boiler - Insulate Hot Water Lines_A_Technical Potential | F10 | Industrial | Stone, Clay, and Glass | New | Space Heating | Natural Gas | Gas Boiler - Insulate Hot Water Lines | A | Cumulative Energy Savings (MWh or mTherms) | Technical Potential | 0 | 0 | 0.00035305 | 0.00096919 | 0.0018478 | 0.0030205 | 0.0043704 | 0.005926 | 0.0076846 | 0.0096716 | 0.011829 | 0.014182 | 0.016727 | 0.019497 | 0.022419 | 0.025526 | 0.028817 | 0.032323 | 0.035971 | 0.039794 | 0.043787 | 0.04795
F11_Industrial_Stone, Clay, and Glass_New_Space Heating_Natural Gas_Gas Boiler - Insulate Hot Water Lines_A_Technical Potential | F11 | Industrial | Stone, Clay, and Glass | New | Space Heating | Natural Gas | Gas Boiler - Insulate Hot Water Lines | A | Cumulative Summer Peak Savings (MW) | Technical Potential | 0 | 0 | 0 | 0 | 0 | 0 | 0 | 0 | 0 | 0 | 0 | 0 | 0 | 0 | 0 | 0 | 0 | 0 | 0 | 0 | 0 | 0
F12_Industrial_Stone, Clay, and Glass_New_Space Heating_Natural Gas_Gas Boiler - Insulate Hot Water Lines_A_Technical Potential | F12 | Industrial | Stone, Clay, and Glass | New | Space Heating | Natural Gas | Gas Boiler - Insulate Hot Water Lines | A | Cumulative Winter Peak Savings (MW) | Technical Potential | 0 | 0 | 0 | 0 | 0 | 0 | 0 | 0 | 0 | 0 | 0 | 0 | 0 | 0 | 0 | 0 | 0 | 0 | 0 | 0 | 0 | 0
F13_Industrial_Stone, Clay, and Glass_New_Space Heating_Natural Gas_Gas Boiler - Insulate Hot Water Lines_A_Technical Potential | F13 | Industrial | Stone, Clay, and Glass | New | Space Heating | Natural Gas | Gas Boiler - Insulate Hot Water Lines | A | Purchases (Incremental) | Technical Potential | 0 | 0 | 0.004252 | 0.0074205 | 0.010581 | 0.014124 | 0.016257 | 0.018734 | 0.02118 | 0.023931 | 0.025979 | 0.028336 | 0.030661 | 0.033358 | 0.035189 | 0.037414 | 0.039637 | 0.042225 | 0.043935 | 0.046041 | 0.048091 | 0.050134
F14_Industrial_Stone, Clay, and Glass_New_Space Heating_Natural Gas_Gas Boiler - Insulate Hot Water Lines_A_Technical Potential | F14 | Industrial | Stone, Clay, and Glass | New | Space Heating | Natural Gas | Gas Boiler - Insulate Hot Water Lines | A | Purchases (Cumulative) | Technical Potential | 0 | 0 | 0.004252 | 0.011672 | 0.022254 | 0.036378 | 0.052635 | 0.071369 | 0.092549 | 0.11648 | 0.14246 | 0.1708 | 0.20146 | 0.23481 | 0.27 | 0.30742 | 0.34705 | 0.38928 | 0.43321 | 0.47926 | 0.52735 | 0.57748
F1_Industrial_Stone, Clay, and Glass_New_Process_Natural Gas_Gas Boiler - Insulate Hot Water Lines_A_Technical Potential | F1 | Industrial | Stone, Clay, and Glass | New | Process | Natural Gas | Gas Boiler - Insulate Hot Water Lines | A | Original Unit Energy Savings (kWh or therms) | Technical Potential | 0 | 0 | 51.5303 | 51.5303 | 51.5303 | 51.5303 | 51.5303 | 51.5303 | 51.5303 | 51.5303 | 51.5303 | 51.5303 | 51.5303 | 51.5303 | 51.5303 | 51.5303 | 51.5303 | 51.5303 | 51.5303 | 51.5303 | 51.5303 | 51.5303
F2_Industrial_Stone, Clay, and Glass_New_Process_Natural Gas_Gas Boiler - Insulate Hot Water Lines_A_Technical Potential | F2 | Industrial | Stone, Clay, and Glass | New | Process | Natural Gas | Gas Boiler - Insulate Hot Water Lines | A | Original Unit Summer Peak Savings (kW) | Technical Potential | 0 | 0 | 0 | 0 | 0 | 0 | 0 | 0 | 0 | 0 | 0 | 0 | 0 | 0 | 0 | 0 | 0 | 0 | 0 | 0 | 0 | 0
F3_Industrial_Stone, Clay, and Glass_New_Process_Natural Gas_Gas Boiler - Insulate Hot Water Lines_A_Technical Potential | F3 | Industrial | Stone, Clay, and Glass | New | Process | Natural Gas | Gas Boiler - Insulate Hot Water Lines | A | Original Unit Winter Peak Savings (kW) | Technical Potential | 0 | 0 | 0 | 0 | 0 | 0 | 0 | 0 | 0 | 0 | 0 | 0 | 0 | 0 | 0 | 0 | 0 | 0 | 0 | 0 | 0 | 0
F4_Industrial_Stone, Clay, and Glass_New_Process_Natural Gas_Gas Boiler - Insulate Hot Water Lines_A_Technical Potential | F4 | Industrial | Stone, Clay, and Glass | New | Process | Natural Gas | Gas Boiler - Insulate Hot Water Lines | A | Standalone Impact on Baseline Energy (%) | Technical Potential | 0% | 0% | 0.002288% | 0.003599% | 0.004811% | 0.005892% | 0.007407% | 0.008715% | 0.009997% | 0.01114% | 0.01254% | 0.01379% | 0.01503% | 0.0161% | 0.01755% | 0.0188% | 0.02003% | 0.02109% | 0.02256% | 0.02381% | 0.02509% | 0.02635%
F5_Industrial_Stone, Clay, and Glass_New_Process_Natural Gas_Gas Boiler - Insulate Hot Water Lines_A_Technical Potential | F5 | Industrial | Stone, Clay, and Glass | New | Process | Natural Gas | Gas Boiler - Insulate Hot Water Lines | A | Standalone Impact on Baseline Summer Peak (%) | Technical Potential | bar: 2019 to 2040
F6_Industrial_Stone, Clay, and Glass_New_Process_Natural Gas_Gas Boiler - Insulate Hot Water Lines_A_Technical Potential | F6 | Industrial | Stone, Clay, and Glass | New | Process | Natural Gas | Gas Boiler - Insulate Hot Water Lines | A | Standalone Impact on Baseline Winter Peak (%) | Technical Potential | bar: 2019 to 2040
F7_Industrial_Stone, Clay, and Glass_New_Process_Natural Gas_Gas Boiler - Insulate Hot Water Lines_A_Technical Potential | F7 | Industrial | Stone, Clay, and Glass | New | Process | Natural Gas | Gas Boiler - Insulate Hot Water Lines | A | Incremental Energy Savings (MWh or mTherms) | Technical Potential | 0 | 0 | 0.0024292 | 0.0042395 | 0.0060453 | 0.0080693 | 0.0092882 | 0.010703 | 0.0121 | 0.013672 | 0.014843 | 0.016189 | 0.017517 | 0.019058 | 0.020104 | 0.021375 | 0.022646 | 0.024124 | 0.025101 | 0.026304 | 0.027475 | 0.028642
F8_Industrial_Stone, Clay, and Glass_New_Process_Natural Gas_Gas Boiler - Insulate Hot Water Lines_A_Technical Potential | F8 | Industrial | Stone, Clay, and Glass | New | Process | Natural Gas | Gas Boiler - Insulate Hot Water Lines | A | Incremental Summer Peak Savings (MW) | Technical Potential | 0 | 0 | 0 | 0 | 0 | 0 | 0 | 0 | 0 | 0 | 0 | 0 | 0 | 0 | 0 | 0 | 0 | 0 | 0 | 0 | 0 | 0
F9_Industrial_Stone, Clay, and Glass_New_Process_Natural Gas_Gas Boiler - Insulate Hot Water Lines_A_Technical Potential | F9 | Industrial | Stone, Clay, and Glass | New | Process | Natural Gas | Gas Boiler - Insulate Hot Water Lines | A | Incremental Winter Peak Savings (MW) | Technical Potential | 0 | 0 | 0 | 0 | 0 | 0 | 0 | 0 | 0 | 0 | 0 | 0 | 0 | 0 | 0 | 0 | 0 | 0 | 0 | 0 | 0 | 0
F10_Industrial_Stone, Clay, and Glass_New_Process_Natural Gas_Gas Boiler - Insulate Hot Water Lines_A_Technical Potential | F10 | Industrial | Stone, Clay, and Glass | New | Process | Natural Gas | Gas Boiler - Insulate Hot Water Lines | A | Cumulative Energy Savings (MWh or mTherms) | Technical Potential | 0 | 0 | 0.0024292 | 0.0066687 | 0.012714 | 0.020783 | 0.030071 | 0.040775 | 0.052875 | 0.066547 | 0.08139 | 0.097579 | 0.1151 | 0.13415 | 0.15426 | 0.17563 | 0.19828 | 0.2224 | 0.2475 | 0.27381 | 0.30128 | 0.32993
F11_Industrial_Stone, Clay, and Glass_New_Process_Natural Gas_Gas Boiler - Insulate Hot Water Lines_A_Technical Potential | F11 | Industrial | Stone, Clay, and Glass | New | Process | Natural Gas | Gas Boiler - Insulate Hot Water Lines | A | Cumulative Summer Peak Savings (MW) | Technical Potential | 0 | 0 | 0 | 0 | 0 | 0 | 0 | 0 | 0 | 0 | 0 | 0 | 0 | 0 | 0 | 0 | 0 | 0 | 0 | 0 | 0 | 0
F12_Industrial_Stone, Clay, and Glass_New_Process_Natural Gas_Gas Boiler - Insulate Hot Water Lines_A_Technical Potential | F12 | Industrial | Stone, Clay, and Glass | New | Process | Natural Gas | Gas Boiler - Insulate Hot Water Lines | A | Cumulative Winter Peak Savings (MW) | Technical Potential | 0 | 0 | 0 | 0 | 0 | 0 | 0 | 0 | 0 | 0 | 0 | 0 | 0 | 0 | 0 | 0 | 0 | 0 | 0 | 0 | 0 | 0
F13_Industrial_Stone, Clay, and Glass_New_Process_Natural Gas_Gas Boiler - Insulate Hot Water Lines_A_Technical Potential | F13 | Industrial | Stone, Clay, and Glass | New | Process | Natural Gas | Gas Boiler - Insulate Hot Water Lines | A | Purchases (Incremental) | Technical Potential | 0 | 0 | 0.047142 | 0.082271 | 0.11731 | 0.15659 | 0.18025 | 0.20771 | 0.23482 | 0.26532 | 0.28804 | 0.31416 | 0.33994 | 0.36985 | 0.39014 | 0.41481 | 0.43946 | 0.46815 | 0.48711 | 0.51046 | 0.53318 | 0.55584
F14_Industrial_Stone, Clay, and Glass_New_Process_Natural Gas_Gas Boiler - Insulate Hot Water Lines_A_Technical Potential | F14 | Industrial | Stone, Clay, and Glass | New | Process | Natural Gas | Gas Boiler - Insulate Hot Water Lines | A | Purchases (Cumulative) | Technical Potential | 0 | 0 | 0.047142 | 0.12941 | 0.24673 | 0.40332 | 0.58357 | 0.79127 | 1.0261 | 1.2914 | 1.5795 | 1.8936 | 2.2336 | 2.6034 | 2.9935 | 3.4084 | 3.8478 | 4.316 | 4.8031 | 5.3135 | 5.8467 | 6.4026
F1_Industrial_Stone, Clay, and Glass_New_Process_Natural Gas_Process - Insulate Heated Process Fluids_A_Technical Potential | F1 | Industrial | Stone, Clay, and Glass | New | Process | Natural Gas | Process - Insulate Heated Process Fluids | A | Original Unit Energy Savings (kWh or therms) | Technical Potential | 0 | 0 | 1280.913 | 1280.913 | 1280.913 | 1280.913 | 1280.913 | 1280.913 | 1280.913 | 1280.913 | 1280.913 | 1280.913 | 1280.913 | 1280.913 | 1280.913 | 1280.913 | 1280.913 | 1280.913 | 1280.913 | 1280.913 | 1280.913 | 1280.913
F2_Industrial_Stone, Clay, and Glass_New_Process_Natural Gas_Process - Insulate Heated Process Fluids_A_Technical Potential | F2 | Industrial | Stone, Clay, and Glass | New | Process | Natural Gas | Process - Insulate Heated Process Fluids | A | Original Unit Summer Peak Savings (kW) | Technical Potential | 0 | 0 | 0 | 0 | 0 | 0 | 0 | 0 | 0 | 0 | 0 | 0 | 0 | 0 | 0 | 0 | 0 | 0 | 0 | 0 | 0 | 0
F3_Industrial_Stone, Clay, and Glass_New_Process_Natural Gas_Process - Insulate Heated Process Fluids_A_Technical Potential | F3 | Industrial | Stone, Clay, and Glass | New | Process | Natural Gas | Process - Insulate Heated Process Fluids | A | Original Unit Winter Peak Savings (kW) | Technical Potential | 0 | 0 | 0 | 0 | 0 | 0 | 0 | 0 | 0 | 0 | 0 | 0 | 0 | 0 | 0 | 0 | 0 | 0 | 0 | 0 | 0 | 0
F4_Industrial_Stone, Clay, and Glass_New_Process_Natural Gas_Process - Insulate Heated Process Fluids_A_Technical Potential | F4 | Industrial | Stone, Clay, and Glass | New | Process | Natural Gas | Process - Insulate Heated Process Fluids | A | Standalone Impact on Baseline Energy (%) | Technical Potential | 0% | 0% | 0.1244% | 0.1957% | 0.2616% | 0.3204% | 0.4028% | 0.4615% | 0.4977% | 0.5122% | 0.5291% | 0.531% | 0.5274% | 0.5141% | 0.5108% | 0.4992% | 0.4863% | 0.4685% | 0.4503% | 0.4298% | 0.4115% | 0.3947%
F5_Industrial_Stone, Clay, and Glass_New_Process_Natural Gas_Process - Insulate Heated Process Fluids_A_Technical Potential | F5 | Industrial | Stone, Clay, and Glass | New | Process | Natural Gas | Process - Insulate Heated Process Fluids | A | Standalone Impact on Baseline Summer Peak (%) | Technical Potential | bar: 2019 to 2040
F6_Industrial_Stone, Clay, and Glass_New_Process_Natural Gas_Process - Insulate Heated Process Fluids_A_Technical Potential | F6 | Industrial | Stone, Clay, and Glass | New | Process | Natural Gas | Process - Insulate Heated Process Fluids | A | Standalone Impact on Baseline Winter Peak (%) | Technical Potential | bar: 2019 to 2040
F7_Industrial_Stone, Clay, and Glass_New_Process_Natural Gas_Process - Insulate Heated Process Fluids_A_Technical Potential | F7 | Industrial | Stone, Clay, and Glass | New | Process | Natural Gas | Process - Insulate Heated Process Fluids | A | Incremental Energy Savings (MWh or mTherms) | Technical Potential | 0 | 0 | 0.13209 | 0.23052 | 0.32871 | 0.43877 | 0.50505 | 0.52379 | 0.47374 | 0.42821 | 0.3719 | 0.32451 | 0.28091 | 0.24449 | 0.20633 | 0.1755 | 0.14874 | 0.12676 | 0.00089964 | 0.0003367 | 0.00011989 | 4.0757e-05
F8_Industrial_Stone, Clay, and Glass_New_Process_Natural Gas_Process - Insulate Heated Process Fluids_A_Technical Potential | F8 | Industrial | Stone, Clay, and Glass | New | Process | Natural Gas | Process - Insulate Heated Process Fluids | A | Incremental Summer Peak Savings (MW) | Technical Potential | 0 | 0 | 0 | 0 | 0 | 0 | 0 | 0 | 0 | 0 | 0 | 0 | 0 | 0 | 0 | 0 | 0 | 0 | 0 | 0 | 0 | 0
F9_Industrial_Stone, Clay, and Glass_New_Process_Natural Gas_Process - Insulate Heated Process Fluids_A_Technical Potential | F9 | Industrial | Stone, Clay, and Glass | New | Process | Natural Gas | Process - Insulate Heated Process Fluids | A | Incremental Winter Peak Savings (MW) | Technical Potential | 0 | 0 | 0 | 0 | 0 | 0 | 0 | 0 | 0 | 0 | 0 | 0 | 0 | 0 | 0 | 0 | 0 | 0 | 0 | 0 | 0 | 0
F10_Industrial_Stone, Clay, and Glass_New_Process_Natural Gas_Process - Insulate Heated Process Fluids_A_Technical Potential | F10 | Industrial | Stone, Clay, and Glass | New | Process | Natural Gas | Process - Insulate Heated Process Fluids | A | Cumulative Energy Savings (MWh or mTherms) | Technical Potential | 0 | 0 | 0.13209 | 0.36261 | 0.69133 | 1.1301 | 1.6351 | 2.1589 | 2.6327 | 3.0609 | 3.4328 | 3.7573 | 4.0382 | 4.2827 | 4.489 | 4.6645 | 4.8133 | 4.94 | 4.9409 | 4.9413 | 4.9414 | 4.9414
F11_Industrial_Stone, Clay, and Glass_New_Process_Natural Gas_Process - Insulate Heated Process Fluids_A_Technical Potential | F11 | Industrial | Stone, Clay, and Glass | New | Process | Natural Gas | Process - Insulate Heated Process Fluids | A | Cumulative Summer Peak Savings (MW) | Technical Potential | 0 | 0 | 0 | 0 | 0 | 0 | 0 | 0 | 0 | 0 | 0 | 0 | 0 | 0 | 0 | 0 | 0 | 0 | 0 | 0 | 0 | 0
F12_Industrial_Stone, Clay, and Glass_New_Process_Natural Gas_Process - Insulate Heated Process Fluids_A_Technical Potential | F12 | Industrial | Stone, Clay, and Glass | New | Process | Natural Gas | Process - Insulate Heated Process Fluids | A | Cumulative Winter Peak Savings (MW) | Technical Potential | 0 | 0 | 0 | 0 | 0 | 0 | 0 | 0 | 0 | 0 | 0 | 0 | 0 | 0 | 0 | 0 | 0 | 0 | 0 | 0 | 0 | 0
F13_Industrial_Stone, Clay, and Glass_New_Process_Natural Gas_Process - Insulate Heated Process Fluids_A_Technical Potential | F13 | Industrial | Stone, Clay, and Glass | New | Process | Natural Gas | Process - Insulate Heated Process Fluids | A | Purchases (Incremental) | Technical Potential | 0 | 0 | 0.10312 | 0.17997 | 0.25662 | 0.34254 | 0.39429 | 0.40892 | 0.36984 | 0.3343 | 0.29034 | 0.25334 | 0.2193 | 0.19088 | 0.16108 | 0.13701 | 0.11612 | 0.098964 | 0.00070234 | 0.00026286 | 9.3601e-05 | 3.1819e-05
F14_Industrial_Stone, Clay, and Glass_New_Process_Natural Gas_Process - Insulate Heated Process Fluids_A_Technical Potential | F14 | Industrial | Stone, Clay, and Glass | New | Process | Natural Gas | Process - Insulate Heated Process Fluids | A | Purchases (Cumulative) | Technical Potential | 0 | 0 | 0.10312 | 0.28309 | 0.53971 | 0.88226 | 1.2765 | 1.6855 | 2.0553 | 2.3896 | 2.68 | 2.9333 | 3.1526 | 3.3435 | 3.5046 | 3.6416 | 3.7577 | 3.8567 | 3.8574 | 3.8576 | 3.8577 | 3.8577
F1_Industrial_Stone, Clay, and Glass_New_Process_Natural Gas_Process Heat Recovery_A_Technical Potential | F1 | Industrial | Stone, Clay, and Glass | New | Process | Natural Gas | Process Heat Recovery | A | Original Unit Energy Savings (kWh or therms) | Technical Potential | 0 | 0 | 73.39 | 73.39 | 73.39 | 73.39 | 73.39 | 73.39 | 73.39 | 73.39 | 73.39 | 73.39 | 73.39 | 73.39 | 73.39 | 73.39 | 73.39 | 73.39 | 73.39 | 73.39 | 73.39 | 73.39
F2_Industrial_Stone, Clay, and Glass_New_Process_Natural Gas_Process Heat Recovery_A_Technical Potential | F2 | Industrial | Stone, Clay, and Glass | New | Process | Natural Gas | Process Heat Recovery | A | Original Unit Summer Peak Savings (kW) | Technical Potential | 0 | 0 | 0 | 0 | 0 | 0 | 0 | 0 | 0 | 0 | 0 | 0 | 0 | 0 | 0 | 0 | 0 | 0 | 0 | 0 | 0 | 0
F3_Industrial_Stone, Clay, and Glass_New_Process_Natural Gas_Process Heat Recovery_A_Technical Potential | F3 | Industrial | Stone, Clay, and Glass | New | Process | Natural Gas | Process Heat Recovery | A | Original Unit Winter Peak Savings (kW) | Technical Potential | 0 | 0 | 0 | 0 | 0 | 0 | 0 | 0 | 0 | 0 | 0 | 0 | 0 | 0 | 0 | 0 | 0 | 0 | 0 | 0 | 0 | 0
F4_Industrial_Stone, Clay, and Glass_New_Process_Natural Gas_Process Heat Recovery_A_Technical Potential | F4 | Industrial | Stone, Clay, and Glass | New | Process | Natural Gas | Process Heat Recovery | A | Standalone Impact on Baseline Energy (%) | Technical Potential | 0% | 0% | 0.2566% | 0.4036% | 0.5396% | 0.6609% | 0.8307% | 0.9518% | 1.027% | 1.056% | 1.091% | 1.095% | 1.088% | 1.06% | 1.054% | 1.03% | 1.003% | 0.9415% | 0.9049% | 0.8635% | 0.8267% | 0.793%
F5_Industrial_Stone, Clay, and Glass_New_Process_Natural Gas_Process Heat Recovery_A_Technical Potential | F5 | Industrial | Stone, Clay, and Glass | New | Process | Natural Gas | Process Heat Recovery | A | Standalone Impact on Baseline Summer Peak (%) | Technical Potential | bar: 2019 to 2040
F6_Industrial_Stone, Clay, and Glass_New_Process_Natural Gas_Process Heat Recovery_A_Technical Potential | F6 | Industrial | Stone, Clay, and Glass | New | Process | Natural Gas | Process Heat Recovery | A | Standalone Impact on Baseline Winter Peak (%) | Technical Potential | bar: 2019 to 2040
F7_Industrial_Stone, Clay, and Glass_New_Process_Natural Gas_Process Heat Recovery_A_Technical Potential | F7 | Industrial | Stone, Clay, and Glass | New | Process | Natural Gas | Process Heat Recovery | A | Incremental Energy Savings (MWh or mTherms) | Technical Potential | 0 | 0 | 0.27245 | 0.47548 | 0.67801 | 0.90502 | 1.0417 | 1.0804 | 0.97714 | 0.88324 | 0.76709 | 0.66933 | 0.57941 | 0.5043 | 0.42558 | 0.36199 | 0.3068 | 0.27245 | 0.47548 | 0.67801 | 0.90502 | 1.0417
F8_Industrial_Stone, Clay, and Glass_New_Process_Natural Gas_Process Heat Recovery_A_Technical Potential | F8 | Industrial | Stone, Clay, and Glass | New | Process | Natural Gas | Process Heat Recovery | A | Incremental Summer Peak Savings (MW) | Technical Potential | 0 | 0 | 0 | 0 | 0 | 0 | 0 | 0 | 0 | 0 | 0 | 0 | 0 | 0 | 0 | 0 | 0 | 0 | 0 | 0 | 0 | 0
F9_Industrial_Stone, Clay, and Glass_New_Process_Natural Gas_Process Heat Recovery_A_Technical Potential | F9 | Industrial | Stone, Clay, and Glass | New | Process | Natural Gas | Process Heat Recovery | A | Incremental Winter Peak Savings (MW) | Technical Potential | 0 | 0 | 0 | 0 | 0 | 0 | 0 | 0 | 0 | 0 | 0 | 0 | 0 | 0 | 0 | 0 | 0 | 0 | 0 | 0 | 0 | 0
F10_Industrial_Stone, Clay, and Glass_New_Process_Natural Gas_Process Heat Recovery_A_Technical Potential | F10 | Industrial | Stone, Clay, and Glass | New | Process | Natural Gas | Process Heat Recovery | A | Cumulative Energy Savings (MWh or mTherms) | Technical Potential | 0 | 0 | 0.27245 | 0.74794 | 1.4259 | 2.331 | 3.3727 | 4.4531 | 5.4302 | 6.3135 | 7.0806 | 7.7499 | 8.3293 | 8.8336 | 9.2592 | 9.6212 | 9.928 | 9.928 | 9.928 | 9.928 | 9.928 | 9.928
F11_Industrial_Stone, Clay, and Glass_New_Process_Natural Gas_Process Heat Recovery_A_Technical Potential | F11 | Industrial | Stone, Clay, and Glass | New | Process | Natural Gas | Process Heat Recovery | A | Cumulative Summer Peak Savings (MW) | Technical Potential | 0 | 0 | 0 | 0 | 0 | 0 | 0 | 0 | 0 | 0 | 0 | 0 | 0 | 0 | 0 | 0 | 0 | 0 | 0 | 0 | 0 | 0
F12_Industrial_Stone, Clay, and Glass_New_Process_Natural Gas_Process Heat Recovery_A_Technical Potential | F12 | Industrial | Stone, Clay, and Glass | New | Process | Natural Gas | Process Heat Recovery | A | Cumulative Winter Peak Savings (MW) | Technical Potential | 0 | 0 | 0 | 0 | 0 | 0 | 0 | 0 | 0 | 0 | 0 | 0 | 0 | 0 | 0 | 0 | 0 | 0 | 0 | 0 | 0 | 0
F13_Industrial_Stone, Clay, and Glass_New_Process_Natural Gas_Process Heat Recovery_A_Technical Potential | F13 | Industrial | Stone, Clay, and Glass | New | Process | Natural Gas | Process Heat Recovery | A | Purchases (Incremental) | Technical Potential | 0 | 0 | 3.7124 | 6.4788 | 9.2385 | 12.3316 | 14.1944 | 14.7212 | 13.3143 | 12.0349 | 10.4522 | 9.1202 | 7.8949 | 6.8715 | 5.7989 | 4.9324 | 4.1804 | 3.7124 | 6.4788 | 9.2385 | 12.3316 | 14.1944
F14_Industrial_Stone, Clay, and Glass_New_Process_Natural Gas_Process Heat Recovery_A_Technical Potential | F14 | Industrial | Stone, Clay, and Glass | New | Process | Natural Gas | Process Heat Recovery | A | Purchases (Cumulative) | Technical Potential | 0 | 0 | 3.7124 | 10.1912 | 19.4297 | 31.7613 | 45.9558 | 60.677 | 73.9913 | 86.0262 | 96.4784 | 105.5986 | 113.4935 | 120.365 | 126.1639 | 131.0964 | 135.2768 | 135.2768 | 135.2768 | 135.2768 | 135.2768 | 135.2768
F1_Industrial_Stone, Clay, and Glass_New_Space Heating_Natural Gas_Building Automation System_A_Technical Potential | F1 | Industrial | Stone, Clay, and Glass | New | Space Heating | Natural Gas | Building Automation System | A | Original Unit Energy Savings (kWh or therms) | Technical Potential | 0 | 0 | 0.01486 | 0.01486 | 0.01486 | 0.01486 | 0.01486 | 0.01486 | 0.01486 | 0.01486 | 0.01486 | 0.01486 | 0.01486 | 0.01486 | 0.01486 | 0.01486 | 0.01486 | 0.01486 | 0.01486 | 0.01486 | 0.01486 | 0.01486
F2_Industrial_Stone, Clay, and Glass_New_Space Heating_Natural Gas_Building Automation System_A_Technical Potential | F2 | Industrial | Stone, Clay, and Glass | New | Space Heating | Natural Gas | Building Automation System | A | Original Unit Summer Peak Savings (kW) | Technical Potential | 0 | 0 | 0 | 0 | 0 | 0 | 0 | 0 | 0 | 0 | 0 | 0 | 0 | 0 | 0 | 0 | 0 | 0 | 0 | 0 | 0 | 0
F3_Industrial_Stone, Clay, and Glass_New_Space Heating_Natural Gas_Building Automation System_A_Technical Potential | F3 | Industrial | Stone, Clay, and Glass | New | Space Heating | Natural Gas | Building Automation System | A | Original Unit Winter Peak Savings (kW) | Technical Potential | 0 | 0 | 0 | 0 | 0 | 0 | 0 | 0 | 0 | 0 | 0 | 0 | 0 | 0 | 0 | 0 | 0 | 0 | 0 | 0 | 0 | 0
F4_Industrial_Stone, Clay, and Glass_New_Space Heating_Natural Gas_Building Automation System_A_Technical Potential | F4 | Industrial | Stone, Clay, and Glass | New | Space Heating | Natural Gas | Building Automation System | A | Standalone Impact on Baseline Energy (%) | Technical Potential | 0% | 0% | 0.01539% | 0.03957% | 0.08236% | 0.1505% | 0.2656% | 0.4236% | 0.6374% | 0.9046% | 1.254% | 1.647% | 2.079% | 2.504% | 2.969% | 3.353% | 3.659% | 3.841% | 3.998% | 4.019% | 3.959% | 3.844%
F5_Industrial_Stone, Clay, and Glass_New_Space Heating_Natural Gas_Building Automation System_A_Technical Potential | F5 | Industrial | Stone, Clay, and Glass | New | Space Heating | Natural Gas | Building Automation System | A | Standalone Impact on Baseline Summer Peak (%) | Technical Potential | bar: 2019 to 2040
F6_Industrial_Stone, Clay, and Glass_New_Space Heating_Natural Gas_Building Automation System_A_Technical Potential | F6 | Industrial | Stone, Clay, and Glass | New | Space Heating | Natural Gas | Building Automation System | A | Standalone Impact on Baseline Winter Peak (%) | Technical Potential | bar: 2019 to 2040
F7_Industrial_Stone, Clay, and Glass_New_Space Heating_Natural Gas_Building Automation System_A_Technical Potential | F7 | Industrial | Stone, Clay, and Glass | New | Space Heating | Natural Gas | Building Automation System | A | Incremental Energy Savings (MWh or mTherms) | Technical Potential | 0 | 0 | 0.0007937 | 0.0027688 | 0.0070102 | 0.015221 | 0.026593 | 0.04389 | 0.067495 | 0.098863 | 0.13274 | 0.17074 | 0.20727 | 0.2399 | 0.25412 | 0.2547 | 0.23724 | 0.20901 | 0.1663 | 0.12065 | 0.080513 | 0.054739
F8_Industrial_Stone, Clay, and Glass_New_Space Heating_Natural Gas_Building Automation System_A_Technical Potential | F8 | Industrial | Stone, Clay, and Glass | New | Space Heating | Natural Gas | Building Automation System | A | Incremental Summer Peak Savings (MW) | Technical Potential | 0 | 0 | 0 | 0 | 0 | 0 | 0 | 0 | 0 | 0 | 0 | 0 | 0 | 0 | 0 | 0 | 0 | 0 | 0 | 0 | 0 | 0
F9_Industrial_Stone, Clay, and Glass_New_Space Heating_Natural Gas_Building Automation System_A_Technical Potential | F9 | Industrial | Stone, Clay, and Glass | New | Space Heating | Natural Gas | Building Automation System | A | Incremental Winter Peak Savings (MW) | Technical Potential | 0 | 0 | 0 | 0 | 0 | 0 | 0 | 0 | 0 | 0 | 0 | 0 | 0 | 0 | 0 | 0 | 0 | 0 | 0 | 0 | 0 | 0
F10_Industrial_Stone, Clay, and Glass_New_Space Heating_Natural Gas_Building Automation System_A_Technical Potential | F10 | Industrial | Stone, Clay, and Glass | New | Space Heating | Natural Gas | Building Automation System | A | Cumulative Energy Savings (MWh or mTherms) | Technical Potential | 0 | 0 | 0.0007937 | 0.0035625 | 0.010573 | 0.025794 | 0.052387 | 0.096276 | 0.16377 | 0.26263 | 0.39538 | 0.56611 | 0.77339 | 1.0133 | 1.2674 | 1.5221 | 1.7593 | 1.9676 | 2.1311 | 2.2447 | 2.31 | 2.3382
F11_Industrial_Stone, Clay, and Glass_New_Space Heating_Natural Gas_Building Automation System_A_Technical Potential | F11 | Industrial | Stone, Clay, and Glass | New | Space Heating | Natural Gas | Building Automation System | A | Cumulative Summer Peak Savings (MW) | Technical Potential | 0 | 0 | 0 | 0 | 0 | 0 | 0 | 0 | 0 | 0 | 0 | 0 | 0 | 0 | 0 | 0 | 0 | 0 | 0 | 0 | 0 | 0
F12_Industrial_Stone, Clay, and Glass_New_Space Heating_Natural Gas_Building Automation System_A_Technical Potential | F12 | Industrial | Stone, Clay, and Glass | New | Space Heating | Natural Gas | Building Automation System | A | Cumulative Winter Peak Savings (MW) | Technical Potential | 0 | 0 | 0 | 0 | 0 | 0 | 0 | 0 | 0 | 0 | 0 | 0 | 0 | 0 | 0 | 0 | 0 | 0 | 0 | 0 | 0 | 0
F13_Industrial_Stone, Clay, and Glass_New_Space Heating_Natural Gas_Building Automation System_A_Technical Potential | F13 | Industrial | Stone, Clay, and Glass | New | Space Heating | Natural Gas | Building Automation System | A | Purchases (Incremental) | Technical Potential | 0 | 0 | 53.4099 | 186.3213 | 471.7348 | 1024.2543 | 1789.5236 | 2953.4416 | 4541.9329 | 6652.7286 | 8932.7467 | 11489.2897 | 13947.9822 | 16143.3397 | 17100.3553 | 17139.1902 | 15964.6264 | 14064.6388 | 11190.7524 | 8118.9124 | 5417.9463 | 3683.5616
F14_Industrial_Stone, Clay, and Glass_New_Space Heating_Natural Gas_Building Automation System_A_Technical Potential | F14 | Industrial | Stone, Clay, and Glass | New | Space Heating | Natural Gas | Building Automation System | A | Purchases (Cumulative) | Technical Potential | 0 | 0 | 53.4099 | 239.7312 | 711.466 | 1735.7203 | 3525.2439 | 6478.6856 | 11020.6184 | 17673.347 | 26606.0937 | 38095.3834 | 52043.3657 | 68186.7054 | 85287.0607 | 102426.2509 | 118390.8772 | 132402.1062 | 143406.5373 | 151053.7148 | 155447.4068 | 157341.4448
F1_Industrial_Stone, Clay, and Glass_New_Space Heating_Natural Gas_Steam System Efficiency Improvements_A_Technical Potential | F1 | Industrial | Stone, Clay, and Glass | New | Space Heating | Natural Gas | Steam System Efficiency Improvements | A | Original Unit Energy Savings (kWh or therms) | Technical Potential | 0 | 0 | 0.13322 | 0.13322 | 0.13322 | 0.13322 | 0.13322 | 0.13322 | 0.13322 | 0.13322 | 0.13322 | 0.13322 | 0.13322 | 0.13322 | 0.13322 | 0.13322 | 0.13322 | 0.13322 | 0.13322 | 0.13322 | 0.13322 | 0.13322
F2_Industrial_Stone, Clay, and Glass_New_Space Heating_Natural Gas_Steam System Efficiency Improvements_A_Technical Potential | F2 | Industrial | Stone, Clay, and Glass | New | Space Heating | Natural Gas | Steam System Efficiency Improvements | A | Original Unit Summer Peak Savings (kW) | Technical Potential | 0 | 0 | 0 | 0 | 0 | 0 | 0 | 0 | 0 | 0 | 0 | 0 | 0 | 0 | 0 | 0 | 0 | 0 | 0 | 0 | 0 | 0
F3_Industrial_Stone, Clay, and Glass_New_Space Heating_Natural Gas_Steam System Efficiency Improvements_A_Technical Potential | F3 | Industrial | Stone, Clay, and Glass | New | Space Heating | Natural Gas | Steam System Efficiency Improvements | A | Original Unit Winter Peak Savings (kW) | Technical Potential | 0 | 0 | 0 | 0 | 0 | 0 | 0 | 0 | 0 | 0 | 0 | 0 | 0 | 0 | 0 | 0 | 0 | 0 | 0 | 0 | 0 | 0
F4_Industrial_Stone, Clay, and Glass_New_Space Heating_Natural Gas_Steam System Efficiency Improvements_A_Technical Potential | F4 | Industrial | Stone, Clay, and Glass | New | Space Heating | Natural Gas | Steam System Efficiency Improvements | A | Standalone Impact on Baseline Energy (%) | Technical Potential | 0% | 0% | 0.0009776% | 0.002514% | 0.005233% | 0.009564% | 0.01688% | 0.02669% | 0.03961% | 0.05516% | 0.0745% | 0.09495% | 0.1157% | 0.1334% | 0.1495% | 0.1577% | 0.1577% | 0.1481% | 0.1423% | 0.1358% | 0.13% | 0.1247%
F5_Industrial_Stone, Clay, and Glass_New_Space Heating_Natural Gas_Steam System Efficiency Improvements_A_Technical Potential | F5 | Industrial | Stone, Clay, and Glass | New | Space Heating | Natural Gas | Steam System Efficiency Improvements | A | Standalone Impact on Baseline Summer Peak (%) | Technical Potential | bar: 2019 to 2040
F6_Industrial_Stone, Clay, and Glass_New_Space Heating_Natural Gas_Steam System Efficiency Improvements_A_Technical Potential | F6 | Industrial | Stone, Clay, and Glass | New | Space Heating | Natural Gas | Steam System Efficiency Improvements | A | Standalone Impact on Baseline Winter Peak (%) | Technical Potential | bar: 2019 to 2040
F7_Industrial_Stone, Clay, and Glass_New_Space Heating_Natural Gas_Steam System Efficiency Improvements_A_Technical Potential | F7 | Industrial | Stone, Clay, and Glass | New | Space Heating | Natural Gas | Steam System Efficiency Improvements | A | Incremental Energy Savings (MWh or mTherms) | Technical Potential | 0 | 0 | 5.0428e-05 | 0.00017592 | 0.0004454 | 0.00096706 | 0.0016896 | 0.0027885 | 0.0042883 | 0.0062813 | 0.008434 | 0.010848 | 0.013169 | 0.015242 | 0.016146 | 0.016182 | 0.015073 | 0.013279 | 0.015418 | 0.016591 | 0.017149 | 0.016763
F8_Industrial_Stone, Clay, and Glass_New_Space Heating_Natural Gas_Steam System Efficiency Improvements_A_Technical Potential | F8 | Industrial | Stone, Clay, and Glass | New | Space Heating | Natural Gas | Steam System Efficiency Improvements | A | Incremental Summer Peak Savings (MW) | Technical Potential | 0 | 0 | 0 | 0 | 0 | 0 | 0 | 0 | 0 | 0 | 0 | 0 | 0 | 0 | 0 | 0 | 0 | 0 | 0 | 0 | 0 | 0
F9_Industrial_Stone, Clay, and Glass_New_Space Heating_Natural Gas_Steam System Efficiency Improvements_A_Technical Potential | F9 | Industrial | Stone, Clay, and Glass | New | Space Heating | Natural Gas | Steam System Efficiency Improvements | A | Incremental Winter Peak Savings (MW) | Technical Potential | 0 | 0 | 0 | 0 | 0 | 0 | 0 | 0 | 0 | 0 | 0 | 0 | 0 | 0 | 0 | 0 | 0 | 0 | 0 | 0 | 0 | 0
F10_Industrial_Stone, Clay, and Glass_New_Space Heating_Natural Gas_Steam System Efficiency Improvements_A_Technical Potential | F10 | Industrial | Stone, Clay, and Glass | New | Space Heating | Natural Gas | Steam System Efficiency Improvements | A | Cumulative Energy Savings (MWh or mTherms) | Technical Potential | 0 | 0 | 5.0428e-05 | 0.00022635 | 0.00067174 | 0.0016388 | 0.0033284 | 0.0060665 | 0.010179 | 0.016015 | 0.023482 | 0.03264 | 0.043021 | 0.053974 | 0.063838 | 0.071587 | 0.075812 | 0.075872 | 0.075872 | 0.075872 | 0.075872 | 0.075872
F11_Industrial_Stone, Clay, and Glass_New_Space Heating_Natural Gas_Steam System Efficiency Improvements_A_Technical Potential | F11 | Industrial | Stone, Clay, and Glass | New | Space Heating | Natural Gas | Steam System Efficiency Improvements | A | Cumulative Summer Peak Savings (MW) | Technical Potential | 0 | 0 | 0 | 0 | 0 | 0 | 0 | 0 | 0 | 0 | 0 | 0 | 0 | 0 | 0 | 0 | 0 | 0 | 0 | 0 | 0 | 0
F12_Industrial_Stone, Clay, and Glass_New_Space Heating_Natural Gas_Steam System Efficiency Improvements_A_Technical Potential | F12 | Industrial | Stone, Clay, and Glass | New | Space Heating | Natural Gas | Steam System Efficiency Improvements | A | Cumulative Winter Peak Savings (MW) | Technical Potential | 0 | 0 | 0 | 0 | 0 | 0 | 0 | 0 | 0 | 0 | 0 | 0 | 0 | 0 | 0 | 0 | 0 | 0 | 0 | 0 | 0 | 0
F13_Industrial_Stone, Clay, and Glass_New_Space Heating_Natural Gas_Steam System Efficiency Improvements_A_Technical Potential | F13 | Industrial | Stone, Clay, and Glass | New | Space Heating | Natural Gas | Steam System Efficiency Improvements | A | Purchases (Incremental) | Technical Potential | 0 | 0 | 0.37852 | 1.3205 | 3.3432 | 7.259 | 12.6826 | 20.9314 | 32.1892 | 47.1487 | 63.3075 | 81.426 | 98.8511 | 114.4098 | 121.1923 | 121.4675 | 113.1433 | 99.6778 | 115.7303 | 124.5356 | 128.7266 | 125.8258
F14_Industrial_Stone, Clay, and Glass_New_Space Heating_Natural Gas_Steam System Efficiency Improvements_A_Technical Potential | F14 | Industrial | Stone, Clay, and Glass | New | Space Heating | Natural Gas | Steam System Efficiency Improvements | A | Purchases (Cumulative) | Technical Potential | 0 | 0 | 0.37852 | 1.699 | 5.0422 | 12.3013 | 24.9838 | 45.5367 | 76.4055 | 120.2109 | 176.2594 | 245.0028 | 322.9225 | 405.1431 | 479.1867 | 537.3467 | 569.064 | 569.5122 | 569.5122 | 569.5122 | 569.5122 | 569.5122
F1_Industrial_Stone, Clay, and Glass_New_Process_Natural Gas_Steam System Efficiency Improvements_A_Technical Potential | F1 | Industrial | Stone, Clay, and Glass | New | Process | Natural Gas | Steam System Efficiency Improvements | A | Original Unit Energy Savings (kWh or therms) | Technical Potential | 0 | 0 | 0.082679 | 0.082679 | 0.082679 | 0.082679 | 0.082679 | 0.082679 | 0.082679 | 0.082679 | 0.082679 | 0.082679 | 0.082679 | 0.082679 | 0.082679 | 0.082679 | 0.082679 | 0.082679 | 0.082679 | 0.082679 | 0.082679 | 0.082679
F2_Industrial_Stone, Clay, and Glass_New_Process_Natural Gas_Steam System Efficiency Improvements_A_Technical Potential | F2 | Industrial | Stone, Clay, and Glass | New | Process | Natural Gas | Steam System Efficiency Improvements | A | Original Unit Summer Peak Savings (kW) | Technical Potential | 0 | 0 | 0 | 0 | 0 | 0 | 0 | 0 | 0 | 0 | 0 | 0 | 0 | 0 | 0 | 0 | 0 | 0 | 0 | 0 | 0 | 0
F3_Industrial_Stone, Clay, and Glass_New_Process_Natural Gas_Steam System Efficiency Improvements_A_Technical Potential | F3 | Industrial | Stone, Clay, and Glass | New | Process | Natural Gas | Steam System Efficiency Improvements | A | Original Unit Winter Peak Savings (kW) | Technical Potential | 0 | 0 | 0 | 0 | 0 | 0 | 0 | 0 | 0 | 0 | 0 | 0 | 0 | 0 | 0 | 0 | 0 | 0 | 0 | 0 | 0 | 0
F4_Industrial_Stone, Clay, and Glass_New_Process_Natural Gas_Steam System Efficiency Improvements_A_Technical Potential | F4 | Industrial | Stone, Clay, and Glass | New | Process | Natural Gas | Steam System Efficiency Improvements | A | Standalone Impact on Baseline Energy (%) | Technical Potential | 0% | 0% | 1.13e-06% | 2.905e-06% | 6.046e-06% | 1.105e-05% | 1.95e-05% | 3.084e-05% | 4.577e-05% | 6.374e-05% | 8.608e-05% | 0.0001097% | 0.0001336% | 0.0001541% | 0.0001728% | 0.0001822% | 0.0001822% | 0.0001711% | 0.0001645% | 0.0001569% | 0.0001503% | 0.0001441%
F5_Industrial_Stone, Clay, and Glass_New_Process_Natural Gas_Steam System Efficiency Improvements_A_Technical Potential | F5 | Industrial | Stone, Clay, and Glass | New | Process | Natural Gas | Steam System Efficiency Improvements | A | Standalone Impact on Baseline Summer Peak (%) | Technical Potential | bar: 2019 to 2040
F6_Industrial_Stone, Clay, and Glass_New_Process_Natural Gas_Steam System Efficiency Improvements_A_Technical Potential | F6 | Industrial | Stone, Clay, and Glass | New | Process | Natural Gas | Steam System Efficiency Improvements | A | Standalone Impact on Baseline Winter Peak (%) | Technical Potential | bar: 2019 to 2040
F7_Industrial_Stone, Clay, and Glass_New_Process_Natural Gas_Steam System Efficiency Improvements_A_Technical Potential | F7 | Industrial | Stone, Clay, and Glass | New | Process | Natural Gas | Steam System Efficiency Improvements | A | Incremental Energy Savings (MWh or mTherms) | Technical Potential | 0 | 0 | 1.1994e-06 | 4.1841e-06 | 1.0594e-05 | 2.3001e-05 | 4.0187e-05 | 6.6324e-05 | 0.000102 | 0.0001494 | 0.0002006 | 0.00025801 | 0.00031322 | 0.00036252 | 0.00038402 | 0.00038489 | 0.00035851 | 0.00031584 | 0.00036671 | 0.00039461 | 0.00040789 | 0.0003987
F8_Industrial_Stone, Clay, and Glass_New_Process_Natural Gas_Steam System Efficiency Improvements_A_Technical Potential | F8 | Industrial | Stone, Clay, and Glass | New | Process | Natural Gas | Steam System Efficiency Improvements | A | Incremental Summer Peak Savings (MW) | Technical Potential | 0 | 0 | 0 | 0 | 0 | 0 | 0 | 0 | 0 | 0 | 0 | 0 | 0 | 0 | 0 | 0 | 0 | 0 | 0 | 0 | 0 | 0
F9_Industrial_Stone, Clay, and Glass_New_Process_Natural Gas_Steam System Efficiency Improvements_A_Technical Potential | F9 | Industrial | Stone, Clay, and Glass | New | Process | Natural Gas | Steam System Efficiency Improvements | A | Incremental Winter Peak Savings (MW) | Technical Potential | 0 | 0 | 0 | 0 | 0 | 0 | 0 | 0 | 0 | 0 | 0 | 0 | 0 | 0 | 0 | 0 | 0 | 0 | 0 | 0 | 0 | 0
F10_Industrial_Stone, Clay, and Glass_New_Process_Natural Gas_Steam System Efficiency Improvements_A_Technical Potential | F10 | Industrial | Stone, Clay, and Glass | New | Process | Natural Gas | Steam System Efficiency Improvements | A | Cumulative Energy Savings (MWh or mTherms) | Technical Potential | 0 | 0 | 1.1994e-06 | 5.3835e-06 | 1.5977e-05 | 3.8978e-05 | 7.9165e-05 | 0.00014429 | 0.0002421 | 0.00038091 | 0.0005585 | 0.00077633 | 0.0010232 | 0.0012838 | 0.0015184 | 0.0017027 | 0.0018032 | 0.0018046 | 0.0018046 | 0.0018046 | 0.0018046 | 0.0018046
F11_Industrial_Stone, Clay, and Glass_New_Process_Natural Gas_Steam System Efficiency Improvements_A_Technical Potential | F11 | Industrial | Stone, Clay, and Glass | New | Process | Natural Gas | Steam System Efficiency Improvements | A | Cumulative Summer Peak Savings (MW) | Technical Potential | 0 | 0 | 0 | 0 | 0 | 0 | 0 | 0 | 0 | 0 | 0 | 0 | 0 | 0 | 0 | 0 | 0 | 0 | 0 | 0 | 0 | 0
F12_Industrial_Stone, Clay, and Glass_New_Process_Natural Gas_Steam System Efficiency Improvements_A_Technical Potential | F12 | Industrial | Stone, Clay, and Glass | New | Process | Natural Gas | Steam System Efficiency Improvements | A | Cumulative Winter Peak Savings (MW) | Technical Potential | 0 | 0 | 0 | 0 | 0 | 0 | 0 | 0 | 0 | 0 | 0 | 0 | 0 | 0 | 0 | 0 | 0 | 0 | 0 | 0 | 0 | 0
F13_Industrial_Stone, Clay, and Glass_New_Process_Natural Gas_Steam System Efficiency Improvements_A_Technical Potential | F13 | Industrial | Stone, Clay, and Glass | New | Process | Natural Gas | Steam System Efficiency Improvements | A | Purchases (Incremental) | Technical Potential | 0 | 0 | 0.014507 | 0.050607 | 0.12813 | 0.2782 | 0.48606 | 0.80219 | 1.2336 | 1.807 | 2.4263 | 3.1206 | 3.7885 | 4.3847 | 4.6447 | 4.6552 | 4.3362 | 3.8201 | 4.4354 | 4.7728 | 4.9334 | 4.8223
F14_Industrial_Stone, Clay, and Glass_New_Process_Natural Gas_Steam System Efficiency Improvements_A_Technical Potential | F14 | Industrial | Stone, Clay, and Glass | New | Process | Natural Gas | Steam System Efficiency Improvements | A | Purchases (Cumulative) | Technical Potential | 0 | 0 | 0.014507 | 0.065114 | 0.19324 | 0.47144 | 0.9575 | 1.7452 | 2.9282 | 4.6071 | 6.7551 | 9.3897 | 12.376 | 15.5271 | 18.3648 | 20.5937 | 21.8093 | 21.8265 | 21.8265 | 21.8265 | 21.8265 | 21.8265
F1_Industrial_Stone, Clay, and Glass_New_Space Heating_Natural Gas_Strategic Energy Management_A_Technical Potential | F1 | Industrial | Stone, Clay, and Glass | New | Space Heating | Natural Gas | Strategic Energy Management | A | Original Unit Energy Savings (kWh or therms) | Technical Potential | 0 | 0 | 18.6709 | 18.6709 | 18.6709 | 18.6709 | 18.6709 | 18.6709 | 18.6709 | 18.6709 | 18.6709 | 18.6709 | 18.6709 | 18.6709 | 18.6709 | 18.6709 | 18.6709 | 18.6709 | 18.6709 | 18.6709 | 18.6709 | 18.6709
F2_Industrial_Stone, Clay, and Glass_New_Space Heating_Natural Gas_Strategic Energy Management_A_Technical Potential | F2 | Industrial | Stone, Clay, and Glass | New | Space Heating | Natural Gas | Strategic Energy Management | A | Original Unit Summer Peak Savings (kW) | Technical Potential | 0 | 0 | 0 | 0 | 0 | 0 | 0 | 0 | 0 | 0 | 0 | 0 | 0 | 0 | 0 | 0 | 0 | 0 | 0 | 0 | 0 | 0
F3_Industrial_Stone, Clay, and Glass_New_Space Heating_Natural Gas_Strategic Energy Management_A_Technical Potential | F3 | Industrial | Stone, Clay, and Glass | New | Space Heating | Natural Gas | Strategic Energy Management | A | Original Unit Winter Peak Savings (kW) | Technical Potential | 0 | 0 | 0 | 0 | 0 | 0 | 0 | 0 | 0 | 0 | 0 | 0 | 0 | 0 | 0 | 0 | 0 | 0 | 0 | 0 | 0 | 0
F4_Industrial_Stone, Clay, and Glass_New_Space Heating_Natural Gas_Strategic Energy Management_A_Technical Potential | F4 | Industrial | Stone, Clay, and Glass | New | Space Heating | Natural Gas | Strategic Energy Management | A | Standalone Impact on Baseline Energy (%) | Technical Potential | 0% | 0% | 0.09675% | 0.1522% | 0.2035% | 0.2492% | 0.3132% | 0.3466% | 0.3694% | 0.3809% | 0.3951% | 0.4034% | 0.4105% | 0.4126% | 0.4221% | 0.4266% | 0.4302% | 0.4206% | 0.4112% | 0.393% | 0.3762% | 0.3609%
F5_Industrial_Stone, Clay, and Glass_New_Space Heating_Natural Gas_Strategic Energy Management_A_Technical Potential | F5 | Industrial | Stone, Clay, and Glass | New | Space Heating | Natural Gas | Strategic Energy Management | A | Standalone Impact on Baseline Summer Peak (%) | Technical Potential | bar: 2019 to 2040
F6_Industrial_Stone, Clay, and Glass_New_Space Heating_Natural Gas_Strategic Energy Management_A_Technical Potential | F6 | Industrial | Stone, Clay, and Glass | New | Space Heating | Natural Gas | Strategic Energy Management | A | Standalone Impact on Baseline Winter Peak (%) | Technical Potential | bar: 2019 to 2040
F7_Industrial_Stone, Clay, and Glass_New_Space Heating_Natural Gas_Strategic Energy Management_A_Technical Potential | F7 | Industrial | Stone, Clay, and Glass | New | Space Heating | Natural Gas | Strategic Energy Management | A | Incremental Energy Savings (MWh or mTherms) | Technical Potential | 0 | 0 | 0.0049908 | 0.0087099 | 0.01242 | 0.016578 | 0.019082 | 0.021989 | 0.02486 | 0.028089 | 0.030494 | 0.03326 | 0.035989 | 0.039155 | 0.041303 | 0.043915 | 0.046524 | 0.049562 | 0.051569 | 0.054041 | 0.060493 | 0.065607
F8_Industrial_Stone, Clay, and Glass_New_Space Heating_Natural Gas_Strategic Energy Management_A_Technical Potential | F8 | Industrial | Stone, Clay, and Glass | New | Space Heating | Natural Gas | Strategic Energy Management | A | Incremental Summer Peak Savings (MW) | Technical Potential | 0 | 0 | 0 | 0 | 0 | 0 | 0 | 0 | 0 | 0 | 0 | 0 | 0 | 0 | 0 | 0 | 0 | 0 | 0 | 0 | 0 | 0
F9_Industrial_Stone, Clay, and Glass_New_Space Heating_Natural Gas_Strategic Energy Management_A_Technical Potential | F9 | Industrial | Stone, Clay, and Glass | New | Space Heating | Natural Gas | Strategic Energy Management | A | Incremental Winter Peak Savings (MW) | Technical Potential | 0 | 0 | 0 | 0 | 0 | 0 | 0 | 0 | 0 | 0 | 0 | 0 | 0 | 0 | 0 | 0 | 0 | 0 | 0 | 0 | 0 | 0
F10_Industrial_Stone, Clay, and Glass_New_Space Heating_Natural Gas_Strategic Energy Management_A_Technical Potential | F10 | Industrial | Stone, Clay, and Glass | New | Space Heating | Natural Gas | Strategic Energy Management | A | Cumulative Energy Savings (MWh or mTherms) | Technical Potential | 0 | 0 | 0.0049908 | 0.013701 | 0.02612 | 0.042698 | 0.061781 | 0.078779 | 0.09493 | 0.1106 | 0.12451 | 0.13869 | 0.15269 | 0.16699 | 0.1802 | 0.19362 | 0.20689 | 0.21547 | 0.21917 | 0.21949 | 0.21949 | 0.21949
F11_Industrial_Stone, Clay, and Glass_New_Space Heating_Natural Gas_Strategic Energy Management_A_Technical Potential | F11 | Industrial | Stone, Clay, and Glass | New | Space Heating | Natural Gas | Strategic Energy Management | A | Cumulative Summer Peak Savings (MW) | Technical Potential | 0 | 0 | 0 | 0 | 0 | 0 | 0 | 0 | 0 | 0 | 0 | 0 | 0 | 0 | 0 | 0 | 0 | 0 | 0 | 0 | 0 | 0
F12_Industrial_Stone, Clay, and Glass_New_Space Heating_Natural Gas_Strategic Energy Management_A_Technical Potential | F12 | Industrial | Stone, Clay, and Glass | New | Space Heating | Natural Gas | Strategic Energy Management | A | Cumulative Winter Peak Savings (MW) | Technical Potential | 0 | 0 | 0 | 0 | 0 | 0 | 0 | 0 | 0 | 0 | 0 | 0 | 0 | 0 | 0 | 0 | 0 | 0 | 0 | 0 | 0 | 0
F13_Industrial_Stone, Clay, and Glass_New_Space Heating_Natural Gas_Strategic Energy Management_A_Technical Potential | F13 | Industrial | Stone, Clay, and Glass | New | Space Heating | Natural Gas | Strategic Energy Management | A | Purchases (Incremental) | Technical Potential | 0 | 0 | 0.2673 | 0.46649 | 0.66519 | 0.88791 | 1.022 | 1.1777 | 1.3315 | 1.5044 | 1.6332 | 1.7814 | 1.9275 | 2.0971 | 2.2122 | 2.3521 | 2.4918 | 2.6545 | 2.762 | 2.8944 | 3.24 | 3.5138
F14_Industrial_Stone, Clay, and Glass_New_Space Heating_Natural Gas_Strategic Energy Management_A_Technical Potential | F14 | Industrial | Stone, Clay, and Glass | New | Space Heating | Natural Gas | Strategic Energy Management | A | Purchases (Cumulative) | Technical Potential | 0 | 0 | 0.2673 | 0.73379 | 1.399 | 2.2869 | 3.3089 | 4.2194 | 5.0844 | 5.9236 | 6.6689 | 7.4282 | 8.178 | 8.9436 | 9.6514 | 10.3702 | 11.0807 | 11.5404 | 11.7388 | 11.7558 | 11.7558 | 11.7558
F1_Industrial_Stone, Clay, and Glass_New_Process_Natural Gas_Strategic Energy Management_A_Technical Potential | F1 | Industrial | Stone, Clay, and Glass | New | Process | Natural Gas | Strategic Energy Management | A | Original Unit Energy Savings (kWh or therms) | Technical Potential | 0 | 0 | 60.5342 | 60.5342 | 60.5342 | 60.5342 | 60.5342 | 60.5342 | 60.5342 | 60.5342 | 60.5342 | 60.5342 | 60.5342 | 60.5342 | 60.5342 | 60.5342 | 60.5342 | 60.5342 | 60.5342 | 60.5342 | 60.5342 | 60.5342
F2_Industrial_Stone, Clay, and Glass_New_Process_Natural Gas_Strategic Energy Management_A_Technical Potential | F2 | Industrial | Stone, Clay, and Glass | New | Process | Natural Gas | Strategic Energy Management | A | Original Unit Summer Peak Savings (kW) | Technical Potential | 0 | 0 | 0 | 0 | 0 | 0 | 0 | 0 | 0 | 0 | 0 | 0 | 0 | 0 | 0 | 0 | 0 | 0 | 0 | 0 | 0 | 0
F3_Industrial_Stone, Clay, and Glass_New_Process_Natural Gas_Strategic Energy Management_A_Technical Potential | F3 | Industrial | Stone, Clay, and Glass | New | Process | Natural Gas | Strategic Energy Management | A | Original Unit Winter Peak Savings (kW) | Technical Potential | 0 | 0 | 0 | 0 | 0 | 0 | 0 | 0 | 0 | 0 | 0 | 0 | 0 | 0 | 0 | 0 | 0 | 0 | 0 | 0 | 0 | 0
F4_Industrial_Stone, Clay, and Glass_New_Process_Natural Gas_Strategic Energy Management_A_Technical Potential | F4 | Industrial | Stone, Clay, and Glass | New | Process | Natural Gas | Strategic Energy Management | A | Standalone Impact on Baseline Energy (%) | Technical Potential | 0% | 0% | 0.09675% | 0.1522% | 0.2035% | 0.2492% | 0.3132% | 0.3466% | 0.3694% | 0.3809% | 0.3951% | 0.4034% | 0.4105% | 0.4126% | 0.4221% | 0.4266% | 0.4302% | 0.4206% | 0.4112% | 0.393% | 0.3762% | 0.3609%
F5_Industrial_Stone, Clay, and Glass_New_Process_Natural Gas_Strategic Energy Management_A_Technical Potential | F5 | Industrial | Stone, Clay, and Glass | New | Process | Natural Gas | Strategic Energy Management | A | Standalone Impact on Baseline Summer Peak (%) | Technical Potential | bar: 2019 to 2040
F6_Industrial_Stone, Clay, and Glass_New_Process_Natural Gas_Strategic Energy Management_A_Technical Potential | F6 | Industrial | Stone, Clay, and Glass | New | Process | Natural Gas | Strategic Energy Management | A | Standalone Impact on Baseline Winter Peak (%) | Technical Potential | bar: 2019 to 2040
F7_Industrial_Stone, Clay, and Glass_New_Process_Natural Gas_Strategic Energy Management_A_Technical Potential | F7 | Industrial | Stone, Clay, and Glass | New | Process | Natural Gas | Strategic Energy Management | A | Incremental Energy Savings (MWh or mTherms) | Technical Potential | 0 | 0 | 0.10273 | 0.17929 | 0.25566 | 0.34125 | 0.3928 | 0.45264 | 0.51173 | 0.57819 | 0.6277 | 0.68463 | 0.74081 | 0.80598 | 0.85021 | 0.90397 | 0.95768 | 1.0202 | 1.0615 | 1.1124 | 1.2452 | 1.3505
F8_Industrial_Stone, Clay, and Glass_New_Process_Natural Gas_Strategic Energy Management_A_Technical Potential | F8 | Industrial | Stone, Clay, and Glass | New | Process | Natural Gas | Strategic Energy Management | A | Incremental Summer Peak Savings (MW) | Technical Potential | 0 | 0 | 0 | 0 | 0 | 0 | 0 | 0 | 0 | 0 | 0 | 0 | 0 | 0 | 0 | 0 | 0 | 0 | 0 | 0 | 0 | 0
F9_Industrial_Stone, Clay, and Glass_New_Process_Natural Gas_Strategic Energy Management_A_Technical Potential | F9 | Industrial | Stone, Clay, and Glass | New | Process | Natural Gas | Strategic Energy Management | A | Incremental Winter Peak Savings (MW) | Technical Potential | 0 | 0 | 0 | 0 | 0 | 0 | 0 | 0 | 0 | 0 | 0 | 0 | 0 | 0 | 0 | 0 | 0 | 0 | 0 | 0 | 0 | 0
F10_Industrial_Stone, Clay, and Glass_New_Process_Natural Gas_Strategic Energy Management_A_Technical Potential | F10 | Industrial | Stone, Clay, and Glass | New | Process | Natural Gas | Strategic Energy Management | A | Cumulative Energy Savings (MWh or mTherms) | Technical Potential | 0 | 0 | 0.10273 | 0.28202 | 0.53768 | 0.87893 | 1.2717 | 1.6216 | 1.9541 | 2.2766 | 2.5631 | 2.8549 | 3.1431 | 3.4373 | 3.7093 | 3.9856 | 4.2587 | 4.4353 | 4.5116 | 4.5181 | 4.5181 | 4.5181
F11_Industrial_Stone, Clay, and Glass_New_Process_Natural Gas_Strategic Energy Management_A_Technical Potential | F11 | Industrial | Stone, Clay, and Glass | New | Process | Natural Gas | Strategic Energy Management | A | Cumulative Summer Peak Savings (MW) | Technical Potential | 0 | 0 | 0 | 0 | 0 | 0 | 0 | 0 | 0 | 0 | 0 | 0 | 0 | 0 | 0 | 0 | 0 | 0 | 0 | 0 | 0 | 0
F12_Industrial_Stone, Clay, and Glass_New_Process_Natural Gas_Strategic Energy Management_A_Technical Potential | F12 | Industrial | Stone, Clay, and Glass | New | Process | Natural Gas | Strategic Energy Management | A | Cumulative Winter Peak Savings (MW) | Technical Potential | 0 | 0 | 0 | 0 | 0 | 0 | 0 | 0 | 0 | 0 | 0 | 0 | 0 | 0 | 0 | 0 | 0 | 0 | 0 | 0 | 0 | 0
F13_Industrial_Stone, Clay, and Glass_New_Process_Natural Gas_Strategic Energy Management_A_Technical Potential | F13 | Industrial | Stone, Clay, and Glass | New | Process | Natural Gas | Strategic Energy Management | A | Purchases (Incremental) | Technical Potential | 0 | 0 | 1.6971 | 2.9618 | 4.2233 | 5.6373 | 6.4889 | 7.4775 | 8.4536 | 9.5515 | 10.3693 | 11.3098 | 12.2379 | 13.3145 | 14.0451 | 14.9332 | 15.8205 | 16.8536 | 17.5359 | 18.3767 | 20.5705 | 22.3095
F14_Industrial_Stone, Clay, and Glass_New_Process_Natural Gas_Strategic Energy Management_A_Technical Potential | F14 | Industrial | Stone, Clay, and Glass | New | Process | Natural Gas | Strategic Energy Management | A | Purchases (Cumulative) | Technical Potential | 0 | 0 | 1.6971 | 4.6589 | 8.8822 | 14.5195 | 21.0084 | 26.7888 | 32.2806 | 37.6088 | 42.3408 | 47.1617 | 51.9221 | 56.783 | 61.2766 | 65.8405 | 70.3513 | 73.2698 | 74.5295 | 74.6377 | 74.6377 | 74.6377
F1_Industrial_Stone, Clay, and Glass_New_Miscellaneous_Natural Gas_Strategic Energy Management_A_Technical Potential | F1 | Industrial | Stone, Clay, and Glass | New | Miscellaneous | Natural Gas | Strategic Energy Management | A | Original Unit Energy Savings (kWh or therms) | Technical Potential | 0 | 0 | 16.2609 | 16.2609 | 16.2609 | 16.2609 | 16.2609 | 16.2609 | 16.2609 | 16.2609 | 16.2609 | 16.2609 | 16.2609 | 16.2609 | 16.2609 | 16.2609 | 16.2609 | 16.2609 | 16.2609 | 16.2609 | 16.2609 | 16.2609
F2_Industrial_Stone, Clay, and Glass_New_Miscellaneous_Natural Gas_Strategic Energy Management_A_Technical Potential | F2 | Industrial | Stone, Clay, and Glass | New | Miscellaneous | Natural Gas | Strategic Energy Management | A | Original Unit Summer Peak Savings (kW) | Technical Potential | 0 | 0 | 0 | 0 | 0 | 0 | 0 | 0 | 0 | 0 | 0 | 0 | 0 | 0 | 0 | 0 | 0 | 0 | 0 | 0 | 0 | 0
F3_Industrial_Stone, Clay, and Glass_New_Miscellaneous_Natural Gas_Strategic Energy Management_A_Technical Potential | F3 | Industrial | Stone, Clay, and Glass | New | Miscellaneous | Natural Gas | Strategic Energy Management | A | Original Unit Winter Peak Savings (kW) | Technical Potential | 0 | 0 | 0 | 0 | 0 | 0 | 0 | 0 | 0 | 0 | 0 | 0 | 0 | 0 | 0 | 0 | 0 | 0 | 0 | 0 | 0 | 0
F4_Industrial_Stone, Clay, and Glass_New_Miscellaneous_Natural Gas_Strategic Energy Management_A_Technical Potential | F4 | Industrial | Stone, Clay, and Glass | New | Miscellaneous | Natural Gas | Strategic Energy Management | A | Standalone Impact on Baseline Energy (%) | Technical Potential | 0% | 0% | 0.09675% | 0.1522% | 0.2035% | 0.2492% | 0.3132% | 0.3466% | 0.3694% | 0.3809% | 0.3951% | 0.4034% | 0.4105% | 0.4126% | 0.4221% | 0.4266% | 0.4302% | 0.4206% | 0.4112% | 0.393% | 0.3762% | 0.3609%
F5_Industrial_Stone, Clay, and Glass_New_Miscellaneous_Natural Gas_Strategic Energy Management_A_Technical Potential | F5 | Industrial | Stone, Clay, and Glass | New | Miscellaneous | Natural Gas | Strategic Energy Management | A | Standalone Impact on Baseline Summer Peak (%) | Technical Potential | bar: 2019 to 2040
F6_Industrial_Stone, Clay, and Glass_New_Miscellaneous_Natural Gas_Strategic Energy Management_A_Technical Potential | F6 | Industrial | Stone, Clay, and Glass | New | Miscellaneous | Natural Gas | Strategic Energy Management | A | Standalone Impact on Baseline Winter Peak (%) | Technical Potential | bar: 2019 to 2040
F7_Industrial_Stone, Clay, and Glass_New_Miscellaneous_Natural Gas_Strategic Energy Management_A_Technical Potential | F7 | Industrial | Stone, Clay, and Glass | New | Miscellaneous | Natural Gas | Strategic Energy Management | A | Incremental Energy Savings (MWh or mTherms) | Technical Potential | 0 | 0 | 0.0068991 | 0.01204 | 0.017169 | 0.022917 | 0.026379 | 0.030398 | 0.034366 | 0.038829 | 0.042154 | 0.045977 | 0.04975 | 0.054126 | 0.057097 | 0.060707 | 0.064314 | 0.068514 | 0.071287 | 0.074705 | 0.083624 | 0.090693
F8_Industrial_Stone, Clay, and Glass_New_Miscellaneous_Natural Gas_Strategic Energy Management_A_Technical Potential | F8 | Industrial | Stone, Clay, and Glass | New | Miscellaneous | Natural Gas | Strategic Energy Management | A | Incremental Summer Peak Savings (MW) | Technical Potential | 0 | 0 | 0 | 0 | 0 | 0 | 0 | 0 | 0 | 0 | 0 | 0 | 0 | 0 | 0 | 0 | 0 | 0 | 0 | 0 | 0 | 0
F9_Industrial_Stone, Clay, and Glass_New_Miscellaneous_Natural Gas_Strategic Energy Management_A_Technical Potential | F9 | Industrial | Stone, Clay, and Glass | New | Miscellaneous | Natural Gas | Strategic Energy Management | A | Incremental Winter Peak Savings (MW) | Technical Potential | 0 | 0 | 0 | 0 | 0 | 0 | 0 | 0 | 0 | 0 | 0 | 0 | 0 | 0 | 0 | 0 | 0 | 0 | 0 | 0 | 0 | 0
F10_Industrial_Stone, Clay, and Glass_New_Miscellaneous_Natural Gas_Strategic Energy Management_A_Technical Potential | F10 | Industrial | Stone, Clay, and Glass | New | Miscellaneous | Natural Gas | Strategic Energy Management | A | Cumulative Energy Savings (MWh or mTherms) | Technical Potential | 0 | 0 | 0.0068991 | 0.018939 | 0.036108 | 0.059025 | 0.085404 | 0.1089 | 0.13123 | 0.15289 | 0.17212 | 0.19172 | 0.21108 | 0.23084 | 0.2491 | 0.26766 | 0.28599 | 0.29786 | 0.30298 | 0.30342 | 0.30342 | 0.30342
F11_Industrial_Stone, Clay, and Glass_New_Miscellaneous_Natural Gas_Strategic Energy Management_A_Technical Potential | F11 | Industrial | Stone, Clay, and Glass | New | Miscellaneous | Natural Gas | Strategic Energy Management | A | Cumulative Summer Peak Savings (MW) | Technical Potential | 0 | 0 | 0 | 0 | 0 | 0 | 0 | 0 | 0 | 0 | 0 | 0 | 0 | 0 | 0 | 0 | 0 | 0 | 0 | 0 | 0 | 0
F12_Industrial_Stone, Clay, and Glass_New_Miscellaneous_Natural Gas_Strategic Energy Management_A_Technical Potential | F12 | Industrial | Stone, Clay, and Glass | New | Miscellaneous | Natural Gas | Strategic Energy Management | A | Cumulative Winter Peak Savings (MW) | Technical Potential | 0 | 0 | 0 | 0 | 0 | 0 | 0 | 0 | 0 | 0 | 0 | 0 | 0 | 0 | 0 | 0 | 0 | 0 | 0 | 0 | 0 | 0
F13_Industrial_Stone, Clay, and Glass_New_Miscellaneous_Natural Gas_Strategic Energy Management_A_Technical Potential | F13 | Industrial | Stone, Clay, and Glass | New | Miscellaneous | Natural Gas | Strategic Energy Management | A | Purchases (Incremental) | Technical Potential | 0 | 0 | 0.42428 | 0.74044 | 1.0558 | 1.4093 | 1.6222 | 1.8694 | 2.1134 | 2.3879 | 2.5923 | 2.8275 | 3.0595 | 3.3286 | 3.5113 | 3.7333 | 3.9551 | 4.2134 | 4.384 | 4.5942 | 5.1426 | 5.5774
F14_Industrial_Stone, Clay, and Glass_New_Miscellaneous_Natural Gas_Strategic Energy Management_A_Technical Potential | F14 | Industrial | Stone, Clay, and Glass | New | Miscellaneous | Natural Gas | Strategic Energy Management | A | Purchases (Cumulative) | Technical Potential | 0 | 0 | 0.42428 | 1.1647 | 2.2205 | 3.6299 | 5.2521 | 6.6972 | 8.0701 | 9.4022 | 10.5852 | 11.7904 | 12.9805 | 14.1958 | 15.3192 | 16.4601 | 17.5878 | 18.3175 | 18.6324 | 18.6594 | 18.6594 | 18.6594
F1_Industrial_Stone, Clay, and Glass_New_Space Heating_Natural Gas_Commissioning_A_Technical Potential | F1 | Industrial | Stone, Clay, and Glass | New | Space Heating | Natural Gas | Commissioning | A | Original Unit Energy Savings (kWh or therms) | Technical Potential | 0 | 0 | 16.4136 | 16.4136 | 16.4136 | 16.4136 | 16.4136 | 16.4136 | 16.4136 | 16.4136 | 16.4136 | 16.4136 | 16.4136 | 16.4136 | 16.4136 | 16.4136 | 16.4136 | 16.4136 | 16.4136 | 16.4136 | 16.4136 | 16.4136
F2_Industrial_Stone, Clay, and Glass_New_Space Heating_Natural Gas_Commissioning_A_Technical Potential | F2 | Industrial | Stone, Clay, and Glass | New | Space Heating | Natural Gas | Commissioning | A | Original Unit Summer Peak Savings (kW) | Technical Potential | 0 | 0 | 0 | 0 | 0 | 0 | 0 | 0 | 0 | 0 | 0 | 0 | 0 | 0 | 0 | 0 | 0 | 0 | 0 | 0 | 0 | 0
F3_Industrial_Stone, Clay, and Glass_New_Space Heating_Natural Gas_Commissioning_A_Technical Potential | F3 | Industrial | Stone, Clay, and Glass | New | Space Heating | Natural Gas | Commissioning | A | Original Unit Winter Peak Savings (kW) | Technical Potential | 0 | 0 | 0 | 0 | 0 | 0 | 0 | 0 | 0 | 0 | 0 | 0 | 0 | 0 | 0 | 0 | 0 | 0 | 0 | 0 | 0 | 0
F4_Industrial_Stone, Clay, and Glass_New_Space Heating_Natural Gas_Commissioning_A_Technical Potential | F4 | Industrial | Stone, Clay, and Glass | New | Space Heating | Natural Gas | Commissioning | A | Standalone Impact on Baseline Energy (%) | Technical Potential | bar: 2019 to 2040
F5_Industrial_Stone, Clay, and Glass_New_Space Heating_Natural Gas_Commissioning_A_Technical Potential | F5 | Industrial | Stone, Clay, and Glass | New | Space Heating | Natural Gas | Commissioning | A | Standalone Impact on Baseline Summer Peak (%) | Technical Potential | bar: 2019 to 2040
F6_Industrial_Stone, Clay, and Glass_New_Space Heating_Natural Gas_Commissioning_A_Technical Potential | F6 | Industrial | Stone, Clay, and Glass | New | Space Heating | Natural Gas | Commissioning | A | Standalone Impact on Baseline Winter Peak (%) | Technical Potential | bar: 2019 to 2040
F7_Industrial_Stone, Clay, and Glass_New_Space Heating_Natural Gas_Commissioning_A_Technical Potential | F7 | Industrial | Stone, Clay, and Glass | New | Space Heating | Natural Gas | Commissioning | A | Incremental Energy Savings (MWh or mTherms) | Technical Potential | 0 | 0 | 0 | 0 | 0 | 0 | 0 | 0 | 0 | 0 | 0 | 0 | 0 | 0 | 0 | 0 | 0 | 0 | 0 | 0 | 0 | 0
F8_Industrial_Stone, Clay, and Glass_New_Space Heating_Natural Gas_Commissioning_A_Technical Potential | F8 | Industrial | Stone, Clay, and Glass | New | Space Heating | Natural Gas | Commissioning | A | Incremental Summer Peak Savings (MW) | Technical Potential | 0 | 0 | 0 | 0 | 0 | 0 | 0 | 0 | 0 | 0 | 0 | 0 | 0 | 0 | 0 | 0 | 0 | 0 | 0 | 0 | 0 | 0
F9_Industrial_Stone, Clay, and Glass_New_Space Heating_Natural Gas_Commissioning_A_Technical Potential | F9 | Industrial | Stone, Clay, and Glass | New | Space Heating | Natural Gas | Commissioning | A | Incremental Winter Peak Savings (MW) | Technical Potential | 0 | 0 | 0 | 0 | 0 | 0 | 0 | 0 | 0 | 0 | 0 | 0 | 0 | 0 | 0 | 0 | 0 | 0 | 0 | 0 | 0 | 0
F10_Industrial_Stone, Clay, and Glass_New_Space Heating_Natural Gas_Commissioning_A_Technical Potential | F10 | Industrial | Stone, Clay, and Glass | New | Space Heating | Natural Gas | Commissioning | A | Cumulative Energy Savings (MWh or mTherms) | Technical Potential | 0 | 0 | 0 | 0 | 0 | 0 | 0 | 0 | 0 | 0 | 0 | 0 | 0 | 0 | 0 | 0 | 0 | 0 | 0 | 0 | 0 | 0
F11_Industrial_Stone, Clay, and Glass_New_Space Heating_Natural Gas_Commissioning_A_Technical Potential | F11 | Industrial | Stone, Clay, and Glass | New | Space Heating | Natural Gas | Commissioning | A | Cumulative Summer Peak Savings (MW) | Technical Potential | 0 | 0 | 0 | 0 | 0 | 0 | 0 | 0 | 0 | 0 | 0 | 0 | 0 | 0 | 0 | 0 | 0 | 0 | 0 | 0 | 0 | 0
F12_Industrial_Stone, Clay, and Glass_New_Space Heating_Natural Gas_Commissioning_A_Technical Potential | F12 | Industrial | Stone, Clay, and Glass | New | Space Heating | Natural Gas | Commissioning | A | Cumulative Winter Peak Savings (MW) | Technical Potential | 0 | 0 | 0 | 0 | 0 | 0 | 0 | 0 | 0 | 0 | 0 | 0 | 0 | 0 | 0 | 0 | 0 | 0 | 0 | 0 | 0 | 0
F13_Industrial_Stone, Clay, and Glass_New_Space Heating_Natural Gas_Commissioning_A_Technical Potential | F13 | Industrial | Stone, Clay, and Glass | New | Space Heating | Natural Gas | Commissioning | A | Purchases (Incremental) | Technical Potential | 0 | 0 | 0 | 0 | 0 | 0 | 0 | 0 | 0 | 0 | 0 | 0 | 0 | 0 | 0 | 0 | 0 | 0 | 0 | 0 | 0 | 0
F14_Industrial_Stone, Clay, and Glass_New_Space Heating_Natural Gas_Commissioning_A_Technical Potential | F14 | Industrial | Stone, Clay, and Glass | New | Space Heating | Natural Gas | Commissioning | A | Purchases (Cumulative) | Technical Potential | 0 | 0 | 0 | 0 | 0 | 0 | 0 | 0 | 0 | 0 | 0 | 0 | 0 | 0 | 0 | 0 | 0 | 0 | 0 | 0 | 0 | 0
F1_Industrial_Stone, Clay, and Glass_New_Process_Natural Gas_Commissioning_A_Technical Potential | F1 | Industrial | Stone, Clay, and Glass | New | Process | Natural Gas | Commissioning | A | Original Unit Energy Savings (kWh or therms) | Technical Potential | 0 | 0 | 337.8652 | 337.8652 | 337.8652 | 337.8652 | 337.8652 | 337.8652 | 337.8652 | 337.8652 | 337.8652 | 337.8652 | 337.8652 | 337.8652 | 337.8652 | 337.8652 | 337.8652 | 337.8652 | 337.8652 | 337.8652 | 337.8652 | 337.8652
F2_Industrial_Stone, Clay, and Glass_New_Process_Natural Gas_Commissioning_A_Technical Potential | F2 | Industrial | Stone, Clay, and Glass | New | Process | Natural Gas | Commissioning | A | Original Unit Summer Peak Savings (kW) | Technical Potential | 0 | 0 | 0 | 0 | 0 | 0 | 0 | 0 | 0 | 0 | 0 | 0 | 0 | 0 | 0 | 0 | 0 | 0 | 0 | 0 | 0 | 0
F3_Industrial_Stone, Clay, and Glass_New_Process_Natural Gas_Commissioning_A_Technical Potential | F3 | Industrial | Stone, Clay, and Glass | New | Process | Natural Gas | Commissioning | A | Original Unit Winter Peak Savings (kW) | Technical Potential | 0 | 0 | 0 | 0 | 0 | 0 | 0 | 0 | 0 | 0 | 0 | 0 | 0 | 0 | 0 | 0 | 0 | 0 | 0 | 0 | 0 | 0
F4_Industrial_Stone, Clay, and Glass_New_Process_Natural Gas_Commissioning_A_Technical Potential | F4 | Industrial | Stone, Clay, and Glass | New | Process | Natural Gas | Commissioning | A | Standalone Impact on Baseline Energy (%) | Technical Potential | bar: 2019 to 2040
F5_Industrial_Stone, Clay, and Glass_New_Process_Natural Gas_Commissioning_A_Technical Potential | F5 | Industrial | Stone, Clay, and Glass | New | Process | Natural Gas | Commissioning | A | Standalone Impact on Baseline Summer Peak (%) | Technical Potential | bar: 2019 to 2040
F6_Industrial_Stone, Clay, and Glass_New_Process_Natural Gas_Commissioning_A_Technical Potential | F6 | Industrial | Stone, Clay, and Glass | New | Process | Natural Gas | Commissioning | A | Standalone Impact on Baseline Winter Peak (%) | Technical Potential | bar: 2019 to 2040
F7_Industrial_Stone, Clay, and Glass_New_Process_Natural Gas_Commissioning_A_Technical Potential | F7 | Industrial | Stone, Clay, and Glass | New | Process | Natural Gas | Commissioning | A | Incremental Energy Savings (MWh or mTherms) | Technical Potential | 0 | 0 | 0 | 0 | 0 | 0 | 0 | 0 | 0 | 0 | 0 | 0 | 0 | 0 | 0 | 0 | 0 | 0 | 0 | 0 | 0 | 0
F8_Industrial_Stone, Clay, and Glass_New_Process_Natural Gas_Commissioning_A_Technical Potential | F8 | Industrial | Stone, Clay, and Glass | New | Process | Natural Gas | Commissioning | A | Incremental Summer Peak Savings (MW) | Technical Potential | 0 | 0 | 0 | 0 | 0 | 0 | 0 | 0 | 0 | 0 | 0 | 0 | 0 | 0 | 0 | 0 | 0 | 0 | 0 | 0 | 0 | 0
F9_Industrial_Stone, Clay, and Glass_New_Process_Natural Gas_Commissioning_A_Technical Potential | F9 | Industrial | Stone, Clay, and Glass | New | Process | Natural Gas | Commissioning | A | Incremental Winter Peak Savings (MW) | Technical Potential | 0 | 0 | 0 | 0 | 0 | 0 | 0 | 0 | 0 | 0 | 0 | 0 | 0 | 0 | 0 | 0 | 0 | 0 | 0 | 0 | 0 | 0
F10_Industrial_Stone, Clay, and Glass_New_Process_Natural Gas_Commissioning_A_Technical Potential | F10 | Industrial | Stone, Clay, and Glass | New | Process | Natural Gas | Commissioning | A | Cumulative Energy Savings (MWh or mTherms) | Technical Potential | 0 | 0 | 0 | 0 | 0 | 0 | 0 | 0 | 0 | 0 | 0 | 0 | 0 | 0 | 0 | 0 | 0 | 0 | 0 | 0 | 0 | 0
F11_Industrial_Stone, Clay, and Glass_New_Process_Natural Gas_Commissioning_A_Technical Potential | F11 | Industrial | Stone, Clay, and Glass | New | Process | Natural Gas | Commissioning | A | Cumulative Summer Peak Savings (MW) | Technical Potential | 0 | 0 | 0 | 0 | 0 | 0 | 0 | 0 | 0 | 0 | 0 | 0 | 0 | 0 | 0 | 0 | 0 | 0 | 0 | 0 | 0 | 0
F12_Industrial_Stone, Clay, and Glass_New_Process_Natural Gas_Commissioning_A_Technical Potential | F12 | Industrial | Stone, Clay, and Glass | New | Process | Natural Gas | Commissioning | A | Cumulative Winter Peak Savings (MW) | Technical Potential | 0 | 0 | 0 | 0 | 0 | 0 | 0 | 0 | 0 | 0 | 0 | 0 | 0 | 0 | 0 | 0 | 0 | 0 | 0 | 0 | 0 | 0
F13_Industrial_Stone, Clay, and Glass_New_Process_Natural Gas_Commissioning_A_Technical Potential | F13 | Industrial | Stone, Clay, and Glass | New | Process | Natural Gas | Commissioning | A | Purchases (Incremental) | Technical Potential | 0 | 0 | 0 | 0 | 0 | 0 | 0 | 0 | 0 | 0 | 0 | 0 | 0 | 0 | 0 | 0 | 0 | 0 | 0 | 0 | 0 | 0
F14_Industrial_Stone, Clay, and Glass_New_Process_Natural Gas_Commissioning_A_Technical Potential | F14 | Industrial | Stone, Clay, and Glass | New | Process | Natural Gas | Commissioning | A | Purchases (Cumulative) | Technical Potential | 0 | 0 | 0 | 0 | 0 | 0 | 0 | 0 | 0 | 0 | 0 | 0 | 0 | 0 | 0 | 0 | 0 | 0 | 0 | 0 | 0 | 0
F1_Industrial_Stone, Clay, and Glass_New_Space Heating_Natural Gas_Retrocommissioning_A_Technical Potential | F1 | Industrial | Stone, Clay, and Glass | New | Space Heating | Natural Gas | Retrocommissioning | A | Original Unit Energy Savings (kWh or therms) | Technical Potential | 0 | 0 | 0 | 0 | 0 | 0 | 0 | 0 | 0 | 0 | 0 | 0 | 0 | 0 | 0 | 0 | 0 | 0 | 0 | 0 | 0 | 0
F2_Industrial_Stone, Clay, and Glass_New_Space Heating_Natural Gas_Retrocommissioning_A_Technical Potential | F2 | Industrial | Stone, Clay, and Glass | New | Space Heating | Natural Gas | Retrocommissioning | A | Original Unit Summer Peak Savings (kW) | Technical Potential | 0 | 0 | 0 | 0 | 0 | 0 | 0 | 0 | 0 | 0 | 0 | 0 | 0 | 0 | 0 | 0 | 0 | 0 | 0 | 0 | 0 | 0
F3_Industrial_Stone, Clay, and Glass_New_Space Heating_Natural Gas_Retrocommissioning_A_Technical Potential | F3 | Industrial | Stone, Clay, and Glass | New | Space Heating | Natural Gas | Retrocommissioning | A | Original Unit Winter Peak Savings (kW) | Technical Potential | 0 | 0 | 0 | 0 | 0 | 0 | 0 | 0 | 0 | 0 | 0 | 0 | 0 | 0 | 0 | 0 | 0 | 0 | 0 | 0 | 0 | 0
F4_Industrial_Stone, Clay, and Glass_New_Space Heating_Natural Gas_Retrocommissioning_A_Technical Potential | F4 | Industrial | Stone, Clay, and Glass | New | Space Heating | Natural Gas | Retrocommissioning | A | Standalone Impact on Baseline Energy (%) | Technical Potential | bar: 2019 to 2040
F5_Industrial_Stone, Clay, and Glass_New_Space Heating_Natural Gas_Retrocommissioning_A_Technical Potential | F5 | Industrial | Stone, Clay, and Glass | New | Space Heating | Natural Gas | Retrocommissioning | A | Standalone Impact on Baseline Summer Peak (%) | Technical Potential | bar: 2019 to 2040
F6_Industrial_Stone, Clay, and Glass_New_Space Heating_Natural Gas_Retrocommissioning_A_Technical Potential | F6 | Industrial | Stone, Clay, and Glass | New | Space Heating | Natural Gas | Retrocommissioning | A | Standalone Impact on Baseline Winter Peak (%) | Technical Potential | bar: 2019 to 2040
F7_Industrial_Stone, Clay, and Glass_New_Space Heating_Natural Gas_Retrocommissioning_A_Technical Potential | F7 | Industrial | Stone, Clay, and Glass | New | Space Heating | Natural Gas | Retrocommissioning | A | Incremental Energy Savings (MWh or mTherms) | Technical Potential | 0 | 0 | 0 | 0 | 0 | 0 | 0 | 0 | 0 | 0 | 0 | 0 | 0 | 0 | 0 | 0 | 0 | 0 | 0 | 0 | 0 | 0
F8_Industrial_Stone, Clay, and Glass_New_Space Heating_Natural Gas_Retrocommissioning_A_Technical Potential | F8 | Industrial | Stone, Clay, and Glass | New | Space Heating | Natural Gas | Retrocommissioning | A | Incremental Summer Peak Savings (MW) | Technical Potential | 0 | 0 | 0 | 0 | 0 | 0 | 0 | 0 | 0 | 0 | 0 | 0 | 0 | 0 | 0 | 0 | 0 | 0 | 0 | 0 | 0 | 0
F9_Industrial_Stone, Clay, and Glass_New_Space Heating_Natural Gas_Retrocommissioning_A_Technical Potential | F9 | Industrial | Stone, Clay, and Glass | New | Space Heating | Natural Gas | Retrocommissioning | A | Incremental Winter Peak Savings (MW) | Technical Potential | 0 | 0 | 0 | 0 | 0 | 0 | 0 | 0 | 0 | 0 | 0 | 0 | 0 | 0 | 0 | 0 | 0 | 0 | 0 | 0 | 0 | 0
F10_Industrial_Stone, Clay, and Glass_New_Space Heating_Natural Gas_Retrocommissioning_A_Technical Potential | F10 | Industrial | Stone, Clay, and Glass | New | Space Heating | Natural Gas | Retrocommissioning | A | Cumulative Energy Savings (MWh or mTherms) | Technical Potential | 0 | 0 | 0 | 0 | 0 | 0 | 0 | 0 | 0 | 0 | 0 | 0 | 0 | 0 | 0 | 0 | 0 | 0 | 0 | 0 | 0 | 0
F11_Industrial_Stone, Clay, and Glass_New_Space Heating_Natural Gas_Retrocommissioning_A_Technical Potential | F11 | Industrial | Stone, Clay, and Glass | New | Space Heating | Natural Gas | Retrocommissioning | A | Cumulative Summer Peak Savings (MW) | Technical Potential | 0 | 0 | 0 | 0 | 0 | 0 | 0 | 0 | 0 | 0 | 0 | 0 | 0 | 0 | 0 | 0 | 0 | 0 | 0 | 0 | 0 | 0
F12_Industrial_Stone, Clay, and Glass_New_Space Heating_Natural Gas_Retrocommissioning_A_Technical Potential | F12 | Industrial | Stone, Clay, and Glass | New | Space Heating | Natural Gas | Retrocommissioning | A | Cumulative Winter Peak Savings (MW) | Technical Potential | 0 | 0 | 0 | 0 | 0 | 0 | 0 | 0 | 0 | 0 | 0 | 0 | 0 | 0 | 0 | 0 | 0 | 0 | 0 | 0 | 0 | 0
F13_Industrial_Stone, Clay, and Glass_New_Space Heating_Natural Gas_Retrocommissioning_A_Technical Potential | F13 | Industrial | Stone, Clay, and Glass | New | Space Heating | Natural Gas | Retrocommissioning | A | Purchases (Incremental) | Technical Potential | 0 | 0 | 0 | 0 | 0 | 0 | 0 | 0 | 0 | 0 | 0 | 0 | 0 | 0 | 0 | 0 | 0 | 0 | 0 | 0 | 0 | 0
F14_Industrial_Stone, Clay, and Glass_New_Space Heating_Natural Gas_Retrocommissioning_A_Technical Potential | F14 | Industrial | Stone, Clay, and Glass | New | Space Heating | Natural Gas | Retrocommissioning | A | Purchases (Cumulative) | Technical Potential | 0 | 0 | 0 | 0 | 0 | 0 | 0 | 0 | 0 | 0 | 0 | 0 | 0 | 0 | 0 | 0 | 0 | 0 | 0 | 0 | 0 | 0
F1_Industrial_Stone, Clay, and Glass_New_Process_Natural Gas_Retrocommissioning_A_Technical Potential | F1 | Industrial | Stone, Clay, and Glass | New | Process | Natural Gas | Retrocommissioning | A | Original Unit Energy Savings (kWh or therms) | Technical Potential | 0 | 0 | 0 | 0 | 0 | 0 | 0 | 0 | 0 | 0 | 0 | 0 | 0 | 0 | 0 | 0 | 0 | 0 | 0 | 0 | 0 | 0
F2_Industrial_Stone, Clay, and Glass_New_Process_Natural Gas_Retrocommissioning_A_Technical Potential | F2 | Industrial | Stone, Clay, and Glass | New | Process | Natural Gas | Retrocommissioning | A | Original Unit Summer Peak Savings (kW) | Technical Potential | 0 | 0 | 0 | 0 | 0 | 0 | 0 | 0 | 0 | 0 | 0 | 0 | 0 | 0 | 0 | 0 | 0 | 0 | 0 | 0 | 0 | 0
F3_Industrial_Stone, Clay, and Glass_New_Process_Natural Gas_Retrocommissioning_A_Technical Potential | F3 | Industrial | Stone, Clay, and Glass | New | Process | Natural Gas | Retrocommissioning | A | Original Unit Winter Peak Savings (kW) | Technical Potential | 0 | 0 | 0 | 0 | 0 | 0 | 0 | 0 | 0 | 0 | 0 | 0 | 0 | 0 | 0 | 0 | 0 | 0 | 0 | 0 | 0 | 0
F4_Industrial_Stone, Clay, and Glass_New_Process_Natural Gas_Retrocommissioning_A_Technical Potential | F4 | Industrial | Stone, Clay, and Glass | New | Process | Natural Gas | Retrocommissioning | A | Standalone Impact on Baseline Energy (%) | Technical Potential | bar: 2019 to 2040
F5_Industrial_Stone, Clay, and Glass_New_Process_Natural Gas_Retrocommissioning_A_Technical Potential | F5 | Industrial | Stone, Clay, and Glass | New | Process | Natural Gas | Retrocommissioning | A | Standalone Impact on Baseline Summer Peak (%) | Technical Potential | bar: 2019 to 2040
F6_Industrial_Stone, Clay, and Glass_New_Process_Natural Gas_Retrocommissioning_A_Technical Potential | F6 | Industrial | Stone, Clay, and Glass | New | Process | Natural Gas | Retrocommissioning | A | Standalone Impact on Baseline Winter Peak (%) | Technical Potential | bar: 2019 to 2040
F7_Industrial_Stone, Clay, and Glass_New_Process_Natural Gas_Retrocommissioning_A_Technical Potential | F7 | Industrial | Stone, Clay, and Glass | New | Process | Natural Gas | Retrocommissioning | A | Incremental Energy Savings (MWh or mTherms) | Technical Potential | 0 | 0 | 0 | 0 | 0 | 0 | 0 | 0 | 0 | 0 | 0 | 0 | 0 | 0 | 0 | 0 | 0 | 0 | 0 | 0 | 0 | 0
F8_Industrial_Stone, Clay, and Glass_New_Process_Natural Gas_Retrocommissioning_A_Technical Potential | F8 | Industrial | Stone, Clay, and Glass | New | Process | Natural Gas | Retrocommissioning | A | Incremental Summer Peak Savings (MW) | Technical Potential | 0 | 0 | 0 | 0 | 0 | 0 | 0 | 0 | 0 | 0 | 0 | 0 | 0 | 0 | 0 | 0 | 0 | 0 | 0 | 0 | 0 | 0
F9_Industrial_Stone, Clay, and Glass_New_Process_Natural Gas_Retrocommissioning_A_Technical Potential | F9 | Industrial | Stone, Clay, and Glass | New | Process | Natural Gas | Retrocommissioning | A | Incremental Winter Peak Savings (MW) | Technical Potential | 0 | 0 | 0 | 0 | 0 | 0 | 0 | 0 | 0 | 0 | 0 | 0 | 0 | 0 | 0 | 0 | 0 | 0 | 0 | 0 | 0 | 0
F10_Industrial_Stone, Clay, and Glass_New_Process_Natural Gas_Retrocommissioning_A_Technical Potential | F10 | Industrial | Stone, Clay, and Glass | New | Process | Natural Gas | Retrocommissioning | A | Cumulative Energy Savings (MWh or mTherms) | Technical Potential | 0 | 0 | 0 | 0 | 0 | 0 | 0 | 0 | 0 | 0 | 0 | 0 | 0 | 0 | 0 | 0 | 0 | 0 | 0 | 0 | 0 | 0
F11_Industrial_Stone, Clay, and Glass_New_Process_Natural Gas_Retrocommissioning_A_Technical Potential | F11 | Industrial | Stone, Clay, and Glass | New | Process | Natural Gas | Retrocommissioning | A | Cumulative Summer Peak Savings (MW) | Technical Potential | 0 | 0 | 0 | 0 | 0 | 0 | 0 | 0 | 0 | 0 | 0 | 0 | 0 | 0 | 0 | 0 | 0 | 0 | 0 | 0 | 0 | 0
F12_Industrial_Stone, Clay, and Glass_New_Process_Natural Gas_Retrocommissioning_A_Technical Potential | F12 | Industrial | Stone, Clay, and Glass | New | Process | Natural Gas | Retrocommissioning | A | Cumulative Winter Peak Savings (MW) | Technical Potential | 0 | 0 | 0 | 0 | 0 | 0 | 0 | 0 | 0 | 0 | 0 | 0 | 0 | 0 | 0 | 0 | 0 | 0 | 0 | 0 | 0 | 0
F13_Industrial_Stone, Clay, and Glass_New_Process_Natural Gas_Retrocommissioning_A_Technical Potential | F13 | Industrial | Stone, Clay, and Glass | New | Process | Natural Gas | Retrocommissioning | A | Purchases (Incremental) | Technical Potential | 0 | 0 | 0 | 0 | 0 | 0 | 0 | 0 | 0 | 0 | 0 | 0 | 0 | 0 | 0 | 0 | 0 | 0 | 0 | 0 | 0 | 0
F14_Industrial_Stone, Clay, and Glass_New_Process_Natural Gas_Retrocommissioning_A_Technical Potential | F14 | Industrial | Stone, Clay, and Glass | New | Process | Natural Gas | Retrocommissioning | A | Purchases (Cumulative) | Technical Potential | 0 | 0 | 0 | 0 | 0 | 0 | 0 | 0 | 0 | 0 | 0 | 0 | 0 | 0 | 0 | 0 | 0 | 0 | 0 | 0 | 0 | 0
F1_Industrial_Petroleum_Existing_Space Heating_Natural Gas_Insulation - Roof/Ceiling_A_Technical Potential | F1 | Industrial | Petroleum | Existing | Space Heating | Natural Gas | Insulation - Roof/Ceiling | A | Original Unit Energy Savings (kWh or therms) | Technical Potential | 0 | 0 | 0.082625 | 0.08222 | 0.081817 | 0.081418 | 0.081026 | 0.080645 | 0.080276 | 0.079922 | 0.079585 | 0.079267 | 0.078968 | 0.078685 | 0.078419 | 0.078169 | 0.077933 | 0.077711 | 0.077503 | 0.077307 | 0.077123 | 0.076951
F2_Industrial_Petroleum_Existing_Space Heating_Natural Gas_Insulation - Roof/Ceiling_A_Technical Potential | F2 | Industrial | Petroleum | Existing | Space Heating | Natural Gas | Insulation - Roof/Ceiling | A | Original Unit Summer Peak Savings (kW) | Technical Potential | 0 | 0 | 0 | 0 | 0 | 0 | 0 | 0 | 0 | 0 | 0 | 0 | 0 | 0 | 0 | 0 | 0 | 0 | 0 | 0 | 0 | 0
F3_Industrial_Petroleum_Existing_Space Heating_Natural Gas_Insulation - Roof/Ceiling_A_Technical Potential | F3 | Industrial | Petroleum | Existing | Space Heating | Natural Gas | Insulation - Roof/Ceiling | A | Original Unit Winter Peak Savings (kW) | Technical Potential | 0 | 0 | 0 | 0 | 0 | 0 | 0 | 0 | 0 | 0 | 0 | 0 | 0 | 0 | 0 | 0 | 0 | 0 | 0 | 0 | 0 | 0
F4_Industrial_Petroleum_Existing_Space Heating_Natural Gas_Insulation - Roof/Ceiling_A_Technical Potential | F4 | Industrial | Petroleum | Existing | Space Heating | Natural Gas | Insulation - Roof/Ceiling | A | Standalone Impact on Baseline Energy (%) | Technical Potential | 0% | 0% | 0.3697% | 1.023% | 2.048% | 3.493% | 5.347% | 7.533% | 9.918% | 12.35% | 14.67% | 16.76% | 18.57% | 20.08% | 21.3% | 22.28% | 23.07% | 23.74% | 24.31% | 24.84% | 25.28% | 25.72%
F5_Industrial_Petroleum_Existing_Space Heating_Natural Gas_Insulation - Roof/Ceiling_A_Technical Potential | F5 | Industrial | Petroleum | Existing | Space Heating | Natural Gas | Insulation - Roof/Ceiling | A | Standalone Impact on Baseline Summer Peak (%) | Technical Potential | bar: 2019 to 2040
F6_Industrial_Petroleum_Existing_Space Heating_Natural Gas_Insulation - Roof/Ceiling_A_Technical Potential | F6 | Industrial | Petroleum | Existing | Space Heating | Natural Gas | Insulation - Roof/Ceiling | A | Standalone Impact on Baseline Winter Peak (%) | Technical Potential | bar: 2019 to 2040
F7_Industrial_Petroleum_Existing_Space Heating_Natural Gas_Insulation - Roof/Ceiling_A_Technical Potential | F7 | Industrial | Petroleum | Existing | Space Heating | Natural Gas | Insulation - Roof/Ceiling | A | Incremental Energy Savings (MWh or mTherms) | Technical Potential | 0 | 0 | 0.020076 | 0.034358 | 0.052267 | 0.071561 | 0.089077 | 0.10165 | 0.10709 | 0.10478 | 0.095703 | 0.081968 | 0.066089 | 0.050335 | 0.036326 | 0.02491 | 0.016271 | 0.010147 | 0.0060537 | 0.004018 | 0 | 0
F8_Industrial_Petroleum_Existing_Space Heating_Natural Gas_Insulation - Roof/Ceiling_A_Technical Potential | F8 | Industrial | Petroleum | Existing | Space Heating | Natural Gas | Insulation - Roof/Ceiling | A | Incremental Summer Peak Savings (MW) | Technical Potential | 0 | 0 | 0 | 0 | 0 | 0 | 0 | 0 | 0 | 0 | 0 | 0 | 0 | 0 | 0 | 0 | 0 | 0 | 0 | 0 | 0 | 0
F9_Industrial_Petroleum_Existing_Space Heating_Natural Gas_Insulation - Roof/Ceiling_A_Technical Potential | F9 | Industrial | Petroleum | Existing | Space Heating | Natural Gas | Insulation - Roof/Ceiling | A | Incremental Winter Peak Savings (MW) | Technical Potential | 0 | 0 | 0 | 0 | 0 | 0 | 0 | 0 | 0 | 0 | 0 | 0 | 0 | 0 | 0 | 0 | 0 | 0 | 0 | 0 | 0 | 0
F10_Industrial_Petroleum_Existing_Space Heating_Natural Gas_Insulation - Roof/Ceiling_A_Technical Potential | F10 | Industrial | Petroleum | Existing | Space Heating | Natural Gas | Insulation - Roof/Ceiling | A | Cumulative Energy Savings (MWh or mTherms) | Technical Potential | 0 | 0 | 0.020076 | 0.054336 | 0.10634 | 0.17738 | 0.2656 | 0.366 | 0.47142 | 0.57412 | 0.6674 | 0.74671 | 0.80997 | 0.85741 | 0.89084 | 0.9129 | 0.92642 | 0.93393 | 0.93748 | 0.93913 | 0.9369 | 0.9348
F11_Industrial_Petroleum_Existing_Space Heating_Natural Gas_Insulation - Roof/Ceiling_A_Technical Potential | F11 | Industrial | Petroleum | Existing | Space Heating | Natural Gas | Insulation - Roof/Ceiling | A | Cumulative Summer Peak Savings (MW) | Technical Potential | 0 | 0 | 0 | 0 | 0 | 0 | 0 | 0 | 0 | 0 | 0 | 0 | 0 | 0 | 0 | 0 | 0 | 0 | 0 | 0 | 0 | 0
F12_Industrial_Petroleum_Existing_Space Heating_Natural Gas_Insulation - Roof/Ceiling_A_Technical Potential | F12 | Industrial | Petroleum | Existing | Space Heating | Natural Gas | Insulation - Roof/Ceiling | A | Cumulative Winter Peak Savings (MW) | Technical Potential | 0 | 0 | 0 | 0 | 0 | 0 | 0 | 0 | 0 | 0 | 0 | 0 | 0 | 0 | 0 | 0 | 0 | 0 | 0 | 0 | 0 | 0
F13_Industrial_Petroleum_Existing_Space Heating_Natural Gas_Insulation - Roof/Ceiling_A_Technical Potential | F13 | Industrial | Petroleum | Existing | Space Heating | Natural Gas | Insulation - Roof/Ceiling | A | Purchases (Incremental) | Technical Potential | 0 | 0 | 242.9771 | 417.8788 | 638.8261 | 878.9367 | 1099.3596 | 1260.4727 | 1334.0281 | 1311.0276 | 1202.5288 | 1034.0711 | 836.9054 | 639.7036 | 463.2336 | 318.6728 | 208.7856 | 130.5728 | 78.1088 | 51.9744 | 0 | 0
F14_Industrial_Petroleum_Existing_Space Heating_Natural Gas_Insulation - Roof/Ceiling_A_Technical Potential | F14 | Industrial | Petroleum | Existing | Space Heating | Natural Gas | Insulation - Roof/Ceiling | A | Purchases (Cumulative) | Technical Potential | 0 | 0 | 242.9771 | 660.8559 | 1299.682 | 2178.6187 | 3277.9783 | 4538.451 | 5872.4792 | 7183.5068 | 8386.0356 | 9420.1067 | 10257.0121 | 10896.7157 | 11359.9493 | 11678.6221 | 11887.4077 | 12017.9806 | 12096.0893 | 12148.0637 | 12148.0637 | 12148.0637
F1_Industrial_Petroleum_Existing_Space Heating_Natural Gas_Insulation - Wall Cavity_A_Technical Potential | F1 | Industrial | Petroleum | Existing | Space Heating | Natural Gas | Insulation - Wall Cavity | A | Original Unit Energy Savings (kWh or therms) | Technical Potential | 0 | 0 | 0.018076 | 0.017987 | 0.017899 | 0.017811 | 0.017726 | 0.017642 | 0.017562 | 0.017484 | 0.017411 | 0.017341 | 0.017276 | 0.017214 | 0.017156 | 0.017101 | 0.017049 | 0.017001 | 0.016955 | 0.016912 | 0.016872 | 0.016834
F2_Industrial_Petroleum_Existing_Space Heating_Natural Gas_Insulation - Wall Cavity_A_Technical Potential | F2 | Industrial | Petroleum | Existing | Space Heating | Natural Gas | Insulation - Wall Cavity | A | Original Unit Summer Peak Savings (kW) | Technical Potential | 0 | 0 | 0 | 0 | 0 | 0 | 0 | 0 | 0 | 0 | 0 | 0 | 0 | 0 | 0 | 0 | 0 | 0 | 0 | 0 | 0 | 0
F3_Industrial_Petroleum_Existing_Space Heating_Natural Gas_Insulation - Wall Cavity_A_Technical Potential | F3 | Industrial | Petroleum | Existing | Space Heating | Natural Gas | Insulation - Wall Cavity | A | Original Unit Winter Peak Savings (kW) | Technical Potential | 0 | 0 | 0 | 0 | 0 | 0 | 0 | 0 | 0 | 0 | 0 | 0 | 0 | 0 | 0 | 0 | 0 | 0 | 0 | 0 | 0 | 0
F4_Industrial_Petroleum_Existing_Space Heating_Natural Gas_Insulation - Wall Cavity_A_Technical Potential | F4 | Industrial | Petroleum | Existing | Space Heating | Natural Gas | Insulation - Wall Cavity | A | Standalone Impact on Baseline Energy (%) | Technical Potential | 0% | 0% | 0.08088% | 0.2238% | 0.4479% | 0.7641% | 1.17% | 1.648% | 2.17% | 2.701% | 3.208% | 3.667% | 4.063% | 4.392% | 4.659% | 4.874% | 5.048% | 5.193% | 5.318% | 5.435% | 5.53% | 5.627%
F5_Industrial_Petroleum_Existing_Space Heating_Natural Gas_Insulation - Wall Cavity_A_Technical Potential | F5 | Industrial | Petroleum | Existing | Space Heating | Natural Gas | Insulation - Wall Cavity | A | Standalone Impact on Baseline Summer Peak (%) | Technical Potential | bar: 2019 to 2040
F6_Industrial_Petroleum_Existing_Space Heating_Natural Gas_Insulation - Wall Cavity_A_Technical Potential | F6 | Industrial | Petroleum | Existing | Space Heating | Natural Gas | Insulation - Wall Cavity | A | Standalone Impact on Baseline Winter Peak (%) | Technical Potential | bar: 2019 to 2040
F7_Industrial_Petroleum_Existing_Space Heating_Natural Gas_Insulation - Wall Cavity_A_Technical Potential | F7 | Industrial | Petroleum | Existing | Space Heating | Natural Gas | Insulation - Wall Cavity | A | Incremental Energy Savings (MWh or mTherms) | Technical Potential | 0 | 0 | 0.0043919 | 0.0075164 | 0.011434 | 0.015655 | 0.019487 | 0.022238 | 0.023428 | 0.022922 | 0.020937 | 0.017932 | 0.014458 | 0.011012 | 0.007947 | 0.0054495 | 0.0035596 | 0.0022198 | 0.0013243 | 0.000879 | 0 | 0
F8_Industrial_Petroleum_Existing_Space Heating_Natural Gas_Insulation - Wall Cavity_A_Technical Potential | F8 | Industrial | Petroleum | Existing | Space Heating | Natural Gas | Insulation - Wall Cavity | A | Incremental Summer Peak Savings (MW) | Technical Potential | 0 | 0 | 0 | 0 | 0 | 0 | 0 | 0 | 0 | 0 | 0 | 0 | 0 | 0 | 0 | 0 | 0 | 0 | 0 | 0 | 0 | 0
F9_Industrial_Petroleum_Existing_Space Heating_Natural Gas_Insulation - Wall Cavity_A_Technical Potential | F9 | Industrial | Petroleum | Existing | Space Heating | Natural Gas | Insulation - Wall Cavity | A | Incremental Winter Peak Savings (MW) | Technical Potential | 0 | 0 | 0 | 0 | 0 | 0 | 0 | 0 | 0 | 0 | 0 | 0 | 0 | 0 | 0 | 0 | 0 | 0 | 0 | 0 | 0 | 0
F10_Industrial_Petroleum_Existing_Space Heating_Natural Gas_Insulation - Wall Cavity_A_Technical Potential | F10 | Industrial | Petroleum | Existing | Space Heating | Natural Gas | Insulation - Wall Cavity | A | Cumulative Energy Savings (MWh or mTherms) | Technical Potential | 0 | 0 | 0.0043919 | 0.011887 | 0.023263 | 0.038804 | 0.058105 | 0.080069 | 0.10313 | 0.1256 | 0.14601 | 0.16335 | 0.1772 | 0.18757 | 0.19489 | 0.19971 | 0.20267 | 0.20431 | 0.20509 | 0.20545 | 0.20496 | 0.2045
F11_Industrial_Petroleum_Existing_Space Heating_Natural Gas_Insulation - Wall Cavity_A_Technical Potential | F11 | Industrial | Petroleum | Existing | Space Heating | Natural Gas | Insulation - Wall Cavity | A | Cumulative Summer Peak Savings (MW) | Technical Potential | 0 | 0 | 0 | 0 | 0 | 0 | 0 | 0 | 0 | 0 | 0 | 0 | 0 | 0 | 0 | 0 | 0 | 0 | 0 | 0 | 0 | 0
F12_Industrial_Petroleum_Existing_Space Heating_Natural Gas_Insulation - Wall Cavity_A_Technical Potential | F12 | Industrial | Petroleum | Existing | Space Heating | Natural Gas | Insulation - Wall Cavity | A | Cumulative Winter Peak Savings (MW) | Technical Potential | 0 | 0 | 0 | 0 | 0 | 0 | 0 | 0 | 0 | 0 | 0 | 0 | 0 | 0 | 0 | 0 | 0 | 0 | 0 | 0 | 0 | 0
F13_Industrial_Petroleum_Existing_Space Heating_Natural Gas_Insulation - Wall Cavity_A_Technical Potential | F13 | Industrial | Petroleum | Existing | Space Heating | Natural Gas | Insulation - Wall Cavity | A | Purchases (Incremental) | Technical Potential | 0 | 0 | 242.9771 | 417.8788 | 638.8261 | 878.9367 | 1099.3596 | 1260.4727 | 1334.0281 | 1311.0276 | 1202.5288 | 1034.0711 | 836.9054 | 639.7036 | 463.2336 | 318.6728 | 208.7856 | 130.5728 | 78.1088 | 51.9744 | 0 | 0
F14_Industrial_Petroleum_Existing_Space Heating_Natural Gas_Insulation - Wall Cavity_A_Technical Potential | F14 | Industrial | Petroleum | Existing | Space Heating | Natural Gas | Insulation - Wall Cavity | A | Purchases (Cumulative) | Technical Potential | 0 | 0 | 242.9771 | 660.8559 | 1299.682 | 2178.6187 | 3277.9783 | 4538.451 | 5872.4792 | 7183.5068 | 8386.0356 | 9420.1067 | 10257.0121 | 10896.7157 | 11359.9493 | 11678.6221 | 11887.4077 | 12017.9806 | 12096.0893 | 12148.0637 | 12148.0637 | 12148.0637
F1_Industrial_Petroleum_Existing_Space Heating_Natural Gas_Insulation - Ducting_A_Technical Potential | F1 | Industrial | Petroleum | Existing | Space Heating | Natural Gas | Insulation - Ducting | A | Original Unit Energy Savings (kWh or therms) | Technical Potential | 0 | 0 | 0.0014398 | 0.0014319 | 0.0014239 | 0.0014161 | 0.0014083 | 0.0014008 | 0.0013935 | 0.0013865 | 0.0013799 | 0.0013736 | 0.0013677 | 0.0013622 | 0.001357 | 0.0013521 | 0.0013475 | 0.0013431 | 0.001339 | 0.0013352 | 0.0013316 | 0.0013281
F2_Industrial_Petroleum_Existing_Space Heating_Natural Gas_Insulation - Ducting_A_Technical Potential | F2 | Industrial | Petroleum | Existing | Space Heating | Natural Gas | Insulation - Ducting | A | Original Unit Summer Peak Savings (kW) | Technical Potential | 0 | 0 | 0 | 0 | 0 | 0 | 0 | 0 | 0 | 0 | 0 | 0 | 0 | 0 | 0 | 0 | 0 | 0 | 0 | 0 | 0 | 0
F3_Industrial_Petroleum_Existing_Space Heating_Natural Gas_Insulation - Ducting_A_Technical Potential | F3 | Industrial | Petroleum | Existing | Space Heating | Natural Gas | Insulation - Ducting | A | Original Unit Winter Peak Savings (kW) | Technical Potential | 0 | 0 | 0 | 0 | 0 | 0 | 0 | 0 | 0 | 0 | 0 | 0 | 0 | 0 | 0 | 0 | 0 | 0 | 0 | 0 | 0 | 0
F4_Industrial_Petroleum_Existing_Space Heating_Natural Gas_Insulation - Ducting_A_Technical Potential | F4 | Industrial | Petroleum | Existing | Space Heating | Natural Gas | Insulation - Ducting | A | Standalone Impact on Baseline Energy (%) | Technical Potential | 0% | 0% | 0.001668% | 0.003744% | 0.00631% | 0.009321% | 0.01279% | 0.01687% | 0.0214% | 0.02609% | 0.03061% | 0.03463% | 0.03793% | 0.04037% | 0.0421% | 0.04332% | 0.04427% | 0.04511% | 0.04591% | 0.0467% | 0.04751% | 0.04833%
F5_Industrial_Petroleum_Existing_Space Heating_Natural Gas_Insulation - Ducting_A_Technical Potential | F5 | Industrial | Petroleum | Existing | Space Heating | Natural Gas | Insulation - Ducting | A | Standalone Impact on Baseline Summer Peak (%) | Technical Potential | bar: 2019 to 2040
F6_Industrial_Petroleum_Existing_Space Heating_Natural Gas_Insulation - Ducting_A_Technical Potential | F6 | Industrial | Petroleum | Existing | Space Heating | Natural Gas | Insulation - Ducting | A | Standalone Impact on Baseline Winter Peak (%) | Technical Potential | bar: 2019 to 2040
F7_Industrial_Petroleum_Existing_Space Heating_Natural Gas_Insulation - Ducting_A_Technical Potential | F7 | Industrial | Petroleum | Existing | Space Heating | Natural Gas | Insulation - Ducting | A | Incremental Energy Savings (MWh or mTherms) | Technical Potential | 0 | 0 | 9.0589e-05 | 0.00010871 | 0.00013001 | 0.00014749 | 0.00016443 | 0.00018791 | 0.00020154 | 0.00020132 | 0.00018556 | 0.00015604 | 0.00011816 | 7.6542e-05 | 4.351e-05 | 2.0514e-05 | 8.5001e-06 | 3.0279e-06 | 9.2663e-07 | 1.9791e-07 | 3.1883e-08 | 3.7515e-09
F8_Industrial_Petroleum_Existing_Space Heating_Natural Gas_Insulation - Ducting_A_Technical Potential | F8 | Industrial | Petroleum | Existing | Space Heating | Natural Gas | Insulation - Ducting | A | Incremental Summer Peak Savings (MW) | Technical Potential | 0 | 0 | 0 | 0 | 0 | 0 | 0 | 0 | 0 | 0 | 0 | 0 | 0 | 0 | 0 | 0 | 0 | 0 | 0 | 0 | 0 | 0
F9_Industrial_Petroleum_Existing_Space Heating_Natural Gas_Insulation - Ducting_A_Technical Potential | F9 | Industrial | Petroleum | Existing | Space Heating | Natural Gas | Insulation - Ducting | A | Incremental Winter Peak Savings (MW) | Technical Potential | 0 | 0 | 0 | 0 | 0 | 0 | 0 | 0 | 0 | 0 | 0 | 0 | 0 | 0 | 0 | 0 | 0 | 0 | 0 | 0 | 0 | 0
F10_Industrial_Petroleum_Existing_Space Heating_Natural Gas_Insulation - Ducting_A_Technical Potential | F10 | Industrial | Petroleum | Existing | Space Heating | Natural Gas | Insulation - Ducting | A | Cumulative Energy Savings (MWh or mTherms) | Technical Potential | 0 | 0 | 9.0589e-05 | 0.00019879 | 0.00032769 | 0.00047338 | 0.00063522 | 0.00081974 | 0.001017 | 0.0012132 | 0.001393 | 0.0015427 | 0.0016543 | 0.0017241 | 0.001761 | 0.0017752 | 0.0017776 | 0.0017749 | 0.0017704 | 0.0017655 | 0.0017608 | 0.0017563
F11_Industrial_Petroleum_Existing_Space Heating_Natural Gas_Insulation - Ducting_A_Technical Potential | F11 | Industrial | Petroleum | Existing | Space Heating | Natural Gas | Insulation - Ducting | A | Cumulative Summer Peak Savings (MW) | Technical Potential | 0 | 0 | 0 | 0 | 0 | 0 | 0 | 0 | 0 | 0 | 0 | 0 | 0 | 0 | 0 | 0 | 0 | 0 | 0 | 0 | 0 | 0
F12_Industrial_Petroleum_Existing_Space Heating_Natural Gas_Insulation - Ducting_A_Technical Potential | F12 | Industrial | Petroleum | Existing | Space Heating | Natural Gas | Insulation - Ducting | A | Cumulative Winter Peak Savings (MW) | Technical Potential | 0 | 0 | 0 | 0 | 0 | 0 | 0 | 0 | 0 | 0 | 0 | 0 | 0 | 0 | 0 | 0 | 0 | 0 | 0 | 0 | 0 | 0
F13_Industrial_Petroleum_Existing_Space Heating_Natural Gas_Insulation - Ducting_A_Technical Potential | F13 | Industrial | Petroleum | Existing | Space Heating | Natural Gas | Insulation - Ducting | A | Purchases (Incremental) | Technical Potential | 0 | 0 | 62.9155 | 75.9183 | 91.3 | 104.1576 | 116.7565 | 134.1489 | 144.6262 | 145.1985 | 134.473 | 113.598 | 86.3913 | 56.1898 | 32.0638 | 15.172 | 6.3082 | 2.2544 | 0.69202 | 0.14823 | 0.023944 | 0.0028246
F14_Industrial_Petroleum_Existing_Space Heating_Natural Gas_Insulation - Ducting_A_Technical Potential | F14 | Industrial | Petroleum | Existing | Space Heating | Natural Gas | Insulation - Ducting | A | Purchases (Cumulative) | Technical Potential | 0 | 0 | 62.9155 | 138.8337 | 230.1337 | 334.2913 | 451.0479 | 585.1968 | 729.823 | 875.0215 | 1009.4945 | 1123.0925 | 1209.4838 | 1265.6736 | 1297.7374 | 1312.9093 | 1319.2176 | 1321.4719 | 1322.1639 | 1322.3122 | 1322.3361 | 1322.3389
F1_Industrial_Petroleum_Existing_Space Heating_Natural Gas_HVAC - Duct Repair and Sealing_A_Technical Potential | F1 | Industrial | Petroleum | Existing | Space Heating | Natural Gas | HVAC - Duct Repair and Sealing | A | Original Unit Energy Savings (kWh or therms) | Technical Potential | 0 | 0 | 0.0040723 | 0.0040498 | 0.0040273 | 0.004005 | 0.0039832 | 0.0039618 | 0.0039412 | 0.0039215 | 0.0039027 | 0.003885 | 0.0038683 | 0.0038527 | 0.0038379 | 0.0038241 | 0.003811 | 0.0037987 | 0.0037871 | 0.0037763 | 0.003766 | 0.0037564
F2_Industrial_Petroleum_Existing_Space Heating_Natural Gas_HVAC - Duct Repair and Sealing_A_Technical Potential | F2 | Industrial | Petroleum | Existing | Space Heating | Natural Gas | HVAC - Duct Repair and Sealing | A | Original Unit Summer Peak Savings (kW) | Technical Potential | 0 | 0 | 0 | 0 | 0 | 0 | 0 | 0 | 0 | 0 | 0 | 0 | 0 | 0 | 0 | 0 | 0 | 0 | 0 | 0 | 0 | 0
F3_Industrial_Petroleum_Existing_Space Heating_Natural Gas_HVAC - Duct Repair and Sealing_A_Technical Potential | F3 | Industrial | Petroleum | Existing | Space Heating | Natural Gas | HVAC - Duct Repair and Sealing | A | Original Unit Winter Peak Savings (kW) | Technical Potential | 0 | 0 | 0 | 0 | 0 | 0 | 0 | 0 | 0 | 0 | 0 | 0 | 0 | 0 | 0 | 0 | 0 | 0 | 0 | 0 | 0 | 0
F4_Industrial_Petroleum_Existing_Space Heating_Natural Gas_HVAC - Duct Repair and Sealing_A_Technical Potential | F4 | Industrial | Petroleum | Existing | Space Heating | Natural Gas | HVAC - Duct Repair and Sealing | A | Standalone Impact on Baseline Energy (%) | Technical Potential | 0% | 0% | 0.009601% | 0.01936% | 0.02927% | 0.03935% | 0.04959% | 0.06% | 0.07058% | 0.08133% | 0.09226% | 0.1034% | 0.1147% | 0.1262% | 0.1379% | 0.1498% | 0.1618% | 0.1741% | 0.1867% | 0.1994% | 0.2123% | 0.2255%
F5_Industrial_Petroleum_Existing_Space Heating_Natural Gas_HVAC - Duct Repair and Sealing_A_Technical Potential | F5 | Industrial | Petroleum | Existing | Space Heating | Natural Gas | HVAC - Duct Repair and Sealing | A | Standalone Impact on Baseline Summer Peak (%) | Technical Potential | bar: 2019 to 2040
F6_Industrial_Petroleum_Existing_Space Heating_Natural Gas_HVAC - Duct Repair and Sealing_A_Technical Potential | F6 | Industrial | Petroleum | Existing | Space Heating | Natural Gas | HVAC - Duct Repair and Sealing | A | Standalone Impact on Baseline Winter Peak (%) | Technical Potential | bar: 2019 to 2040
F7_Industrial_Petroleum_Existing_Space Heating_Natural Gas_HVAC - Duct Repair and Sealing_A_Technical Potential | F7 | Industrial | Petroleum | Existing | Space Heating | Natural Gas | HVAC - Duct Repair and Sealing | A | Incremental Energy Savings (MWh or mTherms) | Technical Potential | 0 | 0 | 0.00052136 | 0.00050954 | 0.00049797 | 0.00048668 | 0.00047568 | 0.00046497 | 0.00045458 | 0.0004445 | 0.00043474 | 0.00042531 | 0.00041619 | 0.00040736 | 0.0003988 | 0.00039051 | 0.00038247 | 0.00037466 | 0.00036708 | 0.00035971 | 0.00035255 | 0.00034559
F8_Industrial_Petroleum_Existing_Space Heating_Natural Gas_HVAC - Duct Repair and Sealing_A_Technical Potential | F8 | Industrial | Petroleum | Existing | Space Heating | Natural Gas | HVAC - Duct Repair and Sealing | A | Incremental Summer Peak Savings (MW) | Technical Potential | 0 | 0 | 0 | 0 | 0 | 0 | 0 | 0 | 0 | 0 | 0 | 0 | 0 | 0 | 0 | 0 | 0 | 0 | 0 | 0 | 0 | 0
F9_Industrial_Petroleum_Existing_Space Heating_Natural Gas_HVAC - Duct Repair and Sealing_A_Technical Potential | F9 | Industrial | Petroleum | Existing | Space Heating | Natural Gas | HVAC - Duct Repair and Sealing | A | Incremental Winter Peak Savings (MW) | Technical Potential | 0 | 0 | 0 | 0 | 0 | 0 | 0 | 0 | 0 | 0 | 0 | 0 | 0 | 0 | 0 | 0 | 0 | 0 | 0 | 0 | 0 | 0
F10_Industrial_Petroleum_Existing_Space Heating_Natural Gas_HVAC - Duct Repair and Sealing_A_Technical Potential | F10 | Industrial | Petroleum | Existing | Space Heating | Natural Gas | HVAC - Duct Repair and Sealing | A | Cumulative Energy Savings (MWh or mTherms) | Technical Potential | 0 | 0 | 0.00052136 | 0.001028 | 0.0015203 | 0.0019986 | 0.0024633 | 0.0029151 | 0.0033545 | 0.0037822 | 0.0041988 | 0.0046051 | 0.0050016 | 0.0053887 | 0.0057669 | 0.0061365 | 0.006498 | 0.0068517 | 0.0071979 | 0.007537 | 0.0078691 | 0.0081945
F11_Industrial_Petroleum_Existing_Space Heating_Natural Gas_HVAC - Duct Repair and Sealing_A_Technical Potential | F11 | Industrial | Petroleum | Existing | Space Heating | Natural Gas | HVAC - Duct Repair and Sealing | A | Cumulative Summer Peak Savings (MW) | Technical Potential | 0 | 0 | 0 | 0 | 0 | 0 | 0 | 0 | 0 | 0 | 0 | 0 | 0 | 0 | 0 | 0 | 0 | 0 | 0 | 0 | 0 | 0
F12_Industrial_Petroleum_Existing_Space Heating_Natural Gas_HVAC - Duct Repair and Sealing_A_Technical Potential | F12 | Industrial | Petroleum | Existing | Space Heating | Natural Gas | HVAC - Duct Repair and Sealing | A | Cumulative Winter Peak Savings (MW) | Technical Potential | 0 | 0 | 0 | 0 | 0 | 0 | 0 | 0 | 0 | 0 | 0 | 0 | 0 | 0 | 0 | 0 | 0 | 0 | 0 | 0 | 0 | 0
F13_Industrial_Petroleum_Existing_Space Heating_Natural Gas_HVAC - Duct Repair and Sealing_A_Technical Potential | F13 | Industrial | Petroleum | Existing | Space Heating | Natural Gas | HVAC - Duct Repair and Sealing | A | Purchases (Incremental) | Technical Potential | 0 | 0 | 128.0257 | 125.8183 | 123.6491 | 121.5172 | 119.4221 | 117.3631 | 115.3395 | 113.3509 | 111.3966 | 109.476 | 107.5885 | 105.7335 | 103.9105 | 102.1189 | 100.3583 | 98.628 | 96.9275 | 95.2563 | 93.614 | 91.9999
F14_Industrial_Petroleum_Existing_Space Heating_Natural Gas_HVAC - Duct Repair and Sealing_A_Technical Potential | F14 | Industrial | Petroleum | Existing | Space Heating | Natural Gas | HVAC - Duct Repair and Sealing | A | Purchases (Cumulative) | Technical Potential | 0 | 0 | 128.0257 | 253.844 | 377.4931 | 499.0102 | 618.4323 | 735.7953 | 851.1349 | 964.4858 | 1075.8824 | 1185.3584 | 1292.9469 | 1398.6804 | 1502.5909 | 1604.7098 | 1705.0681 | 1803.696 | 1900.6235 | 1995.8798 | 2089.4937 | 2181.4937
F1_Industrial_Petroleum_Existing_Space Heating_Natural Gas_Windows - High Efficiency_A_Technical Potential | F1 | Industrial | Petroleum | Existing | Space Heating | Natural Gas | Windows - High Efficiency | A | Original Unit Energy Savings (kWh or therms) | Technical Potential | 0 | 0 | 0.0077291 | 0.0076912 | 0.0076535 | 0.0076162 | 0.0075796 | 0.0075439 | 0.0075094 | 0.0074763 | 0.0074448 | 0.007415 | 0.007387 | 0.0073606 | 0.0073357 | 0.0073123 | 0.0072902 | 0.0072695 | 0.00725 | 0.0072317 | 0.0072145 | 0.0071983
F2_Industrial_Petroleum_Existing_Space Heating_Natural Gas_Windows - High Efficiency_A_Technical Potential | F2 | Industrial | Petroleum | Existing | Space Heating | Natural Gas | Windows - High Efficiency | A | Original Unit Summer Peak Savings (kW) | Technical Potential | 0 | 0 | 0 | 0 | 0 | 0 | 0 | 0 | 0 | 0 | 0 | 0 | 0 | 0 | 0 | 0 | 0 | 0 | 0 | 0 | 0 | 0
F3_Industrial_Petroleum_Existing_Space Heating_Natural Gas_Windows - High Efficiency_A_Technical Potential | F3 | Industrial | Petroleum | Existing | Space Heating | Natural Gas | Windows - High Efficiency | A | Original Unit Winter Peak Savings (kW) | Technical Potential | 0 | 0 | 0 | 0 | 0 | 0 | 0 | 0 | 0 | 0 | 0 | 0 | 0 | 0 | 0 | 0 | 0 | 0 | 0 | 0 | 0 | 0
F4_Industrial_Petroleum_Existing_Space Heating_Natural Gas_Windows - High Efficiency_A_Technical Potential | F4 | Industrial | Petroleum | Existing | Space Heating | Natural Gas | Windows - High Efficiency | A | Standalone Impact on Baseline Energy (%) | Technical Potential | 0% | 0% | 0.007012% | 0.02115% | 0.04641% | 0.0877% | 0.1507% | 0.2413% | 0.3653% | 0.5269% | 0.728% | 0.9672% | 1.238% | 1.53% | 1.828% | 2.116% | 2.378% | 2.605% | 2.793% | 2.941% | 3.055% | 3.15%
F5_Industrial_Petroleum_Existing_Space Heating_Natural Gas_Windows - High Efficiency_A_Technical Potential | F5 | Industrial | Petroleum | Existing | Space Heating | Natural Gas | Windows - High Efficiency | A | Standalone Impact on Baseline Summer Peak (%) | Technical Potential | bar: 2019 to 2040
F6_Industrial_Petroleum_Existing_Space Heating_Natural Gas_Windows - High Efficiency_A_Technical Potential | F6 | Industrial | Petroleum | Existing | Space Heating | Natural Gas | Windows - High Efficiency | A | Standalone Impact on Baseline Winter Peak (%) | Technical Potential | bar: 2019 to 2040
F7_Industrial_Petroleum_Existing_Space Heating_Natural Gas_Windows - High Efficiency_A_Technical Potential | F7 | Industrial | Petroleum | Existing | Space Heating | Natural Gas | Windows - High Efficiency | A | Incremental Energy Savings (MWh or mTherms) | Technical Potential | 0 | 0 | 0.00038075 | 0.00074431 | 0.0012924 | 0.0020559 | 0.0030521 | 0.0042756 | 0.0056896 | 0.0072167 | 0.0087349 | 0.010083 | 0.011075 | 0.011537 | 0.011347 | 0.010478 | 0.0090268 | 0.0073154 | 0.005483 | 0.003721 | 0.0023308 | 0.0014905
F8_Industrial_Petroleum_Existing_Space Heating_Natural Gas_Windows - High Efficiency_A_Technical Potential | F8 | Industrial | Petroleum | Existing | Space Heating | Natural Gas | Windows - High Efficiency | A | Incremental Summer Peak Savings (MW) | Technical Potential | 0 | 0 | 0 | 0 | 0 | 0 | 0 | 0 | 0 | 0 | 0 | 0 | 0 | 0 | 0 | 0 | 0 | 0 | 0 | 0 | 0 | 0
F9_Industrial_Petroleum_Existing_Space Heating_Natural Gas_Windows - High Efficiency_A_Technical Potential | F9 | Industrial | Petroleum | Existing | Space Heating | Natural Gas | Windows - High Efficiency | A | Incremental Winter Peak Savings (MW) | Technical Potential | 0 | 0 | 0 | 0 | 0 | 0 | 0 | 0 | 0 | 0 | 0 | 0 | 0 | 0 | 0 | 0 | 0 | 0 | 0 | 0 | 0 | 0
F10_Industrial_Petroleum_Existing_Space Heating_Natural Gas_Windows - High Efficiency_A_Technical Potential | F10 | Industrial | Petroleum | Existing | Space Heating | Natural Gas | Windows - High Efficiency | A | Cumulative Energy Savings (MWh or mTherms) | Technical Potential | 0 | 0 | 0.00038075 | 0.0011232 | 0.0024101 | 0.0044543 | 0.0074849 | 0.011725 | 0.017361 | 0.024501 | 0.033133 | 0.043083 | 0.053995 | 0.065339 | 0.076465 | 0.0867 | 0.095465 | 0.10251 | 0.10772 | 0.11117 | 0.11323 | 0.11447
F11_Industrial_Petroleum_Existing_Space Heating_Natural Gas_Windows - High Efficiency_A_Technical Potential | F11 | Industrial | Petroleum | Existing | Space Heating | Natural Gas | Windows - High Efficiency | A | Cumulative Summer Peak Savings (MW) | Technical Potential | 0 | 0 | 0 | 0 | 0 | 0 | 0 | 0 | 0 | 0 | 0 | 0 | 0 | 0 | 0 | 0 | 0 | 0 | 0 | 0 | 0 | 0
F12_Industrial_Petroleum_Existing_Space Heating_Natural Gas_Windows - High Efficiency_A_Technical Potential | F12 | Industrial | Petroleum | Existing | Space Heating | Natural Gas | Windows - High Efficiency | A | Cumulative Winter Peak Savings (MW) | Technical Potential | 0 | 0 | 0 | 0 | 0 | 0 | 0 | 0 | 0 | 0 | 0 | 0 | 0 | 0 | 0 | 0 | 0 | 0 | 0 | 0 | 0 | 0
F13_Industrial_Petroleum_Existing_Space Heating_Natural Gas_Windows - High Efficiency_A_Technical Potential | F13 | Industrial | Petroleum | Existing | Space Heating | Natural Gas | Windows - High Efficiency | A | Purchases (Incremental) | Technical Potential | 0 | 0 | 49.2618 | 96.7734 | 168.863 | 269.9429 | 402.6712 | 566.768 | 757.6676 | 965.2762 | 1173.2962 | 1359.7399 | 1499.2374 | 1567.4079 | 1546.8145 | 1432.9933 | 1238.1988 | 1006.322 | 756.2724 | 514.5461 | 323.0699 | 207.065
F14_Industrial_Petroleum_Existing_Space Heating_Natural Gas_Windows - High Efficiency_A_Technical Potential | F14 | Industrial | Petroleum | Existing | Space Heating | Natural Gas | Windows - High Efficiency | A | Purchases (Cumulative) | Technical Potential | 0 | 0 | 49.2618 | 146.0352 | 314.8981 | 584.841 | 987.5123 | 1554.2802 | 2311.9479 | 3277.2241 | 4450.5203 | 5810.2602 | 7309.4975 | 8876.9054 | 10423.7199 | 11856.7132 | 13094.9121 | 14101.2341 | 14857.5065 | 15372.0525 | 15695.1224 | 15902.1874
F1_Industrial_Petroleum_Existing_Space Heating_Natural Gas_Gas Boiler - Maintenance_A_Technical Potential | F1 | Industrial | Petroleum | Existing | Space Heating | Natural Gas | Gas Boiler - Maintenance | A | Original Unit Energy Savings (kWh or therms) | Technical Potential | 0 | 0 | 106.5789 | 106.3113 | 106.0493 | 105.7934 | 105.5442 | 105.3021 | 105.0677 | 104.8413 | 104.6233 | 104.4141 | 104.214 | 104.0232 | 103.842 | 103.6706 | 103.5093 | 103.3582 | 103.2175 | 103.0875 | 102.9681 | 102.8596
F2_Industrial_Petroleum_Existing_Space Heating_Natural Gas_Gas Boiler - Maintenance_A_Technical Potential | F2 | Industrial | Petroleum | Existing | Space Heating | Natural Gas | Gas Boiler - Maintenance | A | Original Unit Summer Peak Savings (kW) | Technical Potential | 0 | 0 | 0 | 0 | 0 | 0 | 0 | 0 | 0 | 0 | 0 | 0 | 0 | 0 | 0 | 0 | 0 | 0 | 0 | 0 | 0 | 0
F3_Industrial_Petroleum_Existing_Space Heating_Natural Gas_Gas Boiler - Maintenance_A_Technical Potential | F3 | Industrial | Petroleum | Existing | Space Heating | Natural Gas | Gas Boiler - Maintenance | A | Original Unit Winter Peak Savings (kW) | Technical Potential | 0 | 0 | 0 | 0 | 0 | 0 | 0 | 0 | 0 | 0 | 0 | 0 | 0 | 0 | 0 | 0 | 0 | 0 | 0 | 0 | 0 | 0
F4_Industrial_Petroleum_Existing_Space Heating_Natural Gas_Gas Boiler - Maintenance_A_Technical Potential | F4 | Industrial | Petroleum | Existing | Space Heating | Natural Gas | Gas Boiler - Maintenance | A | Standalone Impact on Baseline Energy (%) | Technical Potential | 0% | 0% | 0.01016% | 0.01749% | 0.0228% | 0.02712% | 0.03106% | 0.03463% | 0.03785% | 0.04075% | 0.04338% | 0.04576% | 0.04793% | 0.04985% | 0.05159% | 0.05318% | 0.05467% | 0.05614% | 0.05754% | 0.05892% | 0.06027% | 0.0616%
F5_Industrial_Petroleum_Existing_Space Heating_Natural Gas_Gas Boiler - Maintenance_A_Technical Potential | F5 | Industrial | Petroleum | Existing | Space Heating | Natural Gas | Gas Boiler - Maintenance | A | Standalone Impact on Baseline Summer Peak (%) | Technical Potential | bar: 2019 to 2040
F6_Industrial_Petroleum_Existing_Space Heating_Natural Gas_Gas Boiler - Maintenance_A_Technical Potential | F6 | Industrial | Petroleum | Existing | Space Heating | Natural Gas | Gas Boiler - Maintenance | A | Standalone Impact on Baseline Winter Peak (%) | Technical Potential | bar: 2019 to 2040
F7_Industrial_Petroleum_Existing_Space Heating_Natural Gas_Gas Boiler - Maintenance_A_Technical Potential | F7 | Industrial | Petroleum | Existing | Space Heating | Natural Gas | Gas Boiler - Maintenance | A | Incremental Energy Savings (MWh or mTherms) | Technical Potential | 0 | 0 | 0.00055148 | 0.00037893 | 0.00025716 | 0.00019635 | 0.00016867 | 0.00014311 | 0.00012022 | 0.00010016 | 8.2874e-05 | 6.8172e-05 | 5.5797e-05 | 4.2627e-05 | 3.2569e-05 | 2.4886e-05 | 1.9018e-05 | 1.7136e-05 | 1.3162e-05 | 1.1124e-05 | 9.1585e-06 | 7.2621e-06
F8_Industrial_Petroleum_Existing_Space Heating_Natural Gas_Gas Boiler - Maintenance_A_Technical Potential | F8 | Industrial | Petroleum | Existing | Space Heating | Natural Gas | Gas Boiler - Maintenance | A | Incremental Summer Peak Savings (MW) | Technical Potential | 0 | 0 | 0 | 0 | 0 | 0 | 0 | 0 | 0 | 0 | 0 | 0 | 0 | 0 | 0 | 0 | 0 | 0 | 0 | 0 | 0 | 0
F9_Industrial_Petroleum_Existing_Space Heating_Natural Gas_Gas Boiler - Maintenance_A_Technical Potential | F9 | Industrial | Petroleum | Existing | Space Heating | Natural Gas | Gas Boiler - Maintenance | A | Incremental Winter Peak Savings (MW) | Technical Potential | 0 | 0 | 0 | 0 | 0 | 0 | 0 | 0 | 0 | 0 | 0 | 0 | 0 | 0 | 0 | 0 | 0 | 0 | 0 | 0 | 0 | 0
F10_Industrial_Petroleum_Existing_Space Heating_Natural Gas_Gas Boiler - Maintenance_A_Technical Potential | F10 | Industrial | Petroleum | Existing | Space Heating | Natural Gas | Gas Boiler - Maintenance | A | Cumulative Energy Savings (MWh or mTherms) | Technical Potential | 0 | 0 | 0.00055148 | 0.00092902 | 0.0011839 | 0.0013774 | 0.0015428 | 0.0016824 | 0.0017988 | 0.0018951 | 0.0019741 | 0.0020383 | 0.0020902 | 0.002129 | 0.0021578 | 0.0021792 | 0.0021948 | 0.0022087 | 0.0022189 | 0.0022272 | 0.0022338 | 0.0022387
F11_Industrial_Petroleum_Existing_Space Heating_Natural Gas_Gas Boiler - Maintenance_A_Technical Potential | F11 | Industrial | Petroleum | Existing | Space Heating | Natural Gas | Gas Boiler - Maintenance | A | Cumulative Summer Peak Savings (MW) | Technical Potential | 0 | 0 | 0 | 0 | 0 | 0 | 0 | 0 | 0 | 0 | 0 | 0 | 0 | 0 | 0 | 0 | 0 | 0 | 0 | 0 | 0 | 0
F12_Industrial_Petroleum_Existing_Space Heating_Natural Gas_Gas Boiler - Maintenance_A_Technical Potential | F12 | Industrial | Petroleum | Existing | Space Heating | Natural Gas | Gas Boiler - Maintenance | A | Cumulative Winter Peak Savings (MW) | Technical Potential | 0 | 0 | 0 | 0 | 0 | 0 | 0 | 0 | 0 | 0 | 0 | 0 | 0 | 0 | 0 | 0 | 0 | 0 | 0 | 0 | 0 | 0
F13_Industrial_Petroleum_Existing_Space Heating_Natural Gas_Gas Boiler - Maintenance_A_Technical Potential | F13 | Industrial | Petroleum | Existing | Space Heating | Natural Gas | Gas Boiler - Maintenance | A | Purchases (Incremental) | Technical Potential | 0 | 0 | 0.0051744 | 0.0035643 | 0.0024249 | 0.001856 | 0.0015981 | 0.001359 | 0.0011442 | 0.00095533 | 0.00079212 | 0.0006529 | 0.00053541 | 0.00040979 | 0.00031364 | 0.00024005 | 0.00018373 | 0.00016579 | 0.00012751 | 0.00010791 | 8.8945e-05 | 7.0602e-05
F14_Industrial_Petroleum_Existing_Space Heating_Natural Gas_Gas Boiler - Maintenance_A_Technical Potential | F14 | Industrial | Petroleum | Existing | Space Heating | Natural Gas | Gas Boiler - Maintenance | A | Purchases (Cumulative) | Technical Potential | 0 | 0 | 0.0051744 | 0.0087387 | 0.011164 | 0.01302 | 0.014618 | 0.015977 | 0.017121 | 0.018076 | 0.018868 | 0.019521 | 0.020057 | 0.020466 | 0.02078 | 0.02102 | 0.021204 | 0.02137 | 0.021497 | 0.021605 | 0.021694 | 0.021765
F1_Industrial_Petroleum_Existing_Process_Natural Gas_Gas Boiler - Maintenance_A_Technical Potential | F1 | Industrial | Petroleum | Existing | Process | Natural Gas | Gas Boiler - Maintenance | A | Original Unit Energy Savings (kWh or therms) | Technical Potential | 0 | 0 | 536.7637 | 536.7637 | 536.7637 | 536.7637 | 536.7637 | 536.7637 | 536.7637 | 536.7637 | 536.7637 | 536.7637 | 536.7637 | 536.7637 | 536.7637 | 536.7637 | 536.7637 | 536.7637 | 536.7637 | 536.7637 | 536.7637 | 536.7637
F2_Industrial_Petroleum_Existing_Process_Natural Gas_Gas Boiler - Maintenance_A_Technical Potential | F2 | Industrial | Petroleum | Existing | Process | Natural Gas | Gas Boiler - Maintenance | A | Original Unit Summer Peak Savings (kW) | Technical Potential | 0 | 0 | 0 | 0 | 0 | 0 | 0 | 0 | 0 | 0 | 0 | 0 | 0 | 0 | 0 | 0 | 0 | 0 | 0 | 0 | 0 | 0
F3_Industrial_Petroleum_Existing_Process_Natural Gas_Gas Boiler - Maintenance_A_Technical Potential | F3 | Industrial | Petroleum | Existing | Process | Natural Gas | Gas Boiler - Maintenance | A | Original Unit Winter Peak Savings (kW) | Technical Potential | 0 | 0 | 0 | 0 | 0 | 0 | 0 | 0 | 0 | 0 | 0 | 0 | 0 | 0 | 0 | 0 | 0 | 0 | 0 | 0 | 0 | 0
F4_Industrial_Petroleum_Existing_Process_Natural Gas_Gas Boiler - Maintenance_A_Technical Potential | F4 | Industrial | Petroleum | Existing | Process | Natural Gas | Gas Boiler - Maintenance | A | Standalone Impact on Baseline Energy (%) | Technical Potential | 0% | 0% | 0.0166% | 0.02852% | 0.03707% | 0.044% | 0.05026% | 0.0559% | 0.06095% | 0.06549% | 0.06955% | 0.07322% | 0.07655% | 0.07949% | 0.08212% | 0.08453% | 0.08676% | 0.08897% | 0.09107% | 0.09314% | 0.09516% | 0.09715%
F5_Industrial_Petroleum_Existing_Process_Natural Gas_Gas Boiler - Maintenance_A_Technical Potential | F5 | Industrial | Petroleum | Existing | Process | Natural Gas | Gas Boiler - Maintenance | A | Standalone Impact on Baseline Summer Peak (%) | Technical Potential | bar: 2019 to 2040
F6_Industrial_Petroleum_Existing_Process_Natural Gas_Gas Boiler - Maintenance_A_Technical Potential | F6 | Industrial | Petroleum | Existing | Process | Natural Gas | Gas Boiler - Maintenance | A | Standalone Impact on Baseline Winter Peak (%) | Technical Potential | bar: 2019 to 2040
F7_Industrial_Petroleum_Existing_Process_Natural Gas_Gas Boiler - Maintenance_A_Technical Potential | F7 | Industrial | Petroleum | Existing | Process | Natural Gas | Gas Boiler - Maintenance | A | Incremental Energy Savings (MWh or mTherms) | Technical Potential | 0 | 0 | 0.22056 | 0.15193 | 0.10336 | 0.079112 | 0.068119 | 0.05793 | 0.048771 | 0.040722 | 0.033765 | 0.02783 | 0.022822 | 0.017467 | 0.013369 | 0.010232 | 0.0078316 | 0.0070671 | 0.0054354 | 0.0045998 | 0.0037914 | 0.0030095
F8_Industrial_Petroleum_Existing_Process_Natural Gas_Gas Boiler - Maintenance_A_Technical Potential | F8 | Industrial | Petroleum | Existing | Process | Natural Gas | Gas Boiler - Maintenance | A | Incremental Summer Peak Savings (MW) | Technical Potential | 0 | 0 | 0 | 0 | 0 | 0 | 0 | 0 | 0 | 0 | 0 | 0 | 0 | 0 | 0 | 0 | 0 | 0 | 0 | 0 | 0 | 0
F9_Industrial_Petroleum_Existing_Process_Natural Gas_Gas Boiler - Maintenance_A_Technical Potential | F9 | Industrial | Petroleum | Existing | Process | Natural Gas | Gas Boiler - Maintenance | A | Incremental Winter Peak Savings (MW) | Technical Potential | 0 | 0 | 0 | 0 | 0 | 0 | 0 | 0 | 0 | 0 | 0 | 0 | 0 | 0 | 0 | 0 | 0 | 0 | 0 | 0 | 0 | 0
F10_Industrial_Petroleum_Existing_Process_Natural Gas_Gas Boiler - Maintenance_A_Technical Potential | F10 | Industrial | Petroleum | Existing | Process | Natural Gas | Gas Boiler - Maintenance | A | Cumulative Energy Savings (MWh or mTherms) | Technical Potential | 0 | 0 | 0.22056 | 0.3725 | 0.47586 | 0.55497 | 0.62309 | 0.68102 | 0.72979 | 0.77051 | 0.80428 | 0.83211 | 0.85493 | 0.8724 | 0.88577 | 0.896 | 0.90383 | 0.9109 | 0.91633 | 0.92093 | 0.92473 | 0.92774
F11_Industrial_Petroleum_Existing_Process_Natural Gas_Gas Boiler - Maintenance_A_Technical Potential | F11 | Industrial | Petroleum | Existing | Process | Natural Gas | Gas Boiler - Maintenance | A | Cumulative Summer Peak Savings (MW) | Technical Potential | 0 | 0 | 0 | 0 | 0 | 0 | 0 | 0 | 0 | 0 | 0 | 0 | 0 | 0 | 0 | 0 | 0 | 0 | 0 | 0 | 0 | 0
F12_Industrial_Petroleum_Existing_Process_Natural Gas_Gas Boiler - Maintenance_A_Technical Potential | F12 | Industrial | Petroleum | Existing | Process | Natural Gas | Gas Boiler - Maintenance | A | Cumulative Winter Peak Savings (MW) | Technical Potential | 0 | 0 | 0 | 0 | 0 | 0 | 0 | 0 | 0 | 0 | 0 | 0 | 0 | 0 | 0 | 0 | 0 | 0 | 0 | 0 | 0 | 0
F13_Industrial_Petroleum_Existing_Process_Natural Gas_Gas Boiler - Maintenance_A_Technical Potential | F13 | Industrial | Petroleum | Existing | Process | Natural Gas | Gas Boiler - Maintenance | A | Purchases (Incremental) | Technical Potential | 0 | 0 | 0.41091 | 0.28305 | 0.19257 | 0.14739 | 0.12691 | 0.10792 | 0.090862 | 0.075866 | 0.062904 | 0.051849 | 0.042518 | 0.032542 | 0.024907 | 0.019063 | 0.01459 | 0.013166 | 0.010126 | 0.0085695 | 0.0070634 | 0.0056067
F14_Industrial_Petroleum_Existing_Process_Natural Gas_Gas Boiler - Maintenance_A_Technical Potential | F14 | Industrial | Petroleum | Existing | Process | Natural Gas | Gas Boiler - Maintenance | A | Purchases (Cumulative) | Technical Potential | 0 | 0 | 0.41091 | 0.69397 | 0.88654 | 1.0339 | 1.1608 | 1.2688 | 1.3596 | 1.4355 | 1.4984 | 1.5502 | 1.5928 | 1.6253 | 1.6502 | 1.6693 | 1.6839 | 1.697 | 1.7071 | 1.7157 | 1.7228 | 1.7284
F1_Industrial_Petroleum_Existing_Space Heating_Natural Gas_Gas Furnace - Maintenance_A_Technical Potential | F1 | Industrial | Petroleum | Existing | Space Heating | Natural Gas | Gas Furnace - Maintenance | A | Original Unit Energy Savings (kWh or therms) | Technical Potential | 0 | 0 | 0.0093975 | 0.0093456 | 0.0092937 | 0.0092423 | 0.0091918 | 0.0091426 | 0.0090951 | 0.0090495 | 0.0090061 | 0.0089653 | 0.0089269 | 0.0088907 | 0.0088567 | 0.0088247 | 0.0087946 | 0.0087662 | 0.0087395 | 0.0087144 | 0.0086907 | 0.0086685
F2_Industrial_Petroleum_Existing_Space Heating_Natural Gas_Gas Furnace - Maintenance_A_Technical Potential | F2 | Industrial | Petroleum | Existing | Space Heating | Natural Gas | Gas Furnace - Maintenance | A | Original Unit Summer Peak Savings (kW) | Technical Potential | 0 | 0 | 0 | 0 | 0 | 0 | 0 | 0 | 0 | 0 | 0 | 0 | 0 | 0 | 0 | 0 | 0 | 0 | 0 | 0 | 0 | 0
F3_Industrial_Petroleum_Existing_Space Heating_Natural Gas_Gas Furnace - Maintenance_A_Technical Potential | F3 | Industrial | Petroleum | Existing | Space Heating | Natural Gas | Gas Furnace - Maintenance | A | Original Unit Winter Peak Savings (kW) | Technical Potential | 0 | 0 | 0 | 0 | 0 | 0 | 0 | 0 | 0 | 0 | 0 | 0 | 0 | 0 | 0 | 0 | 0 | 0 | 0 | 0 | 0 | 0
F4_Industrial_Petroleum_Existing_Space Heating_Natural Gas_Gas Furnace - Maintenance_A_Technical Potential | F4 | Industrial | Petroleum | Existing | Space Heating | Natural Gas | Gas Furnace - Maintenance | A | Standalone Impact on Baseline Energy (%) | Technical Potential | 0% | 0% | 2.029e-07% | 3.485e-07% | 4.527e-07% | 5.369e-07% | 6.13e-07% | 6.813e-07% | 7.424e-07% | 7.971e-07% | 8.462e-07% | 8.903e-07% | 9.303e-07% | 9.655e-07% | 9.971e-07% | 1.026e-06% | 1.053e-06% | 1.079e-06% | 1.104e-06% | 1.129e-06% | 1.153e-06% | 1.176e-06%
F5_Industrial_Petroleum_Existing_Space Heating_Natural Gas_Gas Furnace - Maintenance_A_Technical Potential | F5 | Industrial | Petroleum | Existing | Space Heating | Natural Gas | Gas Furnace - Maintenance | A | Standalone Impact on Baseline Summer Peak (%) | Technical Potential | bar: 2019 to 2040
F6_Industrial_Petroleum_Existing_Space Heating_Natural Gas_Gas Furnace - Maintenance_A_Technical Potential | F6 | Industrial | Petroleum | Existing | Space Heating | Natural Gas | Gas Furnace - Maintenance | A | Standalone Impact on Baseline Winter Peak (%) | Technical Potential | bar: 2019 to 2040
F7_Industrial_Petroleum_Existing_Space Heating_Natural Gas_Gas Furnace - Maintenance_A_Technical Potential | F7 | Industrial | Petroleum | Existing | Space Heating | Natural Gas | Gas Furnace - Maintenance | A | Incremental Energy Savings (MWh or mTherms) | Technical Potential | 0 | 0 | 1.102e-08 | 7.5487e-09 | 5.1071e-09 | 3.8873e-09 | 3.3288e-09 | 2.8157e-09 | 2.3583e-09 | 1.9592e-09 | 1.6167e-09 | 1.3265e-09 | 1.0831e-09 | 8.2563e-10 | 6.295e-10 | 4.8006e-10 | 3.6617e-10 | 3.2936e-10 | 2.5254e-10 | 2.1311e-10 | 1.7518e-10 | 1.3869e-10
F8_Industrial_Petroleum_Existing_Space Heating_Natural Gas_Gas Furnace - Maintenance_A_Technical Potential | F8 | Industrial | Petroleum | Existing | Space Heating | Natural Gas | Gas Furnace - Maintenance | A | Incremental Summer Peak Savings (MW) | Technical Potential | 0 | 0 | 0 | 0 | 0 | 0 | 0 | 0 | 0 | 0 | 0 | 0 | 0 | 0 | 0 | 0 | 0 | 0 | 0 | 0 | 0 | 0
F9_Industrial_Petroleum_Existing_Space Heating_Natural Gas_Gas Furnace - Maintenance_A_Technical Potential | F9 | Industrial | Petroleum | Existing | Space Heating | Natural Gas | Gas Furnace - Maintenance | A | Incremental Winter Peak Savings (MW) | Technical Potential | 0 | 0 | 0 | 0 | 0 | 0 | 0 | 0 | 0 | 0 | 0 | 0 | 0 | 0 | 0 | 0 | 0 | 0 | 0 | 0 | 0 | 0
F10_Industrial_Petroleum_Existing_Space Heating_Natural Gas_Gas Furnace - Maintenance_A_Technical Potential | F10 | Industrial | Petroleum | Existing | Space Heating | Natural Gas | Gas Furnace - Maintenance | A | Cumulative Energy Savings (MWh or mTherms) | Technical Potential | 0 | 0 | 1.102e-08 | 1.8507e-08 | 2.3512e-08 | 2.7269e-08 | 3.0449e-08 | 3.3102e-08 | 3.5288e-08 | 3.707e-08 | 3.8509e-08 | 3.9661e-08 | 4.0574e-08 | 4.1236e-08 | 4.1707e-08 | 4.2037e-08 | 4.2259e-08 | 4.2452e-08 | 4.2576e-08 | 4.2666e-08 | 4.2726e-08 | 4.2755e-08
F11_Industrial_Petroleum_Existing_Space Heating_Natural Gas_Gas Furnace - Maintenance_A_Technical Potential | F11 | Industrial | Petroleum | Existing | Space Heating | Natural Gas | Gas Furnace - Maintenance | A | Cumulative Summer Peak Savings (MW) | Technical Potential | 0 | 0 | 0 | 0 | 0 | 0 | 0 | 0 | 0 | 0 | 0 | 0 | 0 | 0 | 0 | 0 | 0 | 0 | 0 | 0 | 0 | 0
F12_Industrial_Petroleum_Existing_Space Heating_Natural Gas_Gas Furnace - Maintenance_A_Technical Potential | F12 | Industrial | Petroleum | Existing | Space Heating | Natural Gas | Gas Furnace - Maintenance | A | Cumulative Winter Peak Savings (MW) | Technical Potential | 0 | 0 | 0 | 0 | 0 | 0 | 0 | 0 | 0 | 0 | 0 | 0 | 0 | 0 | 0 | 0 | 0 | 0 | 0 | 0 | 0 | 0
F13_Industrial_Petroleum_Existing_Space Heating_Natural Gas_Gas Furnace - Maintenance_A_Technical Potential | F13 | Industrial | Petroleum | Existing | Space Heating | Natural Gas | Gas Furnace - Maintenance | A | Purchases (Incremental) | Technical Potential | 0 | 0 | 0.0011726 | 0.00080774 | 0.00054953 | 0.00042059 | 0.00036215 | 0.00030798 | 0.00025929 | 0.00021649 | 0.00017951 | 0.00014796 | 0.00012133 | 9.2865e-05 | 7.1076e-05 | 5.44e-05 | 4.1636e-05 | 3.7572e-05 | 2.8897e-05 | 2.4454e-05 | 2.0157e-05 | 1.6e-05
F14_Industrial_Petroleum_Existing_Space Heating_Natural Gas_Gas Furnace - Maintenance_A_Technical Potential | F14 | Industrial | Petroleum | Existing | Space Heating | Natural Gas | Gas Furnace - Maintenance | A | Purchases (Cumulative) | Technical Potential | 0 | 0 | 0.0011726 | 0.0019803 | 0.0025299 | 0.0029505 | 0.0033126 | 0.0036206 | 0.0038799 | 0.0040964 | 0.0042759 | 0.0044238 | 0.0045452 | 0.004638 | 0.0047091 | 0.0047635 | 0.0048052 | 0.0048427 | 0.0048716 | 0.0048961 | 0.0049162 | 0.0049322
F1_Industrial_Petroleum_Existing_Space Heating_Natural Gas_Gas Boiler - Hot Water Reset_A_Technical Potential | F1 | Industrial | Petroleum | Existing | Space Heating | Natural Gas | Gas Boiler - Hot Water Reset | A | Original Unit Energy Savings (kWh or therms) | Technical Potential | 0 | 0 | 387.5595 | 386.5867 | 385.6339 | 384.7033 | 383.7971 | 382.9169 | 382.0644 | 381.2412 | 380.4485 | 379.6877 | 378.9599 | 378.2661 | 377.6072 | 376.984 | 376.3974 | 375.848 | 375.3365 | 374.8635 | 374.4295 | 374.0349
F2_Industrial_Petroleum_Existing_Space Heating_Natural Gas_Gas Boiler - Hot Water Reset_A_Technical Potential | F2 | Industrial | Petroleum | Existing | Space Heating | Natural Gas | Gas Boiler - Hot Water Reset | A | Original Unit Summer Peak Savings (kW) | Technical Potential | 0 | 0 | 0 | 0 | 0 | 0 | 0 | 0 | 0 | 0 | 0 | 0 | 0 | 0 | 0 | 0 | 0 | 0 | 0 | 0 | 0 | 0
F3_Industrial_Petroleum_Existing_Space Heating_Natural Gas_Gas Boiler - Hot Water Reset_A_Technical Potential | F3 | Industrial | Petroleum | Existing | Space Heating | Natural Gas | Gas Boiler - Hot Water Reset | A | Original Unit Winter Peak Savings (kW) | Technical Potential | 0 | 0 | 0 | 0 | 0 | 0 | 0 | 0 | 0 | 0 | 0 | 0 | 0 | 0 | 0 | 0 | 0 | 0 | 0 | 0 | 0 | 0
F4_Industrial_Petroleum_Existing_Space Heating_Natural Gas_Gas Boiler - Hot Water Reset_A_Technical Potential | F4 | Industrial | Petroleum | Existing | Space Heating | Natural Gas | Gas Boiler - Hot Water Reset | A | Standalone Impact on Baseline Energy (%) | Technical Potential | 0% | 0% | 0.01795% | 0.0404% | 0.0683% | 0.1012% | 0.1393% | 0.1843% | 0.2345% | 0.2867% | 0.3373% | 0.3826% | 0.4201% | 0.4481% | 0.4682% | 0.4828% | 0.4943% | 0.5046% | 0.5144% | 0.5241% | 0.534% | 0.544%
F5_Industrial_Petroleum_Existing_Space Heating_Natural Gas_Gas Boiler - Hot Water Reset_A_Technical Potential | F5 | Industrial | Petroleum | Existing | Space Heating | Natural Gas | Gas Boiler - Hot Water Reset | A | Standalone Impact on Baseline Summer Peak (%) | Technical Potential | bar: 2019 to 2040
F6_Industrial_Petroleum_Existing_Space Heating_Natural Gas_Gas Boiler - Hot Water Reset_A_Technical Potential | F6 | Industrial | Petroleum | Existing | Space Heating | Natural Gas | Gas Boiler - Hot Water Reset | A | Standalone Impact on Baseline Winter Peak (%) | Technical Potential | bar: 2019 to 2040
F7_Industrial_Petroleum_Existing_Space Heating_Natural Gas_Gas Boiler - Hot Water Reset_A_Technical Potential | F7 | Industrial | Petroleum | Existing | Space Heating | Natural Gas | Gas Boiler - Hot Water Reset | A | Incremental Energy Savings (MWh or mTherms) | Technical Potential | 0 | 0 | 0.00097459 | 0.0011731 | 0.0014073 | 0.0016016 | 0.0017911 | 0.0020531 | 0.0022086 | 0.0022125 | 0.0020448 | 0.0017239 | 0.0013085 | 0.00084954 | 0.00048393 | 0.00022861 | 9.4903e-05 | 3.3866e-05 | 1.0382e-05 | 2.2209e-06 | 3.5835e-07 | 4.2227e-08
F8_Industrial_Petroleum_Existing_Space Heating_Natural Gas_Gas Boiler - Hot Water Reset_A_Technical Potential | F8 | Industrial | Petroleum | Existing | Space Heating | Natural Gas | Gas Boiler - Hot Water Reset | A | Incremental Summer Peak Savings (MW) | Technical Potential | 0 | 0 | 0 | 0 | 0 | 0 | 0 | 0 | 0 | 0 | 0 | 0 | 0 | 0 | 0 | 0 | 0 | 0 | 0 | 0 | 0 | 0
F9_Industrial_Petroleum_Existing_Space Heating_Natural Gas_Gas Boiler - Hot Water Reset_A_Technical Potential | F9 | Industrial | Petroleum | Existing | Space Heating | Natural Gas | Gas Boiler - Hot Water Reset | A | Incremental Winter Peak Savings (MW) | Technical Potential | 0 | 0 | 0 | 0 | 0 | 0 | 0 | 0 | 0 | 0 | 0 | 0 | 0 | 0 | 0 | 0 | 0 | 0 | 0 | 0 | 0 | 0
F10_Industrial_Petroleum_Existing_Space Heating_Natural Gas_Gas Boiler - Hot Water Reset_A_Technical Potential | F10 | Industrial | Petroleum | Existing | Space Heating | Natural Gas | Gas Boiler - Hot Water Reset | A | Cumulative Energy Savings (MWh or mTherms) | Technical Potential | 0 | 0 | 0.00097459 | 0.0021452 | 0.0035472 | 0.0051402 | 0.0069191 | 0.0089564 | 0.011145 | 0.013334 | 0.015351 | 0.017044 | 0.01832 | 0.019136 | 0.019586 | 0.019783 | 0.019847 | 0.019852 | 0.019835 | 0.019812 | 0.01979 | 0.019769
F11_Industrial_Petroleum_Existing_Space Heating_Natural Gas_Gas Boiler - Hot Water Reset_A_Technical Potential | F11 | Industrial | Petroleum | Existing | Space Heating | Natural Gas | Gas Boiler - Hot Water Reset | A | Cumulative Summer Peak Savings (MW) | Technical Potential | 0 | 0 | 0 | 0 | 0 | 0 | 0 | 0 | 0 | 0 | 0 | 0 | 0 | 0 | 0 | 0 | 0 | 0 | 0 | 0 | 0 | 0
F12_Industrial_Petroleum_Existing_Space Heating_Natural Gas_Gas Boiler - Hot Water Reset_A_Technical Potential | F12 | Industrial | Petroleum | Existing | Space Heating | Natural Gas | Gas Boiler - Hot Water Reset | A | Cumulative Winter Peak Savings (MW) | Technical Potential | 0 | 0 | 0 | 0 | 0 | 0 | 0 | 0 | 0 | 0 | 0 | 0 | 0 | 0 | 0 | 0 | 0 | 0 | 0 | 0 | 0 | 0
F13_Industrial_Petroleum_Existing_Space Heating_Natural Gas_Gas Boiler - Hot Water Reset_A_Technical Potential | F13 | Industrial | Petroleum | Existing | Space Heating | Natural Gas | Gas Boiler - Hot Water Reset | A | Purchases (Incremental) | Technical Potential | 0 | 0 | 0.0025147 | 0.0030344 | 0.0036492 | 0.0041631 | 0.0046667 | 0.0053618 | 0.0057806 | 0.0058035 | 0.0053748 | 0.0045404 | 0.003453 | 0.0022459 | 0.0012816 | 0.00060641 | 0.00025214 | 9.0105e-05 | 2.7659e-05 | 5.9246e-06 | 9.5704e-07 | 1.129e-07
F14_Industrial_Petroleum_Existing_Space Heating_Natural Gas_Gas Boiler - Hot Water Reset_A_Technical Potential | F14 | Industrial | Petroleum | Existing | Space Heating | Natural Gas | Gas Boiler - Hot Water Reset | A | Purchases (Cumulative) | Technical Potential | 0 | 0 | 0.0025147 | 0.0055491 | 0.0091983 | 0.013361 | 0.018028 | 0.02339 | 0.029171 | 0.034974 | 0.040349 | 0.044889 | 0.048342 | 0.050588 | 0.05187 | 0.052476 | 0.052728 | 0.052818 | 0.052846 | 0.052852 | 0.052853 | 0.052853
F1_Industrial_Petroleum_Existing_Process_Natural Gas_Gas Boiler - Hot Water Reset_A_Technical Potential | F1 | Industrial | Petroleum | Existing | Process | Natural Gas | Gas Boiler - Hot Water Reset | A | Original Unit Energy Savings (kWh or therms) | Technical Potential | 0 | 0 | 975.934 | 975.934 | 975.934 | 975.934 | 975.934 | 975.934 | 975.934 | 975.934 | 975.934 | 975.934 | 975.934 | 975.934 | 975.934 | 975.934 | 975.934 | 975.934 | 975.934 | 975.934 | 975.934 | 975.934
F2_Industrial_Petroleum_Existing_Process_Natural Gas_Gas Boiler - Hot Water Reset_A_Technical Potential | F2 | Industrial | Petroleum | Existing | Process | Natural Gas | Gas Boiler - Hot Water Reset | A | Original Unit Summer Peak Savings (kW) | Technical Potential | 0 | 0 | 0 | 0 | 0 | 0 | 0 | 0 | 0 | 0 | 0 | 0 | 0 | 0 | 0 | 0 | 0 | 0 | 0 | 0 | 0 | 0
F3_Industrial_Petroleum_Existing_Process_Natural Gas_Gas Boiler - Hot Water Reset_A_Technical Potential | F3 | Industrial | Petroleum | Existing | Process | Natural Gas | Gas Boiler - Hot Water Reset | A | Original Unit Winter Peak Savings (kW) | Technical Potential | 0 | 0 | 0 | 0 | 0 | 0 | 0 | 0 | 0 | 0 | 0 | 0 | 0 | 0 | 0 | 0 | 0 | 0 | 0 | 0 | 0 | 0
F4_Industrial_Petroleum_Existing_Process_Natural Gas_Gas Boiler - Hot Water Reset_A_Technical Potential | F4 | Industrial | Petroleum | Existing | Process | Natural Gas | Gas Boiler - Hot Water Reset | A | Standalone Impact on Baseline Energy (%) | Technical Potential | 0% | 0% | 0.01467% | 0.03293% | 0.05554% | 0.08209% | 0.1127% | 0.1488% | 0.1888% | 0.2304% | 0.2704% | 0.3061% | 0.3355% | 0.3572% | 0.3727% | 0.3837% | 0.3923% | 0.3998% | 0.4071% | 0.4143% | 0.4215% | 0.4289%
F5_Industrial_Petroleum_Existing_Process_Natural Gas_Gas Boiler - Hot Water Reset_A_Technical Potential | F5 | Industrial | Petroleum | Existing | Process | Natural Gas | Gas Boiler - Hot Water Reset | A | Standalone Impact on Baseline Summer Peak (%) | Technical Potential | bar: 2019 to 2040
F6_Industrial_Petroleum_Existing_Process_Natural Gas_Gas Boiler - Hot Water Reset_A_Technical Potential | F6 | Industrial | Petroleum | Existing | Process | Natural Gas | Gas Boiler - Hot Water Reset | A | Standalone Impact on Baseline Winter Peak (%) | Technical Potential | bar: 2019 to 2040
F7_Industrial_Petroleum_Existing_Process_Natural Gas_Gas Boiler - Hot Water Reset_A_Technical Potential | F7 | Industrial | Petroleum | Existing | Process | Natural Gas | Gas Boiler - Hot Water Reset | A | Incremental Energy Savings (MWh or mTherms) | Technical Potential | 0 | 0 | 0.19489 | 0.23517 | 0.28282 | 0.32265 | 0.36168 | 0.41555 | 0.44801 | 0.44978 | 0.41656 | 0.35189 | 0.26761 | 0.17406 | 0.099324 | 0.046998 | 0.019541 | 0.0069833 | 0.0021437 | 0.00045916 | 7.4173e-05 | 8.7497e-06
F8_Industrial_Petroleum_Existing_Process_Natural Gas_Gas Boiler - Hot Water Reset_A_Technical Potential | F8 | Industrial | Petroleum | Existing | Process | Natural Gas | Gas Boiler - Hot Water Reset | A | Incremental Summer Peak Savings (MW) | Technical Potential | 0 | 0 | 0 | 0 | 0 | 0 | 0 | 0 | 0 | 0 | 0 | 0 | 0 | 0 | 0 | 0 | 0 | 0 | 0 | 0 | 0 | 0
F9_Industrial_Petroleum_Existing_Process_Natural Gas_Gas Boiler - Hot Water Reset_A_Technical Potential | F9 | Industrial | Petroleum | Existing | Process | Natural Gas | Gas Boiler - Hot Water Reset | A | Incremental Winter Peak Savings (MW) | Technical Potential | 0 | 0 | 0 | 0 | 0 | 0 | 0 | 0 | 0 | 0 | 0 | 0 | 0 | 0 | 0 | 0 | 0 | 0 | 0 | 0 | 0 | 0
F10_Industrial_Petroleum_Existing_Process_Natural Gas_Gas Boiler - Hot Water Reset_A_Technical Potential | F10 | Industrial | Petroleum | Existing | Process | Natural Gas | Gas Boiler - Hot Water Reset | A | Cumulative Energy Savings (MWh or mTherms) | Technical Potential | 0 | 0 | 0.19489 | 0.43006 | 0.71288 | 1.0355 | 1.3972 | 1.8128 | 2.2608 | 2.7105 | 3.1271 | 3.479 | 3.7466 | 3.9207 | 4.02 | 4.067 | 4.0865 | 4.0935 | 4.0957 | 4.0961 | 4.0962 | 4.0962
F11_Industrial_Petroleum_Existing_Process_Natural Gas_Gas Boiler - Hot Water Reset_A_Technical Potential | F11 | Industrial | Petroleum | Existing | Process | Natural Gas | Gas Boiler - Hot Water Reset | A | Cumulative Summer Peak Savings (MW) | Technical Potential | 0 | 0 | 0 | 0 | 0 | 0 | 0 | 0 | 0 | 0 | 0 | 0 | 0 | 0 | 0 | 0 | 0 | 0 | 0 | 0 | 0 | 0
F12_Industrial_Petroleum_Existing_Process_Natural Gas_Gas Boiler - Hot Water Reset_A_Technical Potential | F12 | Industrial | Petroleum | Existing | Process | Natural Gas | Gas Boiler - Hot Water Reset | A | Cumulative Winter Peak Savings (MW) | Technical Potential | 0 | 0 | 0 | 0 | 0 | 0 | 0 | 0 | 0 | 0 | 0 | 0 | 0 | 0 | 0 | 0 | 0 | 0 | 0 | 0 | 0 | 0
F13_Industrial_Petroleum_Existing_Process_Natural Gas_Gas Boiler - Hot Water Reset_A_Technical Potential | F13 | Industrial | Petroleum | Existing | Process | Natural Gas | Gas Boiler - Hot Water Reset | A | Purchases (Incremental) | Technical Potential | 0 | 0 | 0.1997 | 0.24097 | 0.28979 | 0.3306 | 0.37059 | 0.4258 | 0.45906 | 0.46087 | 0.42683 | 0.36057 | 0.27421 | 0.17835 | 0.10177 | 0.048157 | 0.020023 | 0.0071555 | 0.0021965 | 0.00047049 | 7.6002e-05 | 8.9655e-06
F14_Industrial_Petroleum_Existing_Process_Natural Gas_Gas Boiler - Hot Water Reset_A_Technical Potential | F14 | Industrial | Petroleum | Existing | Process | Natural Gas | Gas Boiler - Hot Water Reset | A | Purchases (Cumulative) | Technical Potential | 0 | 0 | 0.1997 | 0.44067 | 0.73046 | 1.0611 | 1.4317 | 1.8575 | 2.3165 | 2.7774 | 3.2042 | 3.5648 | 3.839 | 4.0174 | 4.1191 | 4.1673 | 4.1873 | 4.1945 | 4.1967 | 4.1971 | 4.1972 | 4.1972
F1_Industrial_Petroleum_Existing_Space Heating_Natural Gas_Steam Trap Maintenance_A_Technical Potential | F1 | Industrial | Petroleum | Existing | Space Heating | Natural Gas | Steam Trap Maintenance | A | Original Unit Energy Savings (kWh or therms) | Technical Potential | 0 | 0 | 136.9166 | 136.573 | 136.2363 | 135.9076 | 135.5874 | 135.2765 | 134.9753 | 134.6845 | 134.4045 | 134.1357 | 133.8786 | 133.6335 | 133.4007 | 133.1805 | 132.9733 | 132.7792 | 132.5985 | 132.4314 | 132.2781 | 132.1387
F2_Industrial_Petroleum_Existing_Space Heating_Natural Gas_Steam Trap Maintenance_A_Technical Potential | F2 | Industrial | Petroleum | Existing | Space Heating | Natural Gas | Steam Trap Maintenance | A | Original Unit Summer Peak Savings (kW) | Technical Potential | 0 | 0 | 0 | 0 | 0 | 0 | 0 | 0 | 0 | 0 | 0 | 0 | 0 | 0 | 0 | 0 | 0 | 0 | 0 | 0 | 0 | 0
F3_Industrial_Petroleum_Existing_Space Heating_Natural Gas_Steam Trap Maintenance_A_Technical Potential | F3 | Industrial | Petroleum | Existing | Space Heating | Natural Gas | Steam Trap Maintenance | A | Original Unit Winter Peak Savings (kW) | Technical Potential | 0 | 0 | 0 | 0 | 0 | 0 | 0 | 0 | 0 | 0 | 0 | 0 | 0 | 0 | 0 | 0 | 0 | 0 | 0 | 0 | 0 | 0
F4_Industrial_Petroleum_Existing_Space Heating_Natural Gas_Steam Trap Maintenance_A_Technical Potential | F4 | Industrial | Petroleum | Existing | Space Heating | Natural Gas | Steam Trap Maintenance | A | Standalone Impact on Baseline Energy (%) | Technical Potential | 0% | 0% | 0.003539% | 0.007157% | 0.01086% | 0.01464% | 0.01851% | 0.02246% | 0.0265% | 0.03062% | 0.03483% | 0.03913% | 0.04351% | 0.04798% | 0.05253% | 0.05718% | 0.06191% | 0.06673% | 0.07165% | 0.07665% | 0.08176% | 0.08696%
F5_Industrial_Petroleum_Existing_Space Heating_Natural Gas_Steam Trap Maintenance_A_Technical Potential | F5 | Industrial | Petroleum | Existing | Space Heating | Natural Gas | Steam Trap Maintenance | A | Standalone Impact on Baseline Summer Peak (%) | Technical Potential | bar: 2019 to 2040
F6_Industrial_Petroleum_Existing_Space Heating_Natural Gas_Steam Trap Maintenance_A_Technical Potential | F6 | Industrial | Petroleum | Existing | Space Heating | Natural Gas | Steam Trap Maintenance | A | Standalone Impact on Baseline Winter Peak (%) | Technical Potential | bar: 2019 to 2040
F7_Industrial_Petroleum_Existing_Space Heating_Natural Gas_Steam Trap Maintenance_A_Technical Potential | F7 | Industrial | Petroleum | Existing | Space Heating | Natural Gas | Steam Trap Maintenance | A | Incremental Energy Savings (MWh or mTherms) | Technical Potential | 0 | 0 | 0.00019217 | 0.00018838 | 0.00018468 | 0.00018106 | 0.00017751 | 0.00017405 | 0.00017067 | 0.00016737 | 0.00016414 | 0.00016099 | 0.00015791 | 0.0001549 | 0.00015197 | 0.0001491 | 0.0001463 | 0.00014357 | 0.0001409 | 0.0001383 | 0.00013576 | 0.00013327
F8_Industrial_Petroleum_Existing_Space Heating_Natural Gas_Steam Trap Maintenance_A_Technical Potential | F8 | Industrial | Petroleum | Existing | Space Heating | Natural Gas | Steam Trap Maintenance | A | Incremental Summer Peak Savings (MW) | Technical Potential | 0 | 0 | 0 | 0 | 0 | 0 | 0 | 0 | 0 | 0 | 0 | 0 | 0 | 0 | 0 | 0 | 0 | 0 | 0 | 0 | 0 | 0
F9_Industrial_Petroleum_Existing_Space Heating_Natural Gas_Steam Trap Maintenance_A_Technical Potential | F9 | Industrial | Petroleum | Existing | Space Heating | Natural Gas | Steam Trap Maintenance | A | Incremental Winter Peak Savings (MW) | Technical Potential | 0 | 0 | 0 | 0 | 0 | 0 | 0 | 0 | 0 | 0 | 0 | 0 | 0 | 0 | 0 | 0 | 0 | 0 | 0 | 0 | 0 | 0
F10_Industrial_Petroleum_Existing_Space Heating_Natural Gas_Steam Trap Maintenance_A_Technical Potential | F10 | Industrial | Petroleum | Existing | Space Heating | Natural Gas | Steam Trap Maintenance | A | Cumulative Energy Savings (MWh or mTherms) | Technical Potential | 0 | 0 | 0.00019217 | 0.00038007 | 0.00056381 | 0.0007435 | 0.00091927 | 0.0010912 | 0.0012595 | 0.0014241 | 0.0015853 | 0.0017431 | 0.0018977 | 0.0020491 | 0.0021975 | 0.002343 | 0.0024856 | 0.0026256 | 0.0027629 | 0.0028977 | 0.0030301 | 0.0031602
F11_Industrial_Petroleum_Existing_Space Heating_Natural Gas_Steam Trap Maintenance_A_Technical Potential | F11 | Industrial | Petroleum | Existing | Space Heating | Natural Gas | Steam Trap Maintenance | A | Cumulative Summer Peak Savings (MW) | Technical Potential | 0 | 0 | 0 | 0 | 0 | 0 | 0 | 0 | 0 | 0 | 0 | 0 | 0 | 0 | 0 | 0 | 0 | 0 | 0 | 0 | 0 | 0
F12_Industrial_Petroleum_Existing_Space Heating_Natural Gas_Steam Trap Maintenance_A_Technical Potential | F12 | Industrial | Petroleum | Existing | Space Heating | Natural Gas | Steam Trap Maintenance | A | Cumulative Winter Peak Savings (MW) | Technical Potential | 0 | 0 | 0 | 0 | 0 | 0 | 0 | 0 | 0 | 0 | 0 | 0 | 0 | 0 | 0 | 0 | 0 | 0 | 0 | 0 | 0 | 0
F13_Industrial_Petroleum_Existing_Space Heating_Natural Gas_Steam Trap Maintenance_A_Technical Potential | F13 | Industrial | Petroleum | Existing | Space Heating | Natural Gas | Steam Trap Maintenance | A | Purchases (Incremental) | Technical Potential | 0 | 0 | 0.0014035 | 0.0013793 | 0.0013556 | 0.0013322 | 0.0013092 | 0.0012867 | 0.0012645 | 0.0012427 | 0.0012212 | 0.0012002 | 0.0011795 | 0.0011592 | 0.0011392 | 0.0011195 | 0.0011002 | 0.0010813 | 0.0010626 | 0.0010443 | 0.0010263 | 0.0010086
F14_Industrial_Petroleum_Existing_Space Heating_Natural Gas_Steam Trap Maintenance_A_Technical Potential | F14 | Industrial | Petroleum | Existing | Space Heating | Natural Gas | Steam Trap Maintenance | A | Purchases (Cumulative) | Technical Potential | 0 | 0 | 0.0014035 | 0.0027829 | 0.0041385 | 0.0054707 | 0.0067799 | 0.0080665 | 0.009331 | 0.010574 | 0.011795 | 0.012995 | 0.014175 | 0.015334 | 0.016473 | 0.017592 | 0.018693 | 0.019774 | 0.020837 | 0.021881 | 0.022907 | 0.023916
F1_Industrial_Petroleum_Existing_Process_Natural Gas_Steam Trap Maintenance_A_Technical Potential | F1 | Industrial | Petroleum | Existing | Process | Natural Gas | Steam Trap Maintenance | A | Original Unit Energy Savings (kWh or therms) | Technical Potential | 0 | 0 | 689.554 | 689.554 | 689.554 | 689.554 | 689.554 | 689.554 | 689.554 | 689.554 | 689.554 | 689.554 | 689.554 | 689.554 | 689.554 | 689.554 | 689.554 | 689.554 | 689.554 | 689.554 | 689.554 | 689.554
F2_Industrial_Petroleum_Existing_Process_Natural Gas_Steam Trap Maintenance_A_Technical Potential | F2 | Industrial | Petroleum | Existing | Process | Natural Gas | Steam Trap Maintenance | A | Original Unit Summer Peak Savings (kW) | Technical Potential | 0 | 0 | 0 | 0 | 0 | 0 | 0 | 0 | 0 | 0 | 0 | 0 | 0 | 0 | 0 | 0 | 0 | 0 | 0 | 0 | 0 | 0
F3_Industrial_Petroleum_Existing_Process_Natural Gas_Steam Trap Maintenance_A_Technical Potential | F3 | Industrial | Petroleum | Existing | Process | Natural Gas | Steam Trap Maintenance | A | Original Unit Winter Peak Savings (kW) | Technical Potential | 0 | 0 | 0 | 0 | 0 | 0 | 0 | 0 | 0 | 0 | 0 | 0 | 0 | 0 | 0 | 0 | 0 | 0 | 0 | 0 | 0 | 0
F4_Industrial_Petroleum_Existing_Process_Natural Gas_Steam Trap Maintenance_A_Technical Potential | F4 | Industrial | Petroleum | Existing | Process | Natural Gas | Steam Trap Maintenance | A | Standalone Impact on Baseline Energy (%) | Technical Potential | 0% | 0% | 0.005783% | 0.01167% | 0.01766% | 0.02375% | 0.02995% | 0.03626% | 0.04268% | 0.04921% | 0.05586% | 0.06262% | 0.0695% | 0.0765% | 0.08363% | 0.09088% | 0.09826% | 0.1058% | 0.1134% | 0.1212% | 0.1291% | 0.1371%
F5_Industrial_Petroleum_Existing_Process_Natural Gas_Steam Trap Maintenance_A_Technical Potential | F5 | Industrial | Petroleum | Existing | Process | Natural Gas | Steam Trap Maintenance | A | Standalone Impact on Baseline Summer Peak (%) | Technical Potential | bar: 2019 to 2040
F6_Industrial_Petroleum_Existing_Process_Natural Gas_Steam Trap Maintenance_A_Technical Potential | F6 | Industrial | Petroleum | Existing | Process | Natural Gas | Steam Trap Maintenance | A | Standalone Impact on Baseline Winter Peak (%) | Technical Potential | bar: 2019 to 2040
F7_Industrial_Petroleum_Existing_Process_Natural Gas_Steam Trap Maintenance_A_Technical Potential | F7 | Industrial | Petroleum | Existing | Process | Natural Gas | Steam Trap Maintenance | A | Incremental Energy Savings (MWh or mTherms) | Technical Potential | 0 | 0 | 0.076858 | 0.075532 | 0.07423 | 0.07295 | 0.071693 | 0.070456 | 0.069242 | 0.068048 | 0.066875 | 0.065722 | 0.064588 | 0.063475 | 0.06238 | 0.061305 | 0.060248 | 0.059209 | 0.058188 | 0.057185 | 0.056199 | 0.05523
F8_Industrial_Petroleum_Existing_Process_Natural Gas_Steam Trap Maintenance_A_Technical Potential | F8 | Industrial | Petroleum | Existing | Process | Natural Gas | Steam Trap Maintenance | A | Incremental Summer Peak Savings (MW) | Technical Potential | 0 | 0 | 0 | 0 | 0 | 0 | 0 | 0 | 0 | 0 | 0 | 0 | 0 | 0 | 0 | 0 | 0 | 0 | 0 | 0 | 0 | 0
F9_Industrial_Petroleum_Existing_Process_Natural Gas_Steam Trap Maintenance_A_Technical Potential | F9 | Industrial | Petroleum | Existing | Process | Natural Gas | Steam Trap Maintenance | A | Incremental Winter Peak Savings (MW) | Technical Potential | 0 | 0 | 0 | 0 | 0 | 0 | 0 | 0 | 0 | 0 | 0 | 0 | 0 | 0 | 0 | 0 | 0 | 0 | 0 | 0 | 0 | 0
F10_Industrial_Petroleum_Existing_Process_Natural Gas_Steam Trap Maintenance_A_Technical Potential | F10 | Industrial | Petroleum | Existing | Process | Natural Gas | Steam Trap Maintenance | A | Cumulative Energy Savings (MWh or mTherms) | Technical Potential | 0 | 0 | 0.076858 | 0.15239 | 0.22662 | 0.29957 | 0.37126 | 0.44172 | 0.51096 | 0.57901 | 0.64588 | 0.71161 | 0.77619 | 0.83967 | 0.90205 | 0.96335 | 1.0236 | 1.0828 | 1.141 | 1.1982 | 1.2544 | 1.3096
F11_Industrial_Petroleum_Existing_Process_Natural Gas_Steam Trap Maintenance_A_Technical Potential | F11 | Industrial | Petroleum | Existing | Process | Natural Gas | Steam Trap Maintenance | A | Cumulative Summer Peak Savings (MW) | Technical Potential | 0 | 0 | 0 | 0 | 0 | 0 | 0 | 0 | 0 | 0 | 0 | 0 | 0 | 0 | 0 | 0 | 0 | 0 | 0 | 0 | 0 | 0
F12_Industrial_Petroleum_Existing_Process_Natural Gas_Steam Trap Maintenance_A_Technical Potential | F12 | Industrial | Petroleum | Existing | Process | Natural Gas | Steam Trap Maintenance | A | Cumulative Winter Peak Savings (MW) | Technical Potential | 0 | 0 | 0 | 0 | 0 | 0 | 0 | 0 | 0 | 0 | 0 | 0 | 0 | 0 | 0 | 0 | 0 | 0 | 0 | 0 | 0 | 0
F13_Industrial_Petroleum_Existing_Process_Natural Gas_Steam Trap Maintenance_A_Technical Potential | F13 | Industrial | Petroleum | Existing | Process | Natural Gas | Steam Trap Maintenance | A | Purchases (Incremental) | Technical Potential | 0 | 0 | 0.11146 | 0.10954 | 0.10765 | 0.10579 | 0.10397 | 0.10218 | 0.10042 | 0.098684 | 0.096982 | 0.09531 | 0.093667 | 0.092052 | 0.090465 | 0.088905 | 0.087372 | 0.085866 | 0.084386 | 0.082931 | 0.081501 | 0.080096
F14_Industrial_Petroleum_Existing_Process_Natural Gas_Steam Trap Maintenance_A_Technical Potential | F14 | Industrial | Petroleum | Existing | Process | Natural Gas | Steam Trap Maintenance | A | Purchases (Cumulative) | Technical Potential | 0 | 0 | 0.11146 | 0.221 | 0.32865 | 0.43444 | 0.53841 | 0.64059 | 0.741 | 0.83969 | 0.93667 | 1.032 | 1.1256 | 1.2177 | 1.3082 | 1.3971 | 1.4844 | 1.5703 | 1.6547 | 1.7376 | 1.8191 | 1.8992
F1_Industrial_Petroleum_Existing_Space Heating_Natural Gas_Gas Boiler - High Turndown_A_Technical Potential | F1 | Industrial | Petroleum | Existing | Space Heating | Natural Gas | Gas Boiler - High Turndown | A | Original Unit Energy Savings (kWh or therms) | Technical Potential | 0 | 0 | 145.3348 | 144.97 | 144.6127 | 144.2637 | 143.9239 | 143.5938 | 143.2742 | 142.9654 | 142.6682 | 142.3829 | 142.11 | 141.8498 | 141.6027 | 141.369 | 141.149 | 140.943 | 140.7512 | 140.5738 | 140.411 | 140.2631
F2_Industrial_Petroleum_Existing_Space Heating_Natural Gas_Gas Boiler - High Turndown_A_Technical Potential | F2 | Industrial | Petroleum | Existing | Space Heating | Natural Gas | Gas Boiler - High Turndown | A | Original Unit Summer Peak Savings (kW) | Technical Potential | 0 | 0 | 0 | 0 | 0 | 0 | 0 | 0 | 0 | 0 | 0 | 0 | 0 | 0 | 0 | 0 | 0 | 0 | 0 | 0 | 0 | 0
F3_Industrial_Petroleum_Existing_Space Heating_Natural Gas_Gas Boiler - High Turndown_A_Technical Potential | F3 | Industrial | Petroleum | Existing | Space Heating | Natural Gas | Gas Boiler - High Turndown | A | Original Unit Winter Peak Savings (kW) | Technical Potential | 0 | 0 | 0 | 0 | 0 | 0 | 0 | 0 | 0 | 0 | 0 | 0 | 0 | 0 | 0 | 0 | 0 | 0 | 0 | 0 | 0 | 0
F4_Industrial_Petroleum_Existing_Space Heating_Natural Gas_Gas Boiler - High Turndown_A_Technical Potential | F4 | Industrial | Petroleum | Existing | Space Heating | Natural Gas | Gas Boiler - High Turndown | A | Standalone Impact on Baseline Energy (%) | Technical Potential | 0% | 0% | 0.01027% | 0.02077% | 0.03151% | 0.04249% | 0.05372% | 0.06415% | 0.07293% | 0.0804% | 0.08681% | 0.09237% | 0.09727% | 0.1016% | 0.1056% | 0.1092% | 0.1125% | 0.1157% | 0.1179% | 0.1201% | 0.1224% | 0.1247%
F5_Industrial_Petroleum_Existing_Space Heating_Natural Gas_Gas Boiler - High Turndown_A_Technical Potential | F5 | Industrial | Petroleum | Existing | Space Heating | Natural Gas | Gas Boiler - High Turndown | A | Standalone Impact on Baseline Summer Peak (%) | Technical Potential | bar: 2019 to 2040
F6_Industrial_Petroleum_Existing_Space Heating_Natural Gas_Gas Boiler - High Turndown_A_Technical Potential | F6 | Industrial | Petroleum | Existing | Space Heating | Natural Gas | Gas Boiler - High Turndown | A | Standalone Impact on Baseline Winter Peak (%) | Technical Potential | bar: 2019 to 2040
F7_Industrial_Petroleum_Existing_Space Heating_Natural Gas_Gas Boiler - High Turndown_A_Technical Potential | F7 | Industrial | Petroleum | Existing | Space Heating | Natural Gas | Gas Boiler - High Turndown | A | Incremental Energy Savings (MWh or mTherms) | Technical Potential | 0 | 0 | 0.00055777 | 0.00054677 | 0.00053602 | 0.00052551 | 0.00051523 | 0.00045467 | 0.00035667 | 0.00027981 | 0.00021953 | 0.00017225 | 0.00013517 | 0.00010607 | 8.3251e-05 | 6.5345e-05 | 5.1294e-05 | 4.0269e-05 | 2.6956e-07 | 9.4494e-08 | 3.1622e-08 | 1.0123e-08
F8_Industrial_Petroleum_Existing_Space Heating_Natural Gas_Gas Boiler - High Turndown_A_Technical Potential | F8 | Industrial | Petroleum | Existing | Space Heating | Natural Gas | Gas Boiler - High Turndown | A | Incremental Summer Peak Savings (MW) | Technical Potential | 0 | 0 | 0 | 0 | 0 | 0 | 0 | 0 | 0 | 0 | 0 | 0 | 0 | 0 | 0 | 0 | 0 | 0 | 0 | 0 | 0 | 0
F9_Industrial_Petroleum_Existing_Space Heating_Natural Gas_Gas Boiler - High Turndown_A_Technical Potential | F9 | Industrial | Petroleum | Existing | Space Heating | Natural Gas | Gas Boiler - High Turndown | A | Incremental Winter Peak Savings (MW) | Technical Potential | 0 | 0 | 0 | 0 | 0 | 0 | 0 | 0 | 0 | 0 | 0 | 0 | 0 | 0 | 0 | 0 | 0 | 0 | 0 | 0 | 0 | 0
F10_Industrial_Petroleum_Existing_Space Heating_Natural Gas_Gas Boiler - High Turndown_A_Technical Potential | F10 | Industrial | Petroleum | Existing | Space Heating | Natural Gas | Gas Boiler - High Turndown | A | Cumulative Energy Savings (MWh or mTherms) | Technical Potential | 0 | 0 | 0.00055777 | 0.0011031 | 0.0016364 | 0.002158 | 0.0026682 | 0.0031167 | 0.0034664 | 0.0037388 | 0.0039505 | 0.0041149 | 0.0042422 | 0.0043405 | 0.0044162 | 0.0044742 | 0.0045186 | 0.0045522 | 0.0045463 | 0.0045407 | 0.0045354 | 0.0045307
F11_Industrial_Petroleum_Existing_Space Heating_Natural Gas_Gas Boiler - High Turndown_A_Technical Potential | F11 | Industrial | Petroleum | Existing | Space Heating | Natural Gas | Gas Boiler - High Turndown | A | Cumulative Summer Peak Savings (MW) | Technical Potential | 0 | 0 | 0 | 0 | 0 | 0 | 0 | 0 | 0 | 0 | 0 | 0 | 0 | 0 | 0 | 0 | 0 | 0 | 0 | 0 | 0 | 0
F12_Industrial_Petroleum_Existing_Space Heating_Natural Gas_Gas Boiler - High Turndown_A_Technical Potential | F12 | Industrial | Petroleum | Existing | Space Heating | Natural Gas | Gas Boiler - High Turndown | A | Cumulative Winter Peak Savings (MW) | Technical Potential | 0 | 0 | 0 | 0 | 0 | 0 | 0 | 0 | 0 | 0 | 0 | 0 | 0 | 0 | 0 | 0 | 0 | 0 | 0 | 0 | 0 | 0
F13_Industrial_Petroleum_Existing_Space Heating_Natural Gas_Gas Boiler - High Turndown_A_Technical Potential | F13 | Industrial | Petroleum | Existing | Space Heating | Natural Gas | Gas Boiler - High Turndown | A | Purchases (Incremental) | Technical Potential | 0 | 0 | 0.0038378 | 0.0037716 | 0.0037066 | 0.0036427 | 0.0035799 | 0.0031664 | 0.0024894 | 0.0019572 | 0.0015388 | 0.0012098 | 0.00095114 | 0.00074779 | 0.00058792 | 0.00046223 | 0.00036341 | 0.00028571 | 1.9152e-06 | 6.722e-07 | 2.2521e-07 | 7.2171e-08
F14_Industrial_Petroleum_Existing_Space Heating_Natural Gas_Gas Boiler - High Turndown_A_Technical Potential | F14 | Industrial | Petroleum | Existing | Space Heating | Natural Gas | Gas Boiler - High Turndown | A | Purchases (Cumulative) | Technical Potential | 0 | 0 | 0.0038378 | 0.0076094 | 0.011316 | 0.014959 | 0.018539 | 0.021705 | 0.024194 | 0.026152 | 0.02769 | 0.0289 | 0.029851 | 0.030599 | 0.031187 | 0.031649 | 0.032013 | 0.032298 | 0.0323 | 0.032301 | 0.032301 | 0.032301
F1_Industrial_Petroleum_Existing_Process_Natural Gas_Gas Boiler - High Turndown_A_Technical Potential | F1 | Industrial | Petroleum | Existing | Process | Natural Gas | Gas Boiler - High Turndown | A | Original Unit Energy Savings (kWh or therms) | Technical Potential | 0 | 0 | 731.9505 | 731.9505 | 731.9505 | 731.9505 | 731.9505 | 731.9505 | 731.9505 | 731.9505 | 731.9505 | 731.9505 | 731.9505 | 731.9505 | 731.9505 | 731.9505 | 731.9505 | 731.9505 | 731.9505 | 731.9505 | 731.9505 | 731.9505
F2_Industrial_Petroleum_Existing_Process_Natural Gas_Gas Boiler - High Turndown_A_Technical Potential | F2 | Industrial | Petroleum | Existing | Process | Natural Gas | Gas Boiler - High Turndown | A | Original Unit Summer Peak Savings (kW) | Technical Potential | 0 | 0 | 0 | 0 | 0 | 0 | 0 | 0 | 0 | 0 | 0 | 0 | 0 | 0 | 0 | 0 | 0 | 0 | 0 | 0 | 0 | 0
F3_Industrial_Petroleum_Existing_Process_Natural Gas_Gas Boiler - High Turndown_A_Technical Potential | F3 | Industrial | Petroleum | Existing | Process | Natural Gas | Gas Boiler - High Turndown | A | Original Unit Winter Peak Savings (kW) | Technical Potential | 0 | 0 | 0 | 0 | 0 | 0 | 0 | 0 | 0 | 0 | 0 | 0 | 0 | 0 | 0 | 0 | 0 | 0 | 0 | 0 | 0 | 0
F4_Industrial_Petroleum_Existing_Process_Natural Gas_Gas Boiler - High Turndown_A_Technical Potential | F4 | Industrial | Petroleum | Existing | Process | Natural Gas | Gas Boiler - High Turndown | A | Standalone Impact on Baseline Energy (%) | Technical Potential | 0% | 0% | 0.01679% | 0.03387% | 0.05125% | 0.06893% | 0.08693% | 0.1036% | 0.1175% | 0.1292% | 0.1392% | 0.1478% | 0.1554% | 0.1621% | 0.1681% | 0.1735% | 0.1786% | 0.1834% | 0.1866% | 0.1899% | 0.1932% | 0.1966%
F5_Industrial_Petroleum_Existing_Process_Natural Gas_Gas Boiler - High Turndown_A_Technical Potential | F5 | Industrial | Petroleum | Existing | Process | Natural Gas | Gas Boiler - High Turndown | A | Standalone Impact on Baseline Summer Peak (%) | Technical Potential | bar: 2019 to 2040
F6_Industrial_Petroleum_Existing_Process_Natural Gas_Gas Boiler - High Turndown_A_Technical Potential | F6 | Industrial | Petroleum | Existing | Process | Natural Gas | Gas Boiler - High Turndown | A | Standalone Impact on Baseline Winter Peak (%) | Technical Potential | bar: 2019 to 2040
F7_Industrial_Petroleum_Existing_Process_Natural Gas_Gas Boiler - High Turndown_A_Technical Potential | F7 | Industrial | Petroleum | Existing | Process | Natural Gas | Gas Boiler - High Turndown | A | Incremental Energy Savings (MWh or mTherms) | Technical Potential | 0 | 0 | 0.22308 | 0.21923 | 0.21545 | 0.21174 | 0.20809 | 0.18405 | 0.1447 | 0.11376 | 0.089442 | 0.07032 | 0.055286 | 0.043466 | 0.034174 | 0.026868 | 0.021123 | 0.016607 | 0.00011132 | 3.9072e-05 | 1.309e-05 | 4.195e-06
F8_Industrial_Petroleum_Existing_Process_Natural Gas_Gas Boiler - High Turndown_A_Technical Potential | F8 | Industrial | Petroleum | Existing | Process | Natural Gas | Gas Boiler - High Turndown | A | Incremental Summer Peak Savings (MW) | Technical Potential | 0 | 0 | 0 | 0 | 0 | 0 | 0 | 0 | 0 | 0 | 0 | 0 | 0 | 0 | 0 | 0 | 0 | 0 | 0 | 0 | 0 | 0
F9_Industrial_Petroleum_Existing_Process_Natural Gas_Gas Boiler - High Turndown_A_Technical Potential | F9 | Industrial | Petroleum | Existing | Process | Natural Gas | Gas Boiler - High Turndown | A | Incremental Winter Peak Savings (MW) | Technical Potential | 0 | 0 | 0 | 0 | 0 | 0 | 0 | 0 | 0 | 0 | 0 | 0 | 0 | 0 | 0 | 0 | 0 | 0 | 0 | 0 | 0 | 0
F10_Industrial_Petroleum_Existing_Process_Natural Gas_Gas Boiler - High Turndown_A_Technical Potential | F10 | Industrial | Petroleum | Existing | Process | Natural Gas | Gas Boiler - High Turndown | A | Cumulative Energy Savings (MWh or mTherms) | Technical Potential | 0 | 0 | 0.22308 | 0.44231 | 0.65776 | 0.8695 | 1.0776 | 1.2616 | 1.4063 | 1.5201 | 1.6095 | 1.6799 | 1.7351 | 1.7786 | 1.8128 | 1.8397 | 1.8608 | 1.8774 | 1.8775 | 1.8775 | 1.8775 | 1.8776
F11_Industrial_Petroleum_Existing_Process_Natural Gas_Gas Boiler - High Turndown_A_Technical Potential | F11 | Industrial | Petroleum | Existing | Process | Natural Gas | Gas Boiler - High Turndown | A | Cumulative Summer Peak Savings (MW) | Technical Potential | 0 | 0 | 0 | 0 | 0 | 0 | 0 | 0 | 0 | 0 | 0 | 0 | 0 | 0 | 0 | 0 | 0 | 0 | 0 | 0 | 0 | 0
F12_Industrial_Petroleum_Existing_Process_Natural Gas_Gas Boiler - High Turndown_A_Technical Potential | F12 | Industrial | Petroleum | Existing | Process | Natural Gas | Gas Boiler - High Turndown | A | Cumulative Winter Peak Savings (MW) | Technical Potential | 0 | 0 | 0 | 0 | 0 | 0 | 0 | 0 | 0 | 0 | 0 | 0 | 0 | 0 | 0 | 0 | 0 | 0 | 0 | 0 | 0 | 0
F13_Industrial_Petroleum_Existing_Process_Natural Gas_Gas Boiler - High Turndown_A_Technical Potential | F13 | Industrial | Petroleum | Existing | Process | Natural Gas | Gas Boiler - High Turndown | A | Purchases (Incremental) | Technical Potential | 0 | 0 | 0.30477 | 0.29952 | 0.29435 | 0.28928 | 0.28429 | 0.25145 | 0.19769 | 0.15543 | 0.1222 | 0.096072 | 0.075533 | 0.059384 | 0.046688 | 0.036707 | 0.028859 | 0.022689 | 0.00015209 | 5.3381e-05 | 1.7884e-05 | 5.7313e-06
F14_Industrial_Petroleum_Existing_Process_Natural Gas_Gas Boiler - High Turndown_A_Technical Potential | F14 | Industrial | Petroleum | Existing | Process | Natural Gas | Gas Boiler - High Turndown | A | Purchases (Cumulative) | Technical Potential | 0 | 0 | 0.30477 | 0.60429 | 0.89864 | 1.1879 | 1.4722 | 1.7237 | 1.9214 | 2.0768 | 2.199 | 2.295 | 2.3706 | 2.43 | 2.4767 | 2.5134 | 2.5422 | 2.5649 | 2.5651 | 2.5651 | 2.5651 | 2.5651
F1_Industrial_Petroleum_Existing_Space Heating_Natural Gas_Gas Boiler - Burner Control Optimization_A_Technical Potential | F1 | Industrial | Petroleum | Existing | Space Heating | Natural Gas | Gas Boiler - Burner Control Optimization | A | Original Unit Energy Savings (kWh or therms) | Technical Potential | 0 | 0 | 42.1471 | 42.0413 | 41.9377 | 41.8365 | 41.7379 | 41.6422 | 41.5495 | 41.46 | 41.3738 | 41.291 | 41.2119 | 41.1364 | 41.0648 | 40.997 | 40.9332 | 40.8735 | 40.8178 | 40.7664 | 40.7192 | 40.6763
F2_Industrial_Petroleum_Existing_Space Heating_Natural Gas_Gas Boiler - Burner Control Optimization_A_Technical Potential | F2 | Industrial | Petroleum | Existing | Space Heating | Natural Gas | Gas Boiler - Burner Control Optimization | A | Original Unit Summer Peak Savings (kW) | Technical Potential | 0 | 0 | 0 | 0 | 0 | 0 | 0 | 0 | 0 | 0 | 0 | 0 | 0 | 0 | 0 | 0 | 0 | 0 | 0 | 0 | 0 | 0
F3_Industrial_Petroleum_Existing_Space Heating_Natural Gas_Gas Boiler - Burner Control Optimization_A_Technical Potential | F3 | Industrial | Petroleum | Existing | Space Heating | Natural Gas | Gas Boiler - Burner Control Optimization | A | Original Unit Winter Peak Savings (kW) | Technical Potential | 0 | 0 | 0 | 0 | 0 | 0 | 0 | 0 | 0 | 0 | 0 | 0 | 0 | 0 | 0 | 0 | 0 | 0 | 0 | 0 | 0 | 0
F4_Industrial_Petroleum_Existing_Space Heating_Natural Gas_Gas Boiler - Burner Control Optimization_A_Technical Potential | F4 | Industrial | Petroleum | Existing | Space Heating | Natural Gas | Gas Boiler - Burner Control Optimization | A | Standalone Impact on Baseline Energy (%) | Technical Potential | 0% | 0% | 0.0008035% | 0.002086% | 0.004666% | 0.009213% | 0.01634% | 0.02641% | 0.03937% | 0.05469% | 0.07146% | 0.08858% | 0.105% | 0.1199% | 0.1329% | 0.1437% | 0.1525% | 0.1597% | 0.1656% | 0.1705% | 0.1748% | 0.1789%
F5_Industrial_Petroleum_Existing_Space Heating_Natural Gas_Gas Boiler - Burner Control Optimization_A_Technical Potential | F5 | Industrial | Petroleum | Existing | Space Heating | Natural Gas | Gas Boiler - Burner Control Optimization | A | Standalone Impact on Baseline Summer Peak (%) | Technical Potential | bar: 2019 to 2040
F6_Industrial_Petroleum_Existing_Space Heating_Natural Gas_Gas Boiler - Burner Control Optimization_A_Technical Potential | F6 | Industrial | Petroleum | Existing | Space Heating | Natural Gas | Gas Boiler - Burner Control Optimization | A | Standalone Impact on Baseline Winter Peak (%) | Technical Potential | bar: 2019 to 2040
F7_Industrial_Petroleum_Existing_Space Heating_Natural Gas_Gas Boiler - Burner Control Optimization_A_Technical Potential | F7 | Industrial | Petroleum | Existing | Space Heating | Natural Gas | Gas Boiler - Burner Control Optimization | A | Incremental Energy Savings (MWh or mTherms) | Technical Potential | 0 | 0 | 4.3633e-05 | 6.7236e-05 | 0.00013183 | 0.00022617 | 0.00034495 | 0.00047351 | 0.00059094 | 0.00067608 | 0.00071405 | 0.00070033 | 0.00064114 | 0.00055032 | 0.00044461 | 0.00033929 | 0.00024531 | 0.00016851 | 0.00011025 | 6.8864e-05 | 4.1147e-05 | 2.7351e-05
F8_Industrial_Petroleum_Existing_Space Heating_Natural Gas_Gas Boiler - Burner Control Optimization_A_Technical Potential | F8 | Industrial | Petroleum | Existing | Space Heating | Natural Gas | Gas Boiler - Burner Control Optimization | A | Incremental Summer Peak Savings (MW) | Technical Potential | 0 | 0 | 0 | 0 | 0 | 0 | 0 | 0 | 0 | 0 | 0 | 0 | 0 | 0 | 0 | 0 | 0 | 0 | 0 | 0 | 0 | 0
F9_Industrial_Petroleum_Existing_Space Heating_Natural Gas_Gas Boiler - Burner Control Optimization_A_Technical Potential | F9 | Industrial | Petroleum | Existing | Space Heating | Natural Gas | Gas Boiler - Burner Control Optimization | A | Incremental Winter Peak Savings (MW) | Technical Potential | 0 | 0 | 0 | 0 | 0 | 0 | 0 | 0 | 0 | 0 | 0 | 0 | 0 | 0 | 0 | 0 | 0 | 0 | 0 | 0 | 0 | 0
F10_Industrial_Petroleum_Existing_Space Heating_Natural Gas_Gas Boiler - Burner Control Optimization_A_Technical Potential | F10 | Industrial | Petroleum | Existing | Space Heating | Natural Gas | Gas Boiler - Burner Control Optimization | A | Cumulative Energy Savings (MWh or mTherms) | Technical Potential | 0 | 0 | 4.3633e-05 | 0.00011076 | 0.00024231 | 0.0004679 | 0.00081175 | 0.0012834 | 0.0018715 | 0.0025435 | 0.0032523 | 0.0039461 | 0.0045797 | 0.0051216 | 0.0055573 | 0.0058874 | 0.0061236 | 0.0062832 | 0.0063849 | 0.0064457 | 0.0064794 | 0.0064999
F11_Industrial_Petroleum_Existing_Space Heating_Natural Gas_Gas Boiler - Burner Control Optimization_A_Technical Potential | F11 | Industrial | Petroleum | Existing | Space Heating | Natural Gas | Gas Boiler - Burner Control Optimization | A | Cumulative Summer Peak Savings (MW) | Technical Potential | 0 | 0 | 0 | 0 | 0 | 0 | 0 | 0 | 0 | 0 | 0 | 0 | 0 | 0 | 0 | 0 | 0 | 0 | 0 | 0 | 0 | 0
F12_Industrial_Petroleum_Existing_Space Heating_Natural Gas_Gas Boiler - Burner Control Optimization_A_Technical Potential | F12 | Industrial | Petroleum | Existing | Space Heating | Natural Gas | Gas Boiler - Burner Control Optimization | A | Cumulative Winter Peak Savings (MW) | Technical Potential | 0 | 0 | 0 | 0 | 0 | 0 | 0 | 0 | 0 | 0 | 0 | 0 | 0 | 0 | 0 | 0 | 0 | 0 | 0 | 0 | 0 | 0
F13_Industrial_Petroleum_Existing_Space Heating_Natural Gas_Gas Boiler - Burner Control Optimization_A_Technical Potential | F13 | Industrial | Petroleum | Existing | Space Heating | Natural Gas | Gas Boiler - Burner Control Optimization | A | Purchases (Incremental) | Technical Potential | 0 | 0 | 0.0010353 | 0.0015993 | 0.0031434 | 0.0054061 | 0.0082646 | 0.011371 | 0.014223 | 0.016307 | 0.017258 | 0.016961 | 0.015557 | 0.013378 | 0.010827 | 0.0082759 | 0.0059929 | 0.0041227 | 0.0027011 | 0.0016892 | 0.0010105 | 0.0006724
F14_Industrial_Petroleum_Existing_Space Heating_Natural Gas_Gas Boiler - Burner Control Optimization_A_Technical Potential | F14 | Industrial | Petroleum | Existing | Space Heating | Natural Gas | Gas Boiler - Burner Control Optimization | A | Purchases (Cumulative) | Technical Potential | 0 | 0 | 0.0010353 | 0.0026345 | 0.005778 | 0.011184 | 0.019449 | 0.03082 | 0.045042 | 0.061349 | 0.078607 | 0.095568 | 0.11113 | 0.1245 | 0.13533 | 0.14361 | 0.1496 | 0.15372 | 0.15642 | 0.15811 | 0.15912 | 0.1598
F1_Industrial_Petroleum_Existing_Process_Natural Gas_Gas Boiler - Burner Control Optimization_A_Technical Potential | F1 | Industrial | Petroleum | Existing | Process | Natural Gas | Gas Boiler - Burner Control Optimization | A | Original Unit Energy Savings (kWh or therms) | Technical Potential | 0 | 0 | 212.2656 | 212.2656 | 212.2656 | 212.2656 | 212.2656 | 212.2656 | 212.2656 | 212.2656 | 212.2656 | 212.2656 | 212.2656 | 212.2656 | 212.2656 | 212.2656 | 212.2656 | 212.2656 | 212.2656 | 212.2656 | 212.2656 | 212.2656
F2_Industrial_Petroleum_Existing_Process_Natural Gas_Gas Boiler - Burner Control Optimization_A_Technical Potential | F2 | Industrial | Petroleum | Existing | Process | Natural Gas | Gas Boiler - Burner Control Optimization | A | Original Unit Summer Peak Savings (kW) | Technical Potential | 0 | 0 | 0 | 0 | 0 | 0 | 0 | 0 | 0 | 0 | 0 | 0 | 0 | 0 | 0 | 0 | 0 | 0 | 0 | 0 | 0 | 0
F3_Industrial_Petroleum_Existing_Process_Natural Gas_Gas Boiler - Burner Control Optimization_A_Technical Potential | F3 | Industrial | Petroleum | Existing | Process | Natural Gas | Gas Boiler - Burner Control Optimization | A | Original Unit Winter Peak Savings (kW) | Technical Potential | 0 | 0 | 0 | 0 | 0 | 0 | 0 | 0 | 0 | 0 | 0 | 0 | 0 | 0 | 0 | 0 | 0 | 0 | 0 | 0 | 0 | 0
F4_Industrial_Petroleum_Existing_Process_Natural Gas_Gas Boiler - Burner Control Optimization_A_Technical Potential | F4 | Industrial | Petroleum | Existing | Process | Natural Gas | Gas Boiler - Burner Control Optimization | A | Standalone Impact on Baseline Energy (%) | Technical Potential | 0% | 0% | 0.001313% | 0.0034% | 0.007588% | 0.01495% | 0.02645% | 0.04264% | 0.06342% | 0.08789% | 0.1146% | 0.1418% | 0.1677% | 0.1912% | 0.2115% | 0.2284% | 0.2421% | 0.2531% | 0.2621% | 0.2695% | 0.276% | 0.2821%
F5_Industrial_Petroleum_Existing_Process_Natural Gas_Gas Boiler - Burner Control Optimization_A_Technical Potential | F5 | Industrial | Petroleum | Existing | Process | Natural Gas | Gas Boiler - Burner Control Optimization | A | Standalone Impact on Baseline Summer Peak (%) | Technical Potential | bar: 2019 to 2040
F6_Industrial_Petroleum_Existing_Process_Natural Gas_Gas Boiler - Burner Control Optimization_A_Technical Potential | F6 | Industrial | Petroleum | Existing | Process | Natural Gas | Gas Boiler - Burner Control Optimization | A | Standalone Impact on Baseline Winter Peak (%) | Technical Potential | bar: 2019 to 2040
F7_Industrial_Petroleum_Existing_Process_Natural Gas_Gas Boiler - Burner Control Optimization_A_Technical Potential | F7 | Industrial | Petroleum | Existing | Process | Natural Gas | Gas Boiler - Burner Control Optimization | A | Incremental Energy Savings (MWh or mTherms) | Technical Potential | 0 | 0 | 0.017451 | 0.026959 | 0.052987 | 0.091129 | 0.13931 | 0.19168 | 0.23974 | 0.27488 | 0.29092 | 0.2859 | 0.26224 | 0.22551 | 0.18251 | 0.1395 | 0.10102 | 0.069495 | 0.045531 | 0.028475 | 0.017034 | 0.011334
F8_Industrial_Petroleum_Existing_Process_Natural Gas_Gas Boiler - Burner Control Optimization_A_Technical Potential | F8 | Industrial | Petroleum | Existing | Process | Natural Gas | Gas Boiler - Burner Control Optimization | A | Incremental Summer Peak Savings (MW) | Technical Potential | 0 | 0 | 0 | 0 | 0 | 0 | 0 | 0 | 0 | 0 | 0 | 0 | 0 | 0 | 0 | 0 | 0 | 0 | 0 | 0 | 0 | 0
F9_Industrial_Petroleum_Existing_Process_Natural Gas_Gas Boiler - Burner Control Optimization_A_Technical Potential | F9 | Industrial | Petroleum | Existing | Process | Natural Gas | Gas Boiler - Burner Control Optimization | A | Incremental Winter Peak Savings (MW) | Technical Potential | 0 | 0 | 0 | 0 | 0 | 0 | 0 | 0 | 0 | 0 | 0 | 0 | 0 | 0 | 0 | 0 | 0 | 0 | 0 | 0 | 0 | 0
F10_Industrial_Petroleum_Existing_Process_Natural Gas_Gas Boiler - Burner Control Optimization_A_Technical Potential | F10 | Industrial | Petroleum | Existing | Process | Natural Gas | Gas Boiler - Burner Control Optimization | A | Cumulative Energy Savings (MWh or mTherms) | Technical Potential | 0 | 0 | 0.017451 | 0.04441 | 0.097397 | 0.18853 | 0.32784 | 0.51951 | 0.75926 | 1.0341 | 1.3251 | 1.611 | 1.8732 | 2.0987 | 2.2812 | 2.4207 | 2.5217 | 2.5912 | 2.6368 | 2.6652 | 2.6823 | 2.6936
F11_Industrial_Petroleum_Existing_Process_Natural Gas_Gas Boiler - Burner Control Optimization_A_Technical Potential | F11 | Industrial | Petroleum | Existing | Process | Natural Gas | Gas Boiler - Burner Control Optimization | A | Cumulative Summer Peak Savings (MW) | Technical Potential | 0 | 0 | 0 | 0 | 0 | 0 | 0 | 0 | 0 | 0 | 0 | 0 | 0 | 0 | 0 | 0 | 0 | 0 | 0 | 0 | 0 | 0
F12_Industrial_Petroleum_Existing_Process_Natural Gas_Gas Boiler - Burner Control Optimization_A_Technical Potential | F12 | Industrial | Petroleum | Existing | Process | Natural Gas | Gas Boiler - Burner Control Optimization | A | Cumulative Winter Peak Savings (MW) | Technical Potential | 0 | 0 | 0 | 0 | 0 | 0 | 0 | 0 | 0 | 0 | 0 | 0 | 0 | 0 | 0 | 0 | 0 | 0 | 0 | 0 | 0 | 0
F13_Industrial_Petroleum_Existing_Process_Natural Gas_Gas Boiler - Burner Control Optimization_A_Technical Potential | F13 | Industrial | Petroleum | Existing | Process | Natural Gas | Gas Boiler - Burner Control Optimization | A | Purchases (Incremental) | Technical Potential | 0 | 0 | 0.082213 | 0.127 | 0.24963 | 0.42932 | 0.65631 | 0.903 | 1.1295 | 1.295 | 1.3705 | 1.3469 | 1.2354 | 1.0624 | 0.85981 | 0.65721 | 0.47591 | 0.3274 | 0.2145 | 0.13415 | 0.080247 | 0.053397
F14_Industrial_Petroleum_Existing_Process_Natural Gas_Gas Boiler - Burner Control Optimization_A_Technical Potential | F14 | Industrial | Petroleum | Existing | Process | Natural Gas | Gas Boiler - Burner Control Optimization | A | Purchases (Cumulative) | Technical Potential | 0 | 0 | 0.082213 | 0.20922 | 0.45885 | 0.88816 | 1.5445 | 2.4475 | 3.5769 | 4.8719 | 6.2424 | 7.5894 | 8.8248 | 9.8872 | 10.747 | 11.4042 | 11.8801 | 12.2075 | 12.422 | 12.5562 | 12.6364 | 12.6898
F1_Industrial_Petroleum_Existing_Space Heating_Natural Gas_HVAC - Demand Controlled Ventilation_A_Technical Potential | F1 | Industrial | Petroleum | Existing | Space Heating | Natural Gas | HVAC - Demand Controlled Ventilation | A | Original Unit Energy Savings (kWh or therms) | Technical Potential | 0 | 0 | 0.076632 | 0.076208 | 0.075785 | 0.075366 | 0.074954 | 0.074553 | 0.074165 | 0.073793 | 0.07344 | 0.073107 | 0.072794 | 0.072499 | 0.072221 | 0.07196 | 0.071715 | 0.071483 | 0.071266 | 0.071061 | 0.070868 | 0.070686
F2_Industrial_Petroleum_Existing_Space Heating_Natural Gas_HVAC - Demand Controlled Ventilation_A_Technical Potential | F2 | Industrial | Petroleum | Existing | Space Heating | Natural Gas | HVAC - Demand Controlled Ventilation | A | Original Unit Summer Peak Savings (kW) | Technical Potential | 0 | 0 | 0 | 0 | 0 | 0 | 0 | 0 | 0 | 0 | 0 | 0 | 0 | 0 | 0 | 0 | 0 | 0 | 0 | 0 | 0 | 0
F3_Industrial_Petroleum_Existing_Space Heating_Natural Gas_HVAC - Demand Controlled Ventilation_A_Technical Potential | F3 | Industrial | Petroleum | Existing | Space Heating | Natural Gas | HVAC - Demand Controlled Ventilation | A | Original Unit Winter Peak Savings (kW) | Technical Potential | 0 | 0 | 0 | 0 | 0 | 0 | 0 | 0 | 0 | 0 | 0 | 0 | 0 | 0 | 0 | 0 | 0 | 0 | 0 | 0 | 0 | 0
F4_Industrial_Petroleum_Existing_Space Heating_Natural Gas_HVAC - Demand Controlled Ventilation_A_Technical Potential | F4 | Industrial | Petroleum | Existing | Space Heating | Natural Gas | HVAC - Demand Controlled Ventilation | A | Standalone Impact on Baseline Energy (%) | Technical Potential | 0% | 0% | 0.1032% | 0.2082% | 0.3148% | 0.4231% | 0.5333% | 0.6452% | 0.7589% | 0.8745% | 0.9921% | 1.112% | 1.233% | 1.357% | 1.482% | 1.61% | 1.74% | 1.873% | 2.007% | 2.144% | 2.283% | 2.425%
F5_Industrial_Petroleum_Existing_Space Heating_Natural Gas_HVAC - Demand Controlled Ventilation_A_Technical Potential | F5 | Industrial | Petroleum | Existing | Space Heating | Natural Gas | HVAC - Demand Controlled Ventilation | A | Standalone Impact on Baseline Summer Peak (%) | Technical Potential | bar: 2019 to 2040
F6_Industrial_Petroleum_Existing_Space Heating_Natural Gas_HVAC - Demand Controlled Ventilation_A_Technical Potential | F6 | Industrial | Petroleum | Existing | Space Heating | Natural Gas | HVAC - Demand Controlled Ventilation | A | Standalone Impact on Baseline Winter Peak (%) | Technical Potential | bar: 2019 to 2040
F7_Industrial_Petroleum_Existing_Space Heating_Natural Gas_HVAC - Demand Controlled Ventilation_A_Technical Potential | F7 | Industrial | Petroleum | Existing | Space Heating | Natural Gas | HVAC - Demand Controlled Ventilation | A | Incremental Energy Savings (MWh or mTherms) | Technical Potential | 0 | 0 | 0.0056062 | 0.005479 | 0.0053547 | 0.0052333 | 0.005115 | 0.0049999 | 0.0048881 | 0.0047797 | 0.0046748 | 0.0045734 | 0.0044753 | 0.0043803 | 0.0042883 | 0.0041992 | 0.0041127 | 0.0040287 | 0.0039472 | 0.003868 | 0.003791 | 0.0037161
F8_Industrial_Petroleum_Existing_Space Heating_Natural Gas_HVAC - Demand Controlled Ventilation_A_Technical Potential | F8 | Industrial | Petroleum | Existing | Space Heating | Natural Gas | HVAC - Demand Controlled Ventilation | A | Incremental Summer Peak Savings (MW) | Technical Potential | 0 | 0 | 0 | 0 | 0 | 0 | 0 | 0 | 0 | 0 | 0 | 0 | 0 | 0 | 0 | 0 | 0 | 0 | 0 | 0 | 0 | 0
F9_Industrial_Petroleum_Existing_Space Heating_Natural Gas_HVAC - Demand Controlled Ventilation_A_Technical Potential | F9 | Industrial | Petroleum | Existing | Space Heating | Natural Gas | HVAC - Demand Controlled Ventilation | A | Incremental Winter Peak Savings (MW) | Technical Potential | 0 | 0 | 0 | 0 | 0 | 0 | 0 | 0 | 0 | 0 | 0 | 0 | 0 | 0 | 0 | 0 | 0 | 0 | 0 | 0 | 0 | 0
F10_Industrial_Petroleum_Existing_Space Heating_Natural Gas_HVAC - Demand Controlled Ventilation_A_Technical Potential | F10 | Industrial | Petroleum | Existing | Space Heating | Natural Gas | HVAC - Demand Controlled Ventilation | A | Cumulative Energy Savings (MWh or mTherms) | Technical Potential | 0 | 0 | 0.0056062 | 0.011054 | 0.016348 | 0.02149 | 0.026488 | 0.031346 | 0.036071 | 0.04067 | 0.04515 | 0.049519 | 0.053782 | 0.057944 | 0.062011 | 0.065986 | 0.069873 | 0.073677 | 0.0774 | 0.081045 | 0.084616 | 0.088115
F11_Industrial_Petroleum_Existing_Space Heating_Natural Gas_HVAC - Demand Controlled Ventilation_A_Technical Potential | F11 | Industrial | Petroleum | Existing | Space Heating | Natural Gas | HVAC - Demand Controlled Ventilation | A | Cumulative Summer Peak Savings (MW) | Technical Potential | 0 | 0 | 0 | 0 | 0 | 0 | 0 | 0 | 0 | 0 | 0 | 0 | 0 | 0 | 0 | 0 | 0 | 0 | 0 | 0 | 0 | 0
F12_Industrial_Petroleum_Existing_Space Heating_Natural Gas_HVAC - Demand Controlled Ventilation_A_Technical Potential | F12 | Industrial | Petroleum | Existing | Space Heating | Natural Gas | HVAC - Demand Controlled Ventilation | A | Cumulative Winter Peak Savings (MW) | Technical Potential | 0 | 0 | 0 | 0 | 0 | 0 | 0 | 0 | 0 | 0 | 0 | 0 | 0 | 0 | 0 | 0 | 0 | 0 | 0 | 0 | 0 | 0
F13_Industrial_Petroleum_Existing_Space Heating_Natural Gas_HVAC - Demand Controlled Ventilation_A_Technical Potential | F13 | Industrial | Petroleum | Existing | Space Heating | Natural Gas | HVAC - Demand Controlled Ventilation | A | Purchases (Incremental) | Technical Potential | 0 | 0 | 73.1575 | 71.8962 | 70.6566 | 69.4384 | 68.2412 | 67.0646 | 65.9083 | 64.772 | 63.6552 | 62.5577 | 61.4791 | 60.4191 | 59.3774 | 58.3537 | 57.3476 | 56.3588 | 55.3871 | 54.4322 | 53.4937 | 52.5714
F14_Industrial_Petroleum_Existing_Space Heating_Natural Gas_HVAC - Demand Controlled Ventilation_A_Technical Potential | F14 | Industrial | Petroleum | Existing | Space Heating | Natural Gas | HVAC - Demand Controlled Ventilation | A | Purchases (Cumulative) | Technical Potential | 0 | 0 | 73.1575 | 145.0537 | 215.7103 | 285.1487 | 353.3899 | 420.4545 | 486.3628 | 551.1348 | 614.79 | 677.3477 | 738.8268 | 799.2459 | 858.6234 | 916.977 | 974.3246 | 1030.6834 | 1086.0706 | 1140.5027 | 1193.9964 | 1246.5678
F1_Industrial_Petroleum_Existing_Space Heating_Natural Gas_Gas Boiler - Stack Economizer_A_Technical Potential | F1 | Industrial | Petroleum | Existing | Space Heating | Natural Gas | Gas Boiler - Stack Economizer | A | Original Unit Energy Savings (kWh or therms) | Technical Potential | 0 | 0 | 106.0944 | 105.8281 | 105.5673 | 105.3125 | 105.0644 | 104.8235 | 104.5901 | 104.3648 | 104.1478 | 103.9395 | 103.7403 | 103.5503 | 103.37 | 103.1994 | 103.0388 | 102.8884 | 102.7484 | 102.6189 | 102.5001 | 102.392
F2_Industrial_Petroleum_Existing_Space Heating_Natural Gas_Gas Boiler - Stack Economizer_A_Technical Potential | F2 | Industrial | Petroleum | Existing | Space Heating | Natural Gas | Gas Boiler - Stack Economizer | A | Original Unit Summer Peak Savings (kW) | Technical Potential | 0 | 0 | 0 | 0 | 0 | 0 | 0 | 0 | 0 | 0 | 0 | 0 | 0 | 0 | 0 | 0 | 0 | 0 | 0 | 0 | 0 | 0
F3_Industrial_Petroleum_Existing_Space Heating_Natural Gas_Gas Boiler - Stack Economizer_A_Technical Potential | F3 | Industrial | Petroleum | Existing | Space Heating | Natural Gas | Gas Boiler - Stack Economizer | A | Original Unit Winter Peak Savings (kW) | Technical Potential | 0 | 0 | 0 | 0 | 0 | 0 | 0 | 0 | 0 | 0 | 0 | 0 | 0 | 0 | 0 | 0 | 0 | 0 | 0 | 0 | 0 | 0
F4_Industrial_Petroleum_Existing_Space Heating_Natural Gas_Gas Boiler - Stack Economizer_A_Technical Potential | F4 | Industrial | Petroleum | Existing | Space Heating | Natural Gas | Gas Boiler - Stack Economizer | A | Standalone Impact on Baseline Energy (%) | Technical Potential | 0% | 0% | 0.02% | 0.04044% | 0.06134% | 0.08272% | 0.1046% | 0.1249% | 0.142% | 0.1565% | 0.169% | 0.1798% | 0.1893% | 0.1978% | 0.2055% | 0.2126% | 0.2191% | 0.2252% | 0.2295% | 0.2338% | 0.2382% | 0.2427%
F5_Industrial_Petroleum_Existing_Space Heating_Natural Gas_Gas Boiler - Stack Economizer_A_Technical Potential | F5 | Industrial | Petroleum | Existing | Space Heating | Natural Gas | Gas Boiler - Stack Economizer | A | Standalone Impact on Baseline Summer Peak (%) | Technical Potential | bar: 2019 to 2040
F6_Industrial_Petroleum_Existing_Space Heating_Natural Gas_Gas Boiler - Stack Economizer_A_Technical Potential | F6 | Industrial | Petroleum | Existing | Space Heating | Natural Gas | Gas Boiler - Stack Economizer | A | Standalone Impact on Baseline Winter Peak (%) | Technical Potential | bar: 2019 to 2040
F7_Industrial_Petroleum_Existing_Space Heating_Natural Gas_Gas Boiler - Stack Economizer_A_Technical Potential | F7 | Industrial | Petroleum | Existing | Space Heating | Natural Gas | Gas Boiler - Stack Economizer | A | Incremental Energy Savings (MWh or mTherms) | Technical Potential | 0 | 0 | 0.0010858 | 0.0010644 | 0.0010435 | 0.001023 | 0.001003 | 0.00088509 | 0.00069431 | 0.0005447 | 0.00042736 | 0.00033532 | 0.00026312 | 0.00020649 | 0.00016206 | 0.0001272 | 9.9853e-05 | 7.8391e-05 | 5.2475e-07 | 1.8395e-07 | 6.1557e-08 | 1.9706e-08
F8_Industrial_Petroleum_Existing_Space Heating_Natural Gas_Gas Boiler - Stack Economizer_A_Technical Potential | F8 | Industrial | Petroleum | Existing | Space Heating | Natural Gas | Gas Boiler - Stack Economizer | A | Incremental Summer Peak Savings (MW) | Technical Potential | 0 | 0 | 0 | 0 | 0 | 0 | 0 | 0 | 0 | 0 | 0 | 0 | 0 | 0 | 0 | 0 | 0 | 0 | 0 | 0 | 0 | 0
F9_Industrial_Petroleum_Existing_Space Heating_Natural Gas_Gas Boiler - Stack Economizer_A_Technical Potential | F9 | Industrial | Petroleum | Existing | Space Heating | Natural Gas | Gas Boiler - Stack Economizer | A | Incremental Winter Peak Savings (MW) | Technical Potential | 0 | 0 | 0 | 0 | 0 | 0 | 0 | 0 | 0 | 0 | 0 | 0 | 0 | 0 | 0 | 0 | 0 | 0 | 0 | 0 | 0 | 0
F10_Industrial_Petroleum_Existing_Space Heating_Natural Gas_Gas Boiler - Stack Economizer_A_Technical Potential | F10 | Industrial | Petroleum | Existing | Space Heating | Natural Gas | Gas Boiler - Stack Economizer | A | Cumulative Energy Savings (MWh or mTherms) | Technical Potential | 0 | 0 | 0.0010858 | 0.0021474 | 0.0031856 | 0.0042009 | 0.005194 | 0.0060672 | 0.006748 | 0.0072782 | 0.0076904 | 0.0080103 | 0.0082581 | 0.0084495 | 0.0085968 | 0.0087098 | 0.0087961 | 0.0088617 | 0.0088501 | 0.0088392 | 0.008829 | 0.0088197
F11_Industrial_Petroleum_Existing_Space Heating_Natural Gas_Gas Boiler - Stack Economizer_A_Technical Potential | F11 | Industrial | Petroleum | Existing | Space Heating | Natural Gas | Gas Boiler - Stack Economizer | A | Cumulative Summer Peak Savings (MW) | Technical Potential | 0 | 0 | 0 | 0 | 0 | 0 | 0 | 0 | 0 | 0 | 0 | 0 | 0 | 0 | 0 | 0 | 0 | 0 | 0 | 0 | 0 | 0
F12_Industrial_Petroleum_Existing_Space Heating_Natural Gas_Gas Boiler - Stack Economizer_A_Technical Potential | F12 | Industrial | Petroleum | Existing | Space Heating | Natural Gas | Gas Boiler - Stack Economizer | A | Cumulative Winter Peak Savings (MW) | Technical Potential | 0 | 0 | 0 | 0 | 0 | 0 | 0 | 0 | 0 | 0 | 0 | 0 | 0 | 0 | 0 | 0 | 0 | 0 | 0 | 0 | 0 | 0
F13_Industrial_Petroleum_Existing_Space Heating_Natural Gas_Gas Boiler - Stack Economizer_A_Technical Potential | F13 | Industrial | Petroleum | Existing | Space Heating | Natural Gas | Gas Boiler - Stack Economizer | A | Purchases (Incremental) | Technical Potential | 0 | 0 | 0.010234 | 0.010058 | 0.0098843 | 0.0097139 | 0.0095464 | 0.0084436 | 0.0066384 | 0.0052192 | 0.0041034 | 0.0032261 | 0.0025364 | 0.0019941 | 0.0015678 | 0.0012326 | 0.00096908 | 0.0007619 | 5.1071e-06 | 1.7925e-06 | 6.0055e-07 | 1.9246e-07
F14_Industrial_Petroleum_Existing_Space Heating_Natural Gas_Gas Boiler - Stack Economizer_A_Technical Potential | F14 | Industrial | Petroleum | Existing | Space Heating | Natural Gas | Gas Boiler - Stack Economizer | A | Purchases (Cumulative) | Technical Potential | 0 | 0 | 0.010234 | 0.020292 | 0.030176 | 0.03989 | 0.049436 | 0.05788 | 0.064519 | 0.069738 | 0.073841 | 0.077067 | 0.079604 | 0.081598 | 0.083165 | 0.084398 | 0.085367 | 0.086129 | 0.086134 | 0.086136 | 0.086136 | 0.086137
F1_Industrial_Petroleum_Existing_Process_Natural Gas_Gas Boiler - Stack Economizer_A_Technical Potential | F1 | Industrial | Petroleum | Existing | Process | Natural Gas | Gas Boiler - Stack Economizer | A | Original Unit Energy Savings (kWh or therms) | Technical Potential | 0 | 0 | 702.6725 | 702.6725 | 702.6725 | 702.6725 | 702.6725 | 702.6725 | 702.6725 | 702.6725 | 702.6725 | 702.6725 | 702.6725 | 702.6725 | 702.6725 | 702.6725 | 702.6725 | 702.6725 | 702.6725 | 702.6725 | 702.6725 | 702.6725
F2_Industrial_Petroleum_Existing_Process_Natural Gas_Gas Boiler - Stack Economizer_A_Technical Potential | F2 | Industrial | Petroleum | Existing | Process | Natural Gas | Gas Boiler - Stack Economizer | A | Original Unit Summer Peak Savings (kW) | Technical Potential | 0 | 0 | 0 | 0 | 0 | 0 | 0 | 0 | 0 | 0 | 0 | 0 | 0 | 0 | 0 | 0 | 0 | 0 | 0 | 0 | 0 | 0
F3_Industrial_Petroleum_Existing_Process_Natural Gas_Gas Boiler - Stack Economizer_A_Technical Potential | F3 | Industrial | Petroleum | Existing | Process | Natural Gas | Gas Boiler - Stack Economizer | A | Original Unit Winter Peak Savings (kW) | Technical Potential | 0 | 0 | 0 | 0 | 0 | 0 | 0 | 0 | 0 | 0 | 0 | 0 | 0 | 0 | 0 | 0 | 0 | 0 | 0 | 0 | 0 | 0
F4_Industrial_Petroleum_Existing_Process_Natural Gas_Gas Boiler - Stack Economizer_A_Technical Potential | F4 | Industrial | Petroleum | Existing | Process | Natural Gas | Gas Boiler - Stack Economizer | A | Standalone Impact on Baseline Energy (%) | Technical Potential | 0% | 0% | 0.04297% | 0.0867% | 0.1312% | 0.1765% | 0.2225% | 0.2651% | 0.3007% | 0.3307% | 0.3563% | 0.3784% | 0.3977% | 0.4149% | 0.4302% | 0.4443% | 0.4573% | 0.4694% | 0.4777% | 0.4861% | 0.4946% | 0.5033%
F5_Industrial_Petroleum_Existing_Process_Natural Gas_Gas Boiler - Stack Economizer_A_Technical Potential | F5 | Industrial | Petroleum | Existing | Process | Natural Gas | Gas Boiler - Stack Economizer | A | Standalone Impact on Baseline Summer Peak (%) | Technical Potential | bar: 2019 to 2040
F6_Industrial_Petroleum_Existing_Process_Natural Gas_Gas Boiler - Stack Economizer_A_Technical Potential | F6 | Industrial | Petroleum | Existing | Process | Natural Gas | Gas Boiler - Stack Economizer | A | Standalone Impact on Baseline Winter Peak (%) | Technical Potential | bar: 2019 to 2040
F7_Industrial_Petroleum_Existing_Process_Natural Gas_Gas Boiler - Stack Economizer_A_Technical Potential | F7 | Industrial | Petroleum | Existing | Process | Natural Gas | Gas Boiler - Stack Economizer | A | Incremental Energy Savings (MWh or mTherms) | Technical Potential | 0 | 0 | 0.57108 | 0.56123 | 0.55156 | 0.54205 | 0.5327 | 0.47117 | 0.37043 | 0.29124 | 0.22897 | 0.18002 | 0.14153 | 0.11127 | 0.087485 | 0.068781 | 0.054076 | 0.042515 | 0.00028498 | 0.00010003 | 3.3512e-05 | 1.0739e-05
F8_Industrial_Petroleum_Existing_Process_Natural Gas_Gas Boiler - Stack Economizer_A_Technical Potential | F8 | Industrial | Petroleum | Existing | Process | Natural Gas | Gas Boiler - Stack Economizer | A | Incremental Summer Peak Savings (MW) | Technical Potential | 0 | 0 | 0 | 0 | 0 | 0 | 0 | 0 | 0 | 0 | 0 | 0 | 0 | 0 | 0 | 0 | 0 | 0 | 0 | 0 | 0 | 0
F9_Industrial_Petroleum_Existing_Process_Natural Gas_Gas Boiler - Stack Economizer_A_Technical Potential | F9 | Industrial | Petroleum | Existing | Process | Natural Gas | Gas Boiler - Stack Economizer | A | Incremental Winter Peak Savings (MW) | Technical Potential | 0 | 0 | 0 | 0 | 0 | 0 | 0 | 0 | 0 | 0 | 0 | 0 | 0 | 0 | 0 | 0 | 0 | 0 | 0 | 0 | 0 | 0
F10_Industrial_Petroleum_Existing_Process_Natural Gas_Gas Boiler - Stack Economizer_A_Technical Potential | F10 | Industrial | Petroleum | Existing | Process | Natural Gas | Gas Boiler - Stack Economizer | A | Cumulative Energy Savings (MWh or mTherms) | Technical Potential | 0 | 0 | 0.57108 | 1.1323 | 1.6839 | 2.2259 | 2.7586 | 3.2298 | 3.6002 | 3.8915 | 4.1204 | 4.3004 | 4.442 | 4.5533 | 4.6407 | 4.7095 | 4.7636 | 4.8061 | 4.8064 | 4.8065 | 4.8065 | 4.8065
F11_Industrial_Petroleum_Existing_Process_Natural Gas_Gas Boiler - Stack Economizer_A_Technical Potential | F11 | Industrial | Petroleum | Existing | Process | Natural Gas | Gas Boiler - Stack Economizer | A | Cumulative Summer Peak Savings (MW) | Technical Potential | 0 | 0 | 0 | 0 | 0 | 0 | 0 | 0 | 0 | 0 | 0 | 0 | 0 | 0 | 0 | 0 | 0 | 0 | 0 | 0 | 0 | 0
F12_Industrial_Petroleum_Existing_Process_Natural Gas_Gas Boiler - Stack Economizer_A_Technical Potential | F12 | Industrial | Petroleum | Existing | Process | Natural Gas | Gas Boiler - Stack Economizer | A | Cumulative Winter Peak Savings (MW) | Technical Potential | 0 | 0 | 0 | 0 | 0 | 0 | 0 | 0 | 0 | 0 | 0 | 0 | 0 | 0 | 0 | 0 | 0 | 0 | 0 | 0 | 0 | 0
F13_Industrial_Petroleum_Existing_Process_Natural Gas_Gas Boiler - Stack Economizer_A_Technical Potential | F13 | Industrial | Petroleum | Existing | Process | Natural Gas | Gas Boiler - Stack Economizer | A | Purchases (Incremental) | Technical Potential | 0 | 0 | 0.81272 | 0.79871 | 0.78494 | 0.77141 | 0.75811 | 0.67053 | 0.52718 | 0.41447 | 0.32586 | 0.25619 | 0.20142 | 0.15836 | 0.1245 | 0.097885 | 0.076958 | 0.060505 | 0.00040557 | 0.00014235 | 4.7692e-05 | 1.5284e-05
F14_Industrial_Petroleum_Existing_Process_Natural Gas_Gas Boiler - Stack Economizer_A_Technical Potential | F14 | Industrial | Petroleum | Existing | Process | Natural Gas | Gas Boiler - Stack Economizer | A | Purchases (Cumulative) | Technical Potential | 0 | 0 | 0.81272 | 1.6114 | 2.3964 | 3.1678 | 3.9259 | 4.5964 | 5.1236 | 5.5381 | 5.8639 | 6.1201 | 6.3215 | 6.4799 | 6.6044 | 6.7023 | 6.7793 | 6.8398 | 6.8402 | 6.8403 | 6.8404 | 6.8404
F1_Industrial_Petroleum_Existing_Space Heating_Natural Gas_Gas Furnace Tube Inserts_A_Technical Potential | F1 | Industrial | Petroleum | Existing | Space Heating | Natural Gas | Gas Furnace Tube Inserts | A | Original Unit Energy Savings (kWh or therms) | Technical Potential | 0 | 0 | 0.088102 | 0.087615 | 0.087128 | 0.086647 | 0.086173 | 0.085712 | 0.085266 | 0.084839 | 0.084432 | 0.08405 | 0.08369 | 0.083351 | 0.083032 | 0.082732 | 0.082449 | 0.082183 | 0.081933 | 0.081697 | 0.081476 | 0.081267
F2_Industrial_Petroleum_Existing_Space Heating_Natural Gas_Gas Furnace Tube Inserts_A_Technical Potential | F2 | Industrial | Petroleum | Existing | Space Heating | Natural Gas | Gas Furnace Tube Inserts | A | Original Unit Summer Peak Savings (kW) | Technical Potential | 0 | 0 | 0 | 0 | 0 | 0 | 0 | 0 | 0 | 0 | 0 | 0 | 0 | 0 | 0 | 0 | 0 | 0 | 0 | 0 | 0 | 0
F3_Industrial_Petroleum_Existing_Space Heating_Natural Gas_Gas Furnace Tube Inserts_A_Technical Potential | F3 | Industrial | Petroleum | Existing | Space Heating | Natural Gas | Gas Furnace Tube Inserts | A | Original Unit Winter Peak Savings (kW) | Technical Potential | 0 | 0 | 0 | 0 | 0 | 0 | 0 | 0 | 0 | 0 | 0 | 0 | 0 | 0 | 0 | 0 | 0 | 0 | 0 | 0 | 0 | 0
F4_Industrial_Petroleum_Existing_Space Heating_Natural Gas_Gas Furnace Tube Inserts_A_Technical Potential | F4 | Industrial | Petroleum | Existing | Space Heating | Natural Gas | Gas Furnace Tube Inserts | A | Standalone Impact on Baseline Energy (%) | Technical Potential | bar: 2019 to 2040
F5_Industrial_Petroleum_Existing_Space Heating_Natural Gas_Gas Furnace Tube Inserts_A_Technical Potential | F5 | Industrial | Petroleum | Existing | Space Heating | Natural Gas | Gas Furnace Tube Inserts | A | Standalone Impact on Baseline Summer Peak (%) | Technical Potential | bar: 2019 to 2040
F6_Industrial_Petroleum_Existing_Space Heating_Natural Gas_Gas Furnace Tube Inserts_A_Technical Potential | F6 | Industrial | Petroleum | Existing | Space Heating | Natural Gas | Gas Furnace Tube Inserts | A | Standalone Impact on Baseline Winter Peak (%) | Technical Potential | bar: 2019 to 2040
F7_Industrial_Petroleum_Existing_Space Heating_Natural Gas_Gas Furnace Tube Inserts_A_Technical Potential | F7 | Industrial | Petroleum | Existing | Space Heating | Natural Gas | Gas Furnace Tube Inserts | A | Incremental Energy Savings (MWh or mTherms) | Technical Potential | 0 | 0 | 0 | 0 | 0 | 0 | 0 | 0 | 0 | 0 | 0 | 0 | 0 | 0 | 0 | 0 | 0 | 0 | 0 | 0 | 0 | 0
F8_Industrial_Petroleum_Existing_Space Heating_Natural Gas_Gas Furnace Tube Inserts_A_Technical Potential | F8 | Industrial | Petroleum | Existing | Space Heating | Natural Gas | Gas Furnace Tube Inserts | A | Incremental Summer Peak Savings (MW) | Technical Potential | 0 | 0 | 0 | 0 | 0 | 0 | 0 | 0 | 0 | 0 | 0 | 0 | 0 | 0 | 0 | 0 | 0 | 0 | 0 | 0 | 0 | 0
F9_Industrial_Petroleum_Existing_Space Heating_Natural Gas_Gas Furnace Tube Inserts_A_Technical Potential | F9 | Industrial | Petroleum | Existing | Space Heating | Natural Gas | Gas Furnace Tube Inserts | A | Incremental Winter Peak Savings (MW) | Technical Potential | 0 | 0 | 0 | 0 | 0 | 0 | 0 | 0 | 0 | 0 | 0 | 0 | 0 | 0 | 0 | 0 | 0 | 0 | 0 | 0 | 0 | 0
F10_Industrial_Petroleum_Existing_Space Heating_Natural Gas_Gas Furnace Tube Inserts_A_Technical Potential | F10 | Industrial | Petroleum | Existing | Space Heating | Natural Gas | Gas Furnace Tube Inserts | A | Cumulative Energy Savings (MWh or mTherms) | Technical Potential | 0 | 0 | 0 | 0 | 0 | 0 | 0 | 0 | 0 | 0 | 0 | 0 | 0 | 0 | 0 | 0 | 0 | 0 | 0 | 0 | 0 | 0
F11_Industrial_Petroleum_Existing_Space Heating_Natural Gas_Gas Furnace Tube Inserts_A_Technical Potential | F11 | Industrial | Petroleum | Existing | Space Heating | Natural Gas | Gas Furnace Tube Inserts | A | Cumulative Summer Peak Savings (MW) | Technical Potential | 0 | 0 | 0 | 0 | 0 | 0 | 0 | 0 | 0 | 0 | 0 | 0 | 0 | 0 | 0 | 0 | 0 | 0 | 0 | 0 | 0 | 0
F12_Industrial_Petroleum_Existing_Space Heating_Natural Gas_Gas Furnace Tube Inserts_A_Technical Potential | F12 | Industrial | Petroleum | Existing | Space Heating | Natural Gas | Gas Furnace Tube Inserts | A | Cumulative Winter Peak Savings (MW) | Technical Potential | 0 | 0 | 0 | 0 | 0 | 0 | 0 | 0 | 0 | 0 | 0 | 0 | 0 | 0 | 0 | 0 | 0 | 0 | 0 | 0 | 0 | 0
F13_Industrial_Petroleum_Existing_Space Heating_Natural Gas_Gas Furnace Tube Inserts_A_Technical Potential | F13 | Industrial | Petroleum | Existing | Space Heating | Natural Gas | Gas Furnace Tube Inserts | A | Purchases (Incremental) | Technical Potential | 0 | 0 | 0 | 0 | 0 | 0 | 0 | 0 | 0 | 0 | 0 | 0 | 0 | 0 | 0 | 0 | 0 | 0 | 0 | 0 | 0 | 0
F14_Industrial_Petroleum_Existing_Space Heating_Natural Gas_Gas Furnace Tube Inserts_A_Technical Potential | F14 | Industrial | Petroleum | Existing | Space Heating | Natural Gas | Gas Furnace Tube Inserts | A | Purchases (Cumulative) | Technical Potential | 0 | 0 | 0 | 0 | 0 | 0 | 0 | 0 | 0 | 0 | 0 | 0 | 0 | 0 | 0 | 0 | 0 | 0 | 0 | 0 | 0 | 0
F1_Industrial_Petroleum_Existing_Space Heating_Natural Gas_Space Heating - Heat Recovery Ventilator_A_Technical Potential | F1 | Industrial | Petroleum | Existing | Space Heating | Natural Gas | Space Heating - Heat Recovery Ventilator | A | Original Unit Energy Savings (kWh or therms) | Technical Potential | 0 | 0 | 0.013294 | 0.013229 | 0.013164 | 0.0131 | 0.013037 | 0.012976 | 0.012916 | 0.012859 | 0.012805 | 0.012754 | 0.012706 | 0.012661 | 0.012618 | 0.012577 | 0.012539 | 0.012504 | 0.01247 | 0.012439 | 0.012409 | 0.012381
F2_Industrial_Petroleum_Existing_Space Heating_Natural Gas_Space Heating - Heat Recovery Ventilator_A_Technical Potential | F2 | Industrial | Petroleum | Existing | Space Heating | Natural Gas | Space Heating - Heat Recovery Ventilator | A | Original Unit Summer Peak Savings (kW) | Technical Potential | 0 | 0 | 0 | 0 | 0 | 0 | 0 | 0 | 0 | 0 | 0 | 0 | 0 | 0 | 0 | 0 | 0 | 0 | 0 | 0 | 0 | 0
F3_Industrial_Petroleum_Existing_Space Heating_Natural Gas_Space Heating - Heat Recovery Ventilator_A_Technical Potential | F3 | Industrial | Petroleum | Existing | Space Heating | Natural Gas | Space Heating - Heat Recovery Ventilator | A | Original Unit Winter Peak Savings (kW) | Technical Potential | 0 | 0 | 0 | 0 | 0 | 0 | 0 | 0 | 0 | 0 | 0 | 0 | 0 | 0 | 0 | 0 | 0 | 0 | 0 | 0 | 0 | 0
F4_Industrial_Petroleum_Existing_Space Heating_Natural Gas_Space Heating - Heat Recovery Ventilator_A_Technical Potential | F4 | Industrial | Petroleum | Existing | Space Heating | Natural Gas | Space Heating - Heat Recovery Ventilator | A | Standalone Impact on Baseline Energy (%) | Technical Potential | 0% | 0% | 0.02138% | 0.04313% | 0.06526% | 0.08779% | 0.1107% | 0.134% | 0.1578% | 0.1819% | 0.2065% | 0.2315% | 0.2569% | 0.2828% | 0.3091% | 0.3359% | 0.3632% | 0.391% | 0.4192% | 0.4479% | 0.4772% | 0.5069%
F5_Industrial_Petroleum_Existing_Space Heating_Natural Gas_Space Heating - Heat Recovery Ventilator_A_Technical Potential | F5 | Industrial | Petroleum | Existing | Space Heating | Natural Gas | Space Heating - Heat Recovery Ventilator | A | Standalone Impact on Baseline Summer Peak (%) | Technical Potential | bar: 2019 to 2040
F6_Industrial_Petroleum_Existing_Space Heating_Natural Gas_Space Heating - Heat Recovery Ventilator_A_Technical Potential | F6 | Industrial | Petroleum | Existing | Space Heating | Natural Gas | Space Heating - Heat Recovery Ventilator | A | Standalone Impact on Baseline Winter Peak (%) | Technical Potential | bar: 2019 to 2040
F7_Industrial_Petroleum_Existing_Space Heating_Natural Gas_Space Heating - Heat Recovery Ventilator_A_Technical Potential | F7 | Industrial | Petroleum | Existing | Space Heating | Natural Gas | Space Heating - Heat Recovery Ventilator | A | Incremental Energy Savings (MWh or mTherms) | Technical Potential | 0 | 0 | 0.0011608 | 0.0011352 | 0.0011102 | 0.0010857 | 0.0010619 | 0.0010387 | 0.0010161 | 0.00099416 | 0.0009729 | 0.0009523 | 0.00093235 | 0.000913 | 0.00089422 | 0.000876 | 0.0008583 | 0.0008411 | 0.00082438 | 0.00080812 | 0.0007923 | 0.0007769
F8_Industrial_Petroleum_Existing_Space Heating_Natural Gas_Space Heating - Heat Recovery Ventilator_A_Technical Potential | F8 | Industrial | Petroleum | Existing | Space Heating | Natural Gas | Space Heating - Heat Recovery Ventilator | A | Incremental Summer Peak Savings (MW) | Technical Potential | 0 | 0 | 0 | 0 | 0 | 0 | 0 | 0 | 0 | 0 | 0 | 0 | 0 | 0 | 0 | 0 | 0 | 0 | 0 | 0 | 0 | 0
F9_Industrial_Petroleum_Existing_Space Heating_Natural Gas_Space Heating - Heat Recovery Ventilator_A_Technical Potential | F9 | Industrial | Petroleum | Existing | Space Heating | Natural Gas | Space Heating - Heat Recovery Ventilator | A | Incremental Winter Peak Savings (MW) | Technical Potential | 0 | 0 | 0 | 0 | 0 | 0 | 0 | 0 | 0 | 0 | 0 | 0 | 0 | 0 | 0 | 0 | 0 | 0 | 0 | 0 | 0 | 0
F10_Industrial_Petroleum_Existing_Space Heating_Natural Gas_Space Heating - Heat Recovery Ventilator_A_Technical Potential | F10 | Industrial | Petroleum | Existing | Space Heating | Natural Gas | Space Heating - Heat Recovery Ventilator | A | Cumulative Energy Savings (MWh or mTherms) | Technical Potential | 0 | 0 | 0.0011608 | 0.0022904 | 0.0033893 | 0.0044585 | 0.005499 | 0.0065117 | 0.007498 | 0.0084591 | 0.0093964 | 0.010311 | 0.011205 | 0.012077 | 0.012931 | 0.013766 | 0.014582 | 0.015382 | 0.016165 | 0.016932 | 0.017684 | 0.018422
F11_Industrial_Petroleum_Existing_Space Heating_Natural Gas_Space Heating - Heat Recovery Ventilator_A_Technical Potential | F11 | Industrial | Petroleum | Existing | Space Heating | Natural Gas | Space Heating - Heat Recovery Ventilator | A | Cumulative Summer Peak Savings (MW) | Technical Potential | 0 | 0 | 0 | 0 | 0 | 0 | 0 | 0 | 0 | 0 | 0 | 0 | 0 | 0 | 0 | 0 | 0 | 0 | 0 | 0 | 0 | 0
F12_Industrial_Petroleum_Existing_Space Heating_Natural Gas_Space Heating - Heat Recovery Ventilator_A_Technical Potential | F12 | Industrial | Petroleum | Existing | Space Heating | Natural Gas | Space Heating - Heat Recovery Ventilator | A | Cumulative Winter Peak Savings (MW) | Technical Potential | 0 | 0 | 0 | 0 | 0 | 0 | 0 | 0 | 0 | 0 | 0 | 0 | 0 | 0 | 0 | 0 | 0 | 0 | 0 | 0 | 0 | 0
F13_Industrial_Petroleum_Existing_Space Heating_Natural Gas_Space Heating - Heat Recovery Ventilator_A_Technical Potential | F13 | Industrial | Petroleum | Existing | Space Heating | Natural Gas | Space Heating - Heat Recovery Ventilator | A | Purchases (Incremental) | Technical Potential | 0 | 0 | 87.3177 | 85.8123 | 84.3327 | 82.8787 | 81.4498 | 80.0455 | 78.6654 | 77.3091 | 75.9762 | 74.6662 | 73.3789 | 72.1137 | 70.8704 | 69.6485 | 68.4476 | 67.2675 | 66.1077 | 64.9679 | 63.8478 | 62.747
F14_Industrial_Petroleum_Existing_Space Heating_Natural Gas_Space Heating - Heat Recovery Ventilator_A_Technical Potential | F14 | Industrial | Petroleum | Existing | Space Heating | Natural Gas | Space Heating - Heat Recovery Ventilator | A | Purchases (Cumulative) | Technical Potential | 0 | 0 | 87.3177 | 173.13 | 257.4627 | 340.3414 | 421.7912 | 501.8367 | 580.502 | 657.8111 | 733.7873 | 808.4535 | 881.8324 | 953.9461 | 1024.8165 | 1094.465 | 1162.9126 | 1230.1801 | 1296.2878 | 1361.2558 | 1425.1036 | 1487.8506
F1_Industrial_Petroleum_Existing_Space Heating_Natural Gas_Thermostat - Programmable_A_Technical Potential | F1 | Industrial | Petroleum | Existing | Space Heating | Natural Gas | Thermostat - Programmable | A | Original Unit Energy Savings (kWh or therms) | Technical Potential | 0 | 0 | 0.0064314 | 0.0063999 | 0.0063685 | 0.0063375 | 0.006307 | 0.0062773 | 0.0062486 | 0.006221 | 0.0061948 | 0.0061701 | 0.0061468 | 0.0061248 | 0.0061041 | 0.0060846 | 0.0060662 | 0.006049 | 0.0060327 | 0.0060175 | 0.0060032 | 0.0059898
F2_Industrial_Petroleum_Existing_Space Heating_Natural Gas_Thermostat - Programmable_A_Technical Potential | F2 | Industrial | Petroleum | Existing | Space Heating | Natural Gas | Thermostat - Programmable | A | Original Unit Summer Peak Savings (kW) | Technical Potential | 0 | 0 | 0 | 0 | 0 | 0 | 0 | 0 | 0 | 0 | 0 | 0 | 0 | 0 | 0 | 0 | 0 | 0 | 0 | 0 | 0 | 0
F3_Industrial_Petroleum_Existing_Space Heating_Natural Gas_Thermostat - Programmable_A_Technical Potential | F3 | Industrial | Petroleum | Existing | Space Heating | Natural Gas | Thermostat - Programmable | A | Original Unit Winter Peak Savings (kW) | Technical Potential | 0 | 0 | 0 | 0 | 0 | 0 | 0 | 0 | 0 | 0 | 0 | 0 | 0 | 0 | 0 | 0 | 0 | 0 | 0 | 0 | 0 | 0
F4_Industrial_Petroleum_Existing_Space Heating_Natural Gas_Thermostat - Programmable_A_Technical Potential | F4 | Industrial | Petroleum | Existing | Space Heating | Natural Gas | Thermostat - Programmable | A | Standalone Impact on Baseline Energy (%) | Technical Potential | 0% | 0% | 0.03103% | 0.0626% | 0.09472% | 0.1274% | 0.1607% | 0.1945% | 0.229% | 0.264% | 0.2997% | 0.3359% | 0.3729% | 0.4104% | 0.4486% | 0.4875% | 0.5271% | 0.5674% | 0.6084% | 0.6501% | 0.6925% | 0.7357%
F5_Industrial_Petroleum_Existing_Space Heating_Natural Gas_Thermostat - Programmable_A_Technical Potential | F5 | Industrial | Petroleum | Existing | Space Heating | Natural Gas | Thermostat - Programmable | A | Standalone Impact on Baseline Summer Peak (%) | Technical Potential | bar: 2019 to 2040
F6_Industrial_Petroleum_Existing_Space Heating_Natural Gas_Thermostat - Programmable_A_Technical Potential | F6 | Industrial | Petroleum | Existing | Space Heating | Natural Gas | Thermostat - Programmable | A | Standalone Impact on Baseline Winter Peak (%) | Technical Potential | bar: 2019 to 2040
F7_Industrial_Petroleum_Existing_Space Heating_Natural Gas_Thermostat - Programmable_A_Technical Potential | F7 | Industrial | Petroleum | Existing | Space Heating | Natural Gas | Thermostat - Programmable | A | Incremental Energy Savings (MWh or mTherms) | Technical Potential | 0 | 0 | 0.0016847 | 0.0016476 | 0.0016112 | 0.0015757 | 0.0015411 | 0.0015074 | 0.0014746 | 0.0014428 | 0.001412 | 0.0013821 | 0.0013531 | 0.001325 | 0.0012978 | 0.0012713 | 0.0012457 | 0.0012207 | 0.0011964 | 0.0011728 | 0.0011499 | 0.0011275
F8_Industrial_Petroleum_Existing_Space Heating_Natural Gas_Thermostat - Programmable_A_Technical Potential | F8 | Industrial | Petroleum | Existing | Space Heating | Natural Gas | Thermostat - Programmable | A | Incremental Summer Peak Savings (MW) | Technical Potential | 0 | 0 | 0 | 0 | 0 | 0 | 0 | 0 | 0 | 0 | 0 | 0 | 0 | 0 | 0 | 0 | 0 | 0 | 0 | 0 | 0 | 0
F9_Industrial_Petroleum_Existing_Space Heating_Natural Gas_Thermostat - Programmable_A_Technical Potential | F9 | Industrial | Petroleum | Existing | Space Heating | Natural Gas | Thermostat - Programmable | A | Incremental Winter Peak Savings (MW) | Technical Potential | 0 | 0 | 0 | 0 | 0 | 0 | 0 | 0 | 0 | 0 | 0 | 0 | 0 | 0 | 0 | 0 | 0 | 0 | 0 | 0 | 0 | 0
F10_Industrial_Petroleum_Existing_Space Heating_Natural Gas_Thermostat - Programmable_A_Technical Potential | F10 | Industrial | Petroleum | Existing | Space Heating | Natural Gas | Thermostat - Programmable | A | Cumulative Energy Savings (MWh or mTherms) | Technical Potential | 0 | 0 | 0.0016847 | 0.0033241 | 0.004919 | 0.0064707 | 0.0079807 | 0.0094506 | 0.010882 | 0.012277 | 0.013637 | 0.014965 | 0.016261 | 0.017528 | 0.018767 | 0.019978 | 0.021163 | 0.022324 | 0.023461 | 0.024574 | 0.025665 | 0.026736
F11_Industrial_Petroleum_Existing_Space Heating_Natural Gas_Thermostat - Programmable_A_Technical Potential | F11 | Industrial | Petroleum | Existing | Space Heating | Natural Gas | Thermostat - Programmable | A | Cumulative Summer Peak Savings (MW) | Technical Potential | 0 | 0 | 0 | 0 | 0 | 0 | 0 | 0 | 0 | 0 | 0 | 0 | 0 | 0 | 0 | 0 | 0 | 0 | 0 | 0 | 0 | 0
F12_Industrial_Petroleum_Existing_Space Heating_Natural Gas_Thermostat - Programmable_A_Technical Potential | F12 | Industrial | Petroleum | Existing | Space Heating | Natural Gas | Thermostat - Programmable | A | Cumulative Winter Peak Savings (MW) | Technical Potential | 0 | 0 | 0 | 0 | 0 | 0 | 0 | 0 | 0 | 0 | 0 | 0 | 0 | 0 | 0 | 0 | 0 | 0 | 0 | 0 | 0 | 0
F13_Industrial_Petroleum_Existing_Space Heating_Natural Gas_Thermostat - Programmable_A_Technical Potential | F13 | Industrial | Petroleum | Existing | Space Heating | Natural Gas | Thermostat - Programmable | A | Purchases (Incremental) | Technical Potential | 0 | 0 | 261.9532 | 257.4368 | 252.9982 | 248.6362 | 244.3493 | 240.1364 | 235.9961 | 231.9272 | 227.9285 | 223.9987 | 220.1366 | 216.3412 | 212.6111 | 208.9454 | 205.3429 | 201.8025 | 198.3232 | 194.9038 | 191.5434 | 188.2409
F14_Industrial_Petroleum_Existing_Space Heating_Natural Gas_Thermostat - Programmable_A_Technical Potential | F14 | Industrial | Petroleum | Existing | Space Heating | Natural Gas | Thermostat - Programmable | A | Purchases (Cumulative) | Technical Potential | 0 | 0 | 261.9532 | 519.3899 | 772.3881 | 1021.0243 | 1265.3736 | 1505.51 | 1741.5061 | 1973.4333 | 2201.3618 | 2425.3605 | 2645.4971 | 2861.8383 | 3074.4494 | 3283.3949 | 3488.7378 | 3690.5403 | 3888.8635 | 4083.7673 | 4275.3107 | 4463.5517
F1_Industrial_Petroleum_Existing_Space Heating_Natural Gas_ENERGY STAR Connected Thermostat_A_Technical Potential | F1 | Industrial | Petroleum | Existing | Space Heating | Natural Gas | ENERGY STAR Connected Thermostat | A | Original Unit Energy Savings (kWh or therms) | Technical Potential | 0 | 0 | 0.015547 | 0.015471 | 0.015395 | 0.01532 | 0.015246 | 0.015174 | 0.015105 | 0.015038 | 0.014975 | 0.014915 | 0.014859 | 0.014806 | 0.014756 | 0.014709 | 0.014664 | 0.014622 | 0.014583 | 0.014546 | 0.014512 | 0.014479
F2_Industrial_Petroleum_Existing_Space Heating_Natural Gas_ENERGY STAR Connected Thermostat_A_Technical Potential | F2 | Industrial | Petroleum | Existing | Space Heating | Natural Gas | ENERGY STAR Connected Thermostat | A | Original Unit Summer Peak Savings (kW) | Technical Potential | 0 | 0 | 0 | 0 | 0 | 0 | 0 | 0 | 0 | 0 | 0 | 0 | 0 | 0 | 0 | 0 | 0 | 0 | 0 | 0 | 0 | 0
F3_Industrial_Petroleum_Existing_Space Heating_Natural Gas_ENERGY STAR Connected Thermostat_A_Technical Potential | F3 | Industrial | Petroleum | Existing | Space Heating | Natural Gas | ENERGY STAR Connected Thermostat | A | Original Unit Winter Peak Savings (kW) | Technical Potential | 0 | 0 | 0 | 0 | 0 | 0 | 0 | 0 | 0 | 0 | 0 | 0 | 0 | 0 | 0 | 0 | 0 | 0 | 0 | 0 | 0 | 0
F4_Industrial_Petroleum_Existing_Space Heating_Natural Gas_ENERGY STAR Connected Thermostat_A_Technical Potential | F4 | Industrial | Petroleum | Existing | Space Heating | Natural Gas | ENERGY STAR Connected Thermostat | A | Standalone Impact on Baseline Energy (%) | Technical Potential | 0% | 0% | 0.075% | 0.1513% | 0.229% | 0.308% | 0.3884% | 0.4702% | 0.5535% | 0.6382% | 0.7244% | 0.8121% | 0.9013% | 0.9921% | 1.085% | 1.179% | 1.274% | 1.372% | 1.471% | 1.571% | 1.674% | 1.778%
F5_Industrial_Petroleum_Existing_Space Heating_Natural Gas_ENERGY STAR Connected Thermostat_A_Technical Potential | F5 | Industrial | Petroleum | Existing | Space Heating | Natural Gas | ENERGY STAR Connected Thermostat | A | Standalone Impact on Baseline Summer Peak (%) | Technical Potential | bar: 2019 to 2040
F6_Industrial_Petroleum_Existing_Space Heating_Natural Gas_ENERGY STAR Connected Thermostat_A_Technical Potential | F6 | Industrial | Petroleum | Existing | Space Heating | Natural Gas | ENERGY STAR Connected Thermostat | A | Standalone Impact on Baseline Winter Peak (%) | Technical Potential | bar: 2019 to 2040
F7_Industrial_Petroleum_Existing_Space Heating_Natural Gas_ENERGY STAR Connected Thermostat_A_Technical Potential | F7 | Industrial | Petroleum | Existing | Space Heating | Natural Gas | ENERGY STAR Connected Thermostat | A | Incremental Energy Savings (MWh or mTherms) | Technical Potential | 0 | 0 | 0.0040726 | 0.0039828 | 0.0038949 | 0.0038091 | 0.0037254 | 0.0036439 | 0.0035647 | 0.0034878 | 0.0034132 | 0.003341 | 0.003271 | 0.0032031 | 0.0031372 | 0.0030733 | 0.0030112 | 0.0029509 | 0.0028922 | 0.0028351 | 0.0027796 | 0.0027256
F8_Industrial_Petroleum_Existing_Space Heating_Natural Gas_ENERGY STAR Connected Thermostat_A_Technical Potential | F8 | Industrial | Petroleum | Existing | Space Heating | Natural Gas | ENERGY STAR Connected Thermostat | A | Incremental Summer Peak Savings (MW) | Technical Potential | 0 | 0 | 0 | 0 | 0 | 0 | 0 | 0 | 0 | 0 | 0 | 0 | 0 | 0 | 0 | 0 | 0 | 0 | 0 | 0 | 0 | 0
F9_Industrial_Petroleum_Existing_Space Heating_Natural Gas_ENERGY STAR Connected Thermostat_A_Technical Potential | F9 | Industrial | Petroleum | Existing | Space Heating | Natural Gas | ENERGY STAR Connected Thermostat | A | Incremental Winter Peak Savings (MW) | Technical Potential | 0 | 0 | 0 | 0 | 0 | 0 | 0 | 0 | 0 | 0 | 0 | 0 | 0 | 0 | 0 | 0 | 0 | 0 | 0 | 0 | 0 | 0
F10_Industrial_Petroleum_Existing_Space Heating_Natural Gas_ENERGY STAR Connected Thermostat_A_Technical Potential | F10 | Industrial | Petroleum | Existing | Space Heating | Natural Gas | ENERGY STAR Connected Thermostat | A | Cumulative Energy Savings (MWh or mTherms) | Technical Potential | 0 | 0 | 0.0040726 | 0.0080354 | 0.011891 | 0.015642 | 0.019292 | 0.022845 | 0.026306 | 0.029677 | 0.032966 | 0.036175 | 0.039309 | 0.042372 | 0.045366 | 0.048294 | 0.05116 | 0.053965 | 0.056712 | 0.059404 | 0.062043 | 0.064629
F11_Industrial_Petroleum_Existing_Space Heating_Natural Gas_ENERGY STAR Connected Thermostat_A_Technical Potential | F11 | Industrial | Petroleum | Existing | Space Heating | Natural Gas | ENERGY STAR Connected Thermostat | A | Cumulative Summer Peak Savings (MW) | Technical Potential | 0 | 0 | 0 | 0 | 0 | 0 | 0 | 0 | 0 | 0 | 0 | 0 | 0 | 0 | 0 | 0 | 0 | 0 | 0 | 0 | 0 | 0
F12_Industrial_Petroleum_Existing_Space Heating_Natural Gas_ENERGY STAR Connected Thermostat_A_Technical Potential | F12 | Industrial | Petroleum | Existing | Space Heating | Natural Gas | ENERGY STAR Connected Thermostat | A | Cumulative Winter Peak Savings (MW) | Technical Potential | 0 | 0 | 0 | 0 | 0 | 0 | 0 | 0 | 0 | 0 | 0 | 0 | 0 | 0 | 0 | 0 | 0 | 0 | 0 | 0 | 0 | 0
F13_Industrial_Petroleum_Existing_Space Heating_Natural Gas_ENERGY STAR Connected Thermostat_A_Technical Potential | F13 | Industrial | Petroleum | Existing | Space Heating | Natural Gas | ENERGY STAR Connected Thermostat | A | Purchases (Incremental) | Technical Potential | 0 | 0 | 261.9532 | 257.4368 | 252.9982 | 248.6362 | 244.3493 | 240.1364 | 235.9961 | 231.9272 | 227.9285 | 223.9987 | 220.1366 | 216.3412 | 212.6111 | 208.9454 | 205.3429 | 201.8025 | 198.3232 | 194.9038 | 191.5434 | 188.2409
F14_Industrial_Petroleum_Existing_Space Heating_Natural Gas_ENERGY STAR Connected Thermostat_A_Technical Potential | F14 | Industrial | Petroleum | Existing | Space Heating | Natural Gas | ENERGY STAR Connected Thermostat | A | Purchases (Cumulative) | Technical Potential | 0 | 0 | 261.9532 | 519.3899 | 772.3881 | 1021.0243 | 1265.3736 | 1505.51 | 1741.5061 | 1973.4333 | 2201.3618 | 2425.3605 | 2645.4971 | 2861.8383 | 3074.4494 | 3283.3949 | 3488.7378 | 3690.5403 | 3888.8635 | 4083.7673 | 4275.3107 | 4463.5517
F1_Industrial_Petroleum_Existing_Space Heating_Natural Gas_Destratification Fans (HVLS)_A_Technical Potential | F1 | Industrial | Petroleum | Existing | Space Heating | Natural Gas | Destratification Fans (HVLS) | A | Original Unit Energy Savings (kWh or therms) | Technical Potential | 0 | 0 | 0.015547 | 0.015471 | 0.015395 | 0.01532 | 0.015246 | 0.015174 | 0.015105 | 0.015038 | 0.014975 | 0.014915 | 0.014859 | 0.014806 | 0.014756 | 0.014709 | 0.014664 | 0.014622 | 0.014583 | 0.014546 | 0.014512 | 0.014479
F2_Industrial_Petroleum_Existing_Space Heating_Natural Gas_Destratification Fans (HVLS)_A_Technical Potential | F2 | Industrial | Petroleum | Existing | Space Heating | Natural Gas | Destratification Fans (HVLS) | A | Original Unit Summer Peak Savings (kW) | Technical Potential | 0 | 0 | 0 | 0 | 0 | 0 | 0 | 0 | 0 | 0 | 0 | 0 | 0 | 0 | 0 | 0 | 0 | 0 | 0 | 0 | 0 | 0
F3_Industrial_Petroleum_Existing_Space Heating_Natural Gas_Destratification Fans (HVLS)_A_Technical Potential | F3 | Industrial | Petroleum | Existing | Space Heating | Natural Gas | Destratification Fans (HVLS) | A | Original Unit Winter Peak Savings (kW) | Technical Potential | 0 | 0 | 0 | 0 | 0 | 0 | 0 | 0 | 0 | 0 | 0 | 0 | 0 | 0 | 0 | 0 | 0 | 0 | 0 | 0 | 0 | 0
F4_Industrial_Petroleum_Existing_Space Heating_Natural Gas_Destratification Fans (HVLS)_A_Technical Potential | F4 | Industrial | Petroleum | Existing | Space Heating | Natural Gas | Destratification Fans (HVLS) | A | Standalone Impact on Baseline Energy (%) | Technical Potential | 0% | 0% | 0.075% | 0.1513% | 0.229% | 0.308% | 0.3884% | 0.4702% | 0.5535% | 0.6382% | 0.7244% | 0.8121% | 0.9013% | 0.9921% | 1.085% | 1.179% | 1.274% | 1.372% | 1.471% | 1.571% | 1.674% | 1.778%
F5_Industrial_Petroleum_Existing_Space Heating_Natural Gas_Destratification Fans (HVLS)_A_Technical Potential | F5 | Industrial | Petroleum | Existing | Space Heating | Natural Gas | Destratification Fans (HVLS) | A | Standalone Impact on Baseline Summer Peak (%) | Technical Potential | bar: 2019 to 2040
F6_Industrial_Petroleum_Existing_Space Heating_Natural Gas_Destratification Fans (HVLS)_A_Technical Potential | F6 | Industrial | Petroleum | Existing | Space Heating | Natural Gas | Destratification Fans (HVLS) | A | Standalone Impact on Baseline Winter Peak (%) | Technical Potential | bar: 2019 to 2040
F7_Industrial_Petroleum_Existing_Space Heating_Natural Gas_Destratification Fans (HVLS)_A_Technical Potential | F7 | Industrial | Petroleum | Existing | Space Heating | Natural Gas | Destratification Fans (HVLS) | A | Incremental Energy Savings (MWh or mTherms) | Technical Potential | 0 | 0 | 0.0040726 | 0.0039828 | 0.0038949 | 0.0038091 | 0.0037254 | 0.0036439 | 0.0035647 | 0.0034878 | 0.0034132 | 0.003341 | 0.003271 | 0.0032031 | 0.0031372 | 0.0030733 | 0.0030112 | 0.0029509 | 0.0028922 | 0.0028351 | 0.0027796 | 0.0027256
F8_Industrial_Petroleum_Existing_Space Heating_Natural Gas_Destratification Fans (HVLS)_A_Technical Potential | F8 | Industrial | Petroleum | Existing | Space Heating | Natural Gas | Destratification Fans (HVLS) | A | Incremental Summer Peak Savings (MW) | Technical Potential | 0 | 0 | 0 | 0 | 0 | 0 | 0 | 0 | 0 | 0 | 0 | 0 | 0 | 0 | 0 | 0 | 0 | 0 | 0 | 0 | 0 | 0
F9_Industrial_Petroleum_Existing_Space Heating_Natural Gas_Destratification Fans (HVLS)_A_Technical Potential | F9 | Industrial | Petroleum | Existing | Space Heating | Natural Gas | Destratification Fans (HVLS) | A | Incremental Winter Peak Savings (MW) | Technical Potential | 0 | 0 | 0 | 0 | 0 | 0 | 0 | 0 | 0 | 0 | 0 | 0 | 0 | 0 | 0 | 0 | 0 | 0 | 0 | 0 | 0 | 0
F10_Industrial_Petroleum_Existing_Space Heating_Natural Gas_Destratification Fans (HVLS)_A_Technical Potential | F10 | Industrial | Petroleum | Existing | Space Heating | Natural Gas | Destratification Fans (HVLS) | A | Cumulative Energy Savings (MWh or mTherms) | Technical Potential | 0 | 0 | 0.0040726 | 0.0080354 | 0.011891 | 0.015642 | 0.019292 | 0.022845 | 0.026306 | 0.029677 | 0.032966 | 0.036175 | 0.039309 | 0.042372 | 0.045366 | 0.048294 | 0.05116 | 0.053965 | 0.056712 | 0.059404 | 0.062043 | 0.064629
F11_Industrial_Petroleum_Existing_Space Heating_Natural Gas_Destratification Fans (HVLS)_A_Technical Potential | F11 | Industrial | Petroleum | Existing | Space Heating | Natural Gas | Destratification Fans (HVLS) | A | Cumulative Summer Peak Savings (MW) | Technical Potential | 0 | 0 | 0 | 0 | 0 | 0 | 0 | 0 | 0 | 0 | 0 | 0 | 0 | 0 | 0 | 0 | 0 | 0 | 0 | 0 | 0 | 0
F12_Industrial_Petroleum_Existing_Space Heating_Natural Gas_Destratification Fans (HVLS)_A_Technical Potential | F12 | Industrial | Petroleum | Existing | Space Heating | Natural Gas | Destratification Fans (HVLS) | A | Cumulative Winter Peak Savings (MW) | Technical Potential | 0 | 0 | 0 | 0 | 0 | 0 | 0 | 0 | 0 | 0 | 0 | 0 | 0 | 0 | 0 | 0 | 0 | 0 | 0 | 0 | 0 | 0
F13_Industrial_Petroleum_Existing_Space Heating_Natural Gas_Destratification Fans (HVLS)_A_Technical Potential | F13 | Industrial | Petroleum | Existing | Space Heating | Natural Gas | Destratification Fans (HVLS) | A | Purchases (Incremental) | Technical Potential | 0 | 0 | 261.9532 | 257.4368 | 252.9982 | 248.6362 | 244.3493 | 240.1364 | 235.9961 | 231.9272 | 227.9285 | 223.9987 | 220.1366 | 216.3412 | 212.6111 | 208.9454 | 205.3429 | 201.8025 | 198.3232 | 194.9038 | 191.5434 | 188.2409
F14_Industrial_Petroleum_Existing_Space Heating_Natural Gas_Destratification Fans (HVLS)_A_Technical Potential | F14 | Industrial | Petroleum | Existing | Space Heating | Natural Gas | Destratification Fans (HVLS) | A | Purchases (Cumulative) | Technical Potential | 0 | 0 | 261.9532 | 519.3899 | 772.3881 | 1021.0243 | 1265.3736 | 1505.51 | 1741.5061 | 1973.4333 | 2201.3618 | 2425.3605 | 2645.4971 | 2861.8383 | 3074.4494 | 3283.3949 | 3488.7378 | 3690.5403 | 3888.8635 | 4083.7673 | 4275.3107 | 4463.5517
F1_Industrial_Petroleum_Existing_Space Heating_Natural Gas_Gas Boiler - Insulate Steam Lines/Condensate Tank_A_Technical Potential | F1 | Industrial | Petroleum | Existing | Space Heating | Natural Gas | Gas Boiler - Insulate Steam Lines/Condensate Tank | A | Original Unit Energy Savings (kWh or therms) | Technical Potential | 0 | 0 | 1154.2339 | 1151.3365 | 1148.4988 | 1145.7275 | 1143.0284 | 1140.407 | 1137.8682 | 1135.4165 | 1133.0559 | 1130.7901 | 1128.6224 | 1126.556 | 1124.5936 | 1122.7378 | 1120.9907 | 1119.3546 | 1117.8313 | 1116.4225 | 1115.1298 | 1113.9546
F2_Industrial_Petroleum_Existing_Space Heating_Natural Gas_Gas Boiler - Insulate Steam Lines/Condensate Tank_A_Technical Potential | F2 | Industrial | Petroleum | Existing | Space Heating | Natural Gas | Gas Boiler - Insulate Steam Lines/Condensate Tank | A | Original Unit Summer Peak Savings (kW) | Technical Potential | 0 | 0 | 0 | 0 | 0 | 0 | 0 | 0 | 0 | 0 | 0 | 0 | 0 | 0 | 0 | 0 | 0 | 0 | 0 | 0 | 0 | 0
F3_Industrial_Petroleum_Existing_Space Heating_Natural Gas_Gas Boiler - Insulate Steam Lines/Condensate Tank_A_Technical Potential | F3 | Industrial | Petroleum | Existing | Space Heating | Natural Gas | Gas Boiler - Insulate Steam Lines/Condensate Tank | A | Original Unit Winter Peak Savings (kW) | Technical Potential | 0 | 0 | 0 | 0 | 0 | 0 | 0 | 0 | 0 | 0 | 0 | 0 | 0 | 0 | 0 | 0 | 0 | 0 | 0 | 0 | 0 | 0
F4_Industrial_Petroleum_Existing_Space Heating_Natural Gas_Gas Boiler - Insulate Steam Lines/Condensate Tank_A_Technical Potential | F4 | Industrial | Petroleum | Existing | Space Heating | Natural Gas | Gas Boiler - Insulate Steam Lines/Condensate Tank | A | Standalone Impact on Baseline Energy (%) | Technical Potential | 0% | 0% | 0.01243% | 0.02514% | 0.03814% | 0.05142% | 0.06501% | 0.07889% | 0.09308% | 0.1076% | 0.1224% | 0.1374% | 0.1528% | 0.1685% | 0.1845% | 0.2008% | 0.2175% | 0.2344% | 0.2517% | 0.2693% | 0.2872% | 0.3054%
F5_Industrial_Petroleum_Existing_Space Heating_Natural Gas_Gas Boiler - Insulate Steam Lines/Condensate Tank_A_Technical Potential | F5 | Industrial | Petroleum | Existing | Space Heating | Natural Gas | Gas Boiler - Insulate Steam Lines/Condensate Tank | A | Standalone Impact on Baseline Summer Peak (%) | Technical Potential | bar: 2019 to 2040
F6_Industrial_Petroleum_Existing_Space Heating_Natural Gas_Gas Boiler - Insulate Steam Lines/Condensate Tank_A_Technical Potential | F6 | Industrial | Petroleum | Existing | Space Heating | Natural Gas | Gas Boiler - Insulate Steam Lines/Condensate Tank | A | Standalone Impact on Baseline Winter Peak (%) | Technical Potential | bar: 2019 to 2040
F7_Industrial_Petroleum_Existing_Space Heating_Natural Gas_Gas Boiler - Insulate Steam Lines/Condensate Tank_A_Technical Potential | F7 | Industrial | Petroleum | Existing | Space Heating | Natural Gas | Gas Boiler - Insulate Steam Lines/Condensate Tank | A | Incremental Energy Savings (MWh or mTherms) | Technical Potential | 0 | 0 | 0.00067501 | 0.00066171 | 0.00064869 | 0.00063597 | 0.00062353 | 0.00061138 | 0.0005995 | 0.00058789 | 0.00057656 | 0.00056548 | 0.00055467 | 0.00054411 | 0.00053379 | 0.00052372 | 0.00051389 | 0.0005043 | 0.00049493 | 0.00048578 | 0.00047685 | 0.00046814
F8_Industrial_Petroleum_Existing_Space Heating_Natural Gas_Gas Boiler - Insulate Steam Lines/Condensate Tank_A_Technical Potential | F8 | Industrial | Petroleum | Existing | Space Heating | Natural Gas | Gas Boiler - Insulate Steam Lines/Condensate Tank | A | Incremental Summer Peak Savings (MW) | Technical Potential | 0 | 0 | 0 | 0 | 0 | 0 | 0 | 0 | 0 | 0 | 0 | 0 | 0 | 0 | 0 | 0 | 0 | 0 | 0 | 0 | 0 | 0
F9_Industrial_Petroleum_Existing_Space Heating_Natural Gas_Gas Boiler - Insulate Steam Lines/Condensate Tank_A_Technical Potential | F9 | Industrial | Petroleum | Existing | Space Heating | Natural Gas | Gas Boiler - Insulate Steam Lines/Condensate Tank | A | Incremental Winter Peak Savings (MW) | Technical Potential | 0 | 0 | 0 | 0 | 0 | 0 | 0 | 0 | 0 | 0 | 0 | 0 | 0 | 0 | 0 | 0 | 0 | 0 | 0 | 0 | 0 | 0
F10_Industrial_Petroleum_Existing_Space Heating_Natural Gas_Gas Boiler - Insulate Steam Lines/Condensate Tank_A_Technical Potential | F10 | Industrial | Petroleum | Existing | Space Heating | Natural Gas | Gas Boiler - Insulate Steam Lines/Condensate Tank | A | Cumulative Energy Savings (MWh or mTherms) | Technical Potential | 0 | 0 | 0.00067501 | 0.001335 | 0.0019804 | 0.0026116 | 0.003229 | 0.003833 | 0.0044239 | 0.0050023 | 0.0055685 | 0.0061228 | 0.0066657 | 0.0071976 | 0.0077189 | 0.0082299 | 0.008731 | 0.0092225 | 0.0097049 | 0.010178 | 0.010644 | 0.0111
F11_Industrial_Petroleum_Existing_Space Heating_Natural Gas_Gas Boiler - Insulate Steam Lines/Condensate Tank_A_Technical Potential | F11 | Industrial | Petroleum | Existing | Space Heating | Natural Gas | Gas Boiler - Insulate Steam Lines/Condensate Tank | A | Cumulative Summer Peak Savings (MW) | Technical Potential | 0 | 0 | 0 | 0 | 0 | 0 | 0 | 0 | 0 | 0 | 0 | 0 | 0 | 0 | 0 | 0 | 0 | 0 | 0 | 0 | 0 | 0
F12_Industrial_Petroleum_Existing_Space Heating_Natural Gas_Gas Boiler - Insulate Steam Lines/Condensate Tank_A_Technical Potential | F12 | Industrial | Petroleum | Existing | Space Heating | Natural Gas | Gas Boiler - Insulate Steam Lines/Condensate Tank | A | Cumulative Winter Peak Savings (MW) | Technical Potential | 0 | 0 | 0 | 0 | 0 | 0 | 0 | 0 | 0 | 0 | 0 | 0 | 0 | 0 | 0 | 0 | 0 | 0 | 0 | 0 | 0 | 0
F13_Industrial_Petroleum_Existing_Space Heating_Natural Gas_Gas Boiler - Insulate Steam Lines/Condensate Tank_A_Technical Potential | F13 | Industrial | Petroleum | Existing | Space Heating | Natural Gas | Gas Boiler - Insulate Steam Lines/Condensate Tank | A | Purchases (Incremental) | Technical Potential | 0 | 0 | 0.00058481 | 0.00057473 | 0.00056482 | 0.00055508 | 0.00054551 | 0.00053611 | 0.00052686 | 0.00051778 | 0.00050885 | 0.00050008 | 0.00049146 | 0.00048298 | 0.00047465 | 0.00046647 | 0.00045843 | 0.00045052 | 0.00044276 | 0.00043512 | 0.00042762 | 0.00042025
F14_Industrial_Petroleum_Existing_Space Heating_Natural Gas_Gas Boiler - Insulate Steam Lines/Condensate Tank_A_Technical Potential | F14 | Industrial | Petroleum | Existing | Space Heating | Natural Gas | Gas Boiler - Insulate Steam Lines/Condensate Tank | A | Purchases (Cumulative) | Technical Potential | 0 | 0 | 0.00058481 | 0.0011595 | 0.0017244 | 0.0022794 | 0.0028249 | 0.0033611 | 0.0038879 | 0.0044057 | 0.0049145 | 0.0054146 | 0.0059061 | 0.0063891 | 0.0068637 | 0.0073302 | 0.0077886 | 0.0082391 | 0.0086819 | 0.009117 | 0.0095446 | 0.0099649
F1_Industrial_Petroleum_Existing_Process_Natural Gas_Gas Boiler - Insulate Steam Lines/Condensate Tank_A_Technical Potential | F1 | Industrial | Petroleum | Existing | Process | Natural Gas | Gas Boiler - Insulate Steam Lines/Condensate Tank | A | Original Unit Energy Savings (kWh or therms) | Technical Potential | 0 | 0 | 5813.0737 | 5813.0737 | 5813.0737 | 5813.0737 | 5813.0737 | 5813.0737 | 5813.0737 | 5813.0737 | 5813.0737 | 5813.0737 | 5813.0737 | 5813.0737 | 5813.0737 | 5813.0737 | 5813.0737 | 5813.0737 | 5813.0737 | 5813.0737 | 5813.0737 | 5813.0737
F2_Industrial_Petroleum_Existing_Process_Natural Gas_Gas Boiler - Insulate Steam Lines/Condensate Tank_A_Technical Potential | F2 | Industrial | Petroleum | Existing | Process | Natural Gas | Gas Boiler - Insulate Steam Lines/Condensate Tank | A | Original Unit Summer Peak Savings (kW) | Technical Potential | 0 | 0 | 0 | 0 | 0 | 0 | 0 | 0 | 0 | 0 | 0 | 0 | 0 | 0 | 0 | 0 | 0 | 0 | 0 | 0 | 0 | 0
F3_Industrial_Petroleum_Existing_Process_Natural Gas_Gas Boiler - Insulate Steam Lines/Condensate Tank_A_Technical Potential | F3 | Industrial | Petroleum | Existing | Process | Natural Gas | Gas Boiler - Insulate Steam Lines/Condensate Tank | A | Original Unit Winter Peak Savings (kW) | Technical Potential | 0 | 0 | 0 | 0 | 0 | 0 | 0 | 0 | 0 | 0 | 0 | 0 | 0 | 0 | 0 | 0 | 0 | 0 | 0 | 0 | 0 | 0
F4_Industrial_Petroleum_Existing_Process_Natural Gas_Gas Boiler - Insulate Steam Lines/Condensate Tank_A_Technical Potential | F4 | Industrial | Petroleum | Existing | Process | Natural Gas | Gas Boiler - Insulate Steam Lines/Condensate Tank | A | Standalone Impact on Baseline Energy (%) | Technical Potential | 0% | 0% | 0.02031% | 0.04099% | 0.06202% | 0.08342% | 0.1052% | 0.1274% | 0.1499% | 0.1729% | 0.1962% | 0.22% | 0.2441% | 0.2687% | 0.2938% | 0.3192% | 0.3451% | 0.3715% | 0.3983% | 0.4256% | 0.4534% | 0.4817%
F5_Industrial_Petroleum_Existing_Process_Natural Gas_Gas Boiler - Insulate Steam Lines/Condensate Tank_A_Technical Potential | F5 | Industrial | Petroleum | Existing | Process | Natural Gas | Gas Boiler - Insulate Steam Lines/Condensate Tank | A | Standalone Impact on Baseline Summer Peak (%) | Technical Potential | bar: 2019 to 2040
F6_Industrial_Petroleum_Existing_Process_Natural Gas_Gas Boiler - Insulate Steam Lines/Condensate Tank_A_Technical Potential | F6 | Industrial | Petroleum | Existing | Process | Natural Gas | Gas Boiler - Insulate Steam Lines/Condensate Tank | A | Standalone Impact on Baseline Winter Peak (%) | Technical Potential | bar: 2019 to 2040
F7_Industrial_Petroleum_Existing_Process_Natural Gas_Gas Boiler - Insulate Steam Lines/Condensate Tank_A_Technical Potential | F7 | Industrial | Petroleum | Existing | Process | Natural Gas | Gas Boiler - Insulate Steam Lines/Condensate Tank | A | Incremental Energy Savings (MWh or mTherms) | Technical Potential | 0 | 0 | 0.26997 | 0.26531 | 0.26074 | 0.25624 | 0.25183 | 0.24748 | 0.24322 | 0.23902 | 0.2349 | 0.23085 | 0.22687 | 0.22296 | 0.21912 | 0.21534 | 0.21163 | 0.20798 | 0.20439 | 0.20087 | 0.1974 | 0.194
F8_Industrial_Petroleum_Existing_Process_Natural Gas_Gas Boiler - Insulate Steam Lines/Condensate Tank_A_Technical Potential | F8 | Industrial | Petroleum | Existing | Process | Natural Gas | Gas Boiler - Insulate Steam Lines/Condensate Tank | A | Incremental Summer Peak Savings (MW) | Technical Potential | 0 | 0 | 0 | 0 | 0 | 0 | 0 | 0 | 0 | 0 | 0 | 0 | 0 | 0 | 0 | 0 | 0 | 0 | 0 | 0 | 0 | 0
F9_Industrial_Petroleum_Existing_Process_Natural Gas_Gas Boiler - Insulate Steam Lines/Condensate Tank_A_Technical Potential | F9 | Industrial | Petroleum | Existing | Process | Natural Gas | Gas Boiler - Insulate Steam Lines/Condensate Tank | A | Incremental Winter Peak Savings (MW) | Technical Potential | 0 | 0 | 0 | 0 | 0 | 0 | 0 | 0 | 0 | 0 | 0 | 0 | 0 | 0 | 0 | 0 | 0 | 0 | 0 | 0 | 0 | 0
F10_Industrial_Petroleum_Existing_Process_Natural Gas_Gas Boiler - Insulate Steam Lines/Condensate Tank_A_Technical Potential | F10 | Industrial | Petroleum | Existing | Process | Natural Gas | Gas Boiler - Insulate Steam Lines/Condensate Tank | A | Cumulative Energy Savings (MWh or mTherms) | Technical Potential | 0 | 0 | 0.26997 | 0.53528 | 0.79602 | 1.0523 | 1.3041 | 1.5516 | 1.7948 | 2.0338 | 2.2687 | 2.4996 | 2.7264 | 2.9494 | 3.1685 | 3.3839 | 3.5955 | 3.8035 | 4.0079 | 4.2087 | 4.4061 | 4.6001
F11_Industrial_Petroleum_Existing_Process_Natural Gas_Gas Boiler - Insulate Steam Lines/Condensate Tank_A_Technical Potential | F11 | Industrial | Petroleum | Existing | Process | Natural Gas | Gas Boiler - Insulate Steam Lines/Condensate Tank | A | Cumulative Summer Peak Savings (MW) | Technical Potential | 0 | 0 | 0 | 0 | 0 | 0 | 0 | 0 | 0 | 0 | 0 | 0 | 0 | 0 | 0 | 0 | 0 | 0 | 0 | 0 | 0 | 0
F12_Industrial_Petroleum_Existing_Process_Natural Gas_Gas Boiler - Insulate Steam Lines/Condensate Tank_A_Technical Potential | F12 | Industrial | Petroleum | Existing | Process | Natural Gas | Gas Boiler - Insulate Steam Lines/Condensate Tank | A | Cumulative Winter Peak Savings (MW) | Technical Potential | 0 | 0 | 0 | 0 | 0 | 0 | 0 | 0 | 0 | 0 | 0 | 0 | 0 | 0 | 0 | 0 | 0 | 0 | 0 | 0 | 0 | 0
F13_Industrial_Petroleum_Existing_Process_Natural Gas_Gas Boiler - Insulate Steam Lines/Condensate Tank_A_Technical Potential | F13 | Industrial | Petroleum | Existing | Process | Natural Gas | Gas Boiler - Insulate Steam Lines/Condensate Tank | A | Purchases (Incremental) | Technical Potential | 0 | 0 | 0.046442 | 0.045641 | 0.044854 | 0.044081 | 0.043321 | 0.042574 | 0.04184 | 0.041118 | 0.040409 | 0.039713 | 0.039028 | 0.038355 | 0.037694 | 0.037044 | 0.036405 | 0.035777 | 0.035161 | 0.034554 | 0.033959 | 0.033373
F14_Industrial_Petroleum_Existing_Process_Natural Gas_Gas Boiler - Insulate Steam Lines/Condensate Tank_A_Technical Potential | F14 | Industrial | Petroleum | Existing | Process | Natural Gas | Gas Boiler - Insulate Steam Lines/Condensate Tank | A | Purchases (Cumulative) | Technical Potential | 0 | 0 | 0.046442 | 0.092082 | 0.13694 | 0.18102 | 0.22434 | 0.26691 | 0.30875 | 0.34987 | 0.39028 | 0.42999 | 0.46902 | 0.50737 | 0.54507 | 0.58211 | 0.61852 | 0.65429 | 0.68946 | 0.72401 | 0.75797 | 0.79134
F1_Industrial_Petroleum_Existing_Space Heating_Natural Gas_Gas Boiler - Insulate Hot Water Lines_A_Technical Potential | F1 | Industrial | Petroleum | Existing | Space Heating | Natural Gas | Gas Boiler - Insulate Hot Water Lines | A | Original Unit Energy Savings (kWh or therms) | Technical Potential | 0 | 0 | 1304.6473 | 1301.3723 | 1298.1649 | 1295.0324 | 1291.9816 | 1289.0186 | 1286.149 | 1283.3777 | 1280.7095 | 1278.1484 | 1275.6983 | 1273.3626 | 1271.1445 | 1269.0468 | 1267.0721 | 1265.2227 | 1263.5009 | 1261.9085 | 1260.4473 | 1259.119
F2_Industrial_Petroleum_Existing_Space Heating_Natural Gas_Gas Boiler - Insulate Hot Water Lines_A_Technical Potential | F2 | Industrial | Petroleum | Existing | Space Heating | Natural Gas | Gas Boiler - Insulate Hot Water Lines | A | Original Unit Summer Peak Savings (kW) | Technical Potential | 0 | 0 | 0 | 0 | 0 | 0 | 0 | 0 | 0 | 0 | 0 | 0 | 0 | 0 | 0 | 0 | 0 | 0 | 0 | 0 | 0 | 0
F3_Industrial_Petroleum_Existing_Space Heating_Natural Gas_Gas Boiler - Insulate Hot Water Lines_A_Technical Potential | F3 | Industrial | Petroleum | Existing | Space Heating | Natural Gas | Gas Boiler - Insulate Hot Water Lines | A | Original Unit Winter Peak Savings (kW) | Technical Potential | 0 | 0 | 0 | 0 | 0 | 0 | 0 | 0 | 0 | 0 | 0 | 0 | 0 | 0 | 0 | 0 | 0 | 0 | 0 | 0 | 0 | 0
F4_Industrial_Petroleum_Existing_Space Heating_Natural Gas_Gas Boiler - Insulate Hot Water Lines_A_Technical Potential | F4 | Industrial | Petroleum | Existing | Space Heating | Natural Gas | Gas Boiler - Insulate Hot Water Lines | A | Standalone Impact on Baseline Energy (%) | Technical Potential | 0% | 0% | 0.0281% | 0.05683% | 0.08621% | 0.1162% | 0.147% | 0.1783% | 0.2104% | 0.2432% | 0.2766% | 0.3107% | 0.3455% | 0.381% | 0.4172% | 0.454% | 0.4916% | 0.5299% | 0.5689% | 0.6087% | 0.6492% | 0.6905%
F5_Industrial_Petroleum_Existing_Space Heating_Natural Gas_Gas Boiler - Insulate Hot Water Lines_A_Technical Potential | F5 | Industrial | Petroleum | Existing | Space Heating | Natural Gas | Gas Boiler - Insulate Hot Water Lines | A | Standalone Impact on Baseline Summer Peak (%) | Technical Potential | bar: 2019 to 2040
F6_Industrial_Petroleum_Existing_Space Heating_Natural Gas_Gas Boiler - Insulate Hot Water Lines_A_Technical Potential | F6 | Industrial | Petroleum | Existing | Space Heating | Natural Gas | Gas Boiler - Insulate Hot Water Lines | A | Standalone Impact on Baseline Winter Peak (%) | Technical Potential | bar: 2019 to 2040
F7_Industrial_Petroleum_Existing_Space Heating_Natural Gas_Gas Boiler - Insulate Hot Water Lines_A_Technical Potential | F7 | Industrial | Petroleum | Existing | Space Heating | Natural Gas | Gas Boiler - Insulate Hot Water Lines | A | Incremental Energy Savings (MWh or mTherms) | Technical Potential | 0 | 0 | 0.0015259 | 0.0014959 | 0.0014665 | 0.0014377 | 0.0014096 | 0.0013821 | 0.0013552 | 0.001329 | 0.0013034 | 0.0012783 | 0.0012539 | 0.00123 | 0.0012067 | 0.0011839 | 0.0011617 | 0.00114 | 0.0011188 | 0.0010982 | 0.001078 | 0.0010583
F8_Industrial_Petroleum_Existing_Space Heating_Natural Gas_Gas Boiler - Insulate Hot Water Lines_A_Technical Potential | F8 | Industrial | Petroleum | Existing | Space Heating | Natural Gas | Gas Boiler - Insulate Hot Water Lines | A | Incremental Summer Peak Savings (MW) | Technical Potential | 0 | 0 | 0 | 0 | 0 | 0 | 0 | 0 | 0 | 0 | 0 | 0 | 0 | 0 | 0 | 0 | 0 | 0 | 0 | 0 | 0 | 0
F9_Industrial_Petroleum_Existing_Space Heating_Natural Gas_Gas Boiler - Insulate Hot Water Lines_A_Technical Potential | F9 | Industrial | Petroleum | Existing | Space Heating | Natural Gas | Gas Boiler - Insulate Hot Water Lines | A | Incremental Winter Peak Savings (MW) | Technical Potential | 0 | 0 | 0 | 0 | 0 | 0 | 0 | 0 | 0 | 0 | 0 | 0 | 0 | 0 | 0 | 0 | 0 | 0 | 0 | 0 | 0 | 0
F10_Industrial_Petroleum_Existing_Space Heating_Natural Gas_Gas Boiler - Insulate Hot Water Lines_A_Technical Potential | F10 | Industrial | Petroleum | Existing | Space Heating | Natural Gas | Gas Boiler - Insulate Hot Water Lines | A | Cumulative Energy Savings (MWh or mTherms) | Technical Potential | 0 | 0 | 0.0015259 | 0.003018 | 0.004477 | 0.0059039 | 0.0072996 | 0.0086649 | 0.010001 | 0.011308 | 0.012588 | 0.013841 | 0.015069 | 0.016271 | 0.01745 | 0.018605 | 0.019737 | 0.020849 | 0.021939 | 0.02301 | 0.024061 | 0.025094
F11_Industrial_Petroleum_Existing_Space Heating_Natural Gas_Gas Boiler - Insulate Hot Water Lines_A_Technical Potential | F11 | Industrial | Petroleum | Existing | Space Heating | Natural Gas | Gas Boiler - Insulate Hot Water Lines | A | Cumulative Summer Peak Savings (MW) | Technical Potential | 0 | 0 | 0 | 0 | 0 | 0 | 0 | 0 | 0 | 0 | 0 | 0 | 0 | 0 | 0 | 0 | 0 | 0 | 0 | 0 | 0 | 0
F12_Industrial_Petroleum_Existing_Space Heating_Natural Gas_Gas Boiler - Insulate Hot Water Lines_A_Technical Potential | F12 | Industrial | Petroleum | Existing | Space Heating | Natural Gas | Gas Boiler - Insulate Hot Water Lines | A | Cumulative Winter Peak Savings (MW) | Technical Potential | 0 | 0 | 0 | 0 | 0 | 0 | 0 | 0 | 0 | 0 | 0 | 0 | 0 | 0 | 0 | 0 | 0 | 0 | 0 | 0 | 0 | 0
F13_Industrial_Petroleum_Existing_Space Heating_Natural Gas_Gas Boiler - Insulate Hot Water Lines_A_Technical Potential | F13 | Industrial | Petroleum | Existing | Space Heating | Natural Gas | Gas Boiler - Insulate Hot Water Lines | A | Purchases (Incremental) | Technical Potential | 0 | 0 | 0.0011696 | 0.0011495 | 0.0011296 | 0.0011102 | 0.001091 | 0.0010722 | 0.0010537 | 0.0010356 | 0.0010177 | 0.0010002 | 0.00098291 | 0.00096596 | 0.00094931 | 0.00093294 | 0.00091686 | 0.00090105 | 0.00088551 | 0.00087025 | 0.00085524 | 0.0008405
F14_Industrial_Petroleum_Existing_Space Heating_Natural Gas_Gas Boiler - Insulate Hot Water Lines_A_Technical Potential | F14 | Industrial | Petroleum | Existing | Space Heating | Natural Gas | Gas Boiler - Insulate Hot Water Lines | A | Purchases (Cumulative) | Technical Potential | 0 | 0 | 0.0011696 | 0.0023191 | 0.0034487 | 0.0045589 | 0.0056499 | 0.0067221 | 0.0077758 | 0.0088114 | 0.0098291 | 0.010829 | 0.011812 | 0.012778 | 0.013727 | 0.01466 | 0.015577 | 0.016478 | 0.017364 | 0.018234 | 0.019089 | 0.01993
F1_Industrial_Petroleum_Existing_Process_Natural Gas_Gas Boiler - Insulate Hot Water Lines_A_Technical Potential | F1 | Industrial | Petroleum | Existing | Process | Natural Gas | Gas Boiler - Insulate Hot Water Lines | A | Original Unit Energy Savings (kWh or therms) | Technical Potential | 0 | 0 | 6570.6015 | 6570.6015 | 6570.6015 | 6570.6015 | 6570.6015 | 6570.6015 | 6570.6015 | 6570.6015 | 6570.6015 | 6570.6015 | 6570.6015 | 6570.6015 | 6570.6015 | 6570.6015 | 6570.6015 | 6570.6015 | 6570.6015 | 6570.6015 | 6570.6015 | 6570.6015
F2_Industrial_Petroleum_Existing_Process_Natural Gas_Gas Boiler - Insulate Hot Water Lines_A_Technical Potential | F2 | Industrial | Petroleum | Existing | Process | Natural Gas | Gas Boiler - Insulate Hot Water Lines | A | Original Unit Summer Peak Savings (kW) | Technical Potential | 0 | 0 | 0 | 0 | 0 | 0 | 0 | 0 | 0 | 0 | 0 | 0 | 0 | 0 | 0 | 0 | 0 | 0 | 0 | 0 | 0 | 0
F3_Industrial_Petroleum_Existing_Process_Natural Gas_Gas Boiler - Insulate Hot Water Lines_A_Technical Potential | F3 | Industrial | Petroleum | Existing | Process | Natural Gas | Gas Boiler - Insulate Hot Water Lines | A | Original Unit Winter Peak Savings (kW) | Technical Potential | 0 | 0 | 0 | 0 | 0 | 0 | 0 | 0 | 0 | 0 | 0 | 0 | 0 | 0 | 0 | 0 | 0 | 0 | 0 | 0 | 0 | 0
F4_Industrial_Petroleum_Existing_Process_Natural Gas_Gas Boiler - Insulate Hot Water Lines_A_Technical Potential | F4 | Industrial | Petroleum | Existing | Process | Natural Gas | Gas Boiler - Insulate Hot Water Lines | A | Standalone Impact on Baseline Energy (%) | Technical Potential | 0% | 0% | 0.04592% | 0.09265% | 0.1402% | 0.1886% | 0.2378% | 0.2879% | 0.3389% | 0.3908% | 0.4435% | 0.4972% | 0.5519% | 0.6075% | 0.6641% | 0.7216% | 0.7802% | 0.8398% | 0.9005% | 0.9622% | 1.025% | 1.089%
F5_Industrial_Petroleum_Existing_Process_Natural Gas_Gas Boiler - Insulate Hot Water Lines_A_Technical Potential | F5 | Industrial | Petroleum | Existing | Process | Natural Gas | Gas Boiler - Insulate Hot Water Lines | A | Standalone Impact on Baseline Summer Peak (%) | Technical Potential | bar: 2019 to 2040
F6_Industrial_Petroleum_Existing_Process_Natural Gas_Gas Boiler - Insulate Hot Water Lines_A_Technical Potential | F6 | Industrial | Petroleum | Existing | Process | Natural Gas | Gas Boiler - Insulate Hot Water Lines | A | Standalone Impact on Baseline Winter Peak (%) | Technical Potential | bar: 2019 to 2040
F7_Industrial_Petroleum_Existing_Process_Natural Gas_Gas Boiler - Insulate Hot Water Lines_A_Technical Potential | F7 | Industrial | Petroleum | Existing | Process | Natural Gas | Gas Boiler - Insulate Hot Water Lines | A | Incremental Energy Savings (MWh or mTherms) | Technical Potential | 0 | 0 | 0.6103 | 0.59978 | 0.58943 | 0.57927 | 0.56928 | 0.55947 | 0.54982 | 0.54034 | 0.53103 | 0.52187 | 0.51287 | 0.50403 | 0.49534 | 0.4868 | 0.47841 | 0.47016 | 0.46205 | 0.45409 | 0.44626 | 0.43856
F8_Industrial_Petroleum_Existing_Process_Natural Gas_Gas Boiler - Insulate Hot Water Lines_A_Technical Potential | F8 | Industrial | Petroleum | Existing | Process | Natural Gas | Gas Boiler - Insulate Hot Water Lines | A | Incremental Summer Peak Savings (MW) | Technical Potential | 0 | 0 | 0 | 0 | 0 | 0 | 0 | 0 | 0 | 0 | 0 | 0 | 0 | 0 | 0 | 0 | 0 | 0 | 0 | 0 | 0 | 0
F9_Industrial_Petroleum_Existing_Process_Natural Gas_Gas Boiler - Insulate Hot Water Lines_A_Technical Potential | F9 | Industrial | Petroleum | Existing | Process | Natural Gas | Gas Boiler - Insulate Hot Water Lines | A | Incremental Winter Peak Savings (MW) | Technical Potential | 0 | 0 | 0 | 0 | 0 | 0 | 0 | 0 | 0 | 0 | 0 | 0 | 0 | 0 | 0 | 0 | 0 | 0 | 0 | 0 | 0 | 0
F10_Industrial_Petroleum_Existing_Process_Natural Gas_Gas Boiler - Insulate Hot Water Lines_A_Technical Potential | F10 | Industrial | Petroleum | Existing | Process | Natural Gas | Gas Boiler - Insulate Hot Water Lines | A | Cumulative Energy Savings (MWh or mTherms) | Technical Potential | 0 | 0 | 0.6103 | 1.2101 | 1.7995 | 2.3788 | 2.9481 | 3.5075 | 4.0574 | 4.5977 | 5.1287 | 5.6506 | 6.1635 | 6.6675 | 7.1628 | 7.6496 | 8.1281 | 8.5982 | 9.0603 | 9.5144 | 9.9606 | 10.3992
F11_Industrial_Petroleum_Existing_Process_Natural Gas_Gas Boiler - Insulate Hot Water Lines_A_Technical Potential | F11 | Industrial | Petroleum | Existing | Process | Natural Gas | Gas Boiler - Insulate Hot Water Lines | A | Cumulative Summer Peak Savings (MW) | Technical Potential | 0 | 0 | 0 | 0 | 0 | 0 | 0 | 0 | 0 | 0 | 0 | 0 | 0 | 0 | 0 | 0 | 0 | 0 | 0 | 0 | 0 | 0
F12_Industrial_Petroleum_Existing_Process_Natural Gas_Gas Boiler - Insulate Hot Water Lines_A_Technical Potential | F12 | Industrial | Petroleum | Existing | Process | Natural Gas | Gas Boiler - Insulate Hot Water Lines | A | Cumulative Winter Peak Savings (MW) | Technical Potential | 0 | 0 | 0 | 0 | 0 | 0 | 0 | 0 | 0 | 0 | 0 | 0 | 0 | 0 | 0 | 0 | 0 | 0 | 0 | 0 | 0 | 0
F13_Industrial_Petroleum_Existing_Process_Natural Gas_Gas Boiler - Insulate Hot Water Lines_A_Technical Potential | F13 | Industrial | Petroleum | Existing | Process | Natural Gas | Gas Boiler - Insulate Hot Water Lines | A | Purchases (Incremental) | Technical Potential | 0 | 0 | 0.092883 | 0.091282 | 0.089708 | 0.088161 | 0.086641 | 0.085147 | 0.083679 | 0.082237 | 0.080819 | 0.079425 | 0.078056 | 0.07671 | 0.075387 | 0.074088 | 0.07281 | 0.071555 | 0.070321 | 0.069109 | 0.067917 | 0.066746
F14_Industrial_Petroleum_Existing_Process_Natural Gas_Gas Boiler - Insulate Hot Water Lines_A_Technical Potential | F14 | Industrial | Petroleum | Existing | Process | Natural Gas | Gas Boiler - Insulate Hot Water Lines | A | Purchases (Cumulative) | Technical Potential | 0 | 0 | 0.092883 | 0.18416 | 0.27387 | 0.36203 | 0.44868 | 0.53382 | 0.6175 | 0.69974 | 0.78056 | 0.85998 | 0.93804 | 1.0147 | 1.0901 | 1.1642 | 1.237 | 1.3086 | 1.3789 | 1.448 | 1.5159 | 1.5827
F1_Industrial_Petroleum_Existing_Process_Natural Gas_Process - Insulate Heated Process Fluids_A_Technical Potential | F1 | Industrial | Petroleum | Existing | Process | Natural Gas | Process - Insulate Heated Process Fluids | A | Original Unit Energy Savings (kWh or therms) | Technical Potential | 0 | 0 | 11059.7224 | 11059.7224 | 11059.7224 | 11059.7224 | 11059.7224 | 11059.7224 | 11059.7224 | 11059.7224 | 11059.7224 | 11059.7224 | 11059.7224 | 11059.7224 | 11059.7224 | 11059.7224 | 11059.7224 | 11059.7224 | 11059.7224 | 11059.7224 | 11059.7224 | 11059.7224
F2_Industrial_Petroleum_Existing_Process_Natural Gas_Process - Insulate Heated Process Fluids_A_Technical Potential | F2 | Industrial | Petroleum | Existing | Process | Natural Gas | Process - Insulate Heated Process Fluids | A | Original Unit Summer Peak Savings (kW) | Technical Potential | 0 | 0 | 0 | 0 | 0 | 0 | 0 | 0 | 0 | 0 | 0 | 0 | 0 | 0 | 0 | 0 | 0 | 0 | 0 | 0 | 0 | 0
F3_Industrial_Petroleum_Existing_Process_Natural Gas_Process - Insulate Heated Process Fluids_A_Technical Potential | F3 | Industrial | Petroleum | Existing | Process | Natural Gas | Process - Insulate Heated Process Fluids | A | Original Unit Winter Peak Savings (kW) | Technical Potential | 0 | 0 | 0 | 0 | 0 | 0 | 0 | 0 | 0 | 0 | 0 | 0 | 0 | 0 | 0 | 0 | 0 | 0 | 0 | 0 | 0 | 0
F4_Industrial_Petroleum_Existing_Process_Natural Gas_Process - Insulate Heated Process Fluids_A_Technical Potential | F4 | Industrial | Petroleum | Existing | Process | Natural Gas | Process - Insulate Heated Process Fluids | A | Standalone Impact on Baseline Energy (%) | Technical Potential | 0% | 0% | 0.08455% | 0.1706% | 0.2581% | 0.3472% | 0.4378% | 0.5216% | 0.5916% | 0.6507% | 0.7011% | 0.7445% | 0.7825% | 0.8162% | 0.8465% | 0.8741% | 0.8996% | 0.9236% | 0.9399% | 0.9564% | 0.9732% | 0.9902%
F5_Industrial_Petroleum_Existing_Process_Natural Gas_Process - Insulate Heated Process Fluids_A_Technical Potential | F5 | Industrial | Petroleum | Existing | Process | Natural Gas | Process - Insulate Heated Process Fluids | A | Standalone Impact on Baseline Summer Peak (%) | Technical Potential | bar: 2019 to 2040
F6_Industrial_Petroleum_Existing_Process_Natural Gas_Process - Insulate Heated Process Fluids_A_Technical Potential | F6 | Industrial | Petroleum | Existing | Process | Natural Gas | Process - Insulate Heated Process Fluids | A | Standalone Impact on Baseline Winter Peak (%) | Technical Potential | bar: 2019 to 2040
F7_Industrial_Petroleum_Existing_Process_Natural Gas_Process - Insulate Heated Process Fluids_A_Technical Potential | F7 | Industrial | Petroleum | Existing | Process | Natural Gas | Process - Insulate Heated Process Fluids | A | Incremental Energy Savings (MWh or mTherms) | Technical Potential | 0 | 0 | 1.1236 | 1.1042 | 1.0852 | 1.0664 | 1.0481 | 0.92699 | 0.7288 | 0.57299 | 0.45049 | 0.35418 | 0.27846 | 0.21893 | 0.17212 | 0.13532 | 0.10639 | 0.083646 | 0.00056069 | 0.00019679 | 6.5932e-05 | 2.1129e-05
F8_Industrial_Petroleum_Existing_Process_Natural Gas_Process - Insulate Heated Process Fluids_A_Technical Potential | F8 | Industrial | Petroleum | Existing | Process | Natural Gas | Process - Insulate Heated Process Fluids | A | Incremental Summer Peak Savings (MW) | Technical Potential | 0 | 0 | 0 | 0 | 0 | 0 | 0 | 0 | 0 | 0 | 0 | 0 | 0 | 0 | 0 | 0 | 0 | 0 | 0 | 0 | 0 | 0
F9_Industrial_Petroleum_Existing_Process_Natural Gas_Process - Insulate Heated Process Fluids_A_Technical Potential | F9 | Industrial | Petroleum | Existing | Process | Natural Gas | Process - Insulate Heated Process Fluids | A | Incremental Winter Peak Savings (MW) | Technical Potential | 0 | 0 | 0 | 0 | 0 | 0 | 0 | 0 | 0 | 0 | 0 | 0 | 0 | 0 | 0 | 0 | 0 | 0 | 0 | 0 | 0 | 0
F10_Industrial_Petroleum_Existing_Process_Natural Gas_Process - Insulate Heated Process Fluids_A_Technical Potential | F10 | Industrial | Petroleum | Existing | Process | Natural Gas | Process - Insulate Heated Process Fluids | A | Cumulative Energy Savings (MWh or mTherms) | Technical Potential | 0 | 0 | 1.1236 | 2.2278 | 3.3129 | 4.3794 | 5.4274 | 6.3544 | 7.0832 | 7.6562 | 8.1067 | 8.4609 | 8.7393 | 8.9582 | 9.1304 | 9.2657 | 9.3721 | 9.4557 | 9.4563 | 9.4565 | 9.4566 | 9.4566
F11_Industrial_Petroleum_Existing_Process_Natural Gas_Process - Insulate Heated Process Fluids_A_Technical Potential | F11 | Industrial | Petroleum | Existing | Process | Natural Gas | Process - Insulate Heated Process Fluids | A | Cumulative Summer Peak Savings (MW) | Technical Potential | 0 | 0 | 0 | 0 | 0 | 0 | 0 | 0 | 0 | 0 | 0 | 0 | 0 | 0 | 0 | 0 | 0 | 0 | 0 | 0 | 0 | 0
F12_Industrial_Petroleum_Existing_Process_Natural Gas_Process - Insulate Heated Process Fluids_A_Technical Potential | F12 | Industrial | Petroleum | Existing | Process | Natural Gas | Process - Insulate Heated Process Fluids | A | Cumulative Winter Peak Savings (MW) | Technical Potential | 0 | 0 | 0 | 0 | 0 | 0 | 0 | 0 | 0 | 0 | 0 | 0 | 0 | 0 | 0 | 0 | 0 | 0 | 0 | 0 | 0 | 0
F13_Industrial_Petroleum_Existing_Process_Natural Gas_Process - Insulate Heated Process Fluids_A_Technical Potential | F13 | Industrial | Petroleum | Existing | Process | Natural Gas | Process - Insulate Heated Process Fluids | A | Purchases (Incremental) | Technical Potential | 0 | 0 | 0.10159 | 0.099839 | 0.098118 | 0.096426 | 0.094763 | 0.083817 | 0.065897 | 0.051809 | 0.040732 | 0.032024 | 0.025178 | 0.019795 | 0.015563 | 0.012236 | 0.0096197 | 0.0075631 | 5.0697e-05 | 1.7794e-05 | 5.9615e-06 | 1.9104e-06
F14_Industrial_Petroleum_Existing_Process_Natural Gas_Process - Insulate Heated Process Fluids_A_Technical Potential | F14 | Industrial | Petroleum | Existing | Process | Natural Gas | Process - Insulate Heated Process Fluids | A | Purchases (Cumulative) | Technical Potential | 0 | 0 | 0.10159 | 0.20143 | 0.29955 | 0.39597 | 0.49074 | 0.57455 | 0.64045 | 0.69226 | 0.73299 | 0.76502 | 0.79019 | 0.80999 | 0.82555 | 0.83779 | 0.84741 | 0.85497 | 0.85502 | 0.85504 | 0.85504 | 0.85505
F1_Industrial_Petroleum_Existing_Process_Natural Gas_Process Heat Recovery_A_Technical Potential | F1 | Industrial | Petroleum | Existing | Process | Natural Gas | Process Heat Recovery | A | Original Unit Energy Savings (kWh or therms) | Technical Potential | 0 | 0 | 33.7751 | 33.7751 | 33.7751 | 33.7751 | 33.7751 | 33.7751 | 33.7751 | 33.7751 | 33.7751 | 33.7751 | 33.7751 | 33.7751 | 33.7751 | 33.7751 | 33.7751 | 33.7751 | 33.7751 | 33.7751 | 33.7751 | 33.7751
F2_Industrial_Petroleum_Existing_Process_Natural Gas_Process Heat Recovery_A_Technical Potential | F2 | Industrial | Petroleum | Existing | Process | Natural Gas | Process Heat Recovery | A | Original Unit Summer Peak Savings (kW) | Technical Potential | 0 | 0 | 0 | 0 | 0 | 0 | 0 | 0 | 0 | 0 | 0 | 0 | 0 | 0 | 0 | 0 | 0 | 0 | 0 | 0 | 0 | 0
F3_Industrial_Petroleum_Existing_Process_Natural Gas_Process Heat Recovery_A_Technical Potential | F3 | Industrial | Petroleum | Existing | Process | Natural Gas | Process Heat Recovery | A | Original Unit Winter Peak Savings (kW) | Technical Potential | 0 | 0 | 0 | 0 | 0 | 0 | 0 | 0 | 0 | 0 | 0 | 0 | 0 | 0 | 0 | 0 | 0 | 0 | 0 | 0 | 0 | 0
F4_Industrial_Petroleum_Existing_Process_Natural Gas_Process Heat Recovery_A_Technical Potential | F4 | Industrial | Petroleum | Existing | Process | Natural Gas | Process Heat Recovery | A | Standalone Impact on Baseline Energy (%) | Technical Potential | 0% | 0% | 0.009295% | 0.01875% | 0.02838% | 0.03817% | 0.04813% | 0.05734% | 0.06504% | 0.07154% | 0.07708% | 0.08185% | 0.08603% | 0.08973% | 0.09306% | 0.0961% | 0.09891% | 0.1015% | 0.1033% | 0.1051% | 0.107% | 0.1089%
F5_Industrial_Petroleum_Existing_Process_Natural Gas_Process Heat Recovery_A_Technical Potential | F5 | Industrial | Petroleum | Existing | Process | Natural Gas | Process Heat Recovery | A | Standalone Impact on Baseline Summer Peak (%) | Technical Potential | bar: 2019 to 2040
F6_Industrial_Petroleum_Existing_Process_Natural Gas_Process Heat Recovery_A_Technical Potential | F6 | Industrial | Petroleum | Existing | Process | Natural Gas | Process Heat Recovery | A | Standalone Impact on Baseline Winter Peak (%) | Technical Potential | bar: 2019 to 2040
F7_Industrial_Petroleum_Existing_Process_Natural Gas_Process Heat Recovery_A_Technical Potential | F7 | Industrial | Petroleum | Existing | Process | Natural Gas | Process Heat Recovery | A | Incremental Energy Savings (MWh or mTherms) | Technical Potential | 0 | 0 | 0.12352 | 0.12139 | 0.1193 | 0.11724 | 0.11522 | 0.10191 | 0.080125 | 0.062994 | 0.049527 | 0.038938 | 0.030614 | 0.024069 | 0.018923 | 0.014877 | 0.011697 | 0.009196 | 6.1642e-05 | 2.1635e-05 | 7.2486e-06 | 2.3229e-06
F8_Industrial_Petroleum_Existing_Process_Natural Gas_Process Heat Recovery_A_Technical Potential | F8 | Industrial | Petroleum | Existing | Process | Natural Gas | Process Heat Recovery | A | Incremental Summer Peak Savings (MW) | Technical Potential | 0 | 0 | 0 | 0 | 0 | 0 | 0 | 0 | 0 | 0 | 0 | 0 | 0 | 0 | 0 | 0 | 0 | 0 | 0 | 0 | 0 | 0
F9_Industrial_Petroleum_Existing_Process_Natural Gas_Process Heat Recovery_A_Technical Potential | F9 | Industrial | Petroleum | Existing | Process | Natural Gas | Process Heat Recovery | A | Incremental Winter Peak Savings (MW) | Technical Potential | 0 | 0 | 0 | 0 | 0 | 0 | 0 | 0 | 0 | 0 | 0 | 0 | 0 | 0 | 0 | 0 | 0 | 0 | 0 | 0 | 0 | 0
F10_Industrial_Petroleum_Existing_Process_Natural Gas_Process Heat Recovery_A_Technical Potential | F10 | Industrial | Petroleum | Existing | Process | Natural Gas | Process Heat Recovery | A | Cumulative Energy Savings (MWh or mTherms) | Technical Potential | 0 | 0 | 0.12352 | 0.24492 | 0.36422 | 0.48146 | 0.59669 | 0.6986 | 0.77873 | 0.84172 | 0.89125 | 0.93018 | 0.9608 | 0.98487 | 1.0038 | 1.0187 | 1.0304 | 1.0396 | 1.0396 | 1.0396 | 1.0396 | 1.0397
F11_Industrial_Petroleum_Existing_Process_Natural Gas_Process Heat Recovery_A_Technical Potential | F11 | Industrial | Petroleum | Existing | Process | Natural Gas | Process Heat Recovery | A | Cumulative Summer Peak Savings (MW) | Technical Potential | 0 | 0 | 0 | 0 | 0 | 0 | 0 | 0 | 0 | 0 | 0 | 0 | 0 | 0 | 0 | 0 | 0 | 0 | 0 | 0 | 0 | 0
F12_Industrial_Petroleum_Existing_Process_Natural Gas_Process Heat Recovery_A_Technical Potential | F12 | Industrial | Petroleum | Existing | Process | Natural Gas | Process Heat Recovery | A | Cumulative Winter Peak Savings (MW) | Technical Potential | 0 | 0 | 0 | 0 | 0 | 0 | 0 | 0 | 0 | 0 | 0 | 0 | 0 | 0 | 0 | 0 | 0 | 0 | 0 | 0 | 0 | 0
F13_Industrial_Petroleum_Existing_Process_Natural Gas_Process Heat Recovery_A_Technical Potential | F13 | Industrial | Petroleum | Existing | Process | Natural Gas | Process Heat Recovery | A | Purchases (Incremental) | Technical Potential | 0 | 0 | 3.6573 | 3.5942 | 3.5322 | 3.4713 | 3.4115 | 3.0174 | 2.3723 | 1.8651 | 1.4664 | 1.1529 | 0.90639 | 0.71261 | 0.56026 | 0.44048 | 0.34631 | 0.27227 | 0.0018251 | 0.00064058 | 0.00021461 | 6.8776e-05
F14_Industrial_Petroleum_Existing_Process_Natural Gas_Process Heat Recovery_A_Technical Potential | F14 | Industrial | Petroleum | Existing | Process | Natural Gas | Process Heat Recovery | A | Purchases (Cumulative) | Technical Potential | 0 | 0 | 3.6573 | 7.2515 | 10.7837 | 14.255 | 17.6665 | 20.6839 | 23.0562 | 24.9213 | 26.3877 | 27.5406 | 28.447 | 29.1596 | 29.7198 | 30.1603 | 30.5066 | 30.7789 | 30.7807 | 30.7814 | 30.7816 | 30.7817
F1_Industrial_Petroleum_Existing_Space Heating_Natural Gas_Building Automation System_A_Technical Potential | F1 | Industrial | Petroleum | Existing | Space Heating | Natural Gas | Building Automation System | A | Original Unit Energy Savings (kWh or therms) | Technical Potential | 0 | 0 | 0.015547 | 0.015471 | 0.015395 | 0.01532 | 0.015246 | 0.015174 | 0.015105 | 0.015038 | 0.014975 | 0.014915 | 0.014859 | 0.014806 | 0.014756 | 0.014709 | 0.014664 | 0.014622 | 0.014583 | 0.014546 | 0.014512 | 0.014479
F2_Industrial_Petroleum_Existing_Space Heating_Natural Gas_Building Automation System_A_Technical Potential | F2 | Industrial | Petroleum | Existing | Space Heating | Natural Gas | Building Automation System | A | Original Unit Summer Peak Savings (kW) | Technical Potential | 0 | 0 | 0 | 0 | 0 | 0 | 0 | 0 | 0 | 0 | 0 | 0 | 0 | 0 | 0 | 0 | 0 | 0 | 0 | 0 | 0 | 0
F3_Industrial_Petroleum_Existing_Space Heating_Natural Gas_Building Automation System_A_Technical Potential | F3 | Industrial | Petroleum | Existing | Space Heating | Natural Gas | Building Automation System | A | Original Unit Winter Peak Savings (kW) | Technical Potential | 0 | 0 | 0 | 0 | 0 | 0 | 0 | 0 | 0 | 0 | 0 | 0 | 0 | 0 | 0 | 0 | 0 | 0 | 0 | 0 | 0 | 0
F4_Industrial_Petroleum_Existing_Space Heating_Natural Gas_Building Automation System_A_Technical Potential | F4 | Industrial | Petroleum | Existing | Space Heating | Natural Gas | Building Automation System | A | Standalone Impact on Baseline Energy (%) | Technical Potential | 0% | 0% | 0.01539% | 0.04641% | 0.1018% | 0.1925% | 0.3307% | 0.5296% | 0.8015% | 1.156% | 1.598% | 2.122% | 2.717% | 3.357% | 4.011% | 4.643% | 5.218% | 5.717% | 6.129% | 6.453% | 6.704% | 6.912%
F5_Industrial_Petroleum_Existing_Space Heating_Natural Gas_Building Automation System_A_Technical Potential | F5 | Industrial | Petroleum | Existing | Space Heating | Natural Gas | Building Automation System | A | Standalone Impact on Baseline Summer Peak (%) | Technical Potential | bar: 2019 to 2040
F6_Industrial_Petroleum_Existing_Space Heating_Natural Gas_Building Automation System_A_Technical Potential | F6 | Industrial | Petroleum | Existing | Space Heating | Natural Gas | Building Automation System | A | Standalone Impact on Baseline Winter Peak (%) | Technical Potential | bar: 2019 to 2040
F7_Industrial_Petroleum_Existing_Space Heating_Natural Gas_Building Automation System_A_Technical Potential | F7 | Industrial | Petroleum | Existing | Space Heating | Natural Gas | Building Automation System | A | Incremental Energy Savings (MWh or mTherms) | Technical Potential | 0 | 0 | 0.0008355 | 0.0016333 | 0.002836 | 0.0045115 | 0.0066973 | 0.0093823 | 0.012485 | 0.015836 | 0.019167 | 0.022125 | 0.024302 | 0.025316 | 0.024899 | 0.022993 | 0.019808 | 0.016053 | 0.012032 | 0.0081652 | 0.0051145 | 0.0032707
F8_Industrial_Petroleum_Existing_Space Heating_Natural Gas_Building Automation System_A_Technical Potential | F8 | Industrial | Petroleum | Existing | Space Heating | Natural Gas | Building Automation System | A | Incremental Summer Peak Savings (MW) | Technical Potential | 0 | 0 | 0 | 0 | 0 | 0 | 0 | 0 | 0 | 0 | 0 | 0 | 0 | 0 | 0 | 0 | 0 | 0 | 0 | 0 | 0 | 0
F9_Industrial_Petroleum_Existing_Space Heating_Natural Gas_Building Automation System_A_Technical Potential | F9 | Industrial | Petroleum | Existing | Space Heating | Natural Gas | Building Automation System | A | Incremental Winter Peak Savings (MW) | Technical Potential | 0 | 0 | 0 | 0 | 0 | 0 | 0 | 0 | 0 | 0 | 0 | 0 | 0 | 0 | 0 | 0 | 0 | 0 | 0 | 0 | 0 | 0
F10_Industrial_Petroleum_Existing_Space Heating_Natural Gas_Building Automation System_A_Technical Potential | F10 | Industrial | Petroleum | Existing | Space Heating | Natural Gas | Building Automation System | A | Cumulative Energy Savings (MWh or mTherms) | Technical Potential | 0 | 0 | 0.0008355 | 0.0024647 | 0.0052886 | 0.0097742 | 0.016425 | 0.02573 | 0.038097 | 0.053765 | 0.072706 | 0.09454 | 0.11848 | 0.14338 | 0.16779 | 0.19025 | 0.20948 | 0.22494 | 0.23637 | 0.24394 | 0.24847 | 0.25119
F11_Industrial_Petroleum_Existing_Space Heating_Natural Gas_Building Automation System_A_Technical Potential | F11 | Industrial | Petroleum | Existing | Space Heating | Natural Gas | Building Automation System | A | Cumulative Summer Peak Savings (MW) | Technical Potential | 0 | 0 | 0 | 0 | 0 | 0 | 0 | 0 | 0 | 0 | 0 | 0 | 0 | 0 | 0 | 0 | 0 | 0 | 0 | 0 | 0 | 0
F12_Industrial_Petroleum_Existing_Space Heating_Natural Gas_Building Automation System_A_Technical Potential | F12 | Industrial | Petroleum | Existing | Space Heating | Natural Gas | Building Automation System | A | Cumulative Winter Peak Savings (MW) | Technical Potential | 0 | 0 | 0 | 0 | 0 | 0 | 0 | 0 | 0 | 0 | 0 | 0 | 0 | 0 | 0 | 0 | 0 | 0 | 0 | 0 | 0 | 0
F13_Industrial_Petroleum_Existing_Space Heating_Natural Gas_Building Automation System_A_Technical Potential | F13 | Industrial | Petroleum | Existing | Space Heating | Natural Gas | Building Automation System | A | Purchases (Incremental) | Technical Potential | 0 | 0 | 53.7402 | 105.5709 | 184.2141 | 294.4832 | 439.2777 | 618.2923 | 826.5465 | 1053.0286 | 1279.9595 | 1483.3526 | 1635.5317 | 1709.8995 | 1687.434 | 1563.2654 | 1350.7624 | 1097.8058 | 825.0244 | 561.323 | 352.4399 | 225.8891
F14_Industrial_Petroleum_Existing_Space Heating_Natural Gas_Building Automation System_A_Technical Potential | F14 | Industrial | Petroleum | Existing | Space Heating | Natural Gas | Building Automation System | A | Purchases (Cumulative) | Technical Potential | 0 | 0 | 53.7402 | 159.3111 | 343.5252 | 638.0084 | 1077.2861 | 1695.5784 | 2522.125 | 3575.1536 | 4855.1131 | 6338.4657 | 7973.9973 | 9683.8968 | 11371.3308 | 12934.5963 | 14285.3586 | 15383.1644 | 16208.1889 | 16769.5118 | 17121.9517 | 17347.8408
F1_Industrial_Petroleum_Existing_Space Heating_Natural Gas_Steam System Efficiency Improvements_A_Technical Potential | F1 | Industrial | Petroleum | Existing | Space Heating | Natural Gas | Steam System Efficiency Improvements | A | Original Unit Energy Savings (kWh or therms) | Technical Potential | 0 | 0 | 0.13953 | 0.13917 | 0.13883 | 0.1385 | 0.13817 | 0.13785 | 0.13755 | 0.13725 | 0.13697 | 0.13669 | 0.13643 | 0.13618 | 0.13594 | 0.13572 | 0.13551 | 0.13531 | 0.13512 | 0.13495 | 0.1348 | 0.13466
F2_Industrial_Petroleum_Existing_Space Heating_Natural Gas_Steam System Efficiency Improvements_A_Technical Potential | F2 | Industrial | Petroleum | Existing | Space Heating | Natural Gas | Steam System Efficiency Improvements | A | Original Unit Summer Peak Savings (kW) | Technical Potential | 0 | 0 | 0 | 0 | 0 | 0 | 0 | 0 | 0 | 0 | 0 | 0 | 0 | 0 | 0 | 0 | 0 | 0 | 0 | 0 | 0 | 0
F3_Industrial_Petroleum_Existing_Space Heating_Natural Gas_Steam System Efficiency Improvements_A_Technical Potential | F3 | Industrial | Petroleum | Existing | Space Heating | Natural Gas | Steam System Efficiency Improvements | A | Original Unit Winter Peak Savings (kW) | Technical Potential | 0 | 0 | 0 | 0 | 0 | 0 | 0 | 0 | 0 | 0 | 0 | 0 | 0 | 0 | 0 | 0 | 0 | 0 | 0 | 0 | 0 | 0
F4_Industrial_Petroleum_Existing_Space Heating_Natural Gas_Steam System Efficiency Improvements_A_Technical Potential | F4 | Industrial | Petroleum | Existing | Space Heating | Natural Gas | Steam System Efficiency Improvements | A | Standalone Impact on Baseline Energy (%) | Technical Potential | 0% | 0% | 0.002007% | 0.006068% | 0.01335% | 0.02529% | 0.04355% | 0.06992% | 0.1061% | 0.1534% | 0.2124% | 0.2827% | 0.3625% | 0.4488% | 0.5371% | 0.6226% | 0.7008% | 0.7689% | 0.8255% | 0.8701% | 0.9051% | 0.9342%
F5_Industrial_Petroleum_Existing_Space Heating_Natural Gas_Steam System Efficiency Improvements_A_Technical Potential | F5 | Industrial | Petroleum | Existing | Space Heating | Natural Gas | Steam System Efficiency Improvements | A | Standalone Impact on Baseline Summer Peak (%) | Technical Potential | bar: 2019 to 2040
F6_Industrial_Petroleum_Existing_Space Heating_Natural Gas_Steam System Efficiency Improvements_A_Technical Potential | F6 | Industrial | Petroleum | Existing | Space Heating | Natural Gas | Steam System Efficiency Improvements | A | Standalone Impact on Baseline Winter Peak (%) | Technical Potential | bar: 2019 to 2040
F7_Industrial_Petroleum_Existing_Space Heating_Natural Gas_Steam System Efficiency Improvements_A_Technical Potential | F7 | Industrial | Petroleum | Existing | Space Heating | Natural Gas | Steam System Efficiency Improvements | A | Incremental Energy Savings (MWh or mTherms) | Technical Potential | 0 | 0 | 0.00010898 | 0.00021355 | 0.00037171 | 0.00059277 | 0.00088215 | 0.0012388 | 0.0016524 | 0.0021006 | 0.002548 | 0.002947 | 0.0032431 | 0.0033843 | 0.003334 | 0.0030836 | 0.0026603 | 0.0021589 | 0.0016203 | 0.001101 | 0.00069049 | 0.00044209
F8_Industrial_Petroleum_Existing_Space Heating_Natural Gas_Steam System Efficiency Improvements_A_Technical Potential | F8 | Industrial | Petroleum | Existing | Space Heating | Natural Gas | Steam System Efficiency Improvements | A | Incremental Summer Peak Savings (MW) | Technical Potential | 0 | 0 | 0 | 0 | 0 | 0 | 0 | 0 | 0 | 0 | 0 | 0 | 0 | 0 | 0 | 0 | 0 | 0 | 0 | 0 | 0 | 0
F9_Industrial_Petroleum_Existing_Space Heating_Natural Gas_Steam System Efficiency Improvements_A_Technical Potential | F9 | Industrial | Petroleum | Existing | Space Heating | Natural Gas | Steam System Efficiency Improvements | A | Incremental Winter Peak Savings (MW) | Technical Potential | 0 | 0 | 0 | 0 | 0 | 0 | 0 | 0 | 0 | 0 | 0 | 0 | 0 | 0 | 0 | 0 | 0 | 0 | 0 | 0 | 0 | 0
F10_Industrial_Petroleum_Existing_Space Heating_Natural Gas_Steam System Efficiency Improvements_A_Technical Potential | F10 | Industrial | Petroleum | Existing | Space Heating | Natural Gas | Steam System Efficiency Improvements | A | Cumulative Energy Savings (MWh or mTherms) | Technical Potential | 0 | 0 | 0.00010898 | 0.00032225 | 0.00069317 | 0.0012843 | 0.0021634 | 0.0033972 | 0.005042 | 0.0071318 | 0.0096649 | 0.012593 | 0.015811 | 0.019167 | 0.022468 | 0.025514 | 0.028135 | 0.030252 | 0.031832 | 0.032892 | 0.033545 | 0.033952
F11_Industrial_Petroleum_Existing_Space Heating_Natural Gas_Steam System Efficiency Improvements_A_Technical Potential | F11 | Industrial | Petroleum | Existing | Space Heating | Natural Gas | Steam System Efficiency Improvements | A | Cumulative Summer Peak Savings (MW) | Technical Potential | 0 | 0 | 0 | 0 | 0 | 0 | 0 | 0 | 0 | 0 | 0 | 0 | 0 | 0 | 0 | 0 | 0 | 0 | 0 | 0 | 0 | 0
F12_Industrial_Petroleum_Existing_Space Heating_Natural Gas_Steam System Efficiency Improvements_A_Technical Potential | F12 | Industrial | Petroleum | Existing | Space Heating | Natural Gas | Steam System Efficiency Improvements | A | Cumulative Winter Peak Savings (MW) | Technical Potential | 0 | 0 | 0 | 0 | 0 | 0 | 0 | 0 | 0 | 0 | 0 | 0 | 0 | 0 | 0 | 0 | 0 | 0 | 0 | 0 | 0 | 0
F13_Industrial_Petroleum_Existing_Space Heating_Natural Gas_Steam System Efficiency Improvements_A_Technical Potential | F13 | Industrial | Petroleum | Existing | Space Heating | Natural Gas | Steam System Efficiency Improvements | A | Purchases (Incremental) | Technical Potential | 0 | 0 | 0.78107 | 1.5344 | 2.6774 | 4.2801 | 6.3845 | 8.9863 | 12.0131 | 15.3049 | 18.6031 | 21.5593 | 23.7711 | 24.8519 | 24.5254 | 22.7207 | 19.6322 | 15.9557 | 11.991 | 8.1583 | 5.1224 | 3.2831
F14_Industrial_Petroleum_Existing_Space Heating_Natural Gas_Steam System Efficiency Improvements_A_Technical Potential | F14 | Industrial | Petroleum | Existing | Space Heating | Natural Gas | Steam System Efficiency Improvements | A | Purchases (Cumulative) | Technical Potential | 0 | 0 | 0.78107 | 2.3155 | 4.9928 | 9.2729 | 15.6574 | 24.6438 | 36.6569 | 51.9618 | 70.5649 | 92.1242 | 115.8952 | 140.7471 | 165.2725 | 187.9933 | 207.6254 | 223.5811 | 235.5721 | 243.7305 | 248.8529 | 252.136
F1_Industrial_Petroleum_Existing_Process_Natural Gas_Steam System Efficiency Improvements_A_Technical Potential | F1 | Industrial | Petroleum | Existing | Process | Natural Gas | Steam System Efficiency Improvements | A | Original Unit Energy Savings (kWh or therms) | Technical Potential | 0 | 0 | 0.70269 | 0.70269 | 0.70269 | 0.70269 | 0.70269 | 0.70269 | 0.70269 | 0.70269 | 0.70269 | 0.70269 | 0.70269 | 0.70269 | 0.70269 | 0.70269 | 0.70269 | 0.70269 | 0.70269 | 0.70269 | 0.70269 | 0.70269
F2_Industrial_Petroleum_Existing_Process_Natural Gas_Steam System Efficiency Improvements_A_Technical Potential | F2 | Industrial | Petroleum | Existing | Process | Natural Gas | Steam System Efficiency Improvements | A | Original Unit Summer Peak Savings (kW) | Technical Potential | 0 | 0 | 0 | 0 | 0 | 0 | 0 | 0 | 0 | 0 | 0 | 0 | 0 | 0 | 0 | 0 | 0 | 0 | 0 | 0 | 0 | 0
F3_Industrial_Petroleum_Existing_Process_Natural Gas_Steam System Efficiency Improvements_A_Technical Potential | F3 | Industrial | Petroleum | Existing | Process | Natural Gas | Steam System Efficiency Improvements | A | Original Unit Winter Peak Savings (kW) | Technical Potential | 0 | 0 | 0 | 0 | 0 | 0 | 0 | 0 | 0 | 0 | 0 | 0 | 0 | 0 | 0 | 0 | 0 | 0 | 0 | 0 | 0 | 0
F4_Industrial_Petroleum_Existing_Process_Natural Gas_Steam System Efficiency Improvements_A_Technical Potential | F4 | Industrial | Petroleum | Existing | Process | Natural Gas | Steam System Efficiency Improvements | A | Standalone Impact on Baseline Energy (%) | Technical Potential | 0% | 0% | 7.557e-07% | 2.279e-06% | 5.001e-06% | 9.452e-06% | 1.624e-05% | 2.601e-05% | 3.937e-05% | 5.678e-05% | 7.846e-05% | 0.0001042% | 0.0001334% | 0.0001649% | 0.000197% | 0.000228% | 0.0002563% | 0.0002808% | 0.000301% | 0.0003169% | 0.0003293% | 0.0003395%
F5_Industrial_Petroleum_Existing_Process_Natural Gas_Steam System Efficiency Improvements_A_Technical Potential | F5 | Industrial | Petroleum | Existing | Process | Natural Gas | Steam System Efficiency Improvements | A | Standalone Impact on Baseline Summer Peak (%) | Technical Potential | bar: 2019 to 2040
F6_Industrial_Petroleum_Existing_Process_Natural Gas_Steam System Efficiency Improvements_A_Technical Potential | F6 | Industrial | Petroleum | Existing | Process | Natural Gas | Steam System Efficiency Improvements | A | Standalone Impact on Baseline Winter Peak (%) | Technical Potential | bar: 2019 to 2040
F7_Industrial_Petroleum_Existing_Process_Natural Gas_Steam System Efficiency Improvements_A_Technical Potential | F7 | Industrial | Petroleum | Existing | Process | Natural Gas | Steam System Efficiency Improvements | A | Incremental Energy Savings (MWh or mTherms) | Technical Potential | 0 | 0 | 1.0042e-05 | 1.9728e-05 | 3.4424e-05 | 5.503e-05 | 8.2088e-05 | 0.00011554 | 0.00015446 | 0.00019678 | 0.00023919 | 0.00027719 | 0.00030563 | 0.00031953 | 0.00031533 | 0.00029213 | 0.00025242 | 0.00020515 | 0.00015417 | 0.00010489 | 6.586e-05 | 4.2212e-05
F8_Industrial_Petroleum_Existing_Process_Natural Gas_Steam System Efficiency Improvements_A_Technical Potential | F8 | Industrial | Petroleum | Existing | Process | Natural Gas | Steam System Efficiency Improvements | A | Incremental Summer Peak Savings (MW) | Technical Potential | 0 | 0 | 0 | 0 | 0 | 0 | 0 | 0 | 0 | 0 | 0 | 0 | 0 | 0 | 0 | 0 | 0 | 0 | 0 | 0 | 0 | 0
F9_Industrial_Petroleum_Existing_Process_Natural Gas_Steam System Efficiency Improvements_A_Technical Potential | F9 | Industrial | Petroleum | Existing | Process | Natural Gas | Steam System Efficiency Improvements | A | Incremental Winter Peak Savings (MW) | Technical Potential | 0 | 0 | 0 | 0 | 0 | 0 | 0 | 0 | 0 | 0 | 0 | 0 | 0 | 0 | 0 | 0 | 0 | 0 | 0 | 0 | 0 | 0
F10_Industrial_Petroleum_Existing_Process_Natural Gas_Steam System Efficiency Improvements_A_Technical Potential | F10 | Industrial | Petroleum | Existing | Process | Natural Gas | Steam System Efficiency Improvements | A | Cumulative Energy Savings (MWh or mTherms) | Technical Potential | 0 | 0 | 1.0042e-05 | 2.977e-05 | 6.4194e-05 | 0.00011922 | 0.00020131 | 0.00031685 | 0.00047131 | 0.00066809 | 0.00090727 | 0.0011845 | 0.0014901 | 0.0018096 | 0.002125 | 0.0024171 | 0.0026695 | 0.0028746 | 0.0030288 | 0.0031337 | 0.0031996 | 0.0032418
F11_Industrial_Petroleum_Existing_Process_Natural Gas_Steam System Efficiency Improvements_A_Technical Potential | F11 | Industrial | Petroleum | Existing | Process | Natural Gas | Steam System Efficiency Improvements | A | Cumulative Summer Peak Savings (MW) | Technical Potential | 0 | 0 | 0 | 0 | 0 | 0 | 0 | 0 | 0 | 0 | 0 | 0 | 0 | 0 | 0 | 0 | 0 | 0 | 0 | 0 | 0 | 0
F12_Industrial_Petroleum_Existing_Process_Natural Gas_Steam System Efficiency Improvements_A_Technical Potential | F12 | Industrial | Petroleum | Existing | Process | Natural Gas | Steam System Efficiency Improvements | A | Cumulative Winter Peak Savings (MW) | Technical Potential | 0 | 0 | 0 | 0 | 0 | 0 | 0 | 0 | 0 | 0 | 0 | 0 | 0 | 0 | 0 | 0 | 0 | 0 | 0 | 0 | 0 | 0
F13_Industrial_Petroleum_Existing_Process_Natural Gas_Steam System Efficiency Improvements_A_Technical Potential | F13 | Industrial | Petroleum | Existing | Process | Natural Gas | Steam System Efficiency Improvements | A | Purchases (Incremental) | Technical Potential | 0 | 0 | 0.014291 | 0.028075 | 0.048989 | 0.078313 | 0.11682 | 0.16443 | 0.21981 | 0.28004 | 0.34039 | 0.39447 | 0.43494 | 0.45472 | 0.44875 | 0.41573 | 0.35921 | 0.29194 | 0.2194 | 0.14928 | 0.093726 | 0.060072
F14_Industrial_Petroleum_Existing_Process_Natural Gas_Steam System Efficiency Improvements_A_Technical Potential | F14 | Industrial | Petroleum | Existing | Process | Natural Gas | Steam System Efficiency Improvements | A | Purchases (Cumulative) | Technical Potential | 0 | 0 | 0.014291 | 0.042366 | 0.091355 | 0.16967 | 0.28649 | 0.45091 | 0.67072 | 0.95076 | 1.2911 | 1.6856 | 2.1206 | 2.5753 | 3.024 | 3.4398 | 3.799 | 4.0909 | 4.3103 | 4.4596 | 4.5533 | 4.6134
F1_Industrial_Petroleum_Existing_Space Heating_Natural Gas_Strategic Energy Management_A_Technical Potential | F1 | Industrial | Petroleum | Existing | Space Heating | Natural Gas | Strategic Energy Management | A | Original Unit Energy Savings (kWh or therms) | Technical Potential | 0 | 0 | 813.7547 | 809.7668 | 805.7941 | 801.8662 | 798.011 | 794.2546 | 790.6216 | 787.1351 | 783.8168 | 780.6873 | 777.7367 | 774.9558 | 772.3359 | 769.8688 | 767.5468 | 765.3625 | 763.3092 | 761.3803 | 759.5698 | 757.8719
F2_Industrial_Petroleum_Existing_Space Heating_Natural Gas_Strategic Energy Management_A_Technical Potential | F2 | Industrial | Petroleum | Existing | Space Heating | Natural Gas | Strategic Energy Management | A | Original Unit Summer Peak Savings (kW) | Technical Potential | 0 | 0 | 0 | 0 | 0 | 0 | 0 | 0 | 0 | 0 | 0 | 0 | 0 | 0 | 0 | 0 | 0 | 0 | 0 | 0 | 0 | 0
F3_Industrial_Petroleum_Existing_Space Heating_Natural Gas_Strategic Energy Management_A_Technical Potential | F3 | Industrial | Petroleum | Existing | Space Heating | Natural Gas | Strategic Energy Management | A | Original Unit Winter Peak Savings (kW) | Technical Potential | 0 | 0 | 0 | 0 | 0 | 0 | 0 | 0 | 0 | 0 | 0 | 0 | 0 | 0 | 0 | 0 | 0 | 0 | 0 | 0 | 0 | 0
F4_Industrial_Petroleum_Existing_Space Heating_Natural Gas_Strategic Energy Management_A_Technical Potential | F4 | Industrial | Petroleum | Existing | Space Heating | Natural Gas | Strategic Energy Management | A | Standalone Impact on Baseline Energy (%) | Technical Potential | 0% | 0% | 0.09675% | 0.1952% | 0.2954% | 0.3973% | 0.501% | 0.6066% | 0.714% | 0.8232% | 0.9344% | 1.048% | 1.163% | 1.28% | 1.399% | 1.52% | 1.644% | 1.769% | 1.897% | 2.027% | 2.159% | 2.294%
F5_Industrial_Petroleum_Existing_Space Heating_Natural Gas_Strategic Energy Management_A_Technical Potential | F5 | Industrial | Petroleum | Existing | Space Heating | Natural Gas | Strategic Energy Management | A | Standalone Impact on Baseline Summer Peak (%) | Technical Potential | bar: 2019 to 2040
F6_Industrial_Petroleum_Existing_Space Heating_Natural Gas_Strategic Energy Management_A_Technical Potential | F6 | Industrial | Petroleum | Existing | Space Heating | Natural Gas | Strategic Energy Management | A | Standalone Impact on Baseline Winter Peak (%) | Technical Potential | bar: 2019 to 2040
F7_Industrial_Petroleum_Existing_Space Heating_Natural Gas_Strategic Energy Management_A_Technical Potential | F7 | Industrial | Petroleum | Existing | Space Heating | Natural Gas | Strategic Energy Management | A | Incremental Energy Savings (MWh or mTherms) | Technical Potential | 0 | 0 | 0.0052536 | 0.0051378 | 0.0050244 | 0.0049137 | 0.0048058 | 0.0047007 | 0.0045985 | 0.0044993 | 0.0044031 | 0.0043099 | 0.0042196 | 0.004132 | 0.004047 | 0.0039645 | 0.0038844 | 0.0038066 | 0.0037309 | 0.0036573 | 0.0035857 | 0.003516
F8_Industrial_Petroleum_Existing_Space Heating_Natural Gas_Strategic Energy Management_A_Technical Potential | F8 | Industrial | Petroleum | Existing | Space Heating | Natural Gas | Strategic Energy Management | A | Incremental Summer Peak Savings (MW) | Technical Potential | 0 | 0 | 0 | 0 | 0 | 0 | 0 | 0 | 0 | 0 | 0 | 0 | 0 | 0 | 0 | 0 | 0 | 0 | 0 | 0 | 0 | 0
F9_Industrial_Petroleum_Existing_Space Heating_Natural Gas_Strategic Energy Management_A_Technical Potential | F9 | Industrial | Petroleum | Existing | Space Heating | Natural Gas | Strategic Energy Management | A | Incremental Winter Peak Savings (MW) | Technical Potential | 0 | 0 | 0 | 0 | 0 | 0 | 0 | 0 | 0 | 0 | 0 | 0 | 0 | 0 | 0 | 0 | 0 | 0 | 0 | 0 | 0 | 0
F10_Industrial_Petroleum_Existing_Space Heating_Natural Gas_Strategic Energy Management_A_Technical Potential | F10 | Industrial | Petroleum | Existing | Space Heating | Natural Gas | Strategic Energy Management | A | Cumulative Energy Savings (MWh or mTherms) | Technical Potential | 0 | 0 | 0.0052536 | 0.010366 | 0.015339 | 0.020178 | 0.024887 | 0.02947 | 0.033934 | 0.038284 | 0.042526 | 0.046666 | 0.050709 | 0.05466 | 0.058522 | 0.062299 | 0.065996 | 0.069615 | 0.073159 | 0.076631 | 0.080035 | 0.083372
F11_Industrial_Petroleum_Existing_Space Heating_Natural Gas_Strategic Energy Management_A_Technical Potential | F11 | Industrial | Petroleum | Existing | Space Heating | Natural Gas | Strategic Energy Management | A | Cumulative Summer Peak Savings (MW) | Technical Potential | 0 | 0 | 0 | 0 | 0 | 0 | 0 | 0 | 0 | 0 | 0 | 0 | 0 | 0 | 0 | 0 | 0 | 0 | 0 | 0 | 0 | 0
F12_Industrial_Petroleum_Existing_Space Heating_Natural Gas_Strategic Energy Management_A_Technical Potential | F12 | Industrial | Petroleum | Existing | Space Heating | Natural Gas | Strategic Energy Management | A | Cumulative Winter Peak Savings (MW) | Technical Potential | 0 | 0 | 0 | 0 | 0 | 0 | 0 | 0 | 0 | 0 | 0 | 0 | 0 | 0 | 0 | 0 | 0 | 0 | 0 | 0 | 0 | 0
F13_Industrial_Petroleum_Existing_Space Heating_Natural Gas_Strategic Energy Management_A_Technical Potential | F13 | Industrial | Petroleum | Existing | Space Heating | Natural Gas | Strategic Energy Management | A | Purchases (Incremental) | Technical Potential | 0 | 0 | 0.0064561 | 0.0063447 | 0.0062354 | 0.0061278 | 0.0060222 | 0.0059184 | 0.0058163 | 0.005716 | 0.0056175 | 0.0055206 | 0.0054255 | 0.0053319 | 0.00524 | 0.0051496 | 0.0050609 | 0.0049736 | 0.0048878 | 0.0048036 | 0.0047207 | 0.0046394
F14_Industrial_Petroleum_Existing_Space Heating_Natural Gas_Strategic Energy Management_A_Technical Potential | F14 | Industrial | Petroleum | Existing | Space Heating | Natural Gas | Strategic Energy Management | A | Purchases (Cumulative) | Technical Potential | 0 | 0 | 0.0064561 | 0.012801 | 0.019036 | 0.025164 | 0.031186 | 0.037105 | 0.042921 | 0.048637 | 0.054254 | 0.059775 | 0.065201 | 0.070532 | 0.075772 | 0.080922 | 0.085983 | 0.090956 | 0.095844 | 0.10065 | 0.10537 | 0.11001
F1_Industrial_Petroleum_Existing_Process_Natural Gas_Strategic Energy Management_A_Technical Potential | F1 | Industrial | Petroleum | Existing | Process | Natural Gas | Strategic Energy Management | A | Original Unit Energy Savings (kWh or therms) | Technical Potential | 0 | 0 | 769.0432 | 769.0432 | 769.0432 | 769.0432 | 769.0432 | 769.0432 | 769.0432 | 769.0432 | 769.0432 | 769.0432 | 769.0432 | 769.0432 | 769.0432 | 769.0432 | 769.0432 | 769.0432 | 769.0432 | 769.0432 | 769.0432 | 769.0432
F2_Industrial_Petroleum_Existing_Process_Natural Gas_Strategic Energy Management_A_Technical Potential | F2 | Industrial | Petroleum | Existing | Process | Natural Gas | Strategic Energy Management | A | Original Unit Summer Peak Savings (kW) | Technical Potential | 0 | 0 | 0 | 0 | 0 | 0 | 0 | 0 | 0 | 0 | 0 | 0 | 0 | 0 | 0 | 0 | 0 | 0 | 0 | 0 | 0 | 0
F3_Industrial_Petroleum_Existing_Process_Natural Gas_Strategic Energy Management_A_Technical Potential | F3 | Industrial | Petroleum | Existing | Process | Natural Gas | Strategic Energy Management | A | Original Unit Winter Peak Savings (kW) | Technical Potential | 0 | 0 | 0 | 0 | 0 | 0 | 0 | 0 | 0 | 0 | 0 | 0 | 0 | 0 | 0 | 0 | 0 | 0 | 0 | 0 | 0 | 0
F4_Industrial_Petroleum_Existing_Process_Natural Gas_Strategic Energy Management_A_Technical Potential | F4 | Industrial | Petroleum | Existing | Process | Natural Gas | Strategic Energy Management | A | Standalone Impact on Baseline Energy (%) | Technical Potential | 0% | 0% | 0.09675% | 0.1952% | 0.2954% | 0.3973% | 0.501% | 0.6066% | 0.714% | 0.8232% | 0.9344% | 1.048% | 1.163% | 1.28% | 1.399% | 1.52% | 1.644% | 1.769% | 1.897% | 2.027% | 2.159% | 2.294%
F5_Industrial_Petroleum_Existing_Process_Natural Gas_Strategic Energy Management_A_Technical Potential | F5 | Industrial | Petroleum | Existing | Process | Natural Gas | Strategic Energy Management | A | Standalone Impact on Baseline Summer Peak (%) | Technical Potential | bar: 2019 to 2040
F6_Industrial_Petroleum_Existing_Process_Natural Gas_Strategic Energy Management_A_Technical Potential | F6 | Industrial | Petroleum | Existing | Process | Natural Gas | Strategic Energy Management | A | Standalone Impact on Baseline Winter Peak (%) | Technical Potential | bar: 2019 to 2040
F7_Industrial_Petroleum_Existing_Process_Natural Gas_Strategic Energy Management_A_Technical Potential | F7 | Industrial | Petroleum | Existing | Process | Natural Gas | Strategic Energy Management | A | Incremental Energy Savings (MWh or mTherms) | Technical Potential | 0 | 0 | 1.2858 | 1.2636 | 1.2418 | 1.2204 | 1.1994 | 1.1787 | 1.1584 | 1.1384 | 1.1188 | 1.0995 | 1.0805 | 1.0619 | 1.0436 | 1.0256 | 1.0079 | 0.99052 | 0.97344 | 0.95666 | 0.94016 | 0.92395
F8_Industrial_Petroleum_Existing_Process_Natural Gas_Strategic Energy Management_A_Technical Potential | F8 | Industrial | Petroleum | Existing | Process | Natural Gas | Strategic Energy Management | A | Incremental Summer Peak Savings (MW) | Technical Potential | 0 | 0 | 0 | 0 | 0 | 0 | 0 | 0 | 0 | 0 | 0 | 0 | 0 | 0 | 0 | 0 | 0 | 0 | 0 | 0 | 0 | 0
F9_Industrial_Petroleum_Existing_Process_Natural Gas_Strategic Energy Management_A_Technical Potential | F9 | Industrial | Petroleum | Existing | Process | Natural Gas | Strategic Energy Management | A | Incremental Winter Peak Savings (MW) | Technical Potential | 0 | 0 | 0 | 0 | 0 | 0 | 0 | 0 | 0 | 0 | 0 | 0 | 0 | 0 | 0 | 0 | 0 | 0 | 0 | 0 | 0 | 0
F10_Industrial_Petroleum_Existing_Process_Natural Gas_Strategic Energy Management_A_Technical Potential | F10 | Industrial | Petroleum | Existing | Process | Natural Gas | Strategic Energy Management | A | Cumulative Energy Savings (MWh or mTherms) | Technical Potential | 0 | 0 | 1.2858 | 2.5494 | 3.7912 | 5.0116 | 6.2109 | 7.3896 | 8.5479 | 9.6863 | 10.8051 | 11.9045 | 12.9851 | 14.0469 | 15.0905 | 16.1161 | 17.124 | 18.1145 | 19.0879 | 20.0446 | 20.9848 | 21.9087
F11_Industrial_Petroleum_Existing_Process_Natural Gas_Strategic Energy Management_A_Technical Potential | F11 | Industrial | Petroleum | Existing | Process | Natural Gas | Strategic Energy Management | A | Cumulative Summer Peak Savings (MW) | Technical Potential | 0 | 0 | 0 | 0 | 0 | 0 | 0 | 0 | 0 | 0 | 0 | 0 | 0 | 0 | 0 | 0 | 0 | 0 | 0 | 0 | 0 | 0
F12_Industrial_Petroleum_Existing_Process_Natural Gas_Strategic Energy Management_A_Technical Potential | F12 | Industrial | Petroleum | Existing | Process | Natural Gas | Strategic Energy Management | A | Cumulative Winter Peak Savings (MW) | Technical Potential | 0 | 0 | 0 | 0 | 0 | 0 | 0 | 0 | 0 | 0 | 0 | 0 | 0 | 0 | 0 | 0 | 0 | 0 | 0 | 0 | 0 | 0
F13_Industrial_Petroleum_Existing_Process_Natural Gas_Strategic Energy Management_A_Technical Potential | F13 | Industrial | Petroleum | Existing | Process | Natural Gas | Strategic Energy Management | A | Purchases (Incremental) | Technical Potential | 0 | 0 | 1.6719 | 1.6431 | 1.6147 | 1.5869 | 1.5595 | 1.5327 | 1.5062 | 1.4803 | 1.4547 | 1.4297 | 1.405 | 1.3808 | 1.357 | 1.3336 | 1.3106 | 1.288 | 1.2658 | 1.244 | 1.2225 | 1.2014
F14_Industrial_Petroleum_Existing_Process_Natural Gas_Strategic Energy Management_A_Technical Potential | F14 | Industrial | Petroleum | Existing | Process | Natural Gas | Strategic Energy Management | A | Purchases (Cumulative) | Technical Potential | 0 | 0 | 1.6719 | 3.315 | 4.9297 | 6.5166 | 8.0762 | 9.6088 | 11.115 | 12.5953 | 14.05 | 15.4797 | 16.8847 | 18.2655 | 19.6224 | 20.956 | 22.2666 | 23.5546 | 24.8204 | 26.0643 | 27.2869 | 28.4883
F1_Industrial_Petroleum_Existing_Miscellaneous_Natural Gas_Strategic Energy Management_A_Technical Potential | F1 | Industrial | Petroleum | Existing | Miscellaneous | Natural Gas | Strategic Energy Management | A | Original Unit Energy Savings (kWh or therms) | Technical Potential | 0 | 0 | 160.7723 | 160.7723 | 160.7723 | 160.7723 | 160.7723 | 160.7723 | 160.7723 | 160.7723 | 160.7723 | 160.7723 | 160.7723 | 160.7723 | 160.7723 | 160.7723 | 160.7723 | 160.7723 | 160.7723 | 160.7723 | 160.7723 | 160.7723
F2_Industrial_Petroleum_Existing_Miscellaneous_Natural Gas_Strategic Energy Management_A_Technical Potential | F2 | Industrial | Petroleum | Existing | Miscellaneous | Natural Gas | Strategic Energy Management | A | Original Unit Summer Peak Savings (kW) | Technical Potential | 0 | 0 | 0 | 0 | 0 | 0 | 0 | 0 | 0 | 0 | 0 | 0 | 0 | 0 | 0 | 0 | 0 | 0 | 0 | 0 | 0 | 0
F3_Industrial_Petroleum_Existing_Miscellaneous_Natural Gas_Strategic Energy Management_A_Technical Potential | F3 | Industrial | Petroleum | Existing | Miscellaneous | Natural Gas | Strategic Energy Management | A | Original Unit Winter Peak Savings (kW) | Technical Potential | 0 | 0 | 0 | 0 | 0 | 0 | 0 | 0 | 0 | 0 | 0 | 0 | 0 | 0 | 0 | 0 | 0 | 0 | 0 | 0 | 0 | 0
F4_Industrial_Petroleum_Existing_Miscellaneous_Natural Gas_Strategic Energy Management_A_Technical Potential | F4 | Industrial | Petroleum | Existing | Miscellaneous | Natural Gas | Strategic Energy Management | A | Standalone Impact on Baseline Energy (%) | Technical Potential | 0% | 0% | 0.09675% | 0.1952% | 0.2954% | 0.3973% | 0.501% | 0.6066% | 0.714% | 0.8232% | 0.9344% | 1.048% | 1.163% | 1.28% | 1.399% | 1.52% | 1.644% | 1.769% | 1.897% | 2.027% | 2.159% | 2.294%
F5_Industrial_Petroleum_Existing_Miscellaneous_Natural Gas_Strategic Energy Management_A_Technical Potential | F5 | Industrial | Petroleum | Existing | Miscellaneous | Natural Gas | Strategic Energy Management | A | Standalone Impact on Baseline Summer Peak (%) | Technical Potential | bar: 2019 to 2040
F6_Industrial_Petroleum_Existing_Miscellaneous_Natural Gas_Strategic Energy Management_A_Technical Potential | F6 | Industrial | Petroleum | Existing | Miscellaneous | Natural Gas | Strategic Energy Management | A | Standalone Impact on Baseline Winter Peak (%) | Technical Potential | bar: 2019 to 2040
F7_Industrial_Petroleum_Existing_Miscellaneous_Natural Gas_Strategic Energy Management_A_Technical Potential | F7 | Industrial | Petroleum | Existing | Miscellaneous | Natural Gas | Strategic Energy Management | A | Incremental Energy Savings (MWh or mTherms) | Technical Potential | 0 | 0 | 0.067199 | 0.06604 | 0.064901 | 0.063782 | 0.062683 | 0.061602 | 0.06054 | 0.059496 | 0.05847 | 0.057462 | 0.056471 | 0.055498 | 0.054541 | 0.053601 | 0.052676 | 0.051768 | 0.050876 | 0.049999 | 0.049136 | 0.048289
F8_Industrial_Petroleum_Existing_Miscellaneous_Natural Gas_Strategic Energy Management_A_Technical Potential | F8 | Industrial | Petroleum | Existing | Miscellaneous | Natural Gas | Strategic Energy Management | A | Incremental Summer Peak Savings (MW) | Technical Potential | 0 | 0 | 0 | 0 | 0 | 0 | 0 | 0 | 0 | 0 | 0 | 0 | 0 | 0 | 0 | 0 | 0 | 0 | 0 | 0 | 0 | 0
F9_Industrial_Petroleum_Existing_Miscellaneous_Natural Gas_Strategic Energy Management_A_Technical Potential | F9 | Industrial | Petroleum | Existing | Miscellaneous | Natural Gas | Strategic Energy Management | A | Incremental Winter Peak Savings (MW) | Technical Potential | 0 | 0 | 0 | 0 | 0 | 0 | 0 | 0 | 0 | 0 | 0 | 0 | 0 | 0 | 0 | 0 | 0 | 0 | 0 | 0 | 0 | 0
F10_Industrial_Petroleum_Existing_Miscellaneous_Natural Gas_Strategic Energy Management_A_Technical Potential | F10 | Industrial | Petroleum | Existing | Miscellaneous | Natural Gas | Strategic Energy Management | A | Cumulative Energy Savings (MWh or mTherms) | Technical Potential | 0 | 0 | 0.067199 | 0.13324 | 0.19814 | 0.26192 | 0.32461 | 0.38621 | 0.44675 | 0.50624 | 0.56471 | 0.62218 | 0.67865 | 0.73415 | 0.78869 | 0.84229 | 0.89496 | 0.94673 | 0.99761 | 1.0476 | 1.0967 | 1.145
F11_Industrial_Petroleum_Existing_Miscellaneous_Natural Gas_Strategic Energy Management_A_Technical Potential | F11 | Industrial | Petroleum | Existing | Miscellaneous | Natural Gas | Strategic Energy Management | A | Cumulative Summer Peak Savings (MW) | Technical Potential | 0 | 0 | 0 | 0 | 0 | 0 | 0 | 0 | 0 | 0 | 0 | 0 | 0 | 0 | 0 | 0 | 0 | 0 | 0 | 0 | 0 | 0
F12_Industrial_Petroleum_Existing_Miscellaneous_Natural Gas_Strategic Energy Management_A_Technical Potential | F12 | Industrial | Petroleum | Existing | Miscellaneous | Natural Gas | Strategic Energy Management | A | Cumulative Winter Peak Savings (MW) | Technical Potential | 0 | 0 | 0 | 0 | 0 | 0 | 0 | 0 | 0 | 0 | 0 | 0 | 0 | 0 | 0 | 0 | 0 | 0 | 0 | 0 | 0 | 0
F13_Industrial_Petroleum_Existing_Miscellaneous_Natural Gas_Strategic Energy Management_A_Technical Potential | F13 | Industrial | Petroleum | Existing | Miscellaneous | Natural Gas | Strategic Energy Management | A | Purchases (Incremental) | Technical Potential | 0 | 0 | 0.41797 | 0.41077 | 0.40369 | 0.39673 | 0.38989 | 0.38316 | 0.37656 | 0.37006 | 0.36368 | 0.35741 | 0.35125 | 0.3452 | 0.33924 | 0.33339 | 0.32765 | 0.322 | 0.31645 | 0.31099 | 0.30563 | 0.30036
F14_Industrial_Petroleum_Existing_Miscellaneous_Natural Gas_Strategic Energy Management_A_Technical Potential | F14 | Industrial | Petroleum | Existing | Miscellaneous | Natural Gas | Strategic Energy Management | A | Purchases (Cumulative) | Technical Potential | 0 | 0 | 0.41797 | 0.82874 | 1.2324 | 1.6292 | 2.019 | 2.4022 | 2.7788 | 3.1488 | 3.5125 | 3.8699 | 4.2212 | 4.5664 | 4.9056 | 5.239 | 5.5667 | 5.8887 | 6.2051 | 6.5161 | 6.8217 | 7.1221
F1_Industrial_Petroleum_Existing_Space Heating_Natural Gas_Commissioning_A_Technical Potential | F1 | Industrial | Petroleum | Existing | Space Heating | Natural Gas | Commissioning | A | Original Unit Energy Savings (kWh or therms) | Technical Potential | 0 | 0 | 17.5386 | 17.4526 | 17.367 | 17.2823 | 17.1993 | 17.1183 | 17.04 | 16.9648 | 16.8933 | 16.8259 | 16.7623 | 16.7024 | 16.6459 | 16.5927 | 16.5427 | 16.4956 | 16.4513 | 16.4098 | 16.3707 | 16.3341
F2_Industrial_Petroleum_Existing_Space Heating_Natural Gas_Commissioning_A_Technical Potential | F2 | Industrial | Petroleum | Existing | Space Heating | Natural Gas | Commissioning | A | Original Unit Summer Peak Savings (kW) | Technical Potential | 0 | 0 | 0 | 0 | 0 | 0 | 0 | 0 | 0 | 0 | 0 | 0 | 0 | 0 | 0 | 0 | 0 | 0 | 0 | 0 | 0 | 0
F3_Industrial_Petroleum_Existing_Space Heating_Natural Gas_Commissioning_A_Technical Potential | F3 | Industrial | Petroleum | Existing | Space Heating | Natural Gas | Commissioning | A | Original Unit Winter Peak Savings (kW) | Technical Potential | 0 | 0 | 0 | 0 | 0 | 0 | 0 | 0 | 0 | 0 | 0 | 0 | 0 | 0 | 0 | 0 | 0 | 0 | 0 | 0 | 0 | 0
F4_Industrial_Petroleum_Existing_Space Heating_Natural Gas_Commissioning_A_Technical Potential | F4 | Industrial | Petroleum | Existing | Space Heating | Natural Gas | Commissioning | A | Standalone Impact on Baseline Energy (%) | Technical Potential | bar: 2019 to 2040
F5_Industrial_Petroleum_Existing_Space Heating_Natural Gas_Commissioning_A_Technical Potential | F5 | Industrial | Petroleum | Existing | Space Heating | Natural Gas | Commissioning | A | Standalone Impact on Baseline Summer Peak (%) | Technical Potential | bar: 2019 to 2040
F6_Industrial_Petroleum_Existing_Space Heating_Natural Gas_Commissioning_A_Technical Potential | F6 | Industrial | Petroleum | Existing | Space Heating | Natural Gas | Commissioning | A | Standalone Impact on Baseline Winter Peak (%) | Technical Potential | bar: 2019 to 2040
F7_Industrial_Petroleum_Existing_Space Heating_Natural Gas_Commissioning_A_Technical Potential | F7 | Industrial | Petroleum | Existing | Space Heating | Natural Gas | Commissioning | A | Incremental Energy Savings (MWh or mTherms) | Technical Potential | 0 | 0 | 0 | 0 | 0 | 0 | 0 | 0 | 0 | 0 | 0 | 0 | 0 | 0 | 0 | 0 | 0 | 0 | 0 | 0 | 0 | 0
F8_Industrial_Petroleum_Existing_Space Heating_Natural Gas_Commissioning_A_Technical Potential | F8 | Industrial | Petroleum | Existing | Space Heating | Natural Gas | Commissioning | A | Incremental Summer Peak Savings (MW) | Technical Potential | 0 | 0 | 0 | 0 | 0 | 0 | 0 | 0 | 0 | 0 | 0 | 0 | 0 | 0 | 0 | 0 | 0 | 0 | 0 | 0 | 0 | 0
F9_Industrial_Petroleum_Existing_Space Heating_Natural Gas_Commissioning_A_Technical Potential | F9 | Industrial | Petroleum | Existing | Space Heating | Natural Gas | Commissioning | A | Incremental Winter Peak Savings (MW) | Technical Potential | 0 | 0 | 0 | 0 | 0 | 0 | 0 | 0 | 0 | 0 | 0 | 0 | 0 | 0 | 0 | 0 | 0 | 0 | 0 | 0 | 0 | 0
F10_Industrial_Petroleum_Existing_Space Heating_Natural Gas_Commissioning_A_Technical Potential | F10 | Industrial | Petroleum | Existing | Space Heating | Natural Gas | Commissioning | A | Cumulative Energy Savings (MWh or mTherms) | Technical Potential | 0 | 0 | 0 | 0 | 0 | 0 | 0 | 0 | 0 | 0 | 0 | 0 | 0 | 0 | 0 | 0 | 0 | 0 | 0 | 0 | 0 | 0
F11_Industrial_Petroleum_Existing_Space Heating_Natural Gas_Commissioning_A_Technical Potential | F11 | Industrial | Petroleum | Existing | Space Heating | Natural Gas | Commissioning | A | Cumulative Summer Peak Savings (MW) | Technical Potential | 0 | 0 | 0 | 0 | 0 | 0 | 0 | 0 | 0 | 0 | 0 | 0 | 0 | 0 | 0 | 0 | 0 | 0 | 0 | 0 | 0 | 0
F12_Industrial_Petroleum_Existing_Space Heating_Natural Gas_Commissioning_A_Technical Potential | F12 | Industrial | Petroleum | Existing | Space Heating | Natural Gas | Commissioning | A | Cumulative Winter Peak Savings (MW) | Technical Potential | 0 | 0 | 0 | 0 | 0 | 0 | 0 | 0 | 0 | 0 | 0 | 0 | 0 | 0 | 0 | 0 | 0 | 0 | 0 | 0 | 0 | 0
F13_Industrial_Petroleum_Existing_Space Heating_Natural Gas_Commissioning_A_Technical Potential | F13 | Industrial | Petroleum | Existing | Space Heating | Natural Gas | Commissioning | A | Purchases (Incremental) | Technical Potential | 0 | 0 | 0 | 0 | 0 | 0 | 0 | 0 | 0 | 0 | 0 | 0 | 0 | 0 | 0 | 0 | 0 | 0 | 0 | 0 | 0 | 0
F14_Industrial_Petroleum_Existing_Space Heating_Natural Gas_Commissioning_A_Technical Potential | F14 | Industrial | Petroleum | Existing | Space Heating | Natural Gas | Commissioning | A | Purchases (Cumulative) | Technical Potential | 0 | 0 | 0 | 0 | 0 | 0 | 0 | 0 | 0 | 0 | 0 | 0 | 0 | 0 | 0 | 0 | 0 | 0 | 0 | 0 | 0 | 0
F1_Industrial_Petroleum_Existing_Process_Natural Gas_Commissioning_A_Technical Potential | F1 | Industrial | Petroleum | Existing | Process | Natural Gas | Commissioning | A | Original Unit Energy Savings (kWh or therms) | Technical Potential | 0 | 0 | 4292.3343 | 4292.3343 | 4292.3343 | 4292.3343 | 4292.3343 | 4292.3343 | 4292.3343 | 4292.3343 | 4292.3343 | 4292.3343 | 4292.3343 | 4292.3343 | 4292.3343 | 4292.3343 | 4292.3343 | 4292.3343 | 4292.3343 | 4292.3343 | 4292.3343 | 4292.3343
F2_Industrial_Petroleum_Existing_Process_Natural Gas_Commissioning_A_Technical Potential | F2 | Industrial | Petroleum | Existing | Process | Natural Gas | Commissioning | A | Original Unit Summer Peak Savings (kW) | Technical Potential | 0 | 0 | 0 | 0 | 0 | 0 | 0 | 0 | 0 | 0 | 0 | 0 | 0 | 0 | 0 | 0 | 0 | 0 | 0 | 0 | 0 | 0
F3_Industrial_Petroleum_Existing_Process_Natural Gas_Commissioning_A_Technical Potential | F3 | Industrial | Petroleum | Existing | Process | Natural Gas | Commissioning | A | Original Unit Winter Peak Savings (kW) | Technical Potential | 0 | 0 | 0 | 0 | 0 | 0 | 0 | 0 | 0 | 0 | 0 | 0 | 0 | 0 | 0 | 0 | 0 | 0 | 0 | 0 | 0 | 0
F4_Industrial_Petroleum_Existing_Process_Natural Gas_Commissioning_A_Technical Potential | F4 | Industrial | Petroleum | Existing | Process | Natural Gas | Commissioning | A | Standalone Impact on Baseline Energy (%) | Technical Potential | bar: 2019 to 2040
F5_Industrial_Petroleum_Existing_Process_Natural Gas_Commissioning_A_Technical Potential | F5 | Industrial | Petroleum | Existing | Process | Natural Gas | Commissioning | A | Standalone Impact on Baseline Summer Peak (%) | Technical Potential | bar: 2019 to 2040
F6_Industrial_Petroleum_Existing_Process_Natural Gas_Commissioning_A_Technical Potential | F6 | Industrial | Petroleum | Existing | Process | Natural Gas | Commissioning | A | Standalone Impact on Baseline Winter Peak (%) | Technical Potential | bar: 2019 to 2040
F7_Industrial_Petroleum_Existing_Process_Natural Gas_Commissioning_A_Technical Potential | F7 | Industrial | Petroleum | Existing | Process | Natural Gas | Commissioning | A | Incremental Energy Savings (MWh or mTherms) | Technical Potential | 0 | 0 | 0 | 0 | 0 | 0 | 0 | 0 | 0 | 0 | 0 | 0 | 0 | 0 | 0 | 0 | 0 | 0 | 0 | 0 | 0 | 0
F8_Industrial_Petroleum_Existing_Process_Natural Gas_Commissioning_A_Technical Potential | F8 | Industrial | Petroleum | Existing | Process | Natural Gas | Commissioning | A | Incremental Summer Peak Savings (MW) | Technical Potential | 0 | 0 | 0 | 0 | 0 | 0 | 0 | 0 | 0 | 0 | 0 | 0 | 0 | 0 | 0 | 0 | 0 | 0 | 0 | 0 | 0 | 0
F9_Industrial_Petroleum_Existing_Process_Natural Gas_Commissioning_A_Technical Potential | F9 | Industrial | Petroleum | Existing | Process | Natural Gas | Commissioning | A | Incremental Winter Peak Savings (MW) | Technical Potential | 0 | 0 | 0 | 0 | 0 | 0 | 0 | 0 | 0 | 0 | 0 | 0 | 0 | 0 | 0 | 0 | 0 | 0 | 0 | 0 | 0 | 0
F10_Industrial_Petroleum_Existing_Process_Natural Gas_Commissioning_A_Technical Potential | F10 | Industrial | Petroleum | Existing | Process | Natural Gas | Commissioning | A | Cumulative Energy Savings (MWh or mTherms) | Technical Potential | 0 | 0 | 0 | 0 | 0 | 0 | 0 | 0 | 0 | 0 | 0 | 0 | 0 | 0 | 0 | 0 | 0 | 0 | 0 | 0 | 0 | 0
F11_Industrial_Petroleum_Existing_Process_Natural Gas_Commissioning_A_Technical Potential | F11 | Industrial | Petroleum | Existing | Process | Natural Gas | Commissioning | A | Cumulative Summer Peak Savings (MW) | Technical Potential | 0 | 0 | 0 | 0 | 0 | 0 | 0 | 0 | 0 | 0 | 0 | 0 | 0 | 0 | 0 | 0 | 0 | 0 | 0 | 0 | 0 | 0
F12_Industrial_Petroleum_Existing_Process_Natural Gas_Commissioning_A_Technical Potential | F12 | Industrial | Petroleum | Existing | Process | Natural Gas | Commissioning | A | Cumulative Winter Peak Savings (MW) | Technical Potential | 0 | 0 | 0 | 0 | 0 | 0 | 0 | 0 | 0 | 0 | 0 | 0 | 0 | 0 | 0 | 0 | 0 | 0 | 0 | 0 | 0 | 0
F13_Industrial_Petroleum_Existing_Process_Natural Gas_Commissioning_A_Technical Potential | F13 | Industrial | Petroleum | Existing | Process | Natural Gas | Commissioning | A | Purchases (Incremental) | Technical Potential | 0 | 0 | 0 | 0 | 0 | 0 | 0 | 0 | 0 | 0 | 0 | 0 | 0 | 0 | 0 | 0 | 0 | 0 | 0 | 0 | 0 | 0
F14_Industrial_Petroleum_Existing_Process_Natural Gas_Commissioning_A_Technical Potential | F14 | Industrial | Petroleum | Existing | Process | Natural Gas | Commissioning | A | Purchases (Cumulative) | Technical Potential | 0 | 0 | 0 | 0 | 0 | 0 | 0 | 0 | 0 | 0 | 0 | 0 | 0 | 0 | 0 | 0 | 0 | 0 | 0 | 0 | 0 | 0
F1_Industrial_Petroleum_Existing_Space Heating_Natural Gas_Retrocommissioning_A_Technical Potential | F1 | Industrial | Petroleum | Existing | Space Heating | Natural Gas | Retrocommissioning | A | Original Unit Energy Savings (kWh or therms) | Technical Potential | 0 | 0 | 2.436 | 2.424 | 2.4122 | 2.4004 | 2.3889 | 2.3776 | 2.3667 | 2.3563 | 2.3464 | 2.337 | 2.3282 | 2.3198 | 2.312 | 2.3046 | 2.2977 | 2.2911 | 2.285 | 2.2792 | 2.2738 | 2.2687
F2_Industrial_Petroleum_Existing_Space Heating_Natural Gas_Retrocommissioning_A_Technical Potential | F2 | Industrial | Petroleum | Existing | Space Heating | Natural Gas | Retrocommissioning | A | Original Unit Summer Peak Savings (kW) | Technical Potential | 0 | 0 | 0 | 0 | 0 | 0 | 0 | 0 | 0 | 0 | 0 | 0 | 0 | 0 | 0 | 0 | 0 | 0 | 0 | 0 | 0 | 0
F3_Industrial_Petroleum_Existing_Space Heating_Natural Gas_Retrocommissioning_A_Technical Potential | F3 | Industrial | Petroleum | Existing | Space Heating | Natural Gas | Retrocommissioning | A | Original Unit Winter Peak Savings (kW) | Technical Potential | 0 | 0 | 0 | 0 | 0 | 0 | 0 | 0 | 0 | 0 | 0 | 0 | 0 | 0 | 0 | 0 | 0 | 0 | 0 | 0 | 0 | 0
F4_Industrial_Petroleum_Existing_Space Heating_Natural Gas_Retrocommissioning_A_Technical Potential | F4 | Industrial | Petroleum | Existing | Space Heating | Natural Gas | Retrocommissioning | A | Standalone Impact on Baseline Energy (%) | Technical Potential | 0% | 0% | 0.01458% | 0.02942% | 0.04452% | 0.05989% | 0.07552% | 0.09143% | 0.1076% | 0.1241% | 0.1409% | 0.1579% | 0.1753% | 0.1929% | 0.2109% | 0.2292% | 0.2478% | 0.2667% | 0.286% | 0.3056% | 0.3255% | 0.3458%
F5_Industrial_Petroleum_Existing_Space Heating_Natural Gas_Retrocommissioning_A_Technical Potential | F5 | Industrial | Petroleum | Existing | Space Heating | Natural Gas | Retrocommissioning | A | Standalone Impact on Baseline Summer Peak (%) | Technical Potential | bar: 2019 to 2040
F6_Industrial_Petroleum_Existing_Space Heating_Natural Gas_Retrocommissioning_A_Technical Potential | F6 | Industrial | Petroleum | Existing | Space Heating | Natural Gas | Retrocommissioning | A | Standalone Impact on Baseline Winter Peak (%) | Technical Potential | bar: 2019 to 2040
F7_Industrial_Petroleum_Existing_Space Heating_Natural Gas_Retrocommissioning_A_Technical Potential | F7 | Industrial | Petroleum | Existing | Space Heating | Natural Gas | Retrocommissioning | A | Incremental Energy Savings (MWh or mTherms) | Technical Potential | 0 | 0 | 0.00079192 | 0.00077445 | 0.00075736 | 0.00074068 | 0.00072441 | 0.00070857 | 0.00069316 | 0.00067821 | 0.00066371 | 0.00064966 | 0.00063604 | 0.00062284 | 0.00061003 | 0.0005976 | 0.00058553 | 0.00057379 | 0.00056239 | 0.0005513 | 0.0005405 | 0.00053
F8_Industrial_Petroleum_Existing_Space Heating_Natural Gas_Retrocommissioning_A_Technical Potential | F8 | Industrial | Petroleum | Existing | Space Heating | Natural Gas | Retrocommissioning | A | Incremental Summer Peak Savings (MW) | Technical Potential | 0 | 0 | 0 | 0 | 0 | 0 | 0 | 0 | 0 | 0 | 0 | 0 | 0 | 0 | 0 | 0 | 0 | 0 | 0 | 0 | 0 | 0
F9_Industrial_Petroleum_Existing_Space Heating_Natural Gas_Retrocommissioning_A_Technical Potential | F9 | Industrial | Petroleum | Existing | Space Heating | Natural Gas | Retrocommissioning | A | Incremental Winter Peak Savings (MW) | Technical Potential | 0 | 0 | 0 | 0 | 0 | 0 | 0 | 0 | 0 | 0 | 0 | 0 | 0 | 0 | 0 | 0 | 0 | 0 | 0 | 0 | 0 | 0
F10_Industrial_Petroleum_Existing_Space Heating_Natural Gas_Retrocommissioning_A_Technical Potential | F10 | Industrial | Petroleum | Existing | Space Heating | Natural Gas | Retrocommissioning | A | Cumulative Energy Savings (MWh or mTherms) | Technical Potential | 0 | 0 | 0.00079192 | 0.0015625 | 0.0023122 | 0.0030416 | 0.0037514 | 0.0044423 | 0.0051151 | 0.0057708 | 0.0064102 | 0.0070342 | 0.0076437 | 0.0082392 | 0.0088214 | 0.0093908 | 0.009948 | 0.010493 | 0.011028 | 0.011551 | 0.012064 | 0.012567
F11_Industrial_Petroleum_Existing_Space Heating_Natural Gas_Retrocommissioning_A_Technical Potential | F11 | Industrial | Petroleum | Existing | Space Heating | Natural Gas | Retrocommissioning | A | Cumulative Summer Peak Savings (MW) | Technical Potential | 0 | 0 | 0 | 0 | 0 | 0 | 0 | 0 | 0 | 0 | 0 | 0 | 0 | 0 | 0 | 0 | 0 | 0 | 0 | 0 | 0 | 0
F12_Industrial_Petroleum_Existing_Space Heating_Natural Gas_Retrocommissioning_A_Technical Potential | F12 | Industrial | Petroleum | Existing | Space Heating | Natural Gas | Retrocommissioning | A | Cumulative Winter Peak Savings (MW) | Technical Potential | 0 | 0 | 0 | 0 | 0 | 0 | 0 | 0 | 0 | 0 | 0 | 0 | 0 | 0 | 0 | 0 | 0 | 0 | 0 | 0 | 0 | 0
F13_Industrial_Petroleum_Existing_Space Heating_Natural Gas_Retrocommissioning_A_Technical Potential | F13 | Industrial | Petroleum | Existing | Space Heating | Natural Gas | Retrocommissioning | A | Purchases (Incremental) | Technical Potential | 0 | 0 | 0.32509 | 0.31949 | 0.31398 | 0.30856 | 0.30324 | 0.29802 | 0.29288 | 0.28783 | 0.28287 | 0.27799 | 0.2732 | 0.26849 | 0.26386 | 0.25931 | 0.25484 | 0.25044 | 0.24612 | 0.24188 | 0.23771 | 0.23361
F14_Industrial_Petroleum_Existing_Space Heating_Natural Gas_Retrocommissioning_A_Technical Potential | F14 | Industrial | Petroleum | Existing | Space Heating | Natural Gas | Retrocommissioning | A | Purchases (Cumulative) | Technical Potential | 0 | 0 | 0.32509 | 0.64458 | 0.95855 | 1.2671 | 1.5704 | 1.8684 | 2.1613 | 2.4491 | 2.732 | 3.0099 | 3.2831 | 3.5516 | 3.8155 | 4.0748 | 4.3296 | 4.5801 | 4.8262 | 5.0681 | 5.3058 | 5.5394
F1_Industrial_Petroleum_Existing_Process_Natural Gas_Retrocommissioning_A_Technical Potential | F1 | Industrial | Petroleum | Existing | Process | Natural Gas | Retrocommissioning | A | Original Unit Energy Savings (kWh or therms) | Technical Potential | 0 | 0 | 0 | 0 | 0 | 0 | 0 | 0 | 0 | 0 | 0 | 0 | 0 | 0 | 0 | 0 | 0 | 0 | 0 | 0 | 0 | 0
F2_Industrial_Petroleum_Existing_Process_Natural Gas_Retrocommissioning_A_Technical Potential | F2 | Industrial | Petroleum | Existing | Process | Natural Gas | Retrocommissioning | A | Original Unit Summer Peak Savings (kW) | Technical Potential | 0 | 0 | 0 | 0 | 0 | 0 | 0 | 0 | 0 | 0 | 0 | 0 | 0 | 0 | 0 | 0 | 0 | 0 | 0 | 0 | 0 | 0
F3_Industrial_Petroleum_Existing_Process_Natural Gas_Retrocommissioning_A_Technical Potential | F3 | Industrial | Petroleum | Existing | Process | Natural Gas | Retrocommissioning | A | Original Unit Winter Peak Savings (kW) | Technical Potential | 0 | 0 | 0 | 0 | 0 | 0 | 0 | 0 | 0 | 0 | 0 | 0 | 0 | 0 | 0 | 0 | 0 | 0 | 0 | 0 | 0 | 0
F4_Industrial_Petroleum_Existing_Process_Natural Gas_Retrocommissioning_A_Technical Potential | F4 | Industrial | Petroleum | Existing | Process | Natural Gas | Retrocommissioning | A | Standalone Impact on Baseline Energy (%) | Technical Potential | bar: 2019 to 2040
F5_Industrial_Petroleum_Existing_Process_Natural Gas_Retrocommissioning_A_Technical Potential | F5 | Industrial | Petroleum | Existing | Process | Natural Gas | Retrocommissioning | A | Standalone Impact on Baseline Summer Peak (%) | Technical Potential | bar: 2019 to 2040
F6_Industrial_Petroleum_Existing_Process_Natural Gas_Retrocommissioning_A_Technical Potential | F6 | Industrial | Petroleum | Existing | Process | Natural Gas | Retrocommissioning | A | Standalone Impact on Baseline Winter Peak (%) | Technical Potential | bar: 2019 to 2040
F7_Industrial_Petroleum_Existing_Process_Natural Gas_Retrocommissioning_A_Technical Potential | F7 | Industrial | Petroleum | Existing | Process | Natural Gas | Retrocommissioning | A | Incremental Energy Savings (MWh or mTherms) | Technical Potential | 0 | 0 | 0 | 0 | 0 | 0 | 0 | 0 | 0 | 0 | 0 | 0 | 0 | 0 | 0 | 0 | 0 | 0 | 0 | 0 | 0 | 0
F8_Industrial_Petroleum_Existing_Process_Natural Gas_Retrocommissioning_A_Technical Potential | F8 | Industrial | Petroleum | Existing | Process | Natural Gas | Retrocommissioning | A | Incremental Summer Peak Savings (MW) | Technical Potential | 0 | 0 | 0 | 0 | 0 | 0 | 0 | 0 | 0 | 0 | 0 | 0 | 0 | 0 | 0 | 0 | 0 | 0 | 0 | 0 | 0 | 0
F9_Industrial_Petroleum_Existing_Process_Natural Gas_Retrocommissioning_A_Technical Potential | F9 | Industrial | Petroleum | Existing | Process | Natural Gas | Retrocommissioning | A | Incremental Winter Peak Savings (MW) | Technical Potential | 0 | 0 | 0 | 0 | 0 | 0 | 0 | 0 | 0 | 0 | 0 | 0 | 0 | 0 | 0 | 0 | 0 | 0 | 0 | 0 | 0 | 0
F10_Industrial_Petroleum_Existing_Process_Natural Gas_Retrocommissioning_A_Technical Potential | F10 | Industrial | Petroleum | Existing | Process | Natural Gas | Retrocommissioning | A | Cumulative Energy Savings (MWh or mTherms) | Technical Potential | 0 | 0 | 0 | 0 | 0 | 0 | 0 | 0 | 0 | 0 | 0 | 0 | 0 | 0 | 0 | 0 | 0 | 0 | 0 | 0 | 0 | 0
F11_Industrial_Petroleum_Existing_Process_Natural Gas_Retrocommissioning_A_Technical Potential | F11 | Industrial | Petroleum | Existing | Process | Natural Gas | Retrocommissioning | A | Cumulative Summer Peak Savings (MW) | Technical Potential | 0 | 0 | 0 | 0 | 0 | 0 | 0 | 0 | 0 | 0 | 0 | 0 | 0 | 0 | 0 | 0 | 0 | 0 | 0 | 0 | 0 | 0
F12_Industrial_Petroleum_Existing_Process_Natural Gas_Retrocommissioning_A_Technical Potential | F12 | Industrial | Petroleum | Existing | Process | Natural Gas | Retrocommissioning | A | Cumulative Winter Peak Savings (MW) | Technical Potential | 0 | 0 | 0 | 0 | 0 | 0 | 0 | 0 | 0 | 0 | 0 | 0 | 0 | 0 | 0 | 0 | 0 | 0 | 0 | 0 | 0 | 0
F13_Industrial_Petroleum_Existing_Process_Natural Gas_Retrocommissioning_A_Technical Potential | F13 | Industrial | Petroleum | Existing | Process | Natural Gas | Retrocommissioning | A | Purchases (Incremental) | Technical Potential | 0 | 0 | 0.32509 | 0.31949 | 0.31398 | 0.30856 | 0.30324 | 0.29802 | 0.29288 | 0.28783 | 0.28287 | 0.27799 | 0.2732 | 0.26849 | 0.26386 | 0.25931 | 0.25484 | 0.25044 | 0.24612 | 0.24188 | 0.23771 | 0.23361
F14_Industrial_Petroleum_Existing_Process_Natural Gas_Retrocommissioning_A_Technical Potential | F14 | Industrial | Petroleum | Existing | Process | Natural Gas | Retrocommissioning | A | Purchases (Cumulative) | Technical Potential | 0 | 0 | 0.32509 | 0.64458 | 0.95855 | 1.2671 | 1.5704 | 1.8684 | 2.1613 | 2.4491 | 2.732 | 3.0099 | 3.2831 | 3.5516 | 3.8155 | 4.0748 | 4.3296 | 4.5801 | 4.8262 | 5.0681 | 5.3058 | 5.5394
F1_Industrial_Petroleum_New_Space Heating_Natural Gas_Insulation - Roof/Ceiling_A_Technical Potential | F1 | Industrial | Petroleum | New | Space Heating | Natural Gas | Insulation - Roof/Ceiling | A | Original Unit Energy Savings (kWh or therms) | Technical Potential | 0 | 0 | 0.0743 | 0.0743 | 0.0743 | 0.0743 | 0.0743 | 0.0743 | 0.0743 | 0.0743 | 0.0743 | 0.0743 | 0.0743 | 0.0743 | 0.0743 | 0.0743 | 0.0743 | 0.0743 | 0.0743 | 0.0743 | 0.0743 | 0.0743
F2_Industrial_Petroleum_New_Space Heating_Natural Gas_Insulation - Roof/Ceiling_A_Technical Potential | F2 | Industrial | Petroleum | New | Space Heating | Natural Gas | Insulation - Roof/Ceiling | A | Original Unit Summer Peak Savings (kW) | Technical Potential | 0 | 0 | 0 | 0 | 0 | 0 | 0 | 0 | 0 | 0 | 0 | 0 | 0 | 0 | 0 | 0 | 0 | 0 | 0 | 0 | 0 | 0
F3_Industrial_Petroleum_New_Space Heating_Natural Gas_Insulation - Roof/Ceiling_A_Technical Potential | F3 | Industrial | Petroleum | New | Space Heating | Natural Gas | Insulation - Roof/Ceiling | A | Original Unit Winter Peak Savings (kW) | Technical Potential | 0 | 0 | 0 | 0 | 0 | 0 | 0 | 0 | 0 | 0 | 0 | 0 | 0 | 0 | 0 | 0 | 0 | 0 | 0 | 0 | 0 | 0
F4_Industrial_Petroleum_New_Space Heating_Natural Gas_Insulation - Roof/Ceiling_A_Technical Potential | F4 | Industrial | Petroleum | New | Space Heating | Natural Gas | Insulation - Roof/Ceiling | A | Standalone Impact on Baseline Energy (%) | Technical Potential | bar: 2019 to 2040
F5_Industrial_Petroleum_New_Space Heating_Natural Gas_Insulation - Roof/Ceiling_A_Technical Potential | F5 | Industrial | Petroleum | New | Space Heating | Natural Gas | Insulation - Roof/Ceiling | A | Standalone Impact on Baseline Summer Peak (%) | Technical Potential | bar: 2019 to 2040
F6_Industrial_Petroleum_New_Space Heating_Natural Gas_Insulation - Roof/Ceiling_A_Technical Potential | F6 | Industrial | Petroleum | New | Space Heating | Natural Gas | Insulation - Roof/Ceiling | A | Standalone Impact on Baseline Winter Peak (%) | Technical Potential | bar: 2019 to 2040
F7_Industrial_Petroleum_New_Space Heating_Natural Gas_Insulation - Roof/Ceiling_A_Technical Potential | F7 | Industrial | Petroleum | New | Space Heating | Natural Gas | Insulation - Roof/Ceiling | A | Incremental Energy Savings (MWh or mTherms) | Technical Potential | 0 | 0 | 0 | 0 | 0 | 0 | 0 | 0 | 0 | 0 | 0 | 0 | 0 | 0 | 0 | 0 | 0 | 0 | 0 | 0 | 0 | 0
F8_Industrial_Petroleum_New_Space Heating_Natural Gas_Insulation - Roof/Ceiling_A_Technical Potential | F8 | Industrial | Petroleum | New | Space Heating | Natural Gas | Insulation - Roof/Ceiling | A | Incremental Summer Peak Savings (MW) | Technical Potential | 0 | 0 | 0 | 0 | 0 | 0 | 0 | 0 | 0 | 0 | 0 | 0 | 0 | 0 | 0 | 0 | 0 | 0 | 0 | 0 | 0 | 0
F9_Industrial_Petroleum_New_Space Heating_Natural Gas_Insulation - Roof/Ceiling_A_Technical Potential | F9 | Industrial | Petroleum | New | Space Heating | Natural Gas | Insulation - Roof/Ceiling | A | Incremental Winter Peak Savings (MW) | Technical Potential | 0 | 0 | 0 | 0 | 0 | 0 | 0 | 0 | 0 | 0 | 0 | 0 | 0 | 0 | 0 | 0 | 0 | 0 | 0 | 0 | 0 | 0
F10_Industrial_Petroleum_New_Space Heating_Natural Gas_Insulation - Roof/Ceiling_A_Technical Potential | F10 | Industrial | Petroleum | New | Space Heating | Natural Gas | Insulation - Roof/Ceiling | A | Cumulative Energy Savings (MWh or mTherms) | Technical Potential | 0 | 0 | 0 | 0 | 0 | 0 | 0 | 0 | 0 | 0 | 0 | 0 | 0 | 0 | 0 | 0 | 0 | 0 | 0 | 0 | 0 | 0
F11_Industrial_Petroleum_New_Space Heating_Natural Gas_Insulation - Roof/Ceiling_A_Technical Potential | F11 | Industrial | Petroleum | New | Space Heating | Natural Gas | Insulation - Roof/Ceiling | A | Cumulative Summer Peak Savings (MW) | Technical Potential | 0 | 0 | 0 | 0 | 0 | 0 | 0 | 0 | 0 | 0 | 0 | 0 | 0 | 0 | 0 | 0 | 0 | 0 | 0 | 0 | 0 | 0
F12_Industrial_Petroleum_New_Space Heating_Natural Gas_Insulation - Roof/Ceiling_A_Technical Potential | F12 | Industrial | Petroleum | New | Space Heating | Natural Gas | Insulation - Roof/Ceiling | A | Cumulative Winter Peak Savings (MW) | Technical Potential | 0 | 0 | 0 | 0 | 0 | 0 | 0 | 0 | 0 | 0 | 0 | 0 | 0 | 0 | 0 | 0 | 0 | 0 | 0 | 0 | 0 | 0
F13_Industrial_Petroleum_New_Space Heating_Natural Gas_Insulation - Roof/Ceiling_A_Technical Potential | F13 | Industrial | Petroleum | New | Space Heating | Natural Gas | Insulation - Roof/Ceiling | A | Purchases (Incremental) | Technical Potential | 0 | 0 | 0 | 0 | 0 | 0 | 0 | 0 | 0 | 0 | 0 | 0 | 0 | 0 | 0 | 0 | 0 | 0 | 0 | 0 | 0 | 0
F14_Industrial_Petroleum_New_Space Heating_Natural Gas_Insulation - Roof/Ceiling_A_Technical Potential | F14 | Industrial | Petroleum | New | Space Heating | Natural Gas | Insulation - Roof/Ceiling | A | Purchases (Cumulative) | Technical Potential | 0 | 0 | 0 | 0 | 0 | 0 | 0 | 0 | 0 | 0 | 0 | 0 | 0 | 0 | 0 | 0 | 0 | 0 | 0 | 0 | 0 | 0
F1_Industrial_Petroleum_New_Space Heating_Natural Gas_Insulation - Wall Cavity_A_Technical Potential | F1 | Industrial | Petroleum | New | Space Heating | Natural Gas | Insulation - Wall Cavity | A | Original Unit Energy Savings (kWh or therms) | Technical Potential | 0 | 0 | 0.016254 | 0.016254 | 0.016254 | 0.016254 | 0.016254 | 0.016254 | 0.016254 | 0.016254 | 0.016254 | 0.016254 | 0.016254 | 0.016254 | 0.016254 | 0.016254 | 0.016254 | 0.016254 | 0.016254 | 0.016254 | 0.016254 | 0.016254
F2_Industrial_Petroleum_New_Space Heating_Natural Gas_Insulation - Wall Cavity_A_Technical Potential | F2 | Industrial | Petroleum | New | Space Heating | Natural Gas | Insulation - Wall Cavity | A | Original Unit Summer Peak Savings (kW) | Technical Potential | 0 | 0 | 0 | 0 | 0 | 0 | 0 | 0 | 0 | 0 | 0 | 0 | 0 | 0 | 0 | 0 | 0 | 0 | 0 | 0 | 0 | 0
F3_Industrial_Petroleum_New_Space Heating_Natural Gas_Insulation - Wall Cavity_A_Technical Potential | F3 | Industrial | Petroleum | New | Space Heating | Natural Gas | Insulation - Wall Cavity | A | Original Unit Winter Peak Savings (kW) | Technical Potential | 0 | 0 | 0 | 0 | 0 | 0 | 0 | 0 | 0 | 0 | 0 | 0 | 0 | 0 | 0 | 0 | 0 | 0 | 0 | 0 | 0 | 0
F4_Industrial_Petroleum_New_Space Heating_Natural Gas_Insulation - Wall Cavity_A_Technical Potential | F4 | Industrial | Petroleum | New | Space Heating | Natural Gas | Insulation - Wall Cavity | A | Standalone Impact on Baseline Energy (%) | Technical Potential | bar: 2019 to 2040
F5_Industrial_Petroleum_New_Space Heating_Natural Gas_Insulation - Wall Cavity_A_Technical Potential | F5 | Industrial | Petroleum | New | Space Heating | Natural Gas | Insulation - Wall Cavity | A | Standalone Impact on Baseline Summer Peak (%) | Technical Potential | bar: 2019 to 2040
F6_Industrial_Petroleum_New_Space Heating_Natural Gas_Insulation - Wall Cavity_A_Technical Potential | F6 | Industrial | Petroleum | New | Space Heating | Natural Gas | Insulation - Wall Cavity | A | Standalone Impact on Baseline Winter Peak (%) | Technical Potential | bar: 2019 to 2040
F7_Industrial_Petroleum_New_Space Heating_Natural Gas_Insulation - Wall Cavity_A_Technical Potential | F7 | Industrial | Petroleum | New | Space Heating | Natural Gas | Insulation - Wall Cavity | A | Incremental Energy Savings (MWh or mTherms) | Technical Potential | 0 | 0 | 0 | 0 | 0 | 0 | 0 | 0 | 0 | 0 | 0 | 0 | 0 | 0 | 0 | 0 | 0 | 0 | 0 | 0 | 0 | 0
F8_Industrial_Petroleum_New_Space Heating_Natural Gas_Insulation - Wall Cavity_A_Technical Potential | F8 | Industrial | Petroleum | New | Space Heating | Natural Gas | Insulation - Wall Cavity | A | Incremental Summer Peak Savings (MW) | Technical Potential | 0 | 0 | 0 | 0 | 0 | 0 | 0 | 0 | 0 | 0 | 0 | 0 | 0 | 0 | 0 | 0 | 0 | 0 | 0 | 0 | 0 | 0
F9_Industrial_Petroleum_New_Space Heating_Natural Gas_Insulation - Wall Cavity_A_Technical Potential | F9 | Industrial | Petroleum | New | Space Heating | Natural Gas | Insulation - Wall Cavity | A | Incremental Winter Peak Savings (MW) | Technical Potential | 0 | 0 | 0 | 0 | 0 | 0 | 0 | 0 | 0 | 0 | 0 | 0 | 0 | 0 | 0 | 0 | 0 | 0 | 0 | 0 | 0 | 0
F10_Industrial_Petroleum_New_Space Heating_Natural Gas_Insulation - Wall Cavity_A_Technical Potential | F10 | Industrial | Petroleum | New | Space Heating | Natural Gas | Insulation - Wall Cavity | A | Cumulative Energy Savings (MWh or mTherms) | Technical Potential | 0 | 0 | 0 | 0 | 0 | 0 | 0 | 0 | 0 | 0 | 0 | 0 | 0 | 0 | 0 | 0 | 0 | 0 | 0 | 0 | 0 | 0
F11_Industrial_Petroleum_New_Space Heating_Natural Gas_Insulation - Wall Cavity_A_Technical Potential | F11 | Industrial | Petroleum | New | Space Heating | Natural Gas | Insulation - Wall Cavity | A | Cumulative Summer Peak Savings (MW) | Technical Potential | 0 | 0 | 0 | 0 | 0 | 0 | 0 | 0 | 0 | 0 | 0 | 0 | 0 | 0 | 0 | 0 | 0 | 0 | 0 | 0 | 0 | 0
F12_Industrial_Petroleum_New_Space Heating_Natural Gas_Insulation - Wall Cavity_A_Technical Potential | F12 | Industrial | Petroleum | New | Space Heating | Natural Gas | Insulation - Wall Cavity | A | Cumulative Winter Peak Savings (MW) | Technical Potential | 0 | 0 | 0 | 0 | 0 | 0 | 0 | 0 | 0 | 0 | 0 | 0 | 0 | 0 | 0 | 0 | 0 | 0 | 0 | 0 | 0 | 0
F13_Industrial_Petroleum_New_Space Heating_Natural Gas_Insulation - Wall Cavity_A_Technical Potential | F13 | Industrial | Petroleum | New | Space Heating | Natural Gas | Insulation - Wall Cavity | A | Purchases (Incremental) | Technical Potential | 0 | 0 | 0 | 0 | 0 | 0 | 0 | 0 | 0 | 0 | 0 | 0 | 0 | 0 | 0 | 0 | 0 | 0 | 0 | 0 | 0 | 0
F14_Industrial_Petroleum_New_Space Heating_Natural Gas_Insulation - Wall Cavity_A_Technical Potential | F14 | Industrial | Petroleum | New | Space Heating | Natural Gas | Insulation - Wall Cavity | A | Purchases (Cumulative) | Technical Potential | 0 | 0 | 0 | 0 | 0 | 0 | 0 | 0 | 0 | 0 | 0 | 0 | 0 | 0 | 0 | 0 | 0 | 0 | 0 | 0 | 0 | 0
F1_Industrial_Petroleum_New_Space Heating_Natural Gas_Insulation - Ducting_A_Technical Potential | F1 | Industrial | Petroleum | New | Space Heating | Natural Gas | Insulation - Ducting | A | Original Unit Energy Savings (kWh or therms) | Technical Potential | 0 | 0 | 0.0012737 | 0.0012737 | 0.0012737 | 0.0012737 | 0.0012737 | 0.0012737 | 0.0012737 | 0.0012737 | 0.0012737 | 0.0012737 | 0.0012737 | 0.0012737 | 0.0012737 | 0.0012737 | 0.0012737 | 0.0012737 | 0.0012737 | 0.0012737 | 0.0012737 | 0.0012737
F2_Industrial_Petroleum_New_Space Heating_Natural Gas_Insulation - Ducting_A_Technical Potential | F2 | Industrial | Petroleum | New | Space Heating | Natural Gas | Insulation - Ducting | A | Original Unit Summer Peak Savings (kW) | Technical Potential | 0 | 0 | 0 | 0 | 0 | 0 | 0 | 0 | 0 | 0 | 0 | 0 | 0 | 0 | 0 | 0 | 0 | 0 | 0 | 0 | 0 | 0
F3_Industrial_Petroleum_New_Space Heating_Natural Gas_Insulation - Ducting_A_Technical Potential | F3 | Industrial | Petroleum | New | Space Heating | Natural Gas | Insulation - Ducting | A | Original Unit Winter Peak Savings (kW) | Technical Potential | 0 | 0 | 0 | 0 | 0 | 0 | 0 | 0 | 0 | 0 | 0 | 0 | 0 | 0 | 0 | 0 | 0 | 0 | 0 | 0 | 0 | 0
F4_Industrial_Petroleum_New_Space Heating_Natural Gas_Insulation - Ducting_A_Technical Potential | F4 | Industrial | Petroleum | New | Space Heating | Natural Gas | Insulation - Ducting | A | Standalone Impact on Baseline Energy (%) | Technical Potential | bar: 2019 to 2040
F5_Industrial_Petroleum_New_Space Heating_Natural Gas_Insulation - Ducting_A_Technical Potential | F5 | Industrial | Petroleum | New | Space Heating | Natural Gas | Insulation - Ducting | A | Standalone Impact on Baseline Summer Peak (%) | Technical Potential | bar: 2019 to 2040
F6_Industrial_Petroleum_New_Space Heating_Natural Gas_Insulation - Ducting_A_Technical Potential | F6 | Industrial | Petroleum | New | Space Heating | Natural Gas | Insulation - Ducting | A | Standalone Impact on Baseline Winter Peak (%) | Technical Potential | bar: 2019 to 2040
F7_Industrial_Petroleum_New_Space Heating_Natural Gas_Insulation - Ducting_A_Technical Potential | F7 | Industrial | Petroleum | New | Space Heating | Natural Gas | Insulation - Ducting | A | Incremental Energy Savings (MWh or mTherms) | Technical Potential | 0 | 0 | 0 | 0 | 0 | 0 | 0 | 0 | 0 | 0 | 0 | 0 | 0 | 0 | 0 | 0 | 0 | 0 | 0 | 0 | 0 | 0
F8_Industrial_Petroleum_New_Space Heating_Natural Gas_Insulation - Ducting_A_Technical Potential | F8 | Industrial | Petroleum | New | Space Heating | Natural Gas | Insulation - Ducting | A | Incremental Summer Peak Savings (MW) | Technical Potential | 0 | 0 | 0 | 0 | 0 | 0 | 0 | 0 | 0 | 0 | 0 | 0 | 0 | 0 | 0 | 0 | 0 | 0 | 0 | 0 | 0 | 0
F9_Industrial_Petroleum_New_Space Heating_Natural Gas_Insulation - Ducting_A_Technical Potential | F9 | Industrial | Petroleum | New | Space Heating | Natural Gas | Insulation - Ducting | A | Incremental Winter Peak Savings (MW) | Technical Potential | 0 | 0 | 0 | 0 | 0 | 0 | 0 | 0 | 0 | 0 | 0 | 0 | 0 | 0 | 0 | 0 | 0 | 0 | 0 | 0 | 0 | 0
F10_Industrial_Petroleum_New_Space Heating_Natural Gas_Insulation - Ducting_A_Technical Potential | F10 | Industrial | Petroleum | New | Space Heating | Natural Gas | Insulation - Ducting | A | Cumulative Energy Savings (MWh or mTherms) | Technical Potential | 0 | 0 | 0 | 0 | 0 | 0 | 0 | 0 | 0 | 0 | 0 | 0 | 0 | 0 | 0 | 0 | 0 | 0 | 0 | 0 | 0 | 0
F11_Industrial_Petroleum_New_Space Heating_Natural Gas_Insulation - Ducting_A_Technical Potential | F11 | Industrial | Petroleum | New | Space Heating | Natural Gas | Insulation - Ducting | A | Cumulative Summer Peak Savings (MW) | Technical Potential | 0 | 0 | 0 | 0 | 0 | 0 | 0 | 0 | 0 | 0 | 0 | 0 | 0 | 0 | 0 | 0 | 0 | 0 | 0 | 0 | 0 | 0
F12_Industrial_Petroleum_New_Space Heating_Natural Gas_Insulation - Ducting_A_Technical Potential | F12 | Industrial | Petroleum | New | Space Heating | Natural Gas | Insulation - Ducting | A | Cumulative Winter Peak Savings (MW) | Technical Potential | 0 | 0 | 0 | 0 | 0 | 0 | 0 | 0 | 0 | 0 | 0 | 0 | 0 | 0 | 0 | 0 | 0 | 0 | 0 | 0 | 0 | 0
F13_Industrial_Petroleum_New_Space Heating_Natural Gas_Insulation - Ducting_A_Technical Potential | F13 | Industrial | Petroleum | New | Space Heating | Natural Gas | Insulation - Ducting | A | Purchases (Incremental) | Technical Potential | 0 | 0 | 0 | 0 | 0 | 0 | 0 | 0 | 0 | 0 | 0 | 0 | 0 | 0 | 0 | 0 | 0 | 0 | 0 | 0 | 0 | 0
F14_Industrial_Petroleum_New_Space Heating_Natural Gas_Insulation - Ducting_A_Technical Potential | F14 | Industrial | Petroleum | New | Space Heating | Natural Gas | Insulation - Ducting | A | Purchases (Cumulative) | Technical Potential | 0 | 0 | 0 | 0 | 0 | 0 | 0 | 0 | 0 | 0 | 0 | 0 | 0 | 0 | 0 | 0 | 0 | 0 | 0 | 0 | 0 | 0
F1_Industrial_Petroleum_New_Space Heating_Natural Gas_HVAC - Duct Repair and Sealing_A_Technical Potential | F1 | Industrial | Petroleum | New | Space Heating | Natural Gas | HVAC - Duct Repair and Sealing | A | Original Unit Energy Savings (kWh or therms) | Technical Potential | 0 | 0 | 0.0036023 | 0.0036023 | 0.0036023 | 0.0036023 | 0.0036023 | 0.0036023 | 0.0036023 | 0.0036023 | 0.0036023 | 0.0036023 | 0.0036023 | 0.0036023 | 0.0036023 | 0.0036023 | 0.0036023 | 0.0036023 | 0.0036023 | 0.0036023 | 0.0036023 | 0.0036023
F2_Industrial_Petroleum_New_Space Heating_Natural Gas_HVAC - Duct Repair and Sealing_A_Technical Potential | F2 | Industrial | Petroleum | New | Space Heating | Natural Gas | HVAC - Duct Repair and Sealing | A | Original Unit Summer Peak Savings (kW) | Technical Potential | 0 | 0 | 0 | 0 | 0 | 0 | 0 | 0 | 0 | 0 | 0 | 0 | 0 | 0 | 0 | 0 | 0 | 0 | 0 | 0 | 0 | 0
F3_Industrial_Petroleum_New_Space Heating_Natural Gas_HVAC - Duct Repair and Sealing_A_Technical Potential | F3 | Industrial | Petroleum | New | Space Heating | Natural Gas | HVAC - Duct Repair and Sealing | A | Original Unit Winter Peak Savings (kW) | Technical Potential | 0 | 0 | 0 | 0 | 0 | 0 | 0 | 0 | 0 | 0 | 0 | 0 | 0 | 0 | 0 | 0 | 0 | 0 | 0 | 0 | 0 | 0
F4_Industrial_Petroleum_New_Space Heating_Natural Gas_HVAC - Duct Repair and Sealing_A_Technical Potential | F4 | Industrial | Petroleum | New | Space Heating | Natural Gas | HVAC - Duct Repair and Sealing | A | Standalone Impact on Baseline Energy (%) | Technical Potential | bar: 2019 to 2040
F5_Industrial_Petroleum_New_Space Heating_Natural Gas_HVAC - Duct Repair and Sealing_A_Technical Potential | F5 | Industrial | Petroleum | New | Space Heating | Natural Gas | HVAC - Duct Repair and Sealing | A | Standalone Impact on Baseline Summer Peak (%) | Technical Potential | bar: 2019 to 2040
F6_Industrial_Petroleum_New_Space Heating_Natural Gas_HVAC - Duct Repair and Sealing_A_Technical Potential | F6 | Industrial | Petroleum | New | Space Heating | Natural Gas | HVAC - Duct Repair and Sealing | A | Standalone Impact on Baseline Winter Peak (%) | Technical Potential | bar: 2019 to 2040
F7_Industrial_Petroleum_New_Space Heating_Natural Gas_HVAC - Duct Repair and Sealing_A_Technical Potential | F7 | Industrial | Petroleum | New | Space Heating | Natural Gas | HVAC - Duct Repair and Sealing | A | Incremental Energy Savings (MWh or mTherms) | Technical Potential | 0 | 0 | 0 | 0 | 0 | 0 | 0 | 0 | 0 | 0 | 0 | 0 | 0 | 0 | 0 | 0 | 0 | 0 | 0 | 0 | 0 | 0
F8_Industrial_Petroleum_New_Space Heating_Natural Gas_HVAC - Duct Repair and Sealing_A_Technical Potential | F8 | Industrial | Petroleum | New | Space Heating | Natural Gas | HVAC - Duct Repair and Sealing | A | Incremental Summer Peak Savings (MW) | Technical Potential | 0 | 0 | 0 | 0 | 0 | 0 | 0 | 0 | 0 | 0 | 0 | 0 | 0 | 0 | 0 | 0 | 0 | 0 | 0 | 0 | 0 | 0
F9_Industrial_Petroleum_New_Space Heating_Natural Gas_HVAC - Duct Repair and Sealing_A_Technical Potential | F9 | Industrial | Petroleum | New | Space Heating | Natural Gas | HVAC - Duct Repair and Sealing | A | Incremental Winter Peak Savings (MW) | Technical Potential | 0 | 0 | 0 | 0 | 0 | 0 | 0 | 0 | 0 | 0 | 0 | 0 | 0 | 0 | 0 | 0 | 0 | 0 | 0 | 0 | 0 | 0
F10_Industrial_Petroleum_New_Space Heating_Natural Gas_HVAC - Duct Repair and Sealing_A_Technical Potential | F10 | Industrial | Petroleum | New | Space Heating | Natural Gas | HVAC - Duct Repair and Sealing | A | Cumulative Energy Savings (MWh or mTherms) | Technical Potential | 0 | 0 | 0 | 0 | 0 | 0 | 0 | 0 | 0 | 0 | 0 | 0 | 0 | 0 | 0 | 0 | 0 | 0 | 0 | 0 | 0 | 0
F11_Industrial_Petroleum_New_Space Heating_Natural Gas_HVAC - Duct Repair and Sealing_A_Technical Potential | F11 | Industrial | Petroleum | New | Space Heating | Natural Gas | HVAC - Duct Repair and Sealing | A | Cumulative Summer Peak Savings (MW) | Technical Potential | 0 | 0 | 0 | 0 | 0 | 0 | 0 | 0 | 0 | 0 | 0 | 0 | 0 | 0 | 0 | 0 | 0 | 0 | 0 | 0 | 0 | 0
F12_Industrial_Petroleum_New_Space Heating_Natural Gas_HVAC - Duct Repair and Sealing_A_Technical Potential | F12 | Industrial | Petroleum | New | Space Heating | Natural Gas | HVAC - Duct Repair and Sealing | A | Cumulative Winter Peak Savings (MW) | Technical Potential | 0 | 0 | 0 | 0 | 0 | 0 | 0 | 0 | 0 | 0 | 0 | 0 | 0 | 0 | 0 | 0 | 0 | 0 | 0 | 0 | 0 | 0
F13_Industrial_Petroleum_New_Space Heating_Natural Gas_HVAC - Duct Repair and Sealing_A_Technical Potential | F13 | Industrial | Petroleum | New | Space Heating | Natural Gas | HVAC - Duct Repair and Sealing | A | Purchases (Incremental) | Technical Potential | 0 | 0 | 0 | 0 | 0 | 0 | 0 | 0 | 0 | 0 | 0 | 0 | 0 | 0 | 0 | 0 | 0 | 0 | 0 | 0 | 0 | 0
F14_Industrial_Petroleum_New_Space Heating_Natural Gas_HVAC - Duct Repair and Sealing_A_Technical Potential | F14 | Industrial | Petroleum | New | Space Heating | Natural Gas | HVAC - Duct Repair and Sealing | A | Purchases (Cumulative) | Technical Potential | 0 | 0 | 0 | 0 | 0 | 0 | 0 | 0 | 0 | 0 | 0 | 0 | 0 | 0 | 0 | 0 | 0 | 0 | 0 | 0 | 0 | 0
F1_Industrial_Petroleum_New_Space Heating_Natural Gas_Windows - High Efficiency_A_Technical Potential | F1 | Industrial | Petroleum | New | Space Heating | Natural Gas | Windows - High Efficiency | A | Original Unit Energy Savings (kWh or therms) | Technical Potential | 0 | 0 | 0.0069504 | 0.0069504 | 0.0069504 | 0.0069504 | 0.0069504 | 0.0069504 | 0.0069504 | 0.0069504 | 0.0069504 | 0.0069504 | 0.0069504 | 0.0069504 | 0.0069504 | 0.0069504 | 0.0069504 | 0.0069504 | 0.0069504 | 0.0069504 | 0.0069504 | 0.0069504
F2_Industrial_Petroleum_New_Space Heating_Natural Gas_Windows - High Efficiency_A_Technical Potential | F2 | Industrial | Petroleum | New | Space Heating | Natural Gas | Windows - High Efficiency | A | Original Unit Summer Peak Savings (kW) | Technical Potential | 0 | 0 | 0 | 0 | 0 | 0 | 0 | 0 | 0 | 0 | 0 | 0 | 0 | 0 | 0 | 0 | 0 | 0 | 0 | 0 | 0 | 0
F3_Industrial_Petroleum_New_Space Heating_Natural Gas_Windows - High Efficiency_A_Technical Potential | F3 | Industrial | Petroleum | New | Space Heating | Natural Gas | Windows - High Efficiency | A | Original Unit Winter Peak Savings (kW) | Technical Potential | 0 | 0 | 0 | 0 | 0 | 0 | 0 | 0 | 0 | 0 | 0 | 0 | 0 | 0 | 0 | 0 | 0 | 0 | 0 | 0 | 0 | 0
F4_Industrial_Petroleum_New_Space Heating_Natural Gas_Windows - High Efficiency_A_Technical Potential | F4 | Industrial | Petroleum | New | Space Heating | Natural Gas | Windows - High Efficiency | A | Standalone Impact on Baseline Energy (%) | Technical Potential | bar: 2019 to 2040
F5_Industrial_Petroleum_New_Space Heating_Natural Gas_Windows - High Efficiency_A_Technical Potential | F5 | Industrial | Petroleum | New | Space Heating | Natural Gas | Windows - High Efficiency | A | Standalone Impact on Baseline Summer Peak (%) | Technical Potential | bar: 2019 to 2040
F6_Industrial_Petroleum_New_Space Heating_Natural Gas_Windows - High Efficiency_A_Technical Potential | F6 | Industrial | Petroleum | New | Space Heating | Natural Gas | Windows - High Efficiency | A | Standalone Impact on Baseline Winter Peak (%) | Technical Potential | bar: 2019 to 2040
F7_Industrial_Petroleum_New_Space Heating_Natural Gas_Windows - High Efficiency_A_Technical Potential | F7 | Industrial | Petroleum | New | Space Heating | Natural Gas | Windows - High Efficiency | A | Incremental Energy Savings (MWh or mTherms) | Technical Potential | 0 | 0 | 0 | 0 | 0 | 0 | 0 | 0 | 0 | 0 | 0 | 0 | 0 | 0 | 0 | 0 | 0 | 0 | 0 | 0 | 0 | 0
F8_Industrial_Petroleum_New_Space Heating_Natural Gas_Windows - High Efficiency_A_Technical Potential | F8 | Industrial | Petroleum | New | Space Heating | Natural Gas | Windows - High Efficiency | A | Incremental Summer Peak Savings (MW) | Technical Potential | 0 | 0 | 0 | 0 | 0 | 0 | 0 | 0 | 0 | 0 | 0 | 0 | 0 | 0 | 0 | 0 | 0 | 0 | 0 | 0 | 0 | 0
F9_Industrial_Petroleum_New_Space Heating_Natural Gas_Windows - High Efficiency_A_Technical Potential | F9 | Industrial | Petroleum | New | Space Heating | Natural Gas | Windows - High Efficiency | A | Incremental Winter Peak Savings (MW) | Technical Potential | 0 | 0 | 0 | 0 | 0 | 0 | 0 | 0 | 0 | 0 | 0 | 0 | 0 | 0 | 0 | 0 | 0 | 0 | 0 | 0 | 0 | 0
F10_Industrial_Petroleum_New_Space Heating_Natural Gas_Windows - High Efficiency_A_Technical Potential | F10 | Industrial | Petroleum | New | Space Heating | Natural Gas | Windows - High Efficiency | A | Cumulative Energy Savings (MWh or mTherms) | Technical Potential | 0 | 0 | 0 | 0 | 0 | 0 | 0 | 0 | 0 | 0 | 0 | 0 | 0 | 0 | 0 | 0 | 0 | 0 | 0 | 0 | 0 | 0
F11_Industrial_Petroleum_New_Space Heating_Natural Gas_Windows - High Efficiency_A_Technical Potential | F11 | Industrial | Petroleum | New | Space Heating | Natural Gas | Windows - High Efficiency | A | Cumulative Summer Peak Savings (MW) | Technical Potential | 0 | 0 | 0 | 0 | 0 | 0 | 0 | 0 | 0 | 0 | 0 | 0 | 0 | 0 | 0 | 0 | 0 | 0 | 0 | 0 | 0 | 0
F12_Industrial_Petroleum_New_Space Heating_Natural Gas_Windows - High Efficiency_A_Technical Potential | F12 | Industrial | Petroleum | New | Space Heating | Natural Gas | Windows - High Efficiency | A | Cumulative Winter Peak Savings (MW) | Technical Potential | 0 | 0 | 0 | 0 | 0 | 0 | 0 | 0 | 0 | 0 | 0 | 0 | 0 | 0 | 0 | 0 | 0 | 0 | 0 | 0 | 0 | 0
F13_Industrial_Petroleum_New_Space Heating_Natural Gas_Windows - High Efficiency_A_Technical Potential | F13 | Industrial | Petroleum | New | Space Heating | Natural Gas | Windows - High Efficiency | A | Purchases (Incremental) | Technical Potential | 0 | 0 | 0 | 0 | 0 | 0 | 0 | 0 | 0 | 0 | 0 | 0 | 0 | 0 | 0 | 0 | 0 | 0 | 0 | 0 | 0 | 0
F14_Industrial_Petroleum_New_Space Heating_Natural Gas_Windows - High Efficiency_A_Technical Potential | F14 | Industrial | Petroleum | New | Space Heating | Natural Gas | Windows - High Efficiency | A | Purchases (Cumulative) | Technical Potential | 0 | 0 | 0 | 0 | 0 | 0 | 0 | 0 | 0 | 0 | 0 | 0 | 0 | 0 | 0 | 0 | 0 | 0 | 0 | 0 | 0 | 0
F1_Industrial_Petroleum_New_Space Heating_Natural Gas_Gas Boiler - Maintenance_A_Technical Potential | F1 | Industrial | Petroleum | New | Space Heating | Natural Gas | Gas Boiler - Maintenance | A | Original Unit Energy Savings (kWh or therms) | Technical Potential | 0 | 0 | 101.7645 | 101.7645 | 101.7645 | 101.7645 | 101.7645 | 101.7645 | 101.7645 | 101.7645 | 101.7645 | 101.7645 | 101.7645 | 101.7645 | 101.7645 | 101.7645 | 101.7645 | 101.7645 | 101.7645 | 101.7645 | 101.7645 | 101.7645
F2_Industrial_Petroleum_New_Space Heating_Natural Gas_Gas Boiler - Maintenance_A_Technical Potential | F2 | Industrial | Petroleum | New | Space Heating | Natural Gas | Gas Boiler - Maintenance | A | Original Unit Summer Peak Savings (kW) | Technical Potential | 0 | 0 | 0 | 0 | 0 | 0 | 0 | 0 | 0 | 0 | 0 | 0 | 0 | 0 | 0 | 0 | 0 | 0 | 0 | 0 | 0 | 0
F3_Industrial_Petroleum_New_Space Heating_Natural Gas_Gas Boiler - Maintenance_A_Technical Potential | F3 | Industrial | Petroleum | New | Space Heating | Natural Gas | Gas Boiler - Maintenance | A | Original Unit Winter Peak Savings (kW) | Technical Potential | 0 | 0 | 0 | 0 | 0 | 0 | 0 | 0 | 0 | 0 | 0 | 0 | 0 | 0 | 0 | 0 | 0 | 0 | 0 | 0 | 0 | 0
F4_Industrial_Petroleum_New_Space Heating_Natural Gas_Gas Boiler - Maintenance_A_Technical Potential | F4 | Industrial | Petroleum | New | Space Heating | Natural Gas | Gas Boiler - Maintenance | A | Standalone Impact on Baseline Energy (%) | Technical Potential | 0% | 0% | 0.005392% | 0.006869% | 0.007433% | 0.005983% | 0.005258% | 0.00463% | 0.004095% | 0.003625% | 0.003339% | 0.003061% | 0.002829% | 0.0026% | 0.002465% | 0.002318% | 0.002188% | 0.002054% | 0.001974% | 0.001884% | 0.001804% | 0.00173%
F5_Industrial_Petroleum_New_Space Heating_Natural Gas_Gas Boiler - Maintenance_A_Technical Potential | F5 | Industrial | Petroleum | New | Space Heating | Natural Gas | Gas Boiler - Maintenance | A | Standalone Impact on Baseline Summer Peak (%) | Technical Potential | bar: 2019 to 2040
F6_Industrial_Petroleum_New_Space Heating_Natural Gas_Gas Boiler - Maintenance_A_Technical Potential | F6 | Industrial | Petroleum | New | Space Heating | Natural Gas | Gas Boiler - Maintenance | A | Standalone Impact on Baseline Winter Peak (%) | Technical Potential | bar: 2019 to 2040
F7_Industrial_Petroleum_New_Space Heating_Natural Gas_Gas Boiler - Maintenance_A_Technical Potential | F7 | Industrial | Petroleum | New | Space Heating | Natural Gas | Gas Boiler - Maintenance | A | Incremental Energy Savings (MWh or mTherms) | Technical Potential | 0 | 0 | 1.4564e-05 | 1.7815e-05 | 1.7586e-05 | 1.8281e-05 | 1.8437e-05 | 1.8385e-05 | 1.8281e-05 | 1.8437e-05 | 1.8385e-05 | 3.2845e-05 | 3.6252e-05 | 3.597e-05 | 6.569e-05 | 7.2504e-05 | 7.1941e-05 | 0.00013138 | 0.00014501 | 0.00014388 | 0.00026648 | 0.00029064
F8_Industrial_Petroleum_New_Space Heating_Natural Gas_Gas Boiler - Maintenance_A_Technical Potential | F8 | Industrial | Petroleum | New | Space Heating | Natural Gas | Gas Boiler - Maintenance | A | Incremental Summer Peak Savings (MW) | Technical Potential | 0 | 0 | 0 | 0 | 0 | 0 | 0 | 0 | 0 | 0 | 0 | 0 | 0 | 0 | 0 | 0 | 0 | 0 | 0 | 0 | 0 | 0
F9_Industrial_Petroleum_New_Space Heating_Natural Gas_Gas Boiler - Maintenance_A_Technical Potential | F9 | Industrial | Petroleum | New | Space Heating | Natural Gas | Gas Boiler - Maintenance | A | Incremental Winter Peak Savings (MW) | Technical Potential | 0 | 0 | 0 | 0 | 0 | 0 | 0 | 0 | 0 | 0 | 0 | 0 | 0 | 0 | 0 | 0 | 0 | 0 | 0 | 0 | 0 | 0
F10_Industrial_Petroleum_New_Space Heating_Natural Gas_Gas Boiler - Maintenance_A_Technical Potential | F10 | Industrial | Petroleum | New | Space Heating | Natural Gas | Gas Boiler - Maintenance | A | Cumulative Energy Savings (MWh or mTherms) | Technical Potential | 0 | 0 | 1.4564e-05 | 3.2379e-05 | 4.9965e-05 | 5.3682e-05 | 5.4304e-05 | 5.5103e-05 | 5.5103e-05 | 5.5103e-05 | 5.5103e-05 | 5.5103e-05 | 5.5103e-05 | 5.5103e-05 | 5.5103e-05 | 5.5103e-05 | 5.5103e-05 | 5.5103e-05 | 5.5103e-05 | 5.5103e-05 | 5.5103e-05 | 5.5103e-05
F11_Industrial_Petroleum_New_Space Heating_Natural Gas_Gas Boiler - Maintenance_A_Technical Potential | F11 | Industrial | Petroleum | New | Space Heating | Natural Gas | Gas Boiler - Maintenance | A | Cumulative Summer Peak Savings (MW) | Technical Potential | 0 | 0 | 0 | 0 | 0 | 0 | 0 | 0 | 0 | 0 | 0 | 0 | 0 | 0 | 0 | 0 | 0 | 0 | 0 | 0 | 0 | 0
F12_Industrial_Petroleum_New_Space Heating_Natural Gas_Gas Boiler - Maintenance_A_Technical Potential | F12 | Industrial | Petroleum | New | Space Heating | Natural Gas | Gas Boiler - Maintenance | A | Cumulative Winter Peak Savings (MW) | Technical Potential | 0 | 0 | 0 | 0 | 0 | 0 | 0 | 0 | 0 | 0 | 0 | 0 | 0 | 0 | 0 | 0 | 0 | 0 | 0 | 0 | 0 | 0
F13_Industrial_Petroleum_New_Space Heating_Natural Gas_Gas Boiler - Maintenance_A_Technical Potential | F13 | Industrial | Petroleum | New | Space Heating | Natural Gas | Gas Boiler - Maintenance | A | Purchases (Incremental) | Technical Potential | 0 | 0 | 0.00014311 | 0.00017506 | 0.00017281 | 0.00017964 | 0.00018117 | 0.00018066 | 0.00017964 | 0.00018117 | 0.00018066 | 0.00032276 | 0.00035623 | 0.00035347 | 0.00064551 | 0.00071246 | 0.00070693 | 0.001291 | 0.0014249 | 0.0014139 | 0.0026186 | 0.002856
F14_Industrial_Petroleum_New_Space Heating_Natural Gas_Gas Boiler - Maintenance_A_Technical Potential | F14 | Industrial | Petroleum | New | Space Heating | Natural Gas | Gas Boiler - Maintenance | A | Purchases (Cumulative) | Technical Potential | 0 | 0 | 0.00014311 | 0.00031817 | 0.00049098 | 0.00052751 | 0.00053362 | 0.00054147 | 0.00054147 | 0.00054147 | 0.00054147 | 0.00054147 | 0.00054147 | 0.00054147 | 0.00054147 | 0.00054147 | 0.00054147 | 0.00054147 | 0.00054147 | 0.00054147 | 0.00054147 | 0.00054147
F1_Industrial_Petroleum_New_Process_Natural Gas_Gas Boiler - Maintenance_A_Technical Potential | F1 | Industrial | Petroleum | New | Process | Natural Gas | Gas Boiler - Maintenance | A | Original Unit Energy Savings (kWh or therms) | Technical Potential | 0 | 0 | 536.7637 | 536.7637 | 536.7637 | 536.7637 | 536.7637 | 536.7637 | 536.7637 | 536.7637 | 536.7637 | 536.7637 | 536.7637 | 536.7637 | 536.7637 | 536.7637 | 536.7637 | 536.7637 | 536.7637 | 536.7637 | 536.7637 | 536.7637
F2_Industrial_Petroleum_New_Process_Natural Gas_Gas Boiler - Maintenance_A_Technical Potential | F2 | Industrial | Petroleum | New | Process | Natural Gas | Gas Boiler - Maintenance | A | Original Unit Summer Peak Savings (kW) | Technical Potential | 0 | 0 | 0 | 0 | 0 | 0 | 0 | 0 | 0 | 0 | 0 | 0 | 0 | 0 | 0 | 0 | 0 | 0 | 0 | 0 | 0 | 0
F3_Industrial_Petroleum_New_Process_Natural Gas_Gas Boiler - Maintenance_A_Technical Potential | F3 | Industrial | Petroleum | New | Process | Natural Gas | Gas Boiler - Maintenance | A | Original Unit Winter Peak Savings (kW) | Technical Potential | 0 | 0 | 0 | 0 | 0 | 0 | 0 | 0 | 0 | 0 | 0 | 0 | 0 | 0 | 0 | 0 | 0 | 0 | 0 | 0 | 0 | 0
F4_Industrial_Petroleum_New_Process_Natural Gas_Gas Boiler - Maintenance_A_Technical Potential | F4 | Industrial | Petroleum | New | Process | Natural Gas | Gas Boiler - Maintenance | A | Standalone Impact on Baseline Energy (%) | Technical Potential | 0% | 0% | 0.008298% | 0.01057% | 0.01144% | 0.009208% | 0.008093% | 0.007126% | 0.006303% | 0.005579% | 0.005139% | 0.004711% | 0.004354% | 0.004002% | 0.003794% | 0.003568% | 0.003368% | 0.003162% | 0.003039% | 0.0029% | 0.002776% | 0.002663%
F5_Industrial_Petroleum_New_Process_Natural Gas_Gas Boiler - Maintenance_A_Technical Potential | F5 | Industrial | Petroleum | New | Process | Natural Gas | Gas Boiler - Maintenance | A | Standalone Impact on Baseline Summer Peak (%) | Technical Potential | bar: 2019 to 2040
F6_Industrial_Petroleum_New_Process_Natural Gas_Gas Boiler - Maintenance_A_Technical Potential | F6 | Industrial | Petroleum | New | Process | Natural Gas | Gas Boiler - Maintenance | A | Standalone Impact on Baseline Winter Peak (%) | Technical Potential | bar: 2019 to 2040
F7_Industrial_Petroleum_New_Process_Natural Gas_Gas Boiler - Maintenance_A_Technical Potential | F7 | Industrial | Petroleum | New | Process | Natural Gas | Gas Boiler - Maintenance | A | Incremental Energy Savings (MWh or mTherms) | Technical Potential | 0 | 0 | 0.0061003 | 0.0074622 | 0.0073662 | 0.0076575 | 0.0077226 | 0.0077007 | 0.0076575 | 0.0077226 | 0.0077007 | 0.013758 | 0.015185 | 0.015067 | 0.027516 | 0.03037 | 0.030134 | 0.055031 | 0.060739 | 0.060268 | 0.11162 | 0.12174
F8_Industrial_Petroleum_New_Process_Natural Gas_Gas Boiler - Maintenance_A_Technical Potential | F8 | Industrial | Petroleum | New | Process | Natural Gas | Gas Boiler - Maintenance | A | Incremental Summer Peak Savings (MW) | Technical Potential | 0 | 0 | 0 | 0 | 0 | 0 | 0 | 0 | 0 | 0 | 0 | 0 | 0 | 0 | 0 | 0 | 0 | 0 | 0 | 0 | 0 | 0
F9_Industrial_Petroleum_New_Process_Natural Gas_Gas Boiler - Maintenance_A_Technical Potential | F9 | Industrial | Petroleum | New | Process | Natural Gas | Gas Boiler - Maintenance | A | Incremental Winter Peak Savings (MW) | Technical Potential | 0 | 0 | 0 | 0 | 0 | 0 | 0 | 0 | 0 | 0 | 0 | 0 | 0 | 0 | 0 | 0 | 0 | 0 | 0 | 0 | 0 | 0
F10_Industrial_Petroleum_New_Process_Natural Gas_Gas Boiler - Maintenance_A_Technical Potential | F10 | Industrial | Petroleum | New | Process | Natural Gas | Gas Boiler - Maintenance | A | Cumulative Energy Savings (MWh or mTherms) | Technical Potential | 0 | 0 | 0.0061003 | 0.013562 | 0.020929 | 0.022486 | 0.022746 | 0.023081 | 0.023081 | 0.023081 | 0.023081 | 0.023081 | 0.023081 | 0.023081 | 0.023081 | 0.023081 | 0.023081 | 0.023081 | 0.023081 | 0.023081 | 0.023081 | 0.023081
F11_Industrial_Petroleum_New_Process_Natural Gas_Gas Boiler - Maintenance_A_Technical Potential | F11 | Industrial | Petroleum | New | Process | Natural Gas | Gas Boiler - Maintenance | A | Cumulative Summer Peak Savings (MW) | Technical Potential | 0 | 0 | 0 | 0 | 0 | 0 | 0 | 0 | 0 | 0 | 0 | 0 | 0 | 0 | 0 | 0 | 0 | 0 | 0 | 0 | 0 | 0
F12_Industrial_Petroleum_New_Process_Natural Gas_Gas Boiler - Maintenance_A_Technical Potential | F12 | Industrial | Petroleum | New | Process | Natural Gas | Gas Boiler - Maintenance | A | Cumulative Winter Peak Savings (MW) | Technical Potential | 0 | 0 | 0 | 0 | 0 | 0 | 0 | 0 | 0 | 0 | 0 | 0 | 0 | 0 | 0 | 0 | 0 | 0 | 0 | 0 | 0 | 0
F13_Industrial_Petroleum_New_Process_Natural Gas_Gas Boiler - Maintenance_A_Technical Potential | F13 | Industrial | Petroleum | New | Process | Natural Gas | Gas Boiler - Maintenance | A | Purchases (Incremental) | Technical Potential | 0 | 0 | 0.011365 | 0.013902 | 0.013723 | 0.014266 | 0.014387 | 0.014347 | 0.014266 | 0.014387 | 0.014347 | 0.025631 | 0.028289 | 0.02807 | 0.051262 | 0.056579 | 0.05614 | 0.10252 | 0.11316 | 0.11228 | 0.20795 | 0.2268
F14_Industrial_Petroleum_New_Process_Natural Gas_Gas Boiler - Maintenance_A_Technical Potential | F14 | Industrial | Petroleum | New | Process | Natural Gas | Gas Boiler - Maintenance | A | Purchases (Cumulative) | Technical Potential | 0 | 0 | 0.011365 | 0.025267 | 0.03899 | 0.041891 | 0.042377 | 0.043 | 0.043 | 0.043 | 0.043 | 0.043 | 0.043 | 0.043 | 0.043 | 0.043 | 0.043 | 0.043 | 0.043 | 0.043 | 0.043 | 0.043
F1_Industrial_Petroleum_New_Space Heating_Natural Gas_Gas Furnace - Maintenance_A_Technical Potential | F1 | Industrial | Petroleum | New | Space Heating | Natural Gas | Gas Furnace - Maintenance | A | Original Unit Energy Savings (kWh or therms) | Technical Potential | 0 | 0 | 0.0083129 | 0.0083129 | 0.0083129 | 0.0083129 | 0.0083129 | 0.0083129 | 0.0083129 | 0.0083129 | 0.0083129 | 0.0083129 | 0.0083129 | 0.0083129 | 0.0083129 | 0.0083129 | 0.0083129 | 0.0083129 | 0.0083129 | 0.0083129 | 0.0083129 | 0.0083129
F2_Industrial_Petroleum_New_Space Heating_Natural Gas_Gas Furnace - Maintenance_A_Technical Potential | F2 | Industrial | Petroleum | New | Space Heating | Natural Gas | Gas Furnace - Maintenance | A | Original Unit Summer Peak Savings (kW) | Technical Potential | 0 | 0 | 0 | 0 | 0 | 0 | 0 | 0 | 0 | 0 | 0 | 0 | 0 | 0 | 0 | 0 | 0 | 0 | 0 | 0 | 0 | 0
F3_Industrial_Petroleum_New_Space Heating_Natural Gas_Gas Furnace - Maintenance_A_Technical Potential | F3 | Industrial | Petroleum | New | Space Heating | Natural Gas | Gas Furnace - Maintenance | A | Original Unit Winter Peak Savings (kW) | Technical Potential | 0 | 0 | 0 | 0 | 0 | 0 | 0 | 0 | 0 | 0 | 0 | 0 | 0 | 0 | 0 | 0 | 0 | 0 | 0 | 0 | 0 | 0
F4_Industrial_Petroleum_New_Space Heating_Natural Gas_Gas Furnace - Maintenance_A_Technical Potential | F4 | Industrial | Petroleum | New | Space Heating | Natural Gas | Gas Furnace - Maintenance | A | Standalone Impact on Baseline Energy (%) | Technical Potential | 0% | 0% | 9.981e-08% | 1.272e-07% | 1.376e-07% | 1.108e-07% | 9.734e-08% | 8.571e-08% | 7.582e-08% | 6.71e-08% | 6.181e-08% | 5.667e-08% | 5.237e-08% | 4.814e-08% | 4.563e-08% | 4.292e-08% | 4.051e-08% | 3.803e-08% | 3.655e-08% | 3.488e-08% | 3.339e-08% | 3.203e-08%
F5_Industrial_Petroleum_New_Space Heating_Natural Gas_Gas Furnace - Maintenance_A_Technical Potential | F5 | Industrial | Petroleum | New | Space Heating | Natural Gas | Gas Furnace - Maintenance | A | Standalone Impact on Baseline Summer Peak (%) | Technical Potential | bar: 2019 to 2040
F6_Industrial_Petroleum_New_Space Heating_Natural Gas_Gas Furnace - Maintenance_A_Technical Potential | F6 | Industrial | Petroleum | New | Space Heating | Natural Gas | Gas Furnace - Maintenance | A | Standalone Impact on Baseline Winter Peak (%) | Technical Potential | bar: 2019 to 2040
F7_Industrial_Petroleum_New_Space Heating_Natural Gas_Gas Furnace - Maintenance_A_Technical Potential | F7 | Industrial | Petroleum | New | Space Heating | Natural Gas | Gas Furnace - Maintenance | A | Incremental Energy Savings (MWh or mTherms) | Technical Potential | 0 | 0 | 2.696e-10 | 3.2979e-10 | 3.2555e-10 | 3.3842e-10 | 3.413e-10 | 3.4033e-10 | 3.3842e-10 | 3.413e-10 | 3.4033e-10 | 6.0803e-10 | 6.7109e-10 | 6.6588e-10 | 1.2161e-09 | 1.3422e-09 | 1.3318e-09 | 2.4321e-09 | 2.6844e-09 | 2.6635e-09 | 4.933e-09 | 5.3802e-09
F8_Industrial_Petroleum_New_Space Heating_Natural Gas_Gas Furnace - Maintenance_A_Technical Potential | F8 | Industrial | Petroleum | New | Space Heating | Natural Gas | Gas Furnace - Maintenance | A | Incremental Summer Peak Savings (MW) | Technical Potential | 0 | 0 | 0 | 0 | 0 | 0 | 0 | 0 | 0 | 0 | 0 | 0 | 0 | 0 | 0 | 0 | 0 | 0 | 0 | 0 | 0 | 0
F9_Industrial_Petroleum_New_Space Heating_Natural Gas_Gas Furnace - Maintenance_A_Technical Potential | F9 | Industrial | Petroleum | New | Space Heating | Natural Gas | Gas Furnace - Maintenance | A | Incremental Winter Peak Savings (MW) | Technical Potential | 0 | 0 | 0 | 0 | 0 | 0 | 0 | 0 | 0 | 0 | 0 | 0 | 0 | 0 | 0 | 0 | 0 | 0 | 0 | 0 | 0 | 0
F10_Industrial_Petroleum_New_Space Heating_Natural Gas_Gas Furnace - Maintenance_A_Technical Potential | F10 | Industrial | Petroleum | New | Space Heating | Natural Gas | Gas Furnace - Maintenance | A | Cumulative Energy Savings (MWh or mTherms) | Technical Potential | 0 | 0 | 2.696e-10 | 5.9939e-10 | 9.2494e-10 | 9.9376e-10 | 1.0053e-09 | 1.0201e-09 | 1.0201e-09 | 1.0201e-09 | 1.0201e-09 | 1.0201e-09 | 1.0201e-09 | 1.0201e-09 | 1.0201e-09 | 1.0201e-09 | 1.0201e-09 | 1.0201e-09 | 1.0201e-09 | 1.0201e-09 | 1.0201e-09 | 1.0201e-09
F11_Industrial_Petroleum_New_Space Heating_Natural Gas_Gas Furnace - Maintenance_A_Technical Potential | F11 | Industrial | Petroleum | New | Space Heating | Natural Gas | Gas Furnace - Maintenance | A | Cumulative Summer Peak Savings (MW) | Technical Potential | 0 | 0 | 0 | 0 | 0 | 0 | 0 | 0 | 0 | 0 | 0 | 0 | 0 | 0 | 0 | 0 | 0 | 0 | 0 | 0 | 0 | 0
F12_Industrial_Petroleum_New_Space Heating_Natural Gas_Gas Furnace - Maintenance_A_Technical Potential | F12 | Industrial | Petroleum | New | Space Heating | Natural Gas | Gas Furnace - Maintenance | A | Cumulative Winter Peak Savings (MW) | Technical Potential | 0 | 0 | 0 | 0 | 0 | 0 | 0 | 0 | 0 | 0 | 0 | 0 | 0 | 0 | 0 | 0 | 0 | 0 | 0 | 0 | 0 | 0
F13_Industrial_Petroleum_New_Space Heating_Natural Gas_Gas Furnace - Maintenance_A_Technical Potential | F13 | Industrial | Petroleum | New | Space Heating | Natural Gas | Gas Furnace - Maintenance | A | Purchases (Incremental) | Technical Potential | 0 | 0 | 3.2432e-05 | 3.9672e-05 | 3.9162e-05 | 4.0711e-05 | 4.1057e-05 | 4.094e-05 | 4.0711e-05 | 4.1057e-05 | 4.094e-05 | 7.3142e-05 | 8.0729e-05 | 8.0102e-05 | 0.00014628 | 0.00016146 | 0.0001602 | 0.00029257 | 0.00032291 | 0.00032041 | 0.00059342 | 0.00064721
F14_Industrial_Petroleum_New_Space Heating_Natural Gas_Gas Furnace - Maintenance_A_Technical Potential | F14 | Industrial | Petroleum | New | Space Heating | Natural Gas | Gas Furnace - Maintenance | A | Purchases (Cumulative) | Technical Potential | 0 | 0 | 3.2432e-05 | 7.2104e-05 | 0.00011127 | 0.00011954 | 0.00012093 | 0.00012271 | 0.00012271 | 0.00012271 | 0.00012271 | 0.00012271 | 0.00012271 | 0.00012271 | 0.00012271 | 0.00012271 | 0.00012271 | 0.00012271 | 0.00012271 | 0.00012271 | 0.00012271 | 0.00012271
F1_Industrial_Petroleum_New_Space Heating_Natural Gas_Gas Boiler - Hot Water Reset_A_Technical Potential | F1 | Industrial | Petroleum | New | Space Heating | Natural Gas | Gas Boiler - Hot Water Reset | A | Original Unit Energy Savings (kWh or therms) | Technical Potential | 0 | 0 | 370.0529 | 370.0529 | 370.0529 | 370.0529 | 370.0529 | 370.0529 | 370.0529 | 370.0529 | 370.0529 | 370.0529 | 370.0529 | 370.0529 | 370.0529 | 370.0529 | 370.0529 | 370.0529 | 370.0529 | 370.0529 | 370.0529 | 370.0529
F2_Industrial_Petroleum_New_Space Heating_Natural Gas_Gas Boiler - Hot Water Reset_A_Technical Potential | F2 | Industrial | Petroleum | New | Space Heating | Natural Gas | Gas Boiler - Hot Water Reset | A | Original Unit Summer Peak Savings (kW) | Technical Potential | 0 | 0 | 0 | 0 | 0 | 0 | 0 | 0 | 0 | 0 | 0 | 0 | 0 | 0 | 0 | 0 | 0 | 0 | 0 | 0 | 0 | 0
F3_Industrial_Petroleum_New_Space Heating_Natural Gas_Gas Boiler - Hot Water Reset_A_Technical Potential | F3 | Industrial | Petroleum | New | Space Heating | Natural Gas | Gas Boiler - Hot Water Reset | A | Original Unit Winter Peak Savings (kW) | Technical Potential | 0 | 0 | 0 | 0 | 0 | 0 | 0 | 0 | 0 | 0 | 0 | 0 | 0 | 0 | 0 | 0 | 0 | 0 | 0 | 0 | 0 | 0
F4_Industrial_Petroleum_New_Space Heating_Natural Gas_Gas Boiler - Hot Water Reset_A_Technical Potential | F4 | Industrial | Petroleum | New | Space Heating | Natural Gas | Gas Boiler - Hot Water Reset | A | Standalone Impact on Baseline Energy (%) | Technical Potential | 0% | 0% | 0.01906% | 0.03432% | 0.0527% | 0.07272% | 0.1011% | 0.1321% | 0.1654% | 0.1961% | 0.2274% | 0.2488% | 0.261% | 0.2605% | 0.259% | 0.2493% | 0.2378% | 0.2241% | 0.2154% | 0.2055% | 0.1968% | 0.1887%
F5_Industrial_Petroleum_New_Space Heating_Natural Gas_Gas Boiler - Hot Water Reset_A_Technical Potential | F5 | Industrial | Petroleum | New | Space Heating | Natural Gas | Gas Boiler - Hot Water Reset | A | Standalone Impact on Baseline Summer Peak (%) | Technical Potential | bar: 2019 to 2040
F6_Industrial_Petroleum_New_Space Heating_Natural Gas_Gas Boiler - Hot Water Reset_A_Technical Potential | F6 | Industrial | Petroleum | New | Space Heating | Natural Gas | Gas Boiler - Hot Water Reset | A | Standalone Impact on Baseline Winter Peak (%) | Technical Potential | bar: 2019 to 2040
F7_Industrial_Petroleum_New_Space Heating_Natural Gas_Gas Boiler - Hot Water Reset_A_Technical Potential | F7 | Industrial | Petroleum | New | Space Heating | Natural Gas | Gas Boiler - Hot Water Reset | A | Incremental Energy Savings (MWh or mTherms) | Technical Potential | 0 | 0 | 5.1475e-05 | 0.0001103 | 0.00019247 | 0.00029823 | 0.00039156 | 0.00052752 | 0.00065424 | 0.00075516 | 0.00077258 | 0.00072433 | 0.00060651 | 0.00043671 | 0.00026749 | 0.00013694 | 6.1377e-05 | 2.3776e-05 | 5.1475e-05 | 0.0001103 | 0.00019247 | 0.00029823
F8_Industrial_Petroleum_New_Space Heating_Natural Gas_Gas Boiler - Hot Water Reset_A_Technical Potential | F8 | Industrial | Petroleum | New | Space Heating | Natural Gas | Gas Boiler - Hot Water Reset | A | Incremental Summer Peak Savings (MW) | Technical Potential | 0 | 0 | 0 | 0 | 0 | 0 | 0 | 0 | 0 | 0 | 0 | 0 | 0 | 0 | 0 | 0 | 0 | 0 | 0 | 0 | 0 | 0
F9_Industrial_Petroleum_New_Space Heating_Natural Gas_Gas Boiler - Hot Water Reset_A_Technical Potential | F9 | Industrial | Petroleum | New | Space Heating | Natural Gas | Gas Boiler - Hot Water Reset | A | Incremental Winter Peak Savings (MW) | Technical Potential | 0 | 0 | 0 | 0 | 0 | 0 | 0 | 0 | 0 | 0 | 0 | 0 | 0 | 0 | 0 | 0 | 0 | 0 | 0 | 0 | 0 | 0
F10_Industrial_Petroleum_New_Space Heating_Natural Gas_Gas Boiler - Hot Water Reset_A_Technical Potential | F10 | Industrial | Petroleum | New | Space Heating | Natural Gas | Gas Boiler - Hot Water Reset | A | Cumulative Energy Savings (MWh or mTherms) | Technical Potential | 0 | 0 | 5.1475e-05 | 0.00016178 | 0.00035425 | 0.00065248 | 0.001044 | 0.0015716 | 0.0022258 | 0.002981 | 0.0037535 | 0.0044779 | 0.0050844 | 0.0055211 | 0.0057886 | 0.0059255 | 0.0059869 | 0.0060107 | 0.0060107 | 0.0060107 | 0.0060107 | 0.0060107
F11_Industrial_Petroleum_New_Space Heating_Natural Gas_Gas Boiler - Hot Water Reset_A_Technical Potential | F11 | Industrial | Petroleum | New | Space Heating | Natural Gas | Gas Boiler - Hot Water Reset | A | Cumulative Summer Peak Savings (MW) | Technical Potential | 0 | 0 | 0 | 0 | 0 | 0 | 0 | 0 | 0 | 0 | 0 | 0 | 0 | 0 | 0 | 0 | 0 | 0 | 0 | 0 | 0 | 0
F12_Industrial_Petroleum_New_Space Heating_Natural Gas_Gas Boiler - Hot Water Reset_A_Technical Potential | F12 | Industrial | Petroleum | New | Space Heating | Natural Gas | Gas Boiler - Hot Water Reset | A | Cumulative Winter Peak Savings (MW) | Technical Potential | 0 | 0 | 0 | 0 | 0 | 0 | 0 | 0 | 0 | 0 | 0 | 0 | 0 | 0 | 0 | 0 | 0 | 0 | 0 | 0 | 0 | 0
F13_Industrial_Petroleum_New_Space Heating_Natural Gas_Gas Boiler - Hot Water Reset_A_Technical Potential | F13 | Industrial | Petroleum | New | Space Heating | Natural Gas | Gas Boiler - Hot Water Reset | A | Purchases (Incremental) | Technical Potential | 0 | 0 | 0.0001391 | 0.00029807 | 0.00052011 | 0.00080592 | 0.0010581 | 0.0014255 | 0.001768 | 0.0020407 | 0.0020877 | 0.0019574 | 0.001639 | 0.0011801 | 0.00072285 | 0.00037004 | 0.00016586 | 6.4251e-05 | 0.0001391 | 0.00029807 | 0.00052011 | 0.00080592
F14_Industrial_Petroleum_New_Space Heating_Natural Gas_Gas Boiler - Hot Water Reset_A_Technical Potential | F14 | Industrial | Petroleum | New | Space Heating | Natural Gas | Gas Boiler - Hot Water Reset | A | Purchases (Cumulative) | Technical Potential | 0 | 0 | 0.0001391 | 0.00043717 | 0.00095729 | 0.0017632 | 0.0028213 | 0.0042468 | 0.0060148 | 0.0080555 | 0.010143 | 0.012101 | 0.01374 | 0.01492 | 0.015643 | 0.016013 | 0.016178 | 0.016243 | 0.016243 | 0.016243 | 0.016243 | 0.016243
F1_Industrial_Petroleum_New_Process_Natural Gas_Gas Boiler - Hot Water Reset_A_Technical Potential | F1 | Industrial | Petroleum | New | Process | Natural Gas | Gas Boiler - Hot Water Reset | A | Original Unit Energy Savings (kWh or therms) | Technical Potential | 0 | 0 | 975.934 | 975.934 | 975.934 | 975.934 | 975.934 | 975.934 | 975.934 | 975.934 | 975.934 | 975.934 | 975.934 | 975.934 | 975.934 | 975.934 | 975.934 | 975.934 | 975.934 | 975.934 | 975.934 | 975.934
F2_Industrial_Petroleum_New_Process_Natural Gas_Gas Boiler - Hot Water Reset_A_Technical Potential | F2 | Industrial | Petroleum | New | Process | Natural Gas | Gas Boiler - Hot Water Reset | A | Original Unit Summer Peak Savings (kW) | Technical Potential | 0 | 0 | 0 | 0 | 0 | 0 | 0 | 0 | 0 | 0 | 0 | 0 | 0 | 0 | 0 | 0 | 0 | 0 | 0 | 0 | 0 | 0
F3_Industrial_Petroleum_New_Process_Natural Gas_Gas Boiler - Hot Water Reset_A_Technical Potential | F3 | Industrial | Petroleum | New | Process | Natural Gas | Gas Boiler - Hot Water Reset | A | Original Unit Winter Peak Savings (kW) | Technical Potential | 0 | 0 | 0 | 0 | 0 | 0 | 0 | 0 | 0 | 0 | 0 | 0 | 0 | 0 | 0 | 0 | 0 | 0 | 0 | 0 | 0 | 0
F4_Industrial_Petroleum_New_Process_Natural Gas_Gas Boiler - Hot Water Reset_A_Technical Potential | F4 | Industrial | Petroleum | New | Process | Natural Gas | Gas Boiler - Hot Water Reset | A | Standalone Impact on Baseline Energy (%) | Technical Potential | 0% | 0% | 0.01467% | 0.02641% | 0.04056% | 0.05596% | 0.07779% | 0.1016% | 0.1273% | 0.1509% | 0.175% | 0.1914% | 0.2009% | 0.2005% | 0.1993% | 0.1919% | 0.183% | 0.1724% | 0.1657% | 0.1581% | 0.1514% | 0.1452%
F5_Industrial_Petroleum_New_Process_Natural Gas_Gas Boiler - Hot Water Reset_A_Technical Potential | F5 | Industrial | Petroleum | New | Process | Natural Gas | Gas Boiler - Hot Water Reset | A | Standalone Impact on Baseline Summer Peak (%) | Technical Potential | bar: 2019 to 2040
F6_Industrial_Petroleum_New_Process_Natural Gas_Gas Boiler - Hot Water Reset_A_Technical Potential | F6 | Industrial | Petroleum | New | Process | Natural Gas | Gas Boiler - Hot Water Reset | A | Standalone Impact on Baseline Winter Peak (%) | Technical Potential | bar: 2019 to 2040
F7_Industrial_Petroleum_New_Process_Natural Gas_Gas Boiler - Hot Water Reset_A_Technical Potential | F7 | Industrial | Petroleum | New | Process | Natural Gas | Gas Boiler - Hot Water Reset | A | Incremental Energy Savings (MWh or mTherms) | Technical Potential | 0 | 0 | 0.010781 | 0.023101 | 0.04031 | 0.06246 | 0.082006 | 0.11048 | 0.13702 | 0.15816 | 0.1618 | 0.1517 | 0.12702 | 0.091463 | 0.056022 | 0.028679 | 0.012854 | 0.0049795 | 0.010781 | 0.023101 | 0.04031 | 0.06246
F8_Industrial_Petroleum_New_Process_Natural Gas_Gas Boiler - Hot Water Reset_A_Technical Potential | F8 | Industrial | Petroleum | New | Process | Natural Gas | Gas Boiler - Hot Water Reset | A | Incremental Summer Peak Savings (MW) | Technical Potential | 0 | 0 | 0 | 0 | 0 | 0 | 0 | 0 | 0 | 0 | 0 | 0 | 0 | 0 | 0 | 0 | 0 | 0 | 0 | 0 | 0 | 0
F9_Industrial_Petroleum_New_Process_Natural Gas_Gas Boiler - Hot Water Reset_A_Technical Potential | F9 | Industrial | Petroleum | New | Process | Natural Gas | Gas Boiler - Hot Water Reset | A | Incremental Winter Peak Savings (MW) | Technical Potential | 0 | 0 | 0 | 0 | 0 | 0 | 0 | 0 | 0 | 0 | 0 | 0 | 0 | 0 | 0 | 0 | 0 | 0 | 0 | 0 | 0 | 0
F10_Industrial_Petroleum_New_Process_Natural Gas_Gas Boiler - Hot Water Reset_A_Technical Potential | F10 | Industrial | Petroleum | New | Process | Natural Gas | Gas Boiler - Hot Water Reset | A | Cumulative Energy Savings (MWh or mTherms) | Technical Potential | 0 | 0 | 0.010781 | 0.033882 | 0.074191 | 0.13665 | 0.21866 | 0.32914 | 0.46616 | 0.62431 | 0.78612 | 0.93782 | 1.0648 | 1.1563 | 1.2123 | 1.241 | 1.2539 | 1.2588 | 1.2588 | 1.2588 | 1.2588 | 1.2588
F11_Industrial_Petroleum_New_Process_Natural Gas_Gas Boiler - Hot Water Reset_A_Technical Potential | F11 | Industrial | Petroleum | New | Process | Natural Gas | Gas Boiler - Hot Water Reset | A | Cumulative Summer Peak Savings (MW) | Technical Potential | 0 | 0 | 0 | 0 | 0 | 0 | 0 | 0 | 0 | 0 | 0 | 0 | 0 | 0 | 0 | 0 | 0 | 0 | 0 | 0 | 0 | 0
F12_Industrial_Petroleum_New_Process_Natural Gas_Gas Boiler - Hot Water Reset_A_Technical Potential | F12 | Industrial | Petroleum | New | Process | Natural Gas | Gas Boiler - Hot Water Reset | A | Cumulative Winter Peak Savings (MW) | Technical Potential | 0 | 0 | 0 | 0 | 0 | 0 | 0 | 0 | 0 | 0 | 0 | 0 | 0 | 0 | 0 | 0 | 0 | 0 | 0 | 0 | 0 | 0
F13_Industrial_Petroleum_New_Process_Natural Gas_Gas Boiler - Hot Water Reset_A_Technical Potential | F13 | Industrial | Petroleum | New | Process | Natural Gas | Gas Boiler - Hot Water Reset | A | Purchases (Incremental) | Technical Potential | 0 | 0 | 0.011046 | 0.023671 | 0.041304 | 0.064 | 0.084028 | 0.11321 | 0.1404 | 0.16206 | 0.16579 | 0.15544 | 0.13016 | 0.093718 | 0.057403 | 0.029386 | 0.013171 | 0.0051023 | 0.011046 | 0.023671 | 0.041304 | 0.064
F14_Industrial_Petroleum_New_Process_Natural Gas_Gas Boiler - Hot Water Reset_A_Technical Potential | F14 | Industrial | Petroleum | New | Process | Natural Gas | Gas Boiler - Hot Water Reset | A | Purchases (Cumulative) | Technical Potential | 0 | 0 | 0.011046 | 0.034717 | 0.076021 | 0.14002 | 0.22405 | 0.33725 | 0.47765 | 0.63971 | 0.8055 | 0.96094 | 1.0911 | 1.1848 | 1.2422 | 1.2716 | 1.2848 | 1.2899 | 1.2899 | 1.2899 | 1.2899 | 1.2899
F1_Industrial_Petroleum_New_Space Heating_Natural Gas_Steam Trap Maintenance_A_Technical Potential | F1 | Industrial | Petroleum | New | Space Heating | Natural Gas | Steam Trap Maintenance | A | Original Unit Energy Savings (kWh or therms) | Technical Potential | 0 | 0 | 130.7319 | 130.7319 | 130.7319 | 130.7319 | 130.7319 | 130.7319 | 130.7319 | 130.7319 | 130.7319 | 130.7319 | 130.7319 | 130.7319 | 130.7319 | 130.7319 | 130.7319 | 130.7319 | 130.7319 | 130.7319 | 130.7319 | 130.7319
F2_Industrial_Petroleum_New_Space Heating_Natural Gas_Steam Trap Maintenance_A_Technical Potential | F2 | Industrial | Petroleum | New | Space Heating | Natural Gas | Steam Trap Maintenance | A | Original Unit Summer Peak Savings (kW) | Technical Potential | 0 | 0 | 0 | 0 | 0 | 0 | 0 | 0 | 0 | 0 | 0 | 0 | 0 | 0 | 0 | 0 | 0 | 0 | 0 | 0 | 0 | 0
F3_Industrial_Petroleum_New_Space Heating_Natural Gas_Steam Trap Maintenance_A_Technical Potential | F3 | Industrial | Petroleum | New | Space Heating | Natural Gas | Steam Trap Maintenance | A | Original Unit Winter Peak Savings (kW) | Technical Potential | 0 | 0 | 0 | 0 | 0 | 0 | 0 | 0 | 0 | 0 | 0 | 0 | 0 | 0 | 0 | 0 | 0 | 0 | 0 | 0 | 0 | 0
F4_Industrial_Petroleum_New_Space Heating_Natural Gas_Steam Trap Maintenance_A_Technical Potential | F4 | Industrial | Petroleum | New | Space Heating | Natural Gas | Steam Trap Maintenance | A | Standalone Impact on Baseline Energy (%) | Technical Potential | bar: 2019 to 2040
F5_Industrial_Petroleum_New_Space Heating_Natural Gas_Steam Trap Maintenance_A_Technical Potential | F5 | Industrial | Petroleum | New | Space Heating | Natural Gas | Steam Trap Maintenance | A | Standalone Impact on Baseline Summer Peak (%) | Technical Potential | bar: 2019 to 2040
F6_Industrial_Petroleum_New_Space Heating_Natural Gas_Steam Trap Maintenance_A_Technical Potential | F6 | Industrial | Petroleum | New | Space Heating | Natural Gas | Steam Trap Maintenance | A | Standalone Impact on Baseline Winter Peak (%) | Technical Potential | bar: 2019 to 2040
F7_Industrial_Petroleum_New_Space Heating_Natural Gas_Steam Trap Maintenance_A_Technical Potential | F7 | Industrial | Petroleum | New | Space Heating | Natural Gas | Steam Trap Maintenance | A | Incremental Energy Savings (MWh or mTherms) | Technical Potential | 0 | 0 | 0 | 0 | 0 | 0 | 0 | 0 | 0 | 0 | 0 | 0 | 0 | 0 | 0 | 0 | 0 | 0 | 0 | 0 | 0 | 0
F8_Industrial_Petroleum_New_Space Heating_Natural Gas_Steam Trap Maintenance_A_Technical Potential | F8 | Industrial | Petroleum | New | Space Heating | Natural Gas | Steam Trap Maintenance | A | Incremental Summer Peak Savings (MW) | Technical Potential | 0 | 0 | 0 | 0 | 0 | 0 | 0 | 0 | 0 | 0 | 0 | 0 | 0 | 0 | 0 | 0 | 0 | 0 | 0 | 0 | 0 | 0
F9_Industrial_Petroleum_New_Space Heating_Natural Gas_Steam Trap Maintenance_A_Technical Potential | F9 | Industrial | Petroleum | New | Space Heating | Natural Gas | Steam Trap Maintenance | A | Incremental Winter Peak Savings (MW) | Technical Potential | 0 | 0 | 0 | 0 | 0 | 0 | 0 | 0 | 0 | 0 | 0 | 0 | 0 | 0 | 0 | 0 | 0 | 0 | 0 | 0 | 0 | 0
F10_Industrial_Petroleum_New_Space Heating_Natural Gas_Steam Trap Maintenance_A_Technical Potential | F10 | Industrial | Petroleum | New | Space Heating | Natural Gas | Steam Trap Maintenance | A | Cumulative Energy Savings (MWh or mTherms) | Technical Potential | 0 | 0 | 0 | 0 | 0 | 0 | 0 | 0 | 0 | 0 | 0 | 0 | 0 | 0 | 0 | 0 | 0 | 0 | 0 | 0 | 0 | 0
F11_Industrial_Petroleum_New_Space Heating_Natural Gas_Steam Trap Maintenance_A_Technical Potential | F11 | Industrial | Petroleum | New | Space Heating | Natural Gas | Steam Trap Maintenance | A | Cumulative Summer Peak Savings (MW) | Technical Potential | 0 | 0 | 0 | 0 | 0 | 0 | 0 | 0 | 0 | 0 | 0 | 0 | 0 | 0 | 0 | 0 | 0 | 0 | 0 | 0 | 0 | 0
F12_Industrial_Petroleum_New_Space Heating_Natural Gas_Steam Trap Maintenance_A_Technical Potential | F12 | Industrial | Petroleum | New | Space Heating | Natural Gas | Steam Trap Maintenance | A | Cumulative Winter Peak Savings (MW) | Technical Potential | 0 | 0 | 0 | 0 | 0 | 0 | 0 | 0 | 0 | 0 | 0 | 0 | 0 | 0 | 0 | 0 | 0 | 0 | 0 | 0 | 0 | 0
F13_Industrial_Petroleum_New_Space Heating_Natural Gas_Steam Trap Maintenance_A_Technical Potential | F13 | Industrial | Petroleum | New | Space Heating | Natural Gas | Steam Trap Maintenance | A | Purchases (Incremental) | Technical Potential | 0 | 0 | 0 | 0 | 0 | 0 | 0 | 0 | 0 | 0 | 0 | 0 | 0 | 0 | 0 | 0 | 0 | 0 | 0 | 0 | 0 | 0
F14_Industrial_Petroleum_New_Space Heating_Natural Gas_Steam Trap Maintenance_A_Technical Potential | F14 | Industrial | Petroleum | New | Space Heating | Natural Gas | Steam Trap Maintenance | A | Purchases (Cumulative) | Technical Potential | 0 | 0 | 0 | 0 | 0 | 0 | 0 | 0 | 0 | 0 | 0 | 0 | 0 | 0 | 0 | 0 | 0 | 0 | 0 | 0 | 0 | 0
F1_Industrial_Petroleum_New_Process_Natural Gas_Steam Trap Maintenance_A_Technical Potential | F1 | Industrial | Petroleum | New | Process | Natural Gas | Steam Trap Maintenance | A | Original Unit Energy Savings (kWh or therms) | Technical Potential | 0 | 0 | 689.554 | 689.554 | 689.554 | 689.554 | 689.554 | 689.554 | 689.554 | 689.554 | 689.554 | 689.554 | 689.554 | 689.554 | 689.554 | 689.554 | 689.554 | 689.554 | 689.554 | 689.554 | 689.554 | 689.554
F2_Industrial_Petroleum_New_Process_Natural Gas_Steam Trap Maintenance_A_Technical Potential | F2 | Industrial | Petroleum | New | Process | Natural Gas | Steam Trap Maintenance | A | Original Unit Summer Peak Savings (kW) | Technical Potential | 0 | 0 | 0 | 0 | 0 | 0 | 0 | 0 | 0 | 0 | 0 | 0 | 0 | 0 | 0 | 0 | 0 | 0 | 0 | 0 | 0 | 0
F3_Industrial_Petroleum_New_Process_Natural Gas_Steam Trap Maintenance_A_Technical Potential | F3 | Industrial | Petroleum | New | Process | Natural Gas | Steam Trap Maintenance | A | Original Unit Winter Peak Savings (kW) | Technical Potential | 0 | 0 | 0 | 0 | 0 | 0 | 0 | 0 | 0 | 0 | 0 | 0 | 0 | 0 | 0 | 0 | 0 | 0 | 0 | 0 | 0 | 0
F4_Industrial_Petroleum_New_Process_Natural Gas_Steam Trap Maintenance_A_Technical Potential | F4 | Industrial | Petroleum | New | Process | Natural Gas | Steam Trap Maintenance | A | Standalone Impact on Baseline Energy (%) | Technical Potential | bar: 2019 to 2040
F5_Industrial_Petroleum_New_Process_Natural Gas_Steam Trap Maintenance_A_Technical Potential | F5 | Industrial | Petroleum | New | Process | Natural Gas | Steam Trap Maintenance | A | Standalone Impact on Baseline Summer Peak (%) | Technical Potential | bar: 2019 to 2040
F6_Industrial_Petroleum_New_Process_Natural Gas_Steam Trap Maintenance_A_Technical Potential | F6 | Industrial | Petroleum | New | Process | Natural Gas | Steam Trap Maintenance | A | Standalone Impact on Baseline Winter Peak (%) | Technical Potential | bar: 2019 to 2040
F7_Industrial_Petroleum_New_Process_Natural Gas_Steam Trap Maintenance_A_Technical Potential | F7 | Industrial | Petroleum | New | Process | Natural Gas | Steam Trap Maintenance | A | Incremental Energy Savings (MWh or mTherms) | Technical Potential | 0 | 0 | 0 | 0 | 0 | 0 | 0 | 0 | 0 | 0 | 0 | 0 | 0 | 0 | 0 | 0 | 0 | 0 | 0 | 0 | 0 | 0
F8_Industrial_Petroleum_New_Process_Natural Gas_Steam Trap Maintenance_A_Technical Potential | F8 | Industrial | Petroleum | New | Process | Natural Gas | Steam Trap Maintenance | A | Incremental Summer Peak Savings (MW) | Technical Potential | 0 | 0 | 0 | 0 | 0 | 0 | 0 | 0 | 0 | 0 | 0 | 0 | 0 | 0 | 0 | 0 | 0 | 0 | 0 | 0 | 0 | 0
F9_Industrial_Petroleum_New_Process_Natural Gas_Steam Trap Maintenance_A_Technical Potential | F9 | Industrial | Petroleum | New | Process | Natural Gas | Steam Trap Maintenance | A | Incremental Winter Peak Savings (MW) | Technical Potential | 0 | 0 | 0 | 0 | 0 | 0 | 0 | 0 | 0 | 0 | 0 | 0 | 0 | 0 | 0 | 0 | 0 | 0 | 0 | 0 | 0 | 0
F10_Industrial_Petroleum_New_Process_Natural Gas_Steam Trap Maintenance_A_Technical Potential | F10 | Industrial | Petroleum | New | Process | Natural Gas | Steam Trap Maintenance | A | Cumulative Energy Savings (MWh or mTherms) | Technical Potential | 0 | 0 | 0 | 0 | 0 | 0 | 0 | 0 | 0 | 0 | 0 | 0 | 0 | 0 | 0 | 0 | 0 | 0 | 0 | 0 | 0 | 0
F11_Industrial_Petroleum_New_Process_Natural Gas_Steam Trap Maintenance_A_Technical Potential | F11 | Industrial | Petroleum | New | Process | Natural Gas | Steam Trap Maintenance | A | Cumulative Summer Peak Savings (MW) | Technical Potential | 0 | 0 | 0 | 0 | 0 | 0 | 0 | 0 | 0 | 0 | 0 | 0 | 0 | 0 | 0 | 0 | 0 | 0 | 0 | 0 | 0 | 0
F12_Industrial_Petroleum_New_Process_Natural Gas_Steam Trap Maintenance_A_Technical Potential | F12 | Industrial | Petroleum | New | Process | Natural Gas | Steam Trap Maintenance | A | Cumulative Winter Peak Savings (MW) | Technical Potential | 0 | 0 | 0 | 0 | 0 | 0 | 0 | 0 | 0 | 0 | 0 | 0 | 0 | 0 | 0 | 0 | 0 | 0 | 0 | 0 | 0 | 0
F13_Industrial_Petroleum_New_Process_Natural Gas_Steam Trap Maintenance_A_Technical Potential | F13 | Industrial | Petroleum | New | Process | Natural Gas | Steam Trap Maintenance | A | Purchases (Incremental) | Technical Potential | 0 | 0 | 0 | 0 | 0 | 0 | 0 | 0 | 0 | 0 | 0 | 0 | 0 | 0 | 0 | 0 | 0 | 0 | 0 | 0 | 0 | 0
F14_Industrial_Petroleum_New_Process_Natural Gas_Steam Trap Maintenance_A_Technical Potential | F14 | Industrial | Petroleum | New | Process | Natural Gas | Steam Trap Maintenance | A | Purchases (Cumulative) | Technical Potential | 0 | 0 | 0 | 0 | 0 | 0 | 0 | 0 | 0 | 0 | 0 | 0 | 0 | 0 | 0 | 0 | 0 | 0 | 0 | 0 | 0 | 0
F1_Industrial_Petroleum_New_Space Heating_Natural Gas_Gas Boiler - High Turndown_A_Technical Potential | F1 | Industrial | Petroleum | New | Space Heating | Natural Gas | Gas Boiler - High Turndown | A | Original Unit Energy Savings (kWh or therms) | Technical Potential | 0 | 0 | 138.7698 | 138.7698 | 138.7698 | 138.7698 | 138.7698 | 138.7698 | 138.7698 | 138.7698 | 138.7698 | 138.7698 | 138.7698 | 138.7698 | 138.7698 | 138.7698 | 138.7698 | 138.7698 | 138.7698 | 138.7698 | 138.7698 | 138.7698
F2_Industrial_Petroleum_New_Space Heating_Natural Gas_Gas Boiler - High Turndown_A_Technical Potential | F2 | Industrial | Petroleum | New | Space Heating | Natural Gas | Gas Boiler - High Turndown | A | Original Unit Summer Peak Savings (kW) | Technical Potential | 0 | 0 | 0 | 0 | 0 | 0 | 0 | 0 | 0 | 0 | 0 | 0 | 0 | 0 | 0 | 0 | 0 | 0 | 0 | 0 | 0 | 0
F3_Industrial_Petroleum_New_Space Heating_Natural Gas_Gas Boiler - High Turndown_A_Technical Potential | F3 | Industrial | Petroleum | New | Space Heating | Natural Gas | Gas Boiler - High Turndown | A | Original Unit Winter Peak Savings (kW) | Technical Potential | 0 | 0 | 0 | 0 | 0 | 0 | 0 | 0 | 0 | 0 | 0 | 0 | 0 | 0 | 0 | 0 | 0 | 0 | 0 | 0 | 0 | 0
F4_Industrial_Petroleum_New_Space Heating_Natural Gas_Gas Boiler - High Turndown_A_Technical Potential | F4 | Industrial | Petroleum | New | Space Heating | Natural Gas | Gas Boiler - High Turndown | A | Standalone Impact on Baseline Energy (%) | Technical Potential | 0% | 0% | 0.01091% | 0.01716% | 0.02294% | 0.02809% | 0.03531% | 0.04046% | 0.04364% | 0.04491% | 0.04639% | 0.04655% | 0.04624% | 0.04507% | 0.04479% | 0.04377% | 0.04263% | 0.04002% | 0.03846% | 0.0367% | 0.03514% | 0.03371%
F5_Industrial_Petroleum_New_Space Heating_Natural Gas_Gas Boiler - High Turndown_A_Technical Potential | F5 | Industrial | Petroleum | New | Space Heating | Natural Gas | Gas Boiler - High Turndown | A | Standalone Impact on Baseline Summer Peak (%) | Technical Potential | bar: 2019 to 2040
F6_Industrial_Petroleum_New_Space Heating_Natural Gas_Gas Boiler - High Turndown_A_Technical Potential | F6 | Industrial | Petroleum | New | Space Heating | Natural Gas | Gas Boiler - High Turndown | A | Standalone Impact on Baseline Winter Peak (%) | Technical Potential | bar: 2019 to 2040
F7_Industrial_Petroleum_New_Space Heating_Natural Gas_Gas Boiler - High Turndown_A_Technical Potential | F7 | Industrial | Petroleum | New | Space Heating | Natural Gas | Gas Boiler - High Turndown | A | Incremental Energy Savings (MWh or mTherms) | Technical Potential | 0 | 0 | 2.946e-05 | 5.1413e-05 | 7.3312e-05 | 9.7857e-05 | 0.00011264 | 0.00011682 | 0.00010566 | 9.5503e-05 | 8.2943e-05 | 7.2373e-05 | 6.265e-05 | 5.4529e-05 | 4.6017e-05 | 3.9141e-05 | 3.3174e-05 | 2.946e-05 | 5.1413e-05 | 7.3312e-05 | 9.7857e-05 | 0.00011264
F8_Industrial_Petroleum_New_Space Heating_Natural Gas_Gas Boiler - High Turndown_A_Technical Potential | F8 | Industrial | Petroleum | New | Space Heating | Natural Gas | Gas Boiler - High Turndown | A | Incremental Summer Peak Savings (MW) | Technical Potential | 0 | 0 | 0 | 0 | 0 | 0 | 0 | 0 | 0 | 0 | 0 | 0 | 0 | 0 | 0 | 0 | 0 | 0 | 0 | 0 | 0 | 0
F9_Industrial_Petroleum_New_Space Heating_Natural Gas_Gas Boiler - High Turndown_A_Technical Potential | F9 | Industrial | Petroleum | New | Space Heating | Natural Gas | Gas Boiler - High Turndown | A | Incremental Winter Peak Savings (MW) | Technical Potential | 0 | 0 | 0 | 0 | 0 | 0 | 0 | 0 | 0 | 0 | 0 | 0 | 0 | 0 | 0 | 0 | 0 | 0 | 0 | 0 | 0 | 0
F10_Industrial_Petroleum_New_Space Heating_Natural Gas_Gas Boiler - High Turndown_A_Technical Potential | F10 | Industrial | Petroleum | New | Space Heating | Natural Gas | Gas Boiler - High Turndown | A | Cumulative Energy Savings (MWh or mTherms) | Technical Potential | 0 | 0 | 2.946e-05 | 8.0872e-05 | 0.00015418 | 0.00025204 | 0.00036468 | 0.0004815 | 0.00058716 | 0.00068266 | 0.0007656 | 0.00083798 | 0.00090062 | 0.00095515 | 0.0010012 | 0.0010403 | 0.0010735 | 0.0010735 | 0.0010735 | 0.0010735 | 0.0010735 | 0.0010735
F11_Industrial_Petroleum_New_Space Heating_Natural Gas_Gas Boiler - High Turndown_A_Technical Potential | F11 | Industrial | Petroleum | New | Space Heating | Natural Gas | Gas Boiler - High Turndown | A | Cumulative Summer Peak Savings (MW) | Technical Potential | 0 | 0 | 0 | 0 | 0 | 0 | 0 | 0 | 0 | 0 | 0 | 0 | 0 | 0 | 0 | 0 | 0 | 0 | 0 | 0 | 0 | 0
F12_Industrial_Petroleum_New_Space Heating_Natural Gas_Gas Boiler - High Turndown_A_Technical Potential | F12 | Industrial | Petroleum | New | Space Heating | Natural Gas | Gas Boiler - High Turndown | A | Cumulative Winter Peak Savings (MW) | Technical Potential | 0 | 0 | 0 | 0 | 0 | 0 | 0 | 0 | 0 | 0 | 0 | 0 | 0 | 0 | 0 | 0 | 0 | 0 | 0 | 0 | 0 | 0
F13_Industrial_Petroleum_New_Space Heating_Natural Gas_Gas Boiler - High Turndown_A_Technical Potential | F13 | Industrial | Petroleum | New | Space Heating | Natural Gas | Gas Boiler - High Turndown | A | Purchases (Incremental) | Technical Potential | 0 | 0 | 0.00021229 | 0.00037049 | 0.0005283 | 0.00070518 | 0.0008117 | 0.00084182 | 0.00076137 | 0.00068821 | 0.0005977 | 0.00052153 | 0.00045146 | 0.00039294 | 0.00033161 | 0.00028206 | 0.00023906 | 0.00021229 | 0.00037049 | 0.0005283 | 0.00070518 | 0.0008117
F14_Industrial_Petroleum_New_Space Heating_Natural Gas_Gas Boiler - High Turndown_A_Technical Potential | F14 | Industrial | Petroleum | New | Space Heating | Natural Gas | Gas Boiler - High Turndown | A | Purchases (Cumulative) | Technical Potential | 0 | 0 | 0.00021229 | 0.00058278 | 0.0011111 | 0.0018163 | 0.002628 | 0.0034698 | 0.0042311 | 0.0049194 | 0.0055171 | 0.0060386 | 0.0064901 | 0.006883 | 0.0072146 | 0.0074967 | 0.0077357 | 0.0077357 | 0.0077357 | 0.0077357 | 0.0077357 | 0.0077357
F1_Industrial_Petroleum_New_Process_Natural Gas_Gas Boiler - High Turndown_A_Technical Potential | F1 | Industrial | Petroleum | New | Process | Natural Gas | Gas Boiler - High Turndown | A | Original Unit Energy Savings (kWh or therms) | Technical Potential | 0 | 0 | 731.9505 | 731.9505 | 731.9505 | 731.9505 | 731.9505 | 731.9505 | 731.9505 | 731.9505 | 731.9505 | 731.9505 | 731.9505 | 731.9505 | 731.9505 | 731.9505 | 731.9505 | 731.9505 | 731.9505 | 731.9505 | 731.9505 | 731.9505
F2_Industrial_Petroleum_New_Process_Natural Gas_Gas Boiler - High Turndown_A_Technical Potential | F2 | Industrial | Petroleum | New | Process | Natural Gas | Gas Boiler - High Turndown | A | Original Unit Summer Peak Savings (kW) | Technical Potential | 0 | 0 | 0 | 0 | 0 | 0 | 0 | 0 | 0 | 0 | 0 | 0 | 0 | 0 | 0 | 0 | 0 | 0 | 0 | 0 | 0 | 0
F3_Industrial_Petroleum_New_Process_Natural Gas_Gas Boiler - High Turndown_A_Technical Potential | F3 | Industrial | Petroleum | New | Process | Natural Gas | Gas Boiler - High Turndown | A | Original Unit Winter Peak Savings (kW) | Technical Potential | 0 | 0 | 0 | 0 | 0 | 0 | 0 | 0 | 0 | 0 | 0 | 0 | 0 | 0 | 0 | 0 | 0 | 0 | 0 | 0 | 0 | 0
F4_Industrial_Petroleum_New_Process_Natural Gas_Gas Boiler - High Turndown_A_Technical Potential | F4 | Industrial | Petroleum | New | Process | Natural Gas | Gas Boiler - High Turndown | A | Standalone Impact on Baseline Energy (%) | Technical Potential | 0% | 0% | 0.01679% | 0.0264% | 0.0353% | 0.04323% | 0.05435% | 0.06227% | 0.06716% | 0.06911% | 0.0714% | 0.07165% | 0.07116% | 0.06937% | 0.06893% | 0.06737% | 0.06561% | 0.06159% | 0.0592% | 0.05649% | 0.05408% | 0.05188%
F5_Industrial_Petroleum_New_Process_Natural Gas_Gas Boiler - High Turndown_A_Technical Potential | F5 | Industrial | Petroleum | New | Process | Natural Gas | Gas Boiler - High Turndown | A | Standalone Impact on Baseline Summer Peak (%) | Technical Potential | bar: 2019 to 2040
F6_Industrial_Petroleum_New_Process_Natural Gas_Gas Boiler - High Turndown_A_Technical Potential | F6 | Industrial | Petroleum | New | Process | Natural Gas | Gas Boiler - High Turndown | A | Standalone Impact on Baseline Winter Peak (%) | Technical Potential | bar: 2019 to 2040
F7_Industrial_Petroleum_New_Process_Natural Gas_Gas Boiler - High Turndown_A_Technical Potential | F7 | Industrial | Petroleum | New | Process | Natural Gas | Gas Boiler - High Turndown | A | Incremental Energy Savings (MWh or mTherms) | Technical Potential | 0 | 0 | 0.01234 | 0.021535 | 0.030708 | 0.040989 | 0.047181 | 0.048932 | 0.044256 | 0.040003 | 0.034742 | 0.030315 | 0.026242 | 0.02284 | 0.019275 | 0.016395 | 0.013895 | 0.01234 | 0.021535 | 0.030708 | 0.040989 | 0.047181
F8_Industrial_Petroleum_New_Process_Natural Gas_Gas Boiler - High Turndown_A_Technical Potential | F8 | Industrial | Petroleum | New | Process | Natural Gas | Gas Boiler - High Turndown | A | Incremental Summer Peak Savings (MW) | Technical Potential | 0 | 0 | 0 | 0 | 0 | 0 | 0 | 0 | 0 | 0 | 0 | 0 | 0 | 0 | 0 | 0 | 0 | 0 | 0 | 0 | 0 | 0
F9_Industrial_Petroleum_New_Process_Natural Gas_Gas Boiler - High Turndown_A_Technical Potential | F9 | Industrial | Petroleum | New | Process | Natural Gas | Gas Boiler - High Turndown | A | Incremental Winter Peak Savings (MW) | Technical Potential | 0 | 0 | 0 | 0 | 0 | 0 | 0 | 0 | 0 | 0 | 0 | 0 | 0 | 0 | 0 | 0 | 0 | 0 | 0 | 0 | 0 | 0
F10_Industrial_Petroleum_New_Process_Natural Gas_Gas Boiler - High Turndown_A_Technical Potential | F10 | Industrial | Petroleum | New | Process | Natural Gas | Gas Boiler - High Turndown | A | Cumulative Energy Savings (MWh or mTherms) | Technical Potential | 0 | 0 | 0.01234 | 0.033875 | 0.064583 | 0.10557 | 0.15275 | 0.20169 | 0.24594 | 0.28594 | 0.32069 | 0.351 | 0.37724 | 0.40008 | 0.41936 | 0.43575 | 0.44965 | 0.44965 | 0.44965 | 0.44965 | 0.44965 | 0.44965
F11_Industrial_Petroleum_New_Process_Natural Gas_Gas Boiler - High Turndown_A_Technical Potential | F11 | Industrial | Petroleum | New | Process | Natural Gas | Gas Boiler - High Turndown | A | Cumulative Summer Peak Savings (MW) | Technical Potential | 0 | 0 | 0 | 0 | 0 | 0 | 0 | 0 | 0 | 0 | 0 | 0 | 0 | 0 | 0 | 0 | 0 | 0 | 0 | 0 | 0 | 0
F12_Industrial_Petroleum_New_Process_Natural Gas_Gas Boiler - High Turndown_A_Technical Potential | F12 | Industrial | Petroleum | New | Process | Natural Gas | Gas Boiler - High Turndown | A | Cumulative Winter Peak Savings (MW) | Technical Potential | 0 | 0 | 0 | 0 | 0 | 0 | 0 | 0 | 0 | 0 | 0 | 0 | 0 | 0 | 0 | 0 | 0 | 0 | 0 | 0 | 0 | 0
F13_Industrial_Petroleum_New_Process_Natural Gas_Gas Boiler - High Turndown_A_Technical Potential | F13 | Industrial | Petroleum | New | Process | Natural Gas | Gas Boiler - High Turndown | A | Purchases (Incremental) | Technical Potential | 0 | 0 | 0.016859 | 0.029422 | 0.041954 | 0.056 | 0.064459 | 0.066852 | 0.060463 | 0.054653 | 0.047465 | 0.041417 | 0.035852 | 0.031205 | 0.026334 | 0.022399 | 0.018984 | 0.016859 | 0.029422 | 0.041954 | 0.056 | 0.064459
F14_Industrial_Petroleum_New_Process_Natural Gas_Gas Boiler - High Turndown_A_Technical Potential | F14 | Industrial | Petroleum | New | Process | Natural Gas | Gas Boiler - High Turndown | A | Purchases (Cumulative) | Technical Potential | 0 | 0 | 0.016859 | 0.04628 | 0.088234 | 0.14423 | 0.20869 | 0.27555 | 0.33601 | 0.39066 | 0.43813 | 0.47954 | 0.51539 | 0.5466 | 0.57293 | 0.59533 | 0.61432 | 0.61432 | 0.61432 | 0.61432 | 0.61432 | 0.61432
F1_Industrial_Petroleum_New_Space Heating_Natural Gas_Gas Boiler - Burner Control Optimization_A_Technical Potential | F1 | Industrial | Petroleum | New | Space Heating | Natural Gas | Gas Boiler - Burner Control Optimization | A | Original Unit Energy Savings (kWh or therms) | Technical Potential | 0 | 0 | 40.2433 | 40.2433 | 40.2433 | 40.2433 | 40.2433 | 40.2433 | 40.2433 | 40.2433 | 40.2433 | 40.2433 | 40.2433 | 40.2433 | 40.2433 | 40.2433 | 40.2433 | 40.2433 | 40.2433 | 40.2433 | 40.2433 | 40.2433
F2_Industrial_Petroleum_New_Space Heating_Natural Gas_Gas Boiler - Burner Control Optimization_A_Technical Potential | F2 | Industrial | Petroleum | New | Space Heating | Natural Gas | Gas Boiler - Burner Control Optimization | A | Original Unit Summer Peak Savings (kW) | Technical Potential | 0 | 0 | 0 | 0 | 0 | 0 | 0 | 0 | 0 | 0 | 0 | 0 | 0 | 0 | 0 | 0 | 0 | 0 | 0 | 0 | 0 | 0
F3_Industrial_Petroleum_New_Space Heating_Natural Gas_Gas Boiler - Burner Control Optimization_A_Technical Potential | F3 | Industrial | Petroleum | New | Space Heating | Natural Gas | Gas Boiler - Burner Control Optimization | A | Original Unit Winter Peak Savings (kW) | Technical Potential | 0 | 0 | 0 | 0 | 0 | 0 | 0 | 0 | 0 | 0 | 0 | 0 | 0 | 0 | 0 | 0 | 0 | 0 | 0 | 0 | 0 | 0
F4_Industrial_Petroleum_New_Space Heating_Natural Gas_Gas Boiler - Burner Control Optimization_A_Technical Potential | F4 | Industrial | Petroleum | New | Space Heating | Natural Gas | Gas Boiler - Burner Control Optimization | A | Standalone Impact on Baseline Energy (%) | Technical Potential | 0% | 0% | 0.0008532% | 0.00183% | 0.003966% | 0.007665% | 0.01396% | 0.02234% | 0.03277% | 0.04418% | 0.05704% | 0.06865% | 0.0787% | 0.08568% | 0.09222% | 0.09529% | 0.09624% | 0.09476% | 0.09401% | 0.09158% | 0.08874% | 0.0857%
F5_Industrial_Petroleum_New_Space Heating_Natural Gas_Gas Boiler - Burner Control Optimization_A_Technical Potential | F5 | Industrial | Petroleum | New | Space Heating | Natural Gas | Gas Boiler - Burner Control Optimization | A | Standalone Impact on Baseline Summer Peak (%) | Technical Potential | bar: 2019 to 2040
F6_Industrial_Petroleum_New_Space Heating_Natural Gas_Gas Boiler - Burner Control Optimization_A_Technical Potential | F6 | Industrial | Petroleum | New | Space Heating | Natural Gas | Gas Boiler - Burner Control Optimization | A | Standalone Impact on Baseline Winter Peak (%) | Technical Potential | bar: 2019 to 2040
F7_Industrial_Petroleum_New_Space Heating_Natural Gas_Gas Boiler - Burner Control Optimization_A_Technical Potential | F7 | Industrial | Petroleum | New | Space Heating | Natural Gas | Gas Boiler - Burner Control Optimization | A | Incremental Energy Savings (MWh or mTherms) | Technical Potential | 0 | 0 | 2.3046e-06 | 6.3221e-06 | 1.803e-05 | 4.2117e-05 | 7.5411e-05 | 0.00012166 | 0.00017505 | 0.00023075 | 0.00026978 | 0.00029425 | 0.00029717 | 0.0002829 | 0.00024576 | 0.00020323 | 0.00015865 | 0.00011831 | 8.2063e-05 | 5.4726e-05 | 3.4794e-05 | 2.4559e-05
F8_Industrial_Petroleum_New_Space Heating_Natural Gas_Gas Boiler - Burner Control Optimization_A_Technical Potential | F8 | Industrial | Petroleum | New | Space Heating | Natural Gas | Gas Boiler - Burner Control Optimization | A | Incremental Summer Peak Savings (MW) | Technical Potential | 0 | 0 | 0 | 0 | 0 | 0 | 0 | 0 | 0 | 0 | 0 | 0 | 0 | 0 | 0 | 0 | 0 | 0 | 0 | 0 | 0 | 0
F9_Industrial_Petroleum_New_Space Heating_Natural Gas_Gas Boiler - Burner Control Optimization_A_Technical Potential | F9 | Industrial | Petroleum | New | Space Heating | Natural Gas | Gas Boiler - Burner Control Optimization | A | Incremental Winter Peak Savings (MW) | Technical Potential | 0 | 0 | 0 | 0 | 0 | 0 | 0 | 0 | 0 | 0 | 0 | 0 | 0 | 0 | 0 | 0 | 0 | 0 | 0 | 0 | 0 | 0
F10_Industrial_Petroleum_New_Space Heating_Natural Gas_Gas Boiler - Burner Control Optimization_A_Technical Potential | F10 | Industrial | Petroleum | New | Space Heating | Natural Gas | Gas Boiler - Burner Control Optimization | A | Cumulative Energy Savings (MWh or mTherms) | Technical Potential | 0 | 0 | 2.3046e-06 | 8.6267e-06 | 2.6657e-05 | 6.8773e-05 | 0.00014418 | 0.00026585 | 0.0004409 | 0.00067165 | 0.00094143 | 0.0012357 | 0.0015329 | 0.0018158 | 0.0020615 | 0.0022647 | 0.0024234 | 0.0025417 | 0.0026238 | 0.0026785 | 0.002711 | 0.0027292
F11_Industrial_Petroleum_New_Space Heating_Natural Gas_Gas Boiler - Burner Control Optimization_A_Technical Potential | F11 | Industrial | Petroleum | New | Space Heating | Natural Gas | Gas Boiler - Burner Control Optimization | A | Cumulative Summer Peak Savings (MW) | Technical Potential | 0 | 0 | 0 | 0 | 0 | 0 | 0 | 0 | 0 | 0 | 0 | 0 | 0 | 0 | 0 | 0 | 0 | 0 | 0 | 0 | 0 | 0
F12_Industrial_Petroleum_New_Space Heating_Natural Gas_Gas Boiler - Burner Control Optimization_A_Technical Potential | F12 | Industrial | Petroleum | New | Space Heating | Natural Gas | Gas Boiler - Burner Control Optimization | A | Cumulative Winter Peak Savings (MW) | Technical Potential | 0 | 0 | 0 | 0 | 0 | 0 | 0 | 0 | 0 | 0 | 0 | 0 | 0 | 0 | 0 | 0 | 0 | 0 | 0 | 0 | 0 | 0
F13_Industrial_Petroleum_New_Space Heating_Natural Gas_Gas Boiler - Burner Control Optimization_A_Technical Potential | F13 | Industrial | Petroleum | New | Space Heating | Natural Gas | Gas Boiler - Burner Control Optimization | A | Purchases (Incremental) | Technical Potential | 0 | 0 | 5.7267e-05 | 0.0001571 | 0.00044803 | 0.0010466 | 0.0018739 | 0.0030231 | 0.0043499 | 0.005734 | 0.0067037 | 0.0073118 | 0.0073843 | 0.0070297 | 0.0061069 | 0.0050501 | 0.0039422 | 0.0029398 | 0.0020392 | 0.0013599 | 0.0008646 | 0.00061027
F14_Industrial_Petroleum_New_Space Heating_Natural Gas_Gas Boiler - Burner Control Optimization_A_Technical Potential | F14 | Industrial | Petroleum | New | Space Heating | Natural Gas | Gas Boiler - Burner Control Optimization | A | Purchases (Cumulative) | Technical Potential | 0 | 0 | 5.7267e-05 | 0.00021436 | 0.00066239 | 0.0017089 | 0.0035828 | 0.006606 | 0.010956 | 0.01669 | 0.023394 | 0.030705 | 0.03809 | 0.045119 | 0.051226 | 0.056276 | 0.060219 | 0.063158 | 0.065198 | 0.066557 | 0.067365 | 0.067818
F1_Industrial_Petroleum_New_Process_Natural Gas_Gas Boiler - Burner Control Optimization_A_Technical Potential | F1 | Industrial | Petroleum | New | Process | Natural Gas | Gas Boiler - Burner Control Optimization | A | Original Unit Energy Savings (kWh or therms) | Technical Potential | 0 | 0 | 212.2656 | 212.2656 | 212.2656 | 212.2656 | 212.2656 | 212.2656 | 212.2656 | 212.2656 | 212.2656 | 212.2656 | 212.2656 | 212.2656 | 212.2656 | 212.2656 | 212.2656 | 212.2656 | 212.2656 | 212.2656 | 212.2656 | 212.2656
F2_Industrial_Petroleum_New_Process_Natural Gas_Gas Boiler - Burner Control Optimization_A_Technical Potential | F2 | Industrial | Petroleum | New | Process | Natural Gas | Gas Boiler - Burner Control Optimization | A | Original Unit Summer Peak Savings (kW) | Technical Potential | 0 | 0 | 0 | 0 | 0 | 0 | 0 | 0 | 0 | 0 | 0 | 0 | 0 | 0 | 0 | 0 | 0 | 0 | 0 | 0 | 0 | 0
F3_Industrial_Petroleum_New_Process_Natural Gas_Gas Boiler - Burner Control Optimization_A_Technical Potential | F3 | Industrial | Petroleum | New | Process | Natural Gas | Gas Boiler - Burner Control Optimization | A | Original Unit Winter Peak Savings (kW) | Technical Potential | 0 | 0 | 0 | 0 | 0 | 0 | 0 | 0 | 0 | 0 | 0 | 0 | 0 | 0 | 0 | 0 | 0 | 0 | 0 | 0 | 0 | 0
F4_Industrial_Petroleum_New_Process_Natural Gas_Gas Boiler - Burner Control Optimization_A_Technical Potential | F4 | Industrial | Petroleum | New | Process | Natural Gas | Gas Boiler - Burner Control Optimization | A | Standalone Impact on Baseline Energy (%) | Technical Potential | 0% | 0% | 0.001313% | 0.002817% | 0.006104% | 0.0118% | 0.02149% | 0.03438% | 0.05043% | 0.068% | 0.08779% | 0.1057% | 0.1211% | 0.1319% | 0.1419% | 0.1467% | 0.1481% | 0.1458% | 0.1447% | 0.1409% | 0.1366% | 0.1319%
F5_Industrial_Petroleum_New_Process_Natural Gas_Gas Boiler - Burner Control Optimization_A_Technical Potential | F5 | Industrial | Petroleum | New | Process | Natural Gas | Gas Boiler - Burner Control Optimization | A | Standalone Impact on Baseline Summer Peak (%) | Technical Potential | bar: 2019 to 2040
F6_Industrial_Petroleum_New_Process_Natural Gas_Gas Boiler - Burner Control Optimization_A_Technical Potential | F6 | Industrial | Petroleum | New | Process | Natural Gas | Gas Boiler - Burner Control Optimization | A | Standalone Impact on Baseline Winter Peak (%) | Technical Potential | bar: 2019 to 2040
F7_Industrial_Petroleum_New_Process_Natural Gas_Gas Boiler - Burner Control Optimization_A_Technical Potential | F7 | Industrial | Petroleum | New | Process | Natural Gas | Gas Boiler - Burner Control Optimization | A | Incremental Energy Savings (MWh or mTherms) | Technical Potential | 0 | 0 | 0.00096532 | 0.0026481 | 0.0075522 | 0.017641 | 0.031588 | 0.05096 | 0.073324 | 0.096656 | 0.113 | 0.12325 | 0.12448 | 0.1185 | 0.10294 | 0.085128 | 0.066453 | 0.049554 | 0.034374 | 0.022923 | 0.014574 | 0.010287
F8_Industrial_Petroleum_New_Process_Natural Gas_Gas Boiler - Burner Control Optimization_A_Technical Potential | F8 | Industrial | Petroleum | New | Process | Natural Gas | Gas Boiler - Burner Control Optimization | A | Incremental Summer Peak Savings (MW) | Technical Potential | 0 | 0 | 0 | 0 | 0 | 0 | 0 | 0 | 0 | 0 | 0 | 0 | 0 | 0 | 0 | 0 | 0 | 0 | 0 | 0 | 0 | 0
F9_Industrial_Petroleum_New_Process_Natural Gas_Gas Boiler - Burner Control Optimization_A_Technical Potential | F9 | Industrial | Petroleum | New | Process | Natural Gas | Gas Boiler - Burner Control Optimization | A | Incremental Winter Peak Savings (MW) | Technical Potential | 0 | 0 | 0 | 0 | 0 | 0 | 0 | 0 | 0 | 0 | 0 | 0 | 0 | 0 | 0 | 0 | 0 | 0 | 0 | 0 | 0 | 0
F10_Industrial_Petroleum_New_Process_Natural Gas_Gas Boiler - Burner Control Optimization_A_Technical Potential | F10 | Industrial | Petroleum | New | Process | Natural Gas | Gas Boiler - Burner Control Optimization | A | Cumulative Energy Savings (MWh or mTherms) | Technical Potential | 0 | 0 | 0.00096532 | 0.0036135 | 0.011166 | 0.028807 | 0.060395 | 0.11135 | 0.18468 | 0.28133 | 0.39434 | 0.51759 | 0.64206 | 0.76056 | 0.8635 | 0.94863 | 1.0151 | 1.0646 | 1.099 | 1.1219 | 1.1355 | 1.1432
F11_Industrial_Petroleum_New_Process_Natural Gas_Gas Boiler - Burner Control Optimization_A_Technical Potential | F11 | Industrial | Petroleum | New | Process | Natural Gas | Gas Boiler - Burner Control Optimization | A | Cumulative Summer Peak Savings (MW) | Technical Potential | 0 | 0 | 0 | 0 | 0 | 0 | 0 | 0 | 0 | 0 | 0 | 0 | 0 | 0 | 0 | 0 | 0 | 0 | 0 | 0 | 0 | 0
F12_Industrial_Petroleum_New_Process_Natural Gas_Gas Boiler - Burner Control Optimization_A_Technical Potential | F12 | Industrial | Petroleum | New | Process | Natural Gas | Gas Boiler - Burner Control Optimization | A | Cumulative Winter Peak Savings (MW) | Technical Potential | 0 | 0 | 0 | 0 | 0 | 0 | 0 | 0 | 0 | 0 | 0 | 0 | 0 | 0 | 0 | 0 | 0 | 0 | 0 | 0 | 0 | 0
F13_Industrial_Petroleum_New_Process_Natural Gas_Gas Boiler - Burner Control Optimization_A_Technical Potential | F13 | Industrial | Petroleum | New | Process | Natural Gas | Gas Boiler - Burner Control Optimization | A | Purchases (Incremental) | Technical Potential | 0 | 0 | 0.0045477 | 0.012476 | 0.035579 | 0.08311 | 0.14881 | 0.24007 | 0.34544 | 0.45535 | 0.53236 | 0.58065 | 0.58641 | 0.55825 | 0.48496 | 0.40104 | 0.31307 | 0.23345 | 0.16194 | 0.10799 | 0.06866 | 0.048464
F14_Industrial_Petroleum_New_Process_Natural Gas_Gas Boiler - Burner Control Optimization_A_Technical Potential | F14 | Industrial | Petroleum | New | Process | Natural Gas | Gas Boiler - Burner Control Optimization | A | Purchases (Cumulative) | Technical Potential | 0 | 0 | 0.0045477 | 0.017023 | 0.052602 | 0.13571 | 0.28452 | 0.5246 | 0.87003 | 1.3254 | 1.8578 | 2.4384 | 3.0248 | 3.5831 | 4.068 | 4.4691 | 4.7821 | 5.0156 | 5.1775 | 5.2855 | 5.3496 | 5.3856
F1_Industrial_Petroleum_New_Space Heating_Natural Gas_HVAC - Demand Controlled Ventilation_A_Technical Potential | F1 | Industrial | Petroleum | New | Space Heating | Natural Gas | HVAC - Demand Controlled Ventilation | A | Original Unit Energy Savings (kWh or therms) | Technical Potential | 0 | 0 | 0.067787 | 0.067787 | 0.067787 | 0.067787 | 0.067787 | 0.067787 | 0.067787 | 0.067787 | 0.067787 | 0.067787 | 0.067787 | 0.067787 | 0.067787 | 0.067787 | 0.067787 | 0.067787 | 0.067787 | 0.067787 | 0.067787 | 0.067787
F2_Industrial_Petroleum_New_Space Heating_Natural Gas_HVAC - Demand Controlled Ventilation_A_Technical Potential | F2 | Industrial | Petroleum | New | Space Heating | Natural Gas | HVAC - Demand Controlled Ventilation | A | Original Unit Summer Peak Savings (kW) | Technical Potential | 0 | 0 | 0 | 0 | 0 | 0 | 0 | 0 | 0 | 0 | 0 | 0 | 0 | 0 | 0 | 0 | 0 | 0 | 0 | 0 | 0 | 0
F3_Industrial_Petroleum_New_Space Heating_Natural Gas_HVAC - Demand Controlled Ventilation_A_Technical Potential | F3 | Industrial | Petroleum | New | Space Heating | Natural Gas | HVAC - Demand Controlled Ventilation | A | Original Unit Winter Peak Savings (kW) | Technical Potential | 0 | 0 | 0 | 0 | 0 | 0 | 0 | 0 | 0 | 0 | 0 | 0 | 0 | 0 | 0 | 0 | 0 | 0 | 0 | 0 | 0 | 0
F4_Industrial_Petroleum_New_Space Heating_Natural Gas_HVAC - Demand Controlled Ventilation_A_Technical Potential | F4 | Industrial | Petroleum | New | Space Heating | Natural Gas | HVAC - Demand Controlled Ventilation | A | Standalone Impact on Baseline Energy (%) | Technical Potential | 0% | 0% | 0.1016% | 0.1598% | 0.2136% | 0.2616% | 0.3288% | 0.3869% | 0.4438% | 0.4943% | 0.5569% | 0.6121% | 0.6673% | 0.7149% | 0.7793% | 0.8345% | 0.8892% | 0.9261% | 0.9744% | 1.008% | 1.037% | 1.063%
F5_Industrial_Petroleum_New_Space Heating_Natural Gas_HVAC - Demand Controlled Ventilation_A_Technical Potential | F5 | Industrial | Petroleum | New | Space Heating | Natural Gas | HVAC - Demand Controlled Ventilation | A | Standalone Impact on Baseline Summer Peak (%) | Technical Potential | bar: 2019 to 2040
F6_Industrial_Petroleum_New_Space Heating_Natural Gas_HVAC - Demand Controlled Ventilation_A_Technical Potential | F6 | Industrial | Petroleum | New | Space Heating | Natural Gas | HVAC - Demand Controlled Ventilation | A | Standalone Impact on Baseline Winter Peak (%) | Technical Potential | bar: 2019 to 2040
F7_Industrial_Petroleum_New_Space Heating_Natural Gas_HVAC - Demand Controlled Ventilation_A_Technical Potential | F7 | Industrial | Petroleum | New | Space Heating | Natural Gas | HVAC - Demand Controlled Ventilation | A | Incremental Energy Savings (MWh or mTherms) | Technical Potential | 0 | 0 | 0.00027432 | 0.00047874 | 0.00068265 | 0.00091121 | 0.0010489 | 0.0012087 | 0.0013664 | 0.0015439 | 0.0016761 | 0.0018281 | 0.0019781 | 0.0021521 | 0.0022702 | 0.0024138 | 0.0025572 | 0.0027242 | 0.0028345 | 0.0029704 | 0.0031026 | 0.0032344
F8_Industrial_Petroleum_New_Space Heating_Natural Gas_HVAC - Demand Controlled Ventilation_A_Technical Potential | F8 | Industrial | Petroleum | New | Space Heating | Natural Gas | HVAC - Demand Controlled Ventilation | A | Incremental Summer Peak Savings (MW) | Technical Potential | 0 | 0 | 0 | 0 | 0 | 0 | 0 | 0 | 0 | 0 | 0 | 0 | 0 | 0 | 0 | 0 | 0 | 0 | 0 | 0 | 0 | 0
F9_Industrial_Petroleum_New_Space Heating_Natural Gas_HVAC - Demand Controlled Ventilation_A_Technical Potential | F9 | Industrial | Petroleum | New | Space Heating | Natural Gas | HVAC - Demand Controlled Ventilation | A | Incremental Winter Peak Savings (MW) | Technical Potential | 0 | 0 | 0 | 0 | 0 | 0 | 0 | 0 | 0 | 0 | 0 | 0 | 0 | 0 | 0 | 0 | 0 | 0 | 0 | 0 | 0 | 0
F10_Industrial_Petroleum_New_Space Heating_Natural Gas_HVAC - Demand Controlled Ventilation_A_Technical Potential | F10 | Industrial | Petroleum | New | Space Heating | Natural Gas | HVAC - Demand Controlled Ventilation | A | Cumulative Energy Savings (MWh or mTherms) | Technical Potential | 0 | 0 | 0.00027432 | 0.00075306 | 0.0014357 | 0.0023469 | 0.0033958 | 0.0046044 | 0.0059709 | 0.0075148 | 0.0091908 | 0.011019 | 0.012997 | 0.015149 | 0.017419 | 0.019833 | 0.02239 | 0.02484 | 0.027196 | 0.029484 | 0.031675 | 0.033861
F11_Industrial_Petroleum_New_Space Heating_Natural Gas_HVAC - Demand Controlled Ventilation_A_Technical Potential | F11 | Industrial | Petroleum | New | Space Heating | Natural Gas | HVAC - Demand Controlled Ventilation | A | Cumulative Summer Peak Savings (MW) | Technical Potential | 0 | 0 | 0 | 0 | 0 | 0 | 0 | 0 | 0 | 0 | 0 | 0 | 0 | 0 | 0 | 0 | 0 | 0 | 0 | 0 | 0 | 0
F12_Industrial_Petroleum_New_Space Heating_Natural Gas_HVAC - Demand Controlled Ventilation_A_Technical Potential | F12 | Industrial | Petroleum | New | Space Heating | Natural Gas | HVAC - Demand Controlled Ventilation | A | Cumulative Winter Peak Savings (MW) | Technical Potential | 0 | 0 | 0 | 0 | 0 | 0 | 0 | 0 | 0 | 0 | 0 | 0 | 0 | 0 | 0 | 0 | 0 | 0 | 0 | 0 | 0 | 0
F13_Industrial_Petroleum_New_Space Heating_Natural Gas_HVAC - Demand Controlled Ventilation_A_Technical Potential | F13 | Industrial | Petroleum | New | Space Heating | Natural Gas | HVAC - Demand Controlled Ventilation | A | Purchases (Incremental) | Technical Potential | 0 | 0 | 4.0468 | 7.0624 | 10.0706 | 13.4423 | 15.4729 | 17.8301 | 20.1577 | 22.7758 | 24.7257 | 26.9685 | 29.1814 | 31.7485 | 33.4909 | 35.6084 | 37.7243 | 40.1875 | 41.8146 | 43.8195 | 45.7698 | 47.7143
F14_Industrial_Petroleum_New_Space Heating_Natural Gas_HVAC - Demand Controlled Ventilation_A_Technical Potential | F14 | Industrial | Petroleum | New | Space Heating | Natural Gas | HVAC - Demand Controlled Ventilation | A | Purchases (Cumulative) | Technical Potential | 0 | 0 | 4.0468 | 11.1091 | 21.1797 | 34.622 | 50.0949 | 67.925 | 88.0827 | 110.8584 | 135.5842 | 162.5526 | 191.7341 | 223.4826 | 256.9735 | 292.5818 | 330.3062 | 366.4469 | 401.1991 | 434.9481 | 467.2755 | 499.5169
F1_Industrial_Petroleum_New_Space Heating_Natural Gas_Gas Boiler - Stack Economizer_A_Technical Potential | F1 | Industrial | Petroleum | New | Space Heating | Natural Gas | Gas Boiler - Stack Economizer | A | Original Unit Energy Savings (kWh or therms) | Technical Potential | 0 | 0 | 101.302 | 101.302 | 101.302 | 101.302 | 101.302 | 101.302 | 101.302 | 101.302 | 101.302 | 101.302 | 101.302 | 101.302 | 101.302 | 101.302 | 101.302 | 101.302 | 101.302 | 101.302 | 101.302 | 101.302
F2_Industrial_Petroleum_New_Space Heating_Natural Gas_Gas Boiler - Stack Economizer_A_Technical Potential | F2 | Industrial | Petroleum | New | Space Heating | Natural Gas | Gas Boiler - Stack Economizer | A | Original Unit Summer Peak Savings (kW) | Technical Potential | 0 | 0 | 0 | 0 | 0 | 0 | 0 | 0 | 0 | 0 | 0 | 0 | 0 | 0 | 0 | 0 | 0 | 0 | 0 | 0 | 0 | 0
F3_Industrial_Petroleum_New_Space Heating_Natural Gas_Gas Boiler - Stack Economizer_A_Technical Potential | F3 | Industrial | Petroleum | New | Space Heating | Natural Gas | Gas Boiler - Stack Economizer | A | Original Unit Winter Peak Savings (kW) | Technical Potential | 0 | 0 | 0 | 0 | 0 | 0 | 0 | 0 | 0 | 0 | 0 | 0 | 0 | 0 | 0 | 0 | 0 | 0 | 0 | 0 | 0 | 0
F4_Industrial_Petroleum_New_Space Heating_Natural Gas_Gas Boiler - Stack Economizer_A_Technical Potential | F4 | Industrial | Petroleum | New | Space Heating | Natural Gas | Gas Boiler - Stack Economizer | A | Standalone Impact on Baseline Energy (%) | Technical Potential | 0% | 0% | 0.02123% | 0.0334% | 0.04465% | 0.05468% | 0.06874% | 0.07876% | 0.08495% | 0.08742% | 0.09031% | 0.09062% | 0.09001% | 0.08774% | 0.08719% | 0.08521% | 0.08299% | 0.07791% | 0.07487% | 0.07145% | 0.0684% | 0.06562%
F5_Industrial_Petroleum_New_Space Heating_Natural Gas_Gas Boiler - Stack Economizer_A_Technical Potential | F5 | Industrial | Petroleum | New | Space Heating | Natural Gas | Gas Boiler - Stack Economizer | A | Standalone Impact on Baseline Summer Peak (%) | Technical Potential | bar: 2019 to 2040
F6_Industrial_Petroleum_New_Space Heating_Natural Gas_Gas Boiler - Stack Economizer_A_Technical Potential | F6 | Industrial | Petroleum | New | Space Heating | Natural Gas | Gas Boiler - Stack Economizer | A | Standalone Impact on Baseline Winter Peak (%) | Technical Potential | bar: 2019 to 2040
F7_Industrial_Petroleum_New_Space Heating_Natural Gas_Gas Boiler - Stack Economizer_A_Technical Potential | F7 | Industrial | Petroleum | New | Space Heating | Natural Gas | Gas Boiler - Stack Economizer | A | Incremental Energy Savings (MWh or mTherms) | Technical Potential | 0 | 0 | 5.7348e-05 | 0.00010008 | 0.00014271 | 0.0001905 | 0.00021927 | 0.00022741 | 0.00020568 | 0.00018591 | 0.00016146 | 0.00014089 | 0.00012196 | 0.00010615 | 8.958e-05 | 7.6195e-05 | 6.4578e-05 | 5.7348e-05 | 0.00010008 | 0.00014271 | 0.0001905 | 0.00021927
F8_Industrial_Petroleum_New_Space Heating_Natural Gas_Gas Boiler - Stack Economizer_A_Technical Potential | F8 | Industrial | Petroleum | New | Space Heating | Natural Gas | Gas Boiler - Stack Economizer | A | Incremental Summer Peak Savings (MW) | Technical Potential | 0 | 0 | 0 | 0 | 0 | 0 | 0 | 0 | 0 | 0 | 0 | 0 | 0 | 0 | 0 | 0 | 0 | 0 | 0 | 0 | 0 | 0
F9_Industrial_Petroleum_New_Space Heating_Natural Gas_Gas Boiler - Stack Economizer_A_Technical Potential | F9 | Industrial | Petroleum | New | Space Heating | Natural Gas | Gas Boiler - Stack Economizer | A | Incremental Winter Peak Savings (MW) | Technical Potential | 0 | 0 | 0 | 0 | 0 | 0 | 0 | 0 | 0 | 0 | 0 | 0 | 0 | 0 | 0 | 0 | 0 | 0 | 0 | 0 | 0 | 0
F10_Industrial_Petroleum_New_Space Heating_Natural Gas_Gas Boiler - Stack Economizer_A_Technical Potential | F10 | Industrial | Petroleum | New | Space Heating | Natural Gas | Gas Boiler - Stack Economizer | A | Cumulative Energy Savings (MWh or mTherms) | Technical Potential | 0 | 0 | 5.7348e-05 | 0.00015743 | 0.00030014 | 0.00049064 | 0.00070991 | 0.00093732 | 0.001143 | 0.0013289 | 0.0014904 | 0.0016313 | 0.0017532 | 0.0018594 | 0.0019489 | 0.0020251 | 0.0020897 | 0.0020897 | 0.0020897 | 0.0020897 | 0.0020897 | 0.0020897
F11_Industrial_Petroleum_New_Space Heating_Natural Gas_Gas Boiler - Stack Economizer_A_Technical Potential | F11 | Industrial | Petroleum | New | Space Heating | Natural Gas | Gas Boiler - Stack Economizer | A | Cumulative Summer Peak Savings (MW) | Technical Potential | 0 | 0 | 0 | 0 | 0 | 0 | 0 | 0 | 0 | 0 | 0 | 0 | 0 | 0 | 0 | 0 | 0 | 0 | 0 | 0 | 0 | 0
F12_Industrial_Petroleum_New_Space Heating_Natural Gas_Gas Boiler - Stack Economizer_A_Technical Potential | F12 | Industrial | Petroleum | New | Space Heating | Natural Gas | Gas Boiler - Stack Economizer | A | Cumulative Winter Peak Savings (MW) | Technical Potential | 0 | 0 | 0 | 0 | 0 | 0 | 0 | 0 | 0 | 0 | 0 | 0 | 0 | 0 | 0 | 0 | 0 | 0 | 0 | 0 | 0 | 0
F13_Industrial_Petroleum_New_Space Heating_Natural Gas_Gas Boiler - Stack Economizer_A_Technical Potential | F13 | Industrial | Petroleum | New | Space Heating | Natural Gas | Gas Boiler - Stack Economizer | A | Purchases (Incremental) | Technical Potential | 0 | 0 | 0.00056611 | 0.00098797 | 0.0014088 | 0.0018805 | 0.0021645 | 0.0022449 | 0.0020303 | 0.0018352 | 0.0015939 | 0.0013908 | 0.0012039 | 0.0010479 | 0.00088428 | 0.00075216 | 0.00063748 | 0.00056611 | 0.00098797 | 0.0014088 | 0.0018805 | 0.0021645
F14_Industrial_Petroleum_New_Space Heating_Natural Gas_Gas Boiler - Stack Economizer_A_Technical Potential | F14 | Industrial | Petroleum | New | Space Heating | Natural Gas | Gas Boiler - Stack Economizer | A | Purchases (Cumulative) | Technical Potential | 0 | 0 | 0.00056611 | 0.0015541 | 0.0029629 | 0.0048433 | 0.0070079 | 0.0092527 | 0.011283 | 0.013118 | 0.014712 | 0.016103 | 0.017307 | 0.018355 | 0.019239 | 0.019991 | 0.020629 | 0.020629 | 0.020629 | 0.020629 | 0.020629 | 0.020629
F1_Industrial_Petroleum_New_Process_Natural Gas_Gas Boiler - Stack Economizer_A_Technical Potential | F1 | Industrial | Petroleum | New | Process | Natural Gas | Gas Boiler - Stack Economizer | A | Original Unit Energy Savings (kWh or therms) | Technical Potential | 0 | 0 | 702.6725 | 702.6725 | 702.6725 | 702.6725 | 702.6725 | 702.6725 | 702.6725 | 702.6725 | 702.6725 | 702.6725 | 702.6725 | 702.6725 | 702.6725 | 702.6725 | 702.6725 | 702.6725 | 702.6725 | 702.6725 | 702.6725 | 702.6725
F2_Industrial_Petroleum_New_Process_Natural Gas_Gas Boiler - Stack Economizer_A_Technical Potential | F2 | Industrial | Petroleum | New | Process | Natural Gas | Gas Boiler - Stack Economizer | A | Original Unit Summer Peak Savings (kW) | Technical Potential | 0 | 0 | 0 | 0 | 0 | 0 | 0 | 0 | 0 | 0 | 0 | 0 | 0 | 0 | 0 | 0 | 0 | 0 | 0 | 0 | 0 | 0
F3_Industrial_Petroleum_New_Process_Natural Gas_Gas Boiler - Stack Economizer_A_Technical Potential | F3 | Industrial | Petroleum | New | Process | Natural Gas | Gas Boiler - Stack Economizer | A | Original Unit Winter Peak Savings (kW) | Technical Potential | 0 | 0 | 0 | 0 | 0 | 0 | 0 | 0 | 0 | 0 | 0 | 0 | 0 | 0 | 0 | 0 | 0 | 0 | 0 | 0 | 0 | 0
F4_Industrial_Petroleum_New_Process_Natural Gas_Gas Boiler - Stack Economizer_A_Technical Potential | F4 | Industrial | Petroleum | New | Process | Natural Gas | Gas Boiler - Stack Economizer | A | Standalone Impact on Baseline Energy (%) | Technical Potential | 0% | 0% | 0.04297% | 0.0676% | 0.09038% | 0.1107% | 0.1391% | 0.1594% | 0.1719% | 0.1769% | 0.1828% | 0.1834% | 0.1822% | 0.1776% | 0.1765% | 0.1725% | 0.168% | 0.1577% | 0.1515% | 0.1446% | 0.1384% | 0.1328%
F5_Industrial_Petroleum_New_Process_Natural Gas_Gas Boiler - Stack Economizer_A_Technical Potential | F5 | Industrial | Petroleum | New | Process | Natural Gas | Gas Boiler - Stack Economizer | A | Standalone Impact on Baseline Summer Peak (%) | Technical Potential | bar: 2019 to 2040
F6_Industrial_Petroleum_New_Process_Natural Gas_Gas Boiler - Stack Economizer_A_Technical Potential | F6 | Industrial | Petroleum | New | Process | Natural Gas | Gas Boiler - Stack Economizer | A | Standalone Impact on Baseline Winter Peak (%) | Technical Potential | bar: 2019 to 2040
F7_Industrial_Petroleum_New_Process_Natural Gas_Gas Boiler - Stack Economizer_A_Technical Potential | F7 | Industrial | Petroleum | New | Process | Natural Gas | Gas Boiler - Stack Economizer | A | Incremental Energy Savings (MWh or mTherms) | Technical Potential | 0 | 0 | 0.03159 | 0.05513 | 0.078612 | 0.10493 | 0.12078 | 0.12527 | 0.11329 | 0.10241 | 0.08894 | 0.077606 | 0.067179 | 0.058471 | 0.049344 | 0.041971 | 0.035572 | 0.03159 | 0.05513 | 0.078612 | 0.10493 | 0.12078
F8_Industrial_Petroleum_New_Process_Natural Gas_Gas Boiler - Stack Economizer_A_Technical Potential | F8 | Industrial | Petroleum | New | Process | Natural Gas | Gas Boiler - Stack Economizer | A | Incremental Summer Peak Savings (MW) | Technical Potential | 0 | 0 | 0 | 0 | 0 | 0 | 0 | 0 | 0 | 0 | 0 | 0 | 0 | 0 | 0 | 0 | 0 | 0 | 0 | 0 | 0 | 0
F9_Industrial_Petroleum_New_Process_Natural Gas_Gas Boiler - Stack Economizer_A_Technical Potential | F9 | Industrial | Petroleum | New | Process | Natural Gas | Gas Boiler - Stack Economizer | A | Incremental Winter Peak Savings (MW) | Technical Potential | 0 | 0 | 0 | 0 | 0 | 0 | 0 | 0 | 0 | 0 | 0 | 0 | 0 | 0 | 0 | 0 | 0 | 0 | 0 | 0 | 0 | 0
F10_Industrial_Petroleum_New_Process_Natural Gas_Gas Boiler - Stack Economizer_A_Technical Potential | F10 | Industrial | Petroleum | New | Process | Natural Gas | Gas Boiler - Stack Economizer | A | Cumulative Energy Savings (MWh or mTherms) | Technical Potential | 0 | 0 | 0.03159 | 0.08672 | 0.16533 | 0.27026 | 0.39105 | 0.51631 | 0.62961 | 0.73202 | 0.82096 | 0.89856 | 0.96574 | 1.0242 | 1.0736 | 1.1155 | 1.1511 | 1.1511 | 1.1511 | 1.1511 | 1.1511 | 1.1511
F11_Industrial_Petroleum_New_Process_Natural Gas_Gas Boiler - Stack Economizer_A_Technical Potential | F11 | Industrial | Petroleum | New | Process | Natural Gas | Gas Boiler - Stack Economizer | A | Cumulative Summer Peak Savings (MW) | Technical Potential | 0 | 0 | 0 | 0 | 0 | 0 | 0 | 0 | 0 | 0 | 0 | 0 | 0 | 0 | 0 | 0 | 0 | 0 | 0 | 0 | 0 | 0
F12_Industrial_Petroleum_New_Process_Natural Gas_Gas Boiler - Stack Economizer_A_Technical Potential | F12 | Industrial | Petroleum | New | Process | Natural Gas | Gas Boiler - Stack Economizer | A | Cumulative Winter Peak Savings (MW) | Technical Potential | 0 | 0 | 0 | 0 | 0 | 0 | 0 | 0 | 0 | 0 | 0 | 0 | 0 | 0 | 0 | 0 | 0 | 0 | 0 | 0 | 0 | 0
F13_Industrial_Petroleum_New_Process_Natural Gas_Gas Boiler - Stack Economizer_A_Technical Potential | F13 | Industrial | Petroleum | New | Process | Natural Gas | Gas Boiler - Stack Economizer | A | Purchases (Incremental) | Technical Potential | 0 | 0 | 0.044957 | 0.078458 | 0.11188 | 0.14933 | 0.17189 | 0.17827 | 0.16123 | 0.14574 | 0.12657 | 0.11044 | 0.095606 | 0.083213 | 0.070224 | 0.059731 | 0.050624 | 0.044957 | 0.078458 | 0.11188 | 0.14933 | 0.17189
F14_Industrial_Petroleum_New_Process_Natural Gas_Gas Boiler - Stack Economizer_A_Technical Potential | F14 | Industrial | Petroleum | New | Process | Natural Gas | Gas Boiler - Stack Economizer | A | Purchases (Cumulative) | Technical Potential | 0 | 0 | 0.044957 | 0.12341 | 0.23529 | 0.38462 | 0.55652 | 0.73479 | 0.89602 | 1.0418 | 1.1683 | 1.2788 | 1.3744 | 1.4576 | 1.5278 | 1.5876 | 1.6382 | 1.6382 | 1.6382 | 1.6382 | 1.6382 | 1.6382
F1_Industrial_Petroleum_New_Space Heating_Natural Gas_Gas Furnace Tube Inserts_A_Technical Potential | F1 | Industrial | Petroleum | New | Space Heating | Natural Gas | Gas Furnace Tube Inserts | A | Original Unit Energy Savings (kWh or therms) | Technical Potential | 0 | 0 | 0.077933 | 0.077933 | 0.077933 | 0.077933 | 0.077933 | 0.077933 | 0.077933 | 0.077933 | 0.077933 | 0.077933 | 0.077933 | 0.077933 | 0.077933 | 0.077933 | 0.077933 | 0.077933 | 0.077933 | 0.077933 | 0.077933 | 0.077933
F2_Industrial_Petroleum_New_Space Heating_Natural Gas_Gas Furnace Tube Inserts_A_Technical Potential | F2 | Industrial | Petroleum | New | Space Heating | Natural Gas | Gas Furnace Tube Inserts | A | Original Unit Summer Peak Savings (kW) | Technical Potential | 0 | 0 | 0 | 0 | 0 | 0 | 0 | 0 | 0 | 0 | 0 | 0 | 0 | 0 | 0 | 0 | 0 | 0 | 0 | 0 | 0 | 0
F3_Industrial_Petroleum_New_Space Heating_Natural Gas_Gas Furnace Tube Inserts_A_Technical Potential | F3 | Industrial | Petroleum | New | Space Heating | Natural Gas | Gas Furnace Tube Inserts | A | Original Unit Winter Peak Savings (kW) | Technical Potential | 0 | 0 | 0 | 0 | 0 | 0 | 0 | 0 | 0 | 0 | 0 | 0 | 0 | 0 | 0 | 0 | 0 | 0 | 0 | 0 | 0 | 0
F4_Industrial_Petroleum_New_Space Heating_Natural Gas_Gas Furnace Tube Inserts_A_Technical Potential | F4 | Industrial | Petroleum | New | Space Heating | Natural Gas | Gas Furnace Tube Inserts | A | Standalone Impact on Baseline Energy (%) | Technical Potential | bar: 2019 to 2040
F5_Industrial_Petroleum_New_Space Heating_Natural Gas_Gas Furnace Tube Inserts_A_Technical Potential | F5 | Industrial | Petroleum | New | Space Heating | Natural Gas | Gas Furnace Tube Inserts | A | Standalone Impact on Baseline Summer Peak (%) | Technical Potential | bar: 2019 to 2040
F6_Industrial_Petroleum_New_Space Heating_Natural Gas_Gas Furnace Tube Inserts_A_Technical Potential | F6 | Industrial | Petroleum | New | Space Heating | Natural Gas | Gas Furnace Tube Inserts | A | Standalone Impact on Baseline Winter Peak (%) | Technical Potential | bar: 2019 to 2040
F7_Industrial_Petroleum_New_Space Heating_Natural Gas_Gas Furnace Tube Inserts_A_Technical Potential | F7 | Industrial | Petroleum | New | Space Heating | Natural Gas | Gas Furnace Tube Inserts | A | Incremental Energy Savings (MWh or mTherms) | Technical Potential | 0 | 0 | 0 | 0 | 0 | 0 | 0 | 0 | 0 | 0 | 0 | 0 | 0 | 0 | 0 | 0 | 0 | 0 | 0 | 0 | 0 | 0
F8_Industrial_Petroleum_New_Space Heating_Natural Gas_Gas Furnace Tube Inserts_A_Technical Potential | F8 | Industrial | Petroleum | New | Space Heating | Natural Gas | Gas Furnace Tube Inserts | A | Incremental Summer Peak Savings (MW) | Technical Potential | 0 | 0 | 0 | 0 | 0 | 0 | 0 | 0 | 0 | 0 | 0 | 0 | 0 | 0 | 0 | 0 | 0 | 0 | 0 | 0 | 0 | 0
F9_Industrial_Petroleum_New_Space Heating_Natural Gas_Gas Furnace Tube Inserts_A_Technical Potential | F9 | Industrial | Petroleum | New | Space Heating | Natural Gas | Gas Furnace Tube Inserts | A | Incremental Winter Peak Savings (MW) | Technical Potential | 0 | 0 | 0 | 0 | 0 | 0 | 0 | 0 | 0 | 0 | 0 | 0 | 0 | 0 | 0 | 0 | 0 | 0 | 0 | 0 | 0 | 0
F10_Industrial_Petroleum_New_Space Heating_Natural Gas_Gas Furnace Tube Inserts_A_Technical Potential | F10 | Industrial | Petroleum | New | Space Heating | Natural Gas | Gas Furnace Tube Inserts | A | Cumulative Energy Savings (MWh or mTherms) | Technical Potential | 0 | 0 | 0 | 0 | 0 | 0 | 0 | 0 | 0 | 0 | 0 | 0 | 0 | 0 | 0 | 0 | 0 | 0 | 0 | 0 | 0 | 0
F11_Industrial_Petroleum_New_Space Heating_Natural Gas_Gas Furnace Tube Inserts_A_Technical Potential | F11 | Industrial | Petroleum | New | Space Heating | Natural Gas | Gas Furnace Tube Inserts | A | Cumulative Summer Peak Savings (MW) | Technical Potential | 0 | 0 | 0 | 0 | 0 | 0 | 0 | 0 | 0 | 0 | 0 | 0 | 0 | 0 | 0 | 0 | 0 | 0 | 0 | 0 | 0 | 0
F12_Industrial_Petroleum_New_Space Heating_Natural Gas_Gas Furnace Tube Inserts_A_Technical Potential | F12 | Industrial | Petroleum | New | Space Heating | Natural Gas | Gas Furnace Tube Inserts | A | Cumulative Winter Peak Savings (MW) | Technical Potential | 0 | 0 | 0 | 0 | 0 | 0 | 0 | 0 | 0 | 0 | 0 | 0 | 0 | 0 | 0 | 0 | 0 | 0 | 0 | 0 | 0 | 0
F13_Industrial_Petroleum_New_Space Heating_Natural Gas_Gas Furnace Tube Inserts_A_Technical Potential | F13 | Industrial | Petroleum | New | Space Heating | Natural Gas | Gas Furnace Tube Inserts | A | Purchases (Incremental) | Technical Potential | 0 | 0 | 0 | 0 | 0 | 0 | 0 | 0 | 0 | 0 | 0 | 0 | 0 | 0 | 0 | 0 | 0 | 0 | 0 | 0 | 0 | 0
F14_Industrial_Petroleum_New_Space Heating_Natural Gas_Gas Furnace Tube Inserts_A_Technical Potential | F14 | Industrial | Petroleum | New | Space Heating | Natural Gas | Gas Furnace Tube Inserts | A | Purchases (Cumulative) | Technical Potential | 0 | 0 | 0 | 0 | 0 | 0 | 0 | 0 | 0 | 0 | 0 | 0 | 0 | 0 | 0 | 0 | 0 | 0 | 0 | 0 | 0 | 0
F1_Industrial_Petroleum_New_Space Heating_Natural Gas_Space Heating - Heat Recovery Ventilator_A_Technical Potential | F1 | Industrial | Petroleum | New | Space Heating | Natural Gas | Space Heating - Heat Recovery Ventilator | A | Original Unit Energy Savings (kWh or therms) | Technical Potential | 0 | 0 | 0.011955 | 0.011955 | 0.011955 | 0.011955 | 0.011955 | 0.011955 | 0.011955 | 0.011955 | 0.011955 | 0.011955 | 0.011955 | 0.011955 | 0.011955 | 0.011955 | 0.011955 | 0.011955 | 0.011955 | 0.011955 | 0.011955 | 0.011955
F2_Industrial_Petroleum_New_Space Heating_Natural Gas_Space Heating - Heat Recovery Ventilator_A_Technical Potential | F2 | Industrial | Petroleum | New | Space Heating | Natural Gas | Space Heating - Heat Recovery Ventilator | A | Original Unit Summer Peak Savings (kW) | Technical Potential | 0 | 0 | 0 | 0 | 0 | 0 | 0 | 0 | 0 | 0 | 0 | 0 | 0 | 0 | 0 | 0 | 0 | 0 | 0 | 0 | 0 | 0
F3_Industrial_Petroleum_New_Space Heating_Natural Gas_Space Heating - Heat Recovery Ventilator_A_Technical Potential | F3 | Industrial | Petroleum | New | Space Heating | Natural Gas | Space Heating - Heat Recovery Ventilator | A | Original Unit Winter Peak Savings (kW) | Technical Potential | 0 | 0 | 0 | 0 | 0 | 0 | 0 | 0 | 0 | 0 | 0 | 0 | 0 | 0 | 0 | 0 | 0 | 0 | 0 | 0 | 0 | 0
F4_Industrial_Petroleum_New_Space Heating_Natural Gas_Space Heating - Heat Recovery Ventilator_A_Technical Potential | F4 | Industrial | Petroleum | New | Space Heating | Natural Gas | Space Heating - Heat Recovery Ventilator | A | Standalone Impact on Baseline Energy (%) | Technical Potential | 0% | 0% | 0.02138% | 0.03363% | 0.04496% | 0.05506% | 0.06921% | 0.08144% | 0.09341% | 0.1041% | 0.1172% | 0.1289% | 0.1405% | 0.1505% | 0.164% | 0.1757% | 0.1872% | 0.1949% | 0.2051% | 0.2122% | 0.2183% | 0.2238%
F5_Industrial_Petroleum_New_Space Heating_Natural Gas_Space Heating - Heat Recovery Ventilator_A_Technical Potential | F5 | Industrial | Petroleum | New | Space Heating | Natural Gas | Space Heating - Heat Recovery Ventilator | A | Standalone Impact on Baseline Summer Peak (%) | Technical Potential | bar: 2019 to 2040
F6_Industrial_Petroleum_New_Space Heating_Natural Gas_Space Heating - Heat Recovery Ventilator_A_Technical Potential | F6 | Industrial | Petroleum | New | Space Heating | Natural Gas | Space Heating - Heat Recovery Ventilator | A | Standalone Impact on Baseline Winter Peak (%) | Technical Potential | bar: 2019 to 2040
F7_Industrial_Petroleum_New_Space Heating_Natural Gas_Space Heating - Heat Recovery Ventilator_A_Technical Potential | F7 | Industrial | Petroleum | New | Space Heating | Natural Gas | Space Heating - Heat Recovery Ventilator | A | Incremental Energy Savings (MWh or mTherms) | Technical Potential | 0 | 0 | 5.7743e-05 | 0.00010077 | 0.0001437 | 0.00019181 | 0.00022078 | 0.00025442 | 0.00028763 | 0.00032498 | 0.00035281 | 0.00038481 | 0.00041639 | 0.00045301 | 0.00047788 | 0.00050809 | 0.00053828 | 0.00057343 | 0.00059665 | 0.00062525 | 0.00065308 | 0.00068083
F8_Industrial_Petroleum_New_Space Heating_Natural Gas_Space Heating - Heat Recovery Ventilator_A_Technical Potential | F8 | Industrial | Petroleum | New | Space Heating | Natural Gas | Space Heating - Heat Recovery Ventilator | A | Incremental Summer Peak Savings (MW) | Technical Potential | 0 | 0 | 0 | 0 | 0 | 0 | 0 | 0 | 0 | 0 | 0 | 0 | 0 | 0 | 0 | 0 | 0 | 0 | 0 | 0 | 0 | 0
F9_Industrial_Petroleum_New_Space Heating_Natural Gas_Space Heating - Heat Recovery Ventilator_A_Technical Potential | F9 | Industrial | Petroleum | New | Space Heating | Natural Gas | Space Heating - Heat Recovery Ventilator | A | Incremental Winter Peak Savings (MW) | Technical Potential | 0 | 0 | 0 | 0 | 0 | 0 | 0 | 0 | 0 | 0 | 0 | 0 | 0 | 0 | 0 | 0 | 0 | 0 | 0 | 0 | 0 | 0
F10_Industrial_Petroleum_New_Space Heating_Natural Gas_Space Heating - Heat Recovery Ventilator_A_Technical Potential | F10 | Industrial | Petroleum | New | Space Heating | Natural Gas | Space Heating - Heat Recovery Ventilator | A | Cumulative Energy Savings (MWh or mTherms) | Technical Potential | 0 | 0 | 5.7743e-05 | 0.00015851 | 0.00030221 | 0.00049402 | 0.0007148 | 0.00096921 | 0.0012568 | 0.0015818 | 0.0019346 | 0.0023194 | 0.0027358 | 0.0031888 | 0.0036667 | 0.0041748 | 0.0047131 | 0.0052288 | 0.0057246 | 0.0062062 | 0.0066675 | 0.0071275
F11_Industrial_Petroleum_New_Space Heating_Natural Gas_Space Heating - Heat Recovery Ventilator_A_Technical Potential | F11 | Industrial | Petroleum | New | Space Heating | Natural Gas | Space Heating - Heat Recovery Ventilator | A | Cumulative Summer Peak Savings (MW) | Technical Potential | 0 | 0 | 0 | 0 | 0 | 0 | 0 | 0 | 0 | 0 | 0 | 0 | 0 | 0 | 0 | 0 | 0 | 0 | 0 | 0 | 0 | 0
F12_Industrial_Petroleum_New_Space Heating_Natural Gas_Space Heating - Heat Recovery Ventilator_A_Technical Potential | F12 | Industrial | Petroleum | New | Space Heating | Natural Gas | Space Heating - Heat Recovery Ventilator | A | Cumulative Winter Peak Savings (MW) | Technical Potential | 0 | 0 | 0 | 0 | 0 | 0 | 0 | 0 | 0 | 0 | 0 | 0 | 0 | 0 | 0 | 0 | 0 | 0 | 0 | 0 | 0 | 0
F13_Industrial_Petroleum_New_Space Heating_Natural Gas_Space Heating - Heat Recovery Ventilator_A_Technical Potential | F13 | Industrial | Petroleum | New | Space Heating | Natural Gas | Space Heating - Heat Recovery Ventilator | A | Purchases (Incremental) | Technical Potential | 0 | 0 | 4.83 | 8.4293 | 12.0198 | 16.0442 | 18.4678 | 21.2813 | 24.0593 | 27.1842 | 29.5116 | 32.1884 | 34.8297 | 37.8937 | 39.9733 | 42.5007 | 45.0261 | 47.9662 | 49.9081 | 52.3011 | 54.6289 | 56.9498
F14_Industrial_Petroleum_New_Space Heating_Natural Gas_Space Heating - Heat Recovery Ventilator_A_Technical Potential | F14 | Industrial | Petroleum | New | Space Heating | Natural Gas | Space Heating - Heat Recovery Ventilator | A | Purchases (Cumulative) | Technical Potential | 0 | 0 | 4.83 | 13.2594 | 25.2792 | 41.3234 | 59.7911 | 81.0724 | 105.1317 | 132.3159 | 161.8275 | 194.0159 | 228.8457 | 266.7394 | 306.7126 | 349.2133 | 394.2394 | 437.3755 | 478.8543 | 519.1356 | 557.7203 | 596.2023
F1_Industrial_Petroleum_New_Space Heating_Natural Gas_Thermostat - Programmable_A_Technical Potential | F1 | Industrial | Petroleum | New | Space Heating | Natural Gas | Thermostat - Programmable | A | Original Unit Energy Savings (kWh or therms) | Technical Potential | 0 | 0 | 0.0057834 | 0.0057834 | 0.0057834 | 0.0057834 | 0.0057834 | 0.0057834 | 0.0057834 | 0.0057834 | 0.0057834 | 0.0057834 | 0.0057834 | 0.0057834 | 0.0057834 | 0.0057834 | 0.0057834 | 0.0057834 | 0.0057834 | 0.0057834 | 0.0057834 | 0.0057834
F2_Industrial_Petroleum_New_Space Heating_Natural Gas_Thermostat - Programmable_A_Technical Potential | F2 | Industrial | Petroleum | New | Space Heating | Natural Gas | Thermostat - Programmable | A | Original Unit Summer Peak Savings (kW) | Technical Potential | 0 | 0 | 0 | 0 | 0 | 0 | 0 | 0 | 0 | 0 | 0 | 0 | 0 | 0 | 0 | 0 | 0 | 0 | 0 | 0 | 0 | 0
F3_Industrial_Petroleum_New_Space Heating_Natural Gas_Thermostat - Programmable_A_Technical Potential | F3 | Industrial | Petroleum | New | Space Heating | Natural Gas | Thermostat - Programmable | A | Original Unit Winter Peak Savings (kW) | Technical Potential | 0 | 0 | 0 | 0 | 0 | 0 | 0 | 0 | 0 | 0 | 0 | 0 | 0 | 0 | 0 | 0 | 0 | 0 | 0 | 0 | 0 | 0
F4_Industrial_Petroleum_New_Space Heating_Natural Gas_Thermostat - Programmable_A_Technical Potential | F4 | Industrial | Petroleum | New | Space Heating | Natural Gas | Thermostat - Programmable | A | Standalone Impact on Baseline Energy (%) | Technical Potential | 0% | 0% | 0.03103% | 0.0488% | 0.06525% | 0.07991% | 0.1004% | 0.1182% | 0.1356% | 0.151% | 0.1701% | 0.187% | 0.2039% | 0.2144% | 0.2278% | 0.2365% | 0.2432% | 0.2474% | 0.2555% | 0.2606% | 0.2651% | 0.2692%
F5_Industrial_Petroleum_New_Space Heating_Natural Gas_Thermostat - Programmable_A_Technical Potential | F5 | Industrial | Petroleum | New | Space Heating | Natural Gas | Thermostat - Programmable | A | Standalone Impact on Baseline Summer Peak (%) | Technical Potential | bar: 2019 to 2040
F6_Industrial_Petroleum_New_Space Heating_Natural Gas_Thermostat - Programmable_A_Technical Potential | F6 | Industrial | Petroleum | New | Space Heating | Natural Gas | Thermostat - Programmable | A | Standalone Impact on Baseline Winter Peak (%) | Technical Potential | bar: 2019 to 2040
F7_Industrial_Petroleum_New_Space Heating_Natural Gas_Thermostat - Programmable_A_Technical Potential | F7 | Industrial | Petroleum | New | Space Heating | Natural Gas | Thermostat - Programmable | A | Incremental Energy Savings (MWh or mTherms) | Technical Potential | 0 | 0 | 8.3803e-05 | 0.00014625 | 0.00020855 | 0.00027837 | 0.00032042 | 0.00036924 | 0.00041744 | 0.00047165 | 0.00051203 | 0.00055848 | 0.0006043 | 0.00065747 | 0.00069355 | 0.0007374 | 0.00078122 | 0.00083223 | 0.00086592 | 0.00090744 | 0.00094782 | 0.00098809
F8_Industrial_Petroleum_New_Space Heating_Natural Gas_Thermostat - Programmable_A_Technical Potential | F8 | Industrial | Petroleum | New | Space Heating | Natural Gas | Thermostat - Programmable | A | Incremental Summer Peak Savings (MW) | Technical Potential | 0 | 0 | 0 | 0 | 0 | 0 | 0 | 0 | 0 | 0 | 0 | 0 | 0 | 0 | 0 | 0 | 0 | 0 | 0 | 0 | 0 | 0
F9_Industrial_Petroleum_New_Space Heating_Natural Gas_Thermostat - Programmable_A_Technical Potential | F9 | Industrial | Petroleum | New | Space Heating | Natural Gas | Thermostat - Programmable | A | Incremental Winter Peak Savings (MW) | Technical Potential | 0 | 0 | 0 | 0 | 0 | 0 | 0 | 0 | 0 | 0 | 0 | 0 | 0 | 0 | 0 | 0 | 0 | 0 | 0 | 0 | 0 | 0
F10_Industrial_Petroleum_New_Space Heating_Natural Gas_Thermostat - Programmable_A_Technical Potential | F10 | Industrial | Petroleum | New | Space Heating | Natural Gas | Thermostat - Programmable | A | Cumulative Energy Savings (MWh or mTherms) | Technical Potential | 0 | 0 | 8.3803e-05 | 0.00023005 | 0.0004386 | 0.00071697 | 0.0010374 | 0.0014066 | 0.0018241 | 0.0022957 | 0.0028077 | 0.0033662 | 0.0039705 | 0.0045442 | 0.0050915 | 0.0056203 | 0.0061232 | 0.006635 | 0.0071317 | 0.0076217 | 0.0080978 | 0.0085739
F11_Industrial_Petroleum_New_Space Heating_Natural Gas_Thermostat - Programmable_A_Technical Potential | F11 | Industrial | Petroleum | New | Space Heating | Natural Gas | Thermostat - Programmable | A | Cumulative Summer Peak Savings (MW) | Technical Potential | 0 | 0 | 0 | 0 | 0 | 0 | 0 | 0 | 0 | 0 | 0 | 0 | 0 | 0 | 0 | 0 | 0 | 0 | 0 | 0 | 0 | 0
F12_Industrial_Petroleum_New_Space Heating_Natural Gas_Thermostat - Programmable_A_Technical Potential | F12 | Industrial | Petroleum | New | Space Heating | Natural Gas | Thermostat - Programmable | A | Cumulative Winter Peak Savings (MW) | Technical Potential | 0 | 0 | 0 | 0 | 0 | 0 | 0 | 0 | 0 | 0 | 0 | 0 | 0 | 0 | 0 | 0 | 0 | 0 | 0 | 0 | 0 | 0
F13_Industrial_Petroleum_New_Space Heating_Natural Gas_Thermostat - Programmable_A_Technical Potential | F13 | Industrial | Petroleum | New | Space Heating | Natural Gas | Thermostat - Programmable | A | Purchases (Incremental) | Technical Potential | 0 | 0 | 14.4901 | 25.288 | 36.0594 | 48.1325 | 55.4033 | 63.8438 | 72.178 | 81.5526 | 88.5348 | 96.5652 | 104.4892 | 113.6811 | 119.9198 | 127.502 | 135.0784 | 143.8985 | 149.7243 | 156.9032 | 163.8866 | 170.8493
F14_Industrial_Petroleum_New_Space Heating_Natural Gas_Thermostat - Programmable_A_Technical Potential | F14 | Industrial | Petroleum | New | Space Heating | Natural Gas | Thermostat - Programmable | A | Purchases (Cumulative) | Technical Potential | 0 | 0 | 14.4901 | 39.7782 | 75.8376 | 123.9701 | 179.3734 | 243.2172 | 315.3952 | 396.9478 | 485.4826 | 582.0478 | 686.537 | 785.728 | 880.3597 | 971.8023 | 1058.7482 | 1147.2434 | 1233.1239 | 1317.8491 | 1400.1831 | 1482.4976
F1_Industrial_Petroleum_New_Space Heating_Natural Gas_ENERGY STAR Connected Thermostat_A_Technical Potential | F1 | Industrial | Petroleum | New | Space Heating | Natural Gas | ENERGY STAR Connected Thermostat | A | Original Unit Energy Savings (kWh or therms) | Technical Potential | 0 | 0 | 0.013981 | 0.013981 | 0.013981 | 0.013981 | 0.013981 | 0.013981 | 0.013981 | 0.013981 | 0.013981 | 0.013981 | 0.013981 | 0.013981 | 0.013981 | 0.013981 | 0.013981 | 0.013981 | 0.013981 | 0.013981 | 0.013981 | 0.013981
F2_Industrial_Petroleum_New_Space Heating_Natural Gas_ENERGY STAR Connected Thermostat_A_Technical Potential | F2 | Industrial | Petroleum | New | Space Heating | Natural Gas | ENERGY STAR Connected Thermostat | A | Original Unit Summer Peak Savings (kW) | Technical Potential | 0 | 0 | 0 | 0 | 0 | 0 | 0 | 0 | 0 | 0 | 0 | 0 | 0 | 0 | 0 | 0 | 0 | 0 | 0 | 0 | 0 | 0
F3_Industrial_Petroleum_New_Space Heating_Natural Gas_ENERGY STAR Connected Thermostat_A_Technical Potential | F3 | Industrial | Petroleum | New | Space Heating | Natural Gas | ENERGY STAR Connected Thermostat | A | Original Unit Winter Peak Savings (kW) | Technical Potential | 0 | 0 | 0 | 0 | 0 | 0 | 0 | 0 | 0 | 0 | 0 | 0 | 0 | 0 | 0 | 0 | 0 | 0 | 0 | 0 | 0 | 0
F4_Industrial_Petroleum_New_Space Heating_Natural Gas_ENERGY STAR Connected Thermostat_A_Technical Potential | F4 | Industrial | Petroleum | New | Space Heating | Natural Gas | ENERGY STAR Connected Thermostat | A | Standalone Impact on Baseline Energy (%) | Technical Potential | 0% | 0% | 0.075% | 0.118% | 0.1577% | 0.1932% | 0.2428% | 0.2687% | 0.2864% | 0.2953% | 0.3062% | 0.3127% | 0.3182% | 0.3199% | 0.3272% | 0.3307% | 0.3335% | 0.3261% | 0.3188% | 0.3046% | 0.2916% | 0.2798%
F5_Industrial_Petroleum_New_Space Heating_Natural Gas_ENERGY STAR Connected Thermostat_A_Technical Potential | F5 | Industrial | Petroleum | New | Space Heating | Natural Gas | ENERGY STAR Connected Thermostat | A | Standalone Impact on Baseline Summer Peak (%) | Technical Potential | bar: 2019 to 2040
F6_Industrial_Petroleum_New_Space Heating_Natural Gas_ENERGY STAR Connected Thermostat_A_Technical Potential | F6 | Industrial | Petroleum | New | Space Heating | Natural Gas | ENERGY STAR Connected Thermostat | A | Standalone Impact on Baseline Winter Peak (%) | Technical Potential | bar: 2019 to 2040
F7_Industrial_Petroleum_New_Space Heating_Natural Gas_ENERGY STAR Connected Thermostat_A_Technical Potential | F7 | Industrial | Petroleum | New | Space Heating | Natural Gas | ENERGY STAR Connected Thermostat | A | Incremental Energy Savings (MWh or mTherms) | Technical Potential | 0 | 0 | 0.00020258 | 0.00035354 | 0.00050413 | 0.00067292 | 0.00077457 | 0.00089257 | 0.0010091 | 0.0011402 | 0.0012378 | 0.00135 | 0.0014608 | 0.0015893 | 0.0016765 | 0.0017825 | 0.0018885 | 0.0020118 | 0.0020932 | 0.0021936 | 0.0024555 | 0.002663
F8_Industrial_Petroleum_New_Space Heating_Natural Gas_ENERGY STAR Connected Thermostat_A_Technical Potential | F8 | Industrial | Petroleum | New | Space Heating | Natural Gas | ENERGY STAR Connected Thermostat | A | Incremental Summer Peak Savings (MW) | Technical Potential | 0 | 0 | 0 | 0 | 0 | 0 | 0 | 0 | 0 | 0 | 0 | 0 | 0 | 0 | 0 | 0 | 0 | 0 | 0 | 0 | 0 | 0
F9_Industrial_Petroleum_New_Space Heating_Natural Gas_ENERGY STAR Connected Thermostat_A_Technical Potential | F9 | Industrial | Petroleum | New | Space Heating | Natural Gas | ENERGY STAR Connected Thermostat | A | Incremental Winter Peak Savings (MW) | Technical Potential | 0 | 0 | 0 | 0 | 0 | 0 | 0 | 0 | 0 | 0 | 0 | 0 | 0 | 0 | 0 | 0 | 0 | 0 | 0 | 0 | 0 | 0
F10_Industrial_Petroleum_New_Space Heating_Natural Gas_ENERGY STAR Connected Thermostat_A_Technical Potential | F10 | Industrial | Petroleum | New | Space Heating | Natural Gas | ENERGY STAR Connected Thermostat | A | Cumulative Energy Savings (MWh or mTherms) | Technical Potential | 0 | 0 | 0.00020258 | 0.00055612 | 0.0010603 | 0.0017332 | 0.0025077 | 0.0031977 | 0.0038533 | 0.0044893 | 0.0050541 | 0.0056296 | 0.0061979 | 0.0067781 | 0.0073145 | 0.0078593 | 0.0083977 | 0.0087461 | 0.0088965 | 0.0089094 | 0.0089094 | 0.0089094
F11_Industrial_Petroleum_New_Space Heating_Natural Gas_ENERGY STAR Connected Thermostat_A_Technical Potential | F11 | Industrial | Petroleum | New | Space Heating | Natural Gas | ENERGY STAR Connected Thermostat | A | Cumulative Summer Peak Savings (MW) | Technical Potential | 0 | 0 | 0 | 0 | 0 | 0 | 0 | 0 | 0 | 0 | 0 | 0 | 0 | 0 | 0 | 0 | 0 | 0 | 0 | 0 | 0 | 0
F12_Industrial_Petroleum_New_Space Heating_Natural Gas_ENERGY STAR Connected Thermostat_A_Technical Potential | F12 | Industrial | Petroleum | New | Space Heating | Natural Gas | ENERGY STAR Connected Thermostat | A | Cumulative Winter Peak Savings (MW) | Technical Potential | 0 | 0 | 0 | 0 | 0 | 0 | 0 | 0 | 0 | 0 | 0 | 0 | 0 | 0 | 0 | 0 | 0 | 0 | 0 | 0 | 0 | 0
F13_Industrial_Petroleum_New_Space Heating_Natural Gas_ENERGY STAR Connected Thermostat_A_Technical Potential | F13 | Industrial | Petroleum | New | Space Heating | Natural Gas | ENERGY STAR Connected Thermostat | A | Purchases (Incremental) | Technical Potential | 0 | 0 | 14.4901 | 25.288 | 36.0594 | 48.1325 | 55.4033 | 63.8438 | 72.178 | 81.5526 | 88.5348 | 96.5652 | 104.4892 | 113.6811 | 119.9198 | 127.502 | 135.0784 | 143.8985 | 149.7243 | 156.9032 | 175.6344 | 190.4818
F14_Industrial_Petroleum_New_Space Heating_Natural Gas_ENERGY STAR Connected Thermostat_A_Technical Potential | F14 | Industrial | Petroleum | New | Space Heating | Natural Gas | ENERGY STAR Connected Thermostat | A | Purchases (Cumulative) | Technical Potential | 0 | 0 | 14.4901 | 39.7782 | 75.8376 | 123.9701 | 179.3734 | 228.7271 | 275.617 | 321.1102 | 361.5125 | 402.6744 | 443.3197 | 484.8229 | 523.1901 | 562.1573 | 600.6705 | 625.5897 | 636.3448 | 637.2688 | 637.2688 | 637.2688
F1_Industrial_Petroleum_New_Space Heating_Natural Gas_Destratification Fans (HVLS)_A_Technical Potential | F1 | Industrial | Petroleum | New | Space Heating | Natural Gas | Destratification Fans (HVLS) | A | Original Unit Energy Savings (kWh or therms) | Technical Potential | 0 | 0 | 0.013981 | 0.013981 | 0.013981 | 0.013981 | 0.013981 | 0.013981 | 0.013981 | 0.013981 | 0.013981 | 0.013981 | 0.013981 | 0.013981 | 0.013981 | 0.013981 | 0.013981 | 0.013981 | 0.013981 | 0.013981 | 0.013981 | 0.013981
F2_Industrial_Petroleum_New_Space Heating_Natural Gas_Destratification Fans (HVLS)_A_Technical Potential | F2 | Industrial | Petroleum | New | Space Heating | Natural Gas | Destratification Fans (HVLS) | A | Original Unit Summer Peak Savings (kW) | Technical Potential | 0 | 0 | 0 | 0 | 0 | 0 | 0 | 0 | 0 | 0 | 0 | 0 | 0 | 0 | 0 | 0 | 0 | 0 | 0 | 0 | 0 | 0
F3_Industrial_Petroleum_New_Space Heating_Natural Gas_Destratification Fans (HVLS)_A_Technical Potential | F3 | Industrial | Petroleum | New | Space Heating | Natural Gas | Destratification Fans (HVLS) | A | Original Unit Winter Peak Savings (kW) | Technical Potential | 0 | 0 | 0 | 0 | 0 | 0 | 0 | 0 | 0 | 0 | 0 | 0 | 0 | 0 | 0 | 0 | 0 | 0 | 0 | 0 | 0 | 0
F4_Industrial_Petroleum_New_Space Heating_Natural Gas_Destratification Fans (HVLS)_A_Technical Potential | F4 | Industrial | Petroleum | New | Space Heating | Natural Gas | Destratification Fans (HVLS) | A | Standalone Impact on Baseline Energy (%) | Technical Potential | 0% | 0% | 0.075% | 0.118% | 0.1577% | 0.1932% | 0.2428% | 0.2857% | 0.3277% | 0.3651% | 0.4113% | 0.4521% | 0.4824% | 0.5017% | 0.528% | 0.5433% | 0.5571% | 0.5647% | 0.5815% | 0.591% | 0.6003% | 0.6084%
F5_Industrial_Petroleum_New_Space Heating_Natural Gas_Destratification Fans (HVLS)_A_Technical Potential | F5 | Industrial | Petroleum | New | Space Heating | Natural Gas | Destratification Fans (HVLS) | A | Standalone Impact on Baseline Summer Peak (%) | Technical Potential | bar: 2019 to 2040
F6_Industrial_Petroleum_New_Space Heating_Natural Gas_Destratification Fans (HVLS)_A_Technical Potential | F6 | Industrial | Petroleum | New | Space Heating | Natural Gas | Destratification Fans (HVLS) | A | Standalone Impact on Baseline Winter Peak (%) | Technical Potential | bar: 2019 to 2040
F7_Industrial_Petroleum_New_Space Heating_Natural Gas_Destratification Fans (HVLS)_A_Technical Potential | F7 | Industrial | Petroleum | New | Space Heating | Natural Gas | Destratification Fans (HVLS) | A | Incremental Energy Savings (MWh or mTherms) | Technical Potential | 0 | 0 | 0.00020258 | 0.00035354 | 0.00050413 | 0.00067292 | 0.00077457 | 0.00089257 | 0.0010091 | 0.0011402 | 0.0012378 | 0.00135 | 0.0014608 | 0.0015893 | 0.0016765 | 0.0017825 | 0.0018885 | 0.0020118 | 0.0020932 | 0.0021936 | 0.0022912 | 0.0023886
F8_Industrial_Petroleum_New_Space Heating_Natural Gas_Destratification Fans (HVLS)_A_Technical Potential | F8 | Industrial | Petroleum | New | Space Heating | Natural Gas | Destratification Fans (HVLS) | A | Incremental Summer Peak Savings (MW) | Technical Potential | 0 | 0 | 0 | 0 | 0 | 0 | 0 | 0 | 0 | 0 | 0 | 0 | 0 | 0 | 0 | 0 | 0 | 0 | 0 | 0 | 0 | 0
F9_Industrial_Petroleum_New_Space Heating_Natural Gas_Destratification Fans (HVLS)_A_Technical Potential | F9 | Industrial | Petroleum | New | Space Heating | Natural Gas | Destratification Fans (HVLS) | A | Incremental Winter Peak Savings (MW) | Technical Potential | 0 | 0 | 0 | 0 | 0 | 0 | 0 | 0 | 0 | 0 | 0 | 0 | 0 | 0 | 0 | 0 | 0 | 0 | 0 | 0 | 0 | 0
F10_Industrial_Petroleum_New_Space Heating_Natural Gas_Destratification Fans (HVLS)_A_Technical Potential | F10 | Industrial | Petroleum | New | Space Heating | Natural Gas | Destratification Fans (HVLS) | A | Cumulative Energy Savings (MWh or mTherms) | Technical Potential | 0 | 0 | 0.00020258 | 0.00055612 | 0.0010603 | 0.0017332 | 0.0025077 | 0.0034003 | 0.0044094 | 0.0055496 | 0.0067873 | 0.0081374 | 0.0093956 | 0.010631 | 0.011804 | 0.012913 | 0.014027 | 0.015147 | 0.016231 | 0.017284 | 0.018338 | 0.019376
F11_Industrial_Petroleum_New_Space Heating_Natural Gas_Destratification Fans (HVLS)_A_Technical Potential | F11 | Industrial | Petroleum | New | Space Heating | Natural Gas | Destratification Fans (HVLS) | A | Cumulative Summer Peak Savings (MW) | Technical Potential | 0 | 0 | 0 | 0 | 0 | 0 | 0 | 0 | 0 | 0 | 0 | 0 | 0 | 0 | 0 | 0 | 0 | 0 | 0 | 0 | 0 | 0
F12_Industrial_Petroleum_New_Space Heating_Natural Gas_Destratification Fans (HVLS)_A_Technical Potential | F12 | Industrial | Petroleum | New | Space Heating | Natural Gas | Destratification Fans (HVLS) | A | Cumulative Winter Peak Savings (MW) | Technical Potential | 0 | 0 | 0 | 0 | 0 | 0 | 0 | 0 | 0 | 0 | 0 | 0 | 0 | 0 | 0 | 0 | 0 | 0 | 0 | 0 | 0 | 0
F13_Industrial_Petroleum_New_Space Heating_Natural Gas_Destratification Fans (HVLS)_A_Technical Potential | F13 | Industrial | Petroleum | New | Space Heating | Natural Gas | Destratification Fans (HVLS) | A | Purchases (Incremental) | Technical Potential | 0 | 0 | 14.4901 | 25.288 | 36.0594 | 48.1325 | 55.4033 | 63.8438 | 72.178 | 81.5526 | 88.5348 | 96.5652 | 104.4892 | 113.6811 | 119.9198 | 127.502 | 135.0784 | 143.8985 | 149.7243 | 156.9032 | 163.8866 | 170.8493
F14_Industrial_Petroleum_New_Space Heating_Natural Gas_Destratification Fans (HVLS)_A_Technical Potential | F14 | Industrial | Petroleum | New | Space Heating | Natural Gas | Destratification Fans (HVLS) | A | Purchases (Cumulative) | Technical Potential | 0 | 0 | 14.4901 | 39.7782 | 75.8376 | 123.9701 | 179.3734 | 243.2172 | 315.3952 | 396.9478 | 485.4826 | 582.0478 | 672.0468 | 760.4399 | 844.3003 | 923.6698 | 1003.3449 | 1083.3995 | 1160.9459 | 1236.2965 | 1311.6483 | 1385.9324
F1_Industrial_Petroleum_New_Space Heating_Natural Gas_Gas Boiler - Insulate Steam Lines/Condensate Tank_A_Technical Potential | F1 | Industrial | Petroleum | New | Space Heating | Natural Gas | Gas Boiler - Insulate Steam Lines/Condensate Tank | A | Original Unit Energy Savings (kWh or therms) | Technical Potential | 0 | 0 | 1102.0954 | 1102.0954 | 1102.0954 | 1102.0954 | 1102.0954 | 1102.0954 | 1102.0954 | 1102.0954 | 1102.0954 | 1102.0954 | 1102.0954 | 1102.0954 | 1102.0954 | 1102.0954 | 1102.0954 | 1102.0954 | 1102.0954 | 1102.0954 | 1102.0954 | 1102.0954
F2_Industrial_Petroleum_New_Space Heating_Natural Gas_Gas Boiler - Insulate Steam Lines/Condensate Tank_A_Technical Potential | F2 | Industrial | Petroleum | New | Space Heating | Natural Gas | Gas Boiler - Insulate Steam Lines/Condensate Tank | A | Original Unit Summer Peak Savings (kW) | Technical Potential | 0 | 0 | 0 | 0 | 0 | 0 | 0 | 0 | 0 | 0 | 0 | 0 | 0 | 0 | 0 | 0 | 0 | 0 | 0 | 0 | 0 | 0
F3_Industrial_Petroleum_New_Space Heating_Natural Gas_Gas Boiler - Insulate Steam Lines/Condensate Tank_A_Technical Potential | F3 | Industrial | Petroleum | New | Space Heating | Natural Gas | Gas Boiler - Insulate Steam Lines/Condensate Tank | A | Original Unit Winter Peak Savings (kW) | Technical Potential | 0 | 0 | 0 | 0 | 0 | 0 | 0 | 0 | 0 | 0 | 0 | 0 | 0 | 0 | 0 | 0 | 0 | 0 | 0 | 0 | 0 | 0
F4_Industrial_Petroleum_New_Space Heating_Natural Gas_Gas Boiler - Insulate Steam Lines/Condensate Tank_A_Technical Potential | F4 | Industrial | Petroleum | New | Space Heating | Natural Gas | Gas Boiler - Insulate Steam Lines/Condensate Tank | A | Standalone Impact on Baseline Energy (%) | Technical Potential | 0% | 0% | 0.0132% | 0.02076% | 0.02776% | 0.034% | 0.04273% | 0.05028% | 0.05768% | 0.06425% | 0.07238% | 0.07956% | 0.08672% | 0.09291% | 0.1013% | 0.1085% | 0.1156% | 0.1217% | 0.1301% | 0.1374% | 0.1447% | 0.152%
F5_Industrial_Petroleum_New_Space Heating_Natural Gas_Gas Boiler - Insulate Steam Lines/Condensate Tank_A_Technical Potential | F5 | Industrial | Petroleum | New | Space Heating | Natural Gas | Gas Boiler - Insulate Steam Lines/Condensate Tank | A | Standalone Impact on Baseline Summer Peak (%) | Technical Potential | bar: 2019 to 2040
F6_Industrial_Petroleum_New_Space Heating_Natural Gas_Gas Boiler - Insulate Steam Lines/Condensate Tank_A_Technical Potential | F6 | Industrial | Petroleum | New | Space Heating | Natural Gas | Gas Boiler - Insulate Steam Lines/Condensate Tank | A | Standalone Impact on Baseline Winter Peak (%) | Technical Potential | bar: 2019 to 2040
F7_Industrial_Petroleum_New_Space Heating_Natural Gas_Gas Boiler - Insulate Steam Lines/Condensate Tank_A_Technical Potential | F7 | Industrial | Petroleum | New | Space Heating | Natural Gas | Gas Boiler - Insulate Steam Lines/Condensate Tank | A | Incremental Energy Savings (MWh or mTherms) | Technical Potential | 0 | 0 | 3.5652e-05 | 6.2219e-05 | 8.8722e-05 | 0.00011843 | 0.00013632 | 0.00015708 | 0.00017759 | 0.00020065 | 0.00021783 | 0.00023759 | 0.00025709 | 0.0002797 | 0.00029505 | 0.00031371 | 0.00033235 | 0.00035405 | 0.00036839 | 0.00038605 | 0.00040323 | 0.00042036
F8_Industrial_Petroleum_New_Space Heating_Natural Gas_Gas Boiler - Insulate Steam Lines/Condensate Tank_A_Technical Potential | F8 | Industrial | Petroleum | New | Space Heating | Natural Gas | Gas Boiler - Insulate Steam Lines/Condensate Tank | A | Incremental Summer Peak Savings (MW) | Technical Potential | 0 | 0 | 0 | 0 | 0 | 0 | 0 | 0 | 0 | 0 | 0 | 0 | 0 | 0 | 0 | 0 | 0 | 0 | 0 | 0 | 0 | 0
F9_Industrial_Petroleum_New_Space Heating_Natural Gas_Gas Boiler - Insulate Steam Lines/Condensate Tank_A_Technical Potential | F9 | Industrial | Petroleum | New | Space Heating | Natural Gas | Gas Boiler - Insulate Steam Lines/Condensate Tank | A | Incremental Winter Peak Savings (MW) | Technical Potential | 0 | 0 | 0 | 0 | 0 | 0 | 0 | 0 | 0 | 0 | 0 | 0 | 0 | 0 | 0 | 0 | 0 | 0 | 0 | 0 | 0 | 0
F10_Industrial_Petroleum_New_Space Heating_Natural Gas_Gas Boiler - Insulate Steam Lines/Condensate Tank_A_Technical Potential | F10 | Industrial | Petroleum | New | Space Heating | Natural Gas | Gas Boiler - Insulate Steam Lines/Condensate Tank | A | Cumulative Energy Savings (MWh or mTherms) | Technical Potential | 0 | 0 | 3.5652e-05 | 9.7871e-05 | 0.00018659 | 0.00030502 | 0.00044134 | 0.00059842 | 0.00077601 | 0.00097666 | 0.0011945 | 0.0014321 | 0.0016892 | 0.0019689 | 0.0022639 | 0.0025776 | 0.00291 | 0.003264 | 0.0036324 | 0.0040185 | 0.0044217 | 0.0048421
F11_Industrial_Petroleum_New_Space Heating_Natural Gas_Gas Boiler - Insulate Steam Lines/Condensate Tank_A_Technical Potential | F11 | Industrial | Petroleum | New | Space Heating | Natural Gas | Gas Boiler - Insulate Steam Lines/Condensate Tank | A | Cumulative Summer Peak Savings (MW) | Technical Potential | 0 | 0 | 0 | 0 | 0 | 0 | 0 | 0 | 0 | 0 | 0 | 0 | 0 | 0 | 0 | 0 | 0 | 0 | 0 | 0 | 0 | 0
F12_Industrial_Petroleum_New_Space Heating_Natural Gas_Gas Boiler - Insulate Steam Lines/Condensate Tank_A_Technical Potential | F12 | Industrial | Petroleum | New | Space Heating | Natural Gas | Gas Boiler - Insulate Steam Lines/Condensate Tank | A | Cumulative Winter Peak Savings (MW) | Technical Potential | 0 | 0 | 0 | 0 | 0 | 0 | 0 | 0 | 0 | 0 | 0 | 0 | 0 | 0 | 0 | 0 | 0 | 0 | 0 | 0 | 0 | 0
F13_Industrial_Petroleum_New_Space Heating_Natural Gas_Gas Boiler - Insulate Steam Lines/Condensate Tank_A_Technical Potential | F13 | Industrial | Petroleum | New | Space Heating | Natural Gas | Gas Boiler - Insulate Steam Lines/Condensate Tank | A | Purchases (Incremental) | Technical Potential | 0 | 0 | 3.2349e-05 | 5.6456e-05 | 8.0503e-05 | 0.00010746 | 0.00012369 | 0.00014253 | 0.00016114 | 0.00018207 | 0.00019765 | 0.00021558 | 0.00023327 | 0.00025379 | 0.00026772 | 0.00028465 | 0.00030156 | 0.00032125 | 0.00033426 | 0.00035029 | 0.00036588 | 0.00038142
F14_Industrial_Petroleum_New_Space Heating_Natural Gas_Gas Boiler - Insulate Steam Lines/Condensate Tank_A_Technical Potential | F14 | Industrial | Petroleum | New | Space Heating | Natural Gas | Gas Boiler - Insulate Steam Lines/Condensate Tank | A | Purchases (Cumulative) | Technical Potential | 0 | 0 | 3.2349e-05 | 8.8805e-05 | 0.00016931 | 0.00027676 | 0.00040045 | 0.00054298 | 0.00070412 | 0.00088619 | 0.0010838 | 0.0012994 | 0.0015327 | 0.0017865 | 0.0020542 | 0.0023389 | 0.0026404 | 0.0029617 | 0.0032959 | 0.0036462 | 0.0040121 | 0.0043935
F1_Industrial_Petroleum_New_Process_Natural Gas_Gas Boiler - Insulate Steam Lines/Condensate Tank_A_Technical Potential | F1 | Industrial | Petroleum | New | Process | Natural Gas | Gas Boiler - Insulate Steam Lines/Condensate Tank | A | Original Unit Energy Savings (kWh or therms) | Technical Potential | 0 | 0 | 5813.0737 | 5813.0737 | 5813.0737 | 5813.0737 | 5813.0737 | 5813.0737 | 5813.0737 | 5813.0737 | 5813.0737 | 5813.0737 | 5813.0737 | 5813.0737 | 5813.0737 | 5813.0737 | 5813.0737 | 5813.0737 | 5813.0737 | 5813.0737 | 5813.0737 | 5813.0737
F2_Industrial_Petroleum_New_Process_Natural Gas_Gas Boiler - Insulate Steam Lines/Condensate Tank_A_Technical Potential | F2 | Industrial | Petroleum | New | Process | Natural Gas | Gas Boiler - Insulate Steam Lines/Condensate Tank | A | Original Unit Summer Peak Savings (kW) | Technical Potential | 0 | 0 | 0 | 0 | 0 | 0 | 0 | 0 | 0 | 0 | 0 | 0 | 0 | 0 | 0 | 0 | 0 | 0 | 0 | 0 | 0 | 0
F3_Industrial_Petroleum_New_Process_Natural Gas_Gas Boiler - Insulate Steam Lines/Condensate Tank_A_Technical Potential | F3 | Industrial | Petroleum | New | Process | Natural Gas | Gas Boiler - Insulate Steam Lines/Condensate Tank | A | Original Unit Winter Peak Savings (kW) | Technical Potential | 0 | 0 | 0 | 0 | 0 | 0 | 0 | 0 | 0 | 0 | 0 | 0 | 0 | 0 | 0 | 0 | 0 | 0 | 0 | 0 | 0 | 0
F4_Industrial_Petroleum_New_Process_Natural Gas_Gas Boiler - Insulate Steam Lines/Condensate Tank_A_Technical Potential | F4 | Industrial | Petroleum | New | Process | Natural Gas | Gas Boiler - Insulate Steam Lines/Condensate Tank | A | Standalone Impact on Baseline Energy (%) | Technical Potential | 0% | 0% | 0.02031% | 0.03195% | 0.04272% | 0.05232% | 0.06577% | 0.07739% | 0.08877% | 0.09888% | 0.1114% | 0.1224% | 0.1335% | 0.143% | 0.1559% | 0.1669% | 0.1779% | 0.1873% | 0.2003% | 0.2115% | 0.2228% | 0.234%
F5_Industrial_Petroleum_New_Process_Natural Gas_Gas Boiler - Insulate Steam Lines/Condensate Tank_A_Technical Potential | F5 | Industrial | Petroleum | New | Process | Natural Gas | Gas Boiler - Insulate Steam Lines/Condensate Tank | A | Standalone Impact on Baseline Summer Peak (%) | Technical Potential | bar: 2019 to 2040
F6_Industrial_Petroleum_New_Process_Natural Gas_Gas Boiler - Insulate Steam Lines/Condensate Tank_A_Technical Potential | F6 | Industrial | Petroleum | New | Process | Natural Gas | Gas Boiler - Insulate Steam Lines/Condensate Tank | A | Standalone Impact on Baseline Winter Peak (%) | Technical Potential | bar: 2019 to 2040
F7_Industrial_Petroleum_New_Process_Natural Gas_Gas Boiler - Insulate Steam Lines/Condensate Tank_A_Technical Potential | F7 | Industrial | Petroleum | New | Process | Natural Gas | Gas Boiler - Insulate Steam Lines/Condensate Tank | A | Incremental Energy Savings (MWh or mTherms) | Technical Potential | 0 | 0 | 0.014934 | 0.026062 | 0.037163 | 0.049605 | 0.057099 | 0.065797 | 0.074386 | 0.084048 | 0.091244 | 0.09952 | 0.10769 | 0.11716 | 0.12359 | 0.1314 | 0.13921 | 0.1483 | 0.15431 | 0.1617 | 0.1689 | 0.17608
F8_Industrial_Petroleum_New_Process_Natural Gas_Gas Boiler - Insulate Steam Lines/Condensate Tank_A_Technical Potential | F8 | Industrial | Petroleum | New | Process | Natural Gas | Gas Boiler - Insulate Steam Lines/Condensate Tank | A | Incremental Summer Peak Savings (MW) | Technical Potential | 0 | 0 | 0 | 0 | 0 | 0 | 0 | 0 | 0 | 0 | 0 | 0 | 0 | 0 | 0 | 0 | 0 | 0 | 0 | 0 | 0 | 0
F9_Industrial_Petroleum_New_Process_Natural Gas_Gas Boiler - Insulate Steam Lines/Condensate Tank_A_Technical Potential | F9 | Industrial | Petroleum | New | Process | Natural Gas | Gas Boiler - Insulate Steam Lines/Condensate Tank | A | Incremental Winter Peak Savings (MW) | Technical Potential | 0 | 0 | 0 | 0 | 0 | 0 | 0 | 0 | 0 | 0 | 0 | 0 | 0 | 0 | 0 | 0 | 0 | 0 | 0 | 0 | 0 | 0
F10_Industrial_Petroleum_New_Process_Natural Gas_Gas Boiler - Insulate Steam Lines/Condensate Tank_A_Technical Potential | F10 | Industrial | Petroleum | New | Process | Natural Gas | Gas Boiler - Insulate Steam Lines/Condensate Tank | A | Cumulative Energy Savings (MWh or mTherms) | Technical Potential | 0 | 0 | 0.014934 | 0.040995 | 0.078158 | 0.12776 | 0.18486 | 0.25066 | 0.32505 | 0.40909 | 0.50034 | 0.59986 | 0.70754 | 0.8247 | 0.94829 | 1.0797 | 1.2189 | 1.3672 | 1.5215 | 1.6832 | 1.8521 | 2.0282
F11_Industrial_Petroleum_New_Process_Natural Gas_Gas Boiler - Insulate Steam Lines/Condensate Tank_A_Technical Potential | F11 | Industrial | Petroleum | New | Process | Natural Gas | Gas Boiler - Insulate Steam Lines/Condensate Tank | A | Cumulative Summer Peak Savings (MW) | Technical Potential | 0 | 0 | 0 | 0 | 0 | 0 | 0 | 0 | 0 | 0 | 0 | 0 | 0 | 0 | 0 | 0 | 0 | 0 | 0 | 0 | 0 | 0
F12_Industrial_Petroleum_New_Process_Natural Gas_Gas Boiler - Insulate Steam Lines/Condensate Tank_A_Technical Potential | F12 | Industrial | Petroleum | New | Process | Natural Gas | Gas Boiler - Insulate Steam Lines/Condensate Tank | A | Cumulative Winter Peak Savings (MW) | Technical Potential | 0 | 0 | 0 | 0 | 0 | 0 | 0 | 0 | 0 | 0 | 0 | 0 | 0 | 0 | 0 | 0 | 0 | 0 | 0 | 0 | 0 | 0
F13_Industrial_Petroleum_New_Process_Natural Gas_Gas Boiler - Insulate Steam Lines/Condensate Tank_A_Technical Potential | F13 | Industrial | Petroleum | New | Process | Natural Gas | Gas Boiler - Insulate Steam Lines/Condensate Tank | A | Purchases (Incremental) | Technical Potential | 0 | 0 | 0.002569 | 0.0044833 | 0.006393 | 0.0085334 | 0.0098224 | 0.011319 | 0.012796 | 0.014458 | 0.015696 | 0.01712 | 0.018525 | 0.020154 | 0.021261 | 0.022605 | 0.023948 | 0.025512 | 0.026545 | 0.027817 | 0.029055 | 0.03029
F14_Industrial_Petroleum_New_Process_Natural Gas_Gas Boiler - Insulate Steam Lines/Condensate Tank_A_Technical Potential | F14 | Industrial | Petroleum | New | Process | Natural Gas | Gas Boiler - Insulate Steam Lines/Condensate Tank | A | Purchases (Cumulative) | Technical Potential | 0 | 0 | 0.002569 | 0.0070523 | 0.013445 | 0.021979 | 0.031801 | 0.04312 | 0.055916 | 0.070375 | 0.086071 | 0.10319 | 0.12172 | 0.14187 | 0.16313 | 0.18574 | 0.20968 | 0.2352 | 0.26174 | 0.28956 | 0.31861 | 0.3489
F1_Industrial_Petroleum_New_Space Heating_Natural Gas_Gas Boiler - Insulate Hot Water Lines_A_Technical Potential | F1 | Industrial | Petroleum | New | Space Heating | Natural Gas | Gas Boiler - Insulate Hot Water Lines | A | Original Unit Energy Savings (kWh or therms) | Technical Potential | 0 | 0 | 1245.7145 | 1245.7145 | 1245.7145 | 1245.7145 | 1245.7145 | 1245.7145 | 1245.7145 | 1245.7145 | 1245.7145 | 1245.7145 | 1245.7145 | 1245.7145 | 1245.7145 | 1245.7145 | 1245.7145 | 1245.7145 | 1245.7145 | 1245.7145 | 1245.7145 | 1245.7145
F2_Industrial_Petroleum_New_Space Heating_Natural Gas_Gas Boiler - Insulate Hot Water Lines_A_Technical Potential | F2 | Industrial | Petroleum | New | Space Heating | Natural Gas | Gas Boiler - Insulate Hot Water Lines | A | Original Unit Summer Peak Savings (kW) | Technical Potential | 0 | 0 | 0 | 0 | 0 | 0 | 0 | 0 | 0 | 0 | 0 | 0 | 0 | 0 | 0 | 0 | 0 | 0 | 0 | 0 | 0 | 0
F3_Industrial_Petroleum_New_Space Heating_Natural Gas_Gas Boiler - Insulate Hot Water Lines_A_Technical Potential | F3 | Industrial | Petroleum | New | Space Heating | Natural Gas | Gas Boiler - Insulate Hot Water Lines | A | Original Unit Winter Peak Savings (kW) | Technical Potential | 0 | 0 | 0 | 0 | 0 | 0 | 0 | 0 | 0 | 0 | 0 | 0 | 0 | 0 | 0 | 0 | 0 | 0 | 0 | 0 | 0 | 0
F4_Industrial_Petroleum_New_Space Heating_Natural Gas_Gas Boiler - Insulate Hot Water Lines_A_Technical Potential | F4 | Industrial | Petroleum | New | Space Heating | Natural Gas | Gas Boiler - Insulate Hot Water Lines | A | Standalone Impact on Baseline Energy (%) | Technical Potential | 0% | 0% | 0.01492% | 0.02347% | 0.03138% | 0.03843% | 0.0483% | 0.05684% | 0.06519% | 0.07262% | 0.08181% | 0.08993% | 0.09803% | 0.105% | 0.1145% | 0.1226% | 0.1306% | 0.1375% | 0.1471% | 0.1553% | 0.1636% | 0.1719%
F5_Industrial_Petroleum_New_Space Heating_Natural Gas_Gas Boiler - Insulate Hot Water Lines_A_Technical Potential | F5 | Industrial | Petroleum | New | Space Heating | Natural Gas | Gas Boiler - Insulate Hot Water Lines | A | Standalone Impact on Baseline Summer Peak (%) | Technical Potential | bar: 2019 to 2040
F6_Industrial_Petroleum_New_Space Heating_Natural Gas_Gas Boiler - Insulate Hot Water Lines_A_Technical Potential | F6 | Industrial | Petroleum | New | Space Heating | Natural Gas | Gas Boiler - Insulate Hot Water Lines | A | Standalone Impact on Baseline Winter Peak (%) | Technical Potential | bar: 2019 to 2040
F7_Industrial_Petroleum_New_Space Heating_Natural Gas_Gas Boiler - Insulate Hot Water Lines_A_Technical Potential | F7 | Industrial | Petroleum | New | Space Heating | Natural Gas | Gas Boiler - Insulate Hot Water Lines | A | Incremental Energy Savings (MWh or mTherms) | Technical Potential | 0 | 0 | 4.0298e-05 | 7.0328e-05 | 0.00010028 | 0.00013386 | 0.00015408 | 0.00017755 | 0.00020073 | 0.0002268 | 0.00024622 | 0.00026855 | 0.00029059 | 0.00031615 | 0.0003335 | 0.00035459 | 0.00037566 | 0.00040019 | 0.00041639 | 0.00043636 | 0.00045578 | 0.00047514
F8_Industrial_Petroleum_New_Space Heating_Natural Gas_Gas Boiler - Insulate Hot Water Lines_A_Technical Potential | F8 | Industrial | Petroleum | New | Space Heating | Natural Gas | Gas Boiler - Insulate Hot Water Lines | A | Incremental Summer Peak Savings (MW) | Technical Potential | 0 | 0 | 0 | 0 | 0 | 0 | 0 | 0 | 0 | 0 | 0 | 0 | 0 | 0 | 0 | 0 | 0 | 0 | 0 | 0 | 0 | 0
F9_Industrial_Petroleum_New_Space Heating_Natural Gas_Gas Boiler - Insulate Hot Water Lines_A_Technical Potential | F9 | Industrial | Petroleum | New | Space Heating | Natural Gas | Gas Boiler - Insulate Hot Water Lines | A | Incremental Winter Peak Savings (MW) | Technical Potential | 0 | 0 | 0 | 0 | 0 | 0 | 0 | 0 | 0 | 0 | 0 | 0 | 0 | 0 | 0 | 0 | 0 | 0 | 0 | 0 | 0 | 0
F10_Industrial_Petroleum_New_Space Heating_Natural Gas_Gas Boiler - Insulate Hot Water Lines_A_Technical Potential | F10 | Industrial | Petroleum | New | Space Heating | Natural Gas | Gas Boiler - Insulate Hot Water Lines | A | Cumulative Energy Savings (MWh or mTherms) | Technical Potential | 0 | 0 | 4.0298e-05 | 0.00011063 | 0.00021091 | 0.00034477 | 0.00049885 | 0.0006764 | 0.00087713 | 0.0011039 | 0.0013502 | 0.0016187 | 0.0019093 | 0.0022255 | 0.002559 | 0.0029136 | 0.0032892 | 0.0036894 | 0.0041058 | 0.0045422 | 0.0049979 | 0.0054731
F11_Industrial_Petroleum_New_Space Heating_Natural Gas_Gas Boiler - Insulate Hot Water Lines_A_Technical Potential | F11 | Industrial | Petroleum | New | Space Heating | Natural Gas | Gas Boiler - Insulate Hot Water Lines | A | Cumulative Summer Peak Savings (MW) | Technical Potential | 0 | 0 | 0 | 0 | 0 | 0 | 0 | 0 | 0 | 0 | 0 | 0 | 0 | 0 | 0 | 0 | 0 | 0 | 0 | 0 | 0 | 0
F12_Industrial_Petroleum_New_Space Heating_Natural Gas_Gas Boiler - Insulate Hot Water Lines_A_Technical Potential | F12 | Industrial | Petroleum | New | Space Heating | Natural Gas | Gas Boiler - Insulate Hot Water Lines | A | Cumulative Winter Peak Savings (MW) | Technical Potential | 0 | 0 | 0 | 0 | 0 | 0 | 0 | 0 | 0 | 0 | 0 | 0 | 0 | 0 | 0 | 0 | 0 | 0 | 0 | 0 | 0 | 0
F13_Industrial_Petroleum_New_Space Heating_Natural Gas_Gas Boiler - Insulate Hot Water Lines_A_Technical Potential | F13 | Industrial | Petroleum | New | Space Heating | Natural Gas | Gas Boiler - Insulate Hot Water Lines | A | Purchases (Incremental) | Technical Potential | 0 | 0 | 3.2349e-05 | 5.6456e-05 | 8.0503e-05 | 0.00010746 | 0.00012369 | 0.00014253 | 0.00016114 | 0.00018207 | 0.00019765 | 0.00021558 | 0.00023327 | 0.00025379 | 0.00026772 | 0.00028465 | 0.00030156 | 0.00032125 | 0.00033426 | 0.00035029 | 0.00036588 | 0.00038142
F14_Industrial_Petroleum_New_Space Heating_Natural Gas_Gas Boiler - Insulate Hot Water Lines_A_Technical Potential | F14 | Industrial | Petroleum | New | Space Heating | Natural Gas | Gas Boiler - Insulate Hot Water Lines | A | Purchases (Cumulative) | Technical Potential | 0 | 0 | 3.2349e-05 | 8.8805e-05 | 0.00016931 | 0.00027676 | 0.00040045 | 0.00054298 | 0.00070412 | 0.00088619 | 0.0010838 | 0.0012994 | 0.0015327 | 0.0017865 | 0.0020542 | 0.0023389 | 0.0026404 | 0.0029617 | 0.0032959 | 0.0036462 | 0.0040121 | 0.0043935
F1_Industrial_Petroleum_New_Process_Natural Gas_Gas Boiler - Insulate Hot Water Lines_A_Technical Potential | F1 | Industrial | Petroleum | New | Process | Natural Gas | Gas Boiler - Insulate Hot Water Lines | A | Original Unit Energy Savings (kWh or therms) | Technical Potential | 0 | 0 | 6570.6015 | 6570.6015 | 6570.6015 | 6570.6015 | 6570.6015 | 6570.6015 | 6570.6015 | 6570.6015 | 6570.6015 | 6570.6015 | 6570.6015 | 6570.6015 | 6570.6015 | 6570.6015 | 6570.6015 | 6570.6015 | 6570.6015 | 6570.6015 | 6570.6015 | 6570.6015
F2_Industrial_Petroleum_New_Process_Natural Gas_Gas Boiler - Insulate Hot Water Lines_A_Technical Potential | F2 | Industrial | Petroleum | New | Process | Natural Gas | Gas Boiler - Insulate Hot Water Lines | A | Original Unit Summer Peak Savings (kW) | Technical Potential | 0 | 0 | 0 | 0 | 0 | 0 | 0 | 0 | 0 | 0 | 0 | 0 | 0 | 0 | 0 | 0 | 0 | 0 | 0 | 0 | 0 | 0
F3_Industrial_Petroleum_New_Process_Natural Gas_Gas Boiler - Insulate Hot Water Lines_A_Technical Potential | F3 | Industrial | Petroleum | New | Process | Natural Gas | Gas Boiler - Insulate Hot Water Lines | A | Original Unit Winter Peak Savings (kW) | Technical Potential | 0 | 0 | 0 | 0 | 0 | 0 | 0 | 0 | 0 | 0 | 0 | 0 | 0 | 0 | 0 | 0 | 0 | 0 | 0 | 0 | 0 | 0
F4_Industrial_Petroleum_New_Process_Natural Gas_Gas Boiler - Insulate Hot Water Lines_A_Technical Potential | F4 | Industrial | Petroleum | New | Process | Natural Gas | Gas Boiler - Insulate Hot Water Lines | A | Standalone Impact on Baseline Energy (%) | Technical Potential | 0% | 0% | 0.02296% | 0.03612% | 0.04829% | 0.05914% | 0.07434% | 0.08747% | 0.1003% | 0.1118% | 0.1259% | 0.1384% | 0.1509% | 0.1616% | 0.1762% | 0.1887% | 0.201% | 0.2117% | 0.2264% | 0.239% | 0.2518% | 0.2645%
F5_Industrial_Petroleum_New_Process_Natural Gas_Gas Boiler - Insulate Hot Water Lines_A_Technical Potential | F5 | Industrial | Petroleum | New | Process | Natural Gas | Gas Boiler - Insulate Hot Water Lines | A | Standalone Impact on Baseline Summer Peak (%) | Technical Potential | bar: 2019 to 2040
F6_Industrial_Petroleum_New_Process_Natural Gas_Gas Boiler - Insulate Hot Water Lines_A_Technical Potential | F6 | Industrial | Petroleum | New | Process | Natural Gas | Gas Boiler - Insulate Hot Water Lines | A | Standalone Impact on Baseline Winter Peak (%) | Technical Potential | bar: 2019 to 2040
F7_Industrial_Petroleum_New_Process_Natural Gas_Gas Boiler - Insulate Hot Water Lines_A_Technical Potential | F7 | Industrial | Petroleum | New | Process | Natural Gas | Gas Boiler - Insulate Hot Water Lines | A | Incremental Energy Savings (MWh or mTherms) | Technical Potential | 0 | 0 | 0.01688 | 0.029458 | 0.042006 | 0.056069 | 0.064539 | 0.074372 | 0.08408 | 0.095001 | 0.10313 | 0.11249 | 0.12172 | 0.13243 | 0.13969 | 0.14853 | 0.15735 | 0.16763 | 0.17441 | 0.18278 | 0.19091 | 0.19902
F8_Industrial_Petroleum_New_Process_Natural Gas_Gas Boiler - Insulate Hot Water Lines_A_Technical Potential | F8 | Industrial | Petroleum | New | Process | Natural Gas | Gas Boiler - Insulate Hot Water Lines | A | Incremental Summer Peak Savings (MW) | Technical Potential | 0 | 0 | 0 | 0 | 0 | 0 | 0 | 0 | 0 | 0 | 0 | 0 | 0 | 0 | 0 | 0 | 0 | 0 | 0 | 0 | 0 | 0
F9_Industrial_Petroleum_New_Process_Natural Gas_Gas Boiler - Insulate Hot Water Lines_A_Technical Potential | F9 | Industrial | Petroleum | New | Process | Natural Gas | Gas Boiler - Insulate Hot Water Lines | A | Incremental Winter Peak Savings (MW) | Technical Potential | 0 | 0 | 0 | 0 | 0 | 0 | 0 | 0 | 0 | 0 | 0 | 0 | 0 | 0 | 0 | 0 | 0 | 0 | 0 | 0 | 0 | 0
F10_Industrial_Petroleum_New_Process_Natural Gas_Gas Boiler - Insulate Hot Water Lines_A_Technical Potential | F10 | Industrial | Petroleum | New | Process | Natural Gas | Gas Boiler - Insulate Hot Water Lines | A | Cumulative Energy Savings (MWh or mTherms) | Technical Potential | 0 | 0 | 0.01688 | 0.046338 | 0.088343 | 0.14441 | 0.20895 | 0.28332 | 0.3674 | 0.4624 | 0.56554 | 0.67803 | 0.79975 | 0.93217 | 1.0719 | 1.2204 | 1.3777 | 1.5454 | 1.7198 | 1.9026 | 2.0935 | 2.2925
F11_Industrial_Petroleum_New_Process_Natural Gas_Gas Boiler - Insulate Hot Water Lines_A_Technical Potential | F11 | Industrial | Petroleum | New | Process | Natural Gas | Gas Boiler - Insulate Hot Water Lines | A | Cumulative Summer Peak Savings (MW) | Technical Potential | 0 | 0 | 0 | 0 | 0 | 0 | 0 | 0 | 0 | 0 | 0 | 0 | 0 | 0 | 0 | 0 | 0 | 0 | 0 | 0 | 0 | 0
F12_Industrial_Petroleum_New_Process_Natural Gas_Gas Boiler - Insulate Hot Water Lines_A_Technical Potential | F12 | Industrial | Petroleum | New | Process | Natural Gas | Gas Boiler - Insulate Hot Water Lines | A | Cumulative Winter Peak Savings (MW) | Technical Potential | 0 | 0 | 0 | 0 | 0 | 0 | 0 | 0 | 0 | 0 | 0 | 0 | 0 | 0 | 0 | 0 | 0 | 0 | 0 | 0 | 0 | 0
F13_Industrial_Petroleum_New_Process_Natural Gas_Gas Boiler - Insulate Hot Water Lines_A_Technical Potential | F13 | Industrial | Petroleum | New | Process | Natural Gas | Gas Boiler - Insulate Hot Water Lines | A | Purchases (Incremental) | Technical Potential | 0 | 0 | 0.002569 | 0.0044833 | 0.006393 | 0.0085334 | 0.0098224 | 0.011319 | 0.012796 | 0.014458 | 0.015696 | 0.01712 | 0.018525 | 0.020154 | 0.021261 | 0.022605 | 0.023948 | 0.025512 | 0.026545 | 0.027817 | 0.029055 | 0.03029
F14_Industrial_Petroleum_New_Process_Natural Gas_Gas Boiler - Insulate Hot Water Lines_A_Technical Potential | F14 | Industrial | Petroleum | New | Process | Natural Gas | Gas Boiler - Insulate Hot Water Lines | A | Purchases (Cumulative) | Technical Potential | 0 | 0 | 0.002569 | 0.0070523 | 0.013445 | 0.021979 | 0.031801 | 0.04312 | 0.055916 | 0.070375 | 0.086071 | 0.10319 | 0.12172 | 0.14187 | 0.16313 | 0.18574 | 0.20968 | 0.2352 | 0.26174 | 0.28956 | 0.31861 | 0.3489
F1_Industrial_Petroleum_New_Process_Natural Gas_Process - Insulate Heated Process Fluids_A_Technical Potential | F1 | Industrial | Petroleum | New | Process | Natural Gas | Process - Insulate Heated Process Fluids | A | Original Unit Energy Savings (kWh or therms) | Technical Potential | 0 | 0 | 11059.7224 | 11059.7224 | 11059.7224 | 11059.7224 | 11059.7224 | 11059.7224 | 11059.7224 | 11059.7224 | 11059.7224 | 11059.7224 | 11059.7224 | 11059.7224 | 11059.7224 | 11059.7224 | 11059.7224 | 11059.7224 | 11059.7224 | 11059.7224 | 11059.7224 | 11059.7224
F2_Industrial_Petroleum_New_Process_Natural Gas_Process - Insulate Heated Process Fluids_A_Technical Potential | F2 | Industrial | Petroleum | New | Process | Natural Gas | Process - Insulate Heated Process Fluids | A | Original Unit Summer Peak Savings (kW) | Technical Potential | 0 | 0 | 0 | 0 | 0 | 0 | 0 | 0 | 0 | 0 | 0 | 0 | 0 | 0 | 0 | 0 | 0 | 0 | 0 | 0 | 0 | 0
F3_Industrial_Petroleum_New_Process_Natural Gas_Process - Insulate Heated Process Fluids_A_Technical Potential | F3 | Industrial | Petroleum | New | Process | Natural Gas | Process - Insulate Heated Process Fluids | A | Original Unit Winter Peak Savings (kW) | Technical Potential | 0 | 0 | 0 | 0 | 0 | 0 | 0 | 0 | 0 | 0 | 0 | 0 | 0 | 0 | 0 | 0 | 0 | 0 | 0 | 0 | 0 | 0
F4_Industrial_Petroleum_New_Process_Natural Gas_Process - Insulate Heated Process Fluids_A_Technical Potential | F4 | Industrial | Petroleum | New | Process | Natural Gas | Process - Insulate Heated Process Fluids | A | Standalone Impact on Baseline Energy (%) | Technical Potential | 0% | 0% | 0.08455% | 0.133% | 0.1778% | 0.2178% | 0.2737% | 0.3136% | 0.3383% | 0.3481% | 0.3596% | 0.3609% | 0.3584% | 0.3494% | 0.3472% | 0.3393% | 0.3305% | 0.3184% | 0.3061% | 0.2921% | 0.2796% | 0.2682%
F5_Industrial_Petroleum_New_Process_Natural Gas_Process - Insulate Heated Process Fluids_A_Technical Potential | F5 | Industrial | Petroleum | New | Process | Natural Gas | Process - Insulate Heated Process Fluids | A | Standalone Impact on Baseline Summer Peak (%) | Technical Potential | bar: 2019 to 2040
F6_Industrial_Petroleum_New_Process_Natural Gas_Process - Insulate Heated Process Fluids_A_Technical Potential | F6 | Industrial | Petroleum | New | Process | Natural Gas | Process - Insulate Heated Process Fluids | A | Standalone Impact on Baseline Winter Peak (%) | Technical Potential | bar: 2019 to 2040
F7_Industrial_Petroleum_New_Process_Natural Gas_Process - Insulate Heated Process Fluids_A_Technical Potential | F7 | Industrial | Petroleum | New | Process | Natural Gas | Process - Insulate Heated Process Fluids | A | Incremental Energy Savings (MWh or mTherms) | Technical Potential | 0 | 0 | 0.062151 | 0.10846 | 0.15467 | 0.20645 | 0.23763 | 0.24645 | 0.2229 | 0.20148 | 0.17498 | 0.15269 | 0.13217 | 0.11504 | 0.097082 | 0.082576 | 0.069986 | 0.059645 | 0.00042329 | 0.00015842 | 5.6412e-05 | 1.9177e-05
F8_Industrial_Petroleum_New_Process_Natural Gas_Process - Insulate Heated Process Fluids_A_Technical Potential | F8 | Industrial | Petroleum | New | Process | Natural Gas | Process - Insulate Heated Process Fluids | A | Incremental Summer Peak Savings (MW) | Technical Potential | 0 | 0 | 0 | 0 | 0 | 0 | 0 | 0 | 0 | 0 | 0 | 0 | 0 | 0 | 0 | 0 | 0 | 0 | 0 | 0 | 0 | 0
F9_Industrial_Petroleum_New_Process_Natural Gas_Process - Insulate Heated Process Fluids_A_Technical Potential | F9 | Industrial | Petroleum | New | Process | Natural Gas | Process - Insulate Heated Process Fluids | A | Incremental Winter Peak Savings (MW) | Technical Potential | 0 | 0 | 0 | 0 | 0 | 0 | 0 | 0 | 0 | 0 | 0 | 0 | 0 | 0 | 0 | 0 | 0 | 0 | 0 | 0 | 0 | 0
F10_Industrial_Petroleum_New_Process_Natural Gas_Process - Insulate Heated Process Fluids_A_Technical Potential | F10 | Industrial | Petroleum | New | Process | Natural Gas | Process - Insulate Heated Process Fluids | A | Cumulative Energy Savings (MWh or mTherms) | Technical Potential | 0 | 0 | 0.062151 | 0.17062 | 0.32528 | 0.53173 | 0.76936 | 1.0158 | 1.2387 | 1.4402 | 1.6152 | 1.7679 | 1.9 | 2.0151 | 2.1122 | 2.1947 | 2.2647 | 2.3244 | 2.3248 | 2.325 | 2.325 | 2.325
F11_Industrial_Petroleum_New_Process_Natural Gas_Process - Insulate Heated Process Fluids_A_Technical Potential | F11 | Industrial | Petroleum | New | Process | Natural Gas | Process - Insulate Heated Process Fluids | A | Cumulative Summer Peak Savings (MW) | Technical Potential | 0 | 0 | 0 | 0 | 0 | 0 | 0 | 0 | 0 | 0 | 0 | 0 | 0 | 0 | 0 | 0 | 0 | 0 | 0 | 0 | 0 | 0
F12_Industrial_Petroleum_New_Process_Natural Gas_Process - Insulate Heated Process Fluids_A_Technical Potential | F12 | Industrial | Petroleum | New | Process | Natural Gas | Process - Insulate Heated Process Fluids | A | Cumulative Winter Peak Savings (MW) | Technical Potential | 0 | 0 | 0 | 0 | 0 | 0 | 0 | 0 | 0 | 0 | 0 | 0 | 0 | 0 | 0 | 0 | 0 | 0 | 0 | 0 | 0 | 0
F13_Industrial_Petroleum_New_Process_Natural Gas_Process - Insulate Heated Process Fluids_A_Technical Potential | F13 | Industrial | Petroleum | New | Process | Natural Gas | Process - Insulate Heated Process Fluids | A | Purchases (Incremental) | Technical Potential | 0 | 0 | 0.0056196 | 0.0098072 | 0.013985 | 0.018667 | 0.021486 | 0.022284 | 0.020154 | 0.018218 | 0.015822 | 0.013806 | 0.011951 | 0.010402 | 0.0087779 | 0.0074664 | 0.006328 | 0.005393 | 3.8273e-05 | 1.4324e-05 | 5.1007e-06 | 1.7339e-06
F14_Industrial_Petroleum_New_Process_Natural Gas_Process - Insulate Heated Process Fluids_A_Technical Potential | F14 | Industrial | Petroleum | New | Process | Natural Gas | Process - Insulate Heated Process Fluids | A | Purchases (Cumulative) | Technical Potential | 0 | 0 | 0.0056196 | 0.015427 | 0.029411 | 0.048078 | 0.069565 | 0.091848 | 0.112 | 0.13022 | 0.14604 | 0.15985 | 0.1718 | 0.1822 | 0.19098 | 0.19844 | 0.20477 | 0.21017 | 0.2102 | 0.21022 | 0.21022 | 0.21022
F1_Industrial_Petroleum_New_Process_Natural Gas_Process Heat Recovery_A_Technical Potential | F1 | Industrial | Petroleum | New | Process | Natural Gas | Process Heat Recovery | A | Original Unit Energy Savings (kWh or therms) | Technical Potential | 0 | 0 | 33.7751 | 33.7751 | 33.7751 | 33.7751 | 33.7751 | 33.7751 | 33.7751 | 33.7751 | 33.7751 | 33.7751 | 33.7751 | 33.7751 | 33.7751 | 33.7751 | 33.7751 | 33.7751 | 33.7751 | 33.7751 | 33.7751 | 33.7751
F2_Industrial_Petroleum_New_Process_Natural Gas_Process Heat Recovery_A_Technical Potential | F2 | Industrial | Petroleum | New | Process | Natural Gas | Process Heat Recovery | A | Original Unit Summer Peak Savings (kW) | Technical Potential | 0 | 0 | 0 | 0 | 0 | 0 | 0 | 0 | 0 | 0 | 0 | 0 | 0 | 0 | 0 | 0 | 0 | 0 | 0 | 0 | 0 | 0
F3_Industrial_Petroleum_New_Process_Natural Gas_Process Heat Recovery_A_Technical Potential | F3 | Industrial | Petroleum | New | Process | Natural Gas | Process Heat Recovery | A | Original Unit Winter Peak Savings (kW) | Technical Potential | 0 | 0 | 0 | 0 | 0 | 0 | 0 | 0 | 0 | 0 | 0 | 0 | 0 | 0 | 0 | 0 | 0 | 0 | 0 | 0 | 0 | 0
F4_Industrial_Petroleum_New_Process_Natural Gas_Process Heat Recovery_A_Technical Potential | F4 | Industrial | Petroleum | New | Process | Natural Gas | Process Heat Recovery | A | Standalone Impact on Baseline Energy (%) | Technical Potential | 0% | 0% | 0.009295% | 0.01462% | 0.01955% | 0.02394% | 0.03009% | 0.03448% | 0.03719% | 0.03827% | 0.03953% | 0.03967% | 0.03941% | 0.03841% | 0.03817% | 0.0373% | 0.03633% | 0.03411% | 0.03278% | 0.03128% | 0.02995% | 0.02873%
F5_Industrial_Petroleum_New_Process_Natural Gas_Process Heat Recovery_A_Technical Potential | F5 | Industrial | Petroleum | New | Process | Natural Gas | Process Heat Recovery | A | Standalone Impact on Baseline Summer Peak (%) | Technical Potential | bar: 2019 to 2040
F6_Industrial_Petroleum_New_Process_Natural Gas_Process Heat Recovery_A_Technical Potential | F6 | Industrial | Petroleum | New | Process | Natural Gas | Process Heat Recovery | A | Standalone Impact on Baseline Winter Peak (%) | Technical Potential | bar: 2019 to 2040
F7_Industrial_Petroleum_New_Process_Natural Gas_Process Heat Recovery_A_Technical Potential | F7 | Industrial | Petroleum | New | Process | Natural Gas | Process Heat Recovery | A | Incremental Energy Savings (MWh or mTherms) | Technical Potential | 0 | 0 | 0.0068328 | 0.011925 | 0.017004 | 0.022697 | 0.026125 | 0.027095 | 0.024506 | 0.022151 | 0.019238 | 0.016786 | 0.014531 | 0.012647 | 0.010673 | 0.0090784 | 0.0076943 | 0.0068328 | 0.011925 | 0.017004 | 0.022697 | 0.026125
F8_Industrial_Petroleum_New_Process_Natural Gas_Process Heat Recovery_A_Technical Potential | F8 | Industrial | Petroleum | New | Process | Natural Gas | Process Heat Recovery | A | Incremental Summer Peak Savings (MW) | Technical Potential | 0 | 0 | 0 | 0 | 0 | 0 | 0 | 0 | 0 | 0 | 0 | 0 | 0 | 0 | 0 | 0 | 0 | 0 | 0 | 0 | 0 | 0
F9_Industrial_Petroleum_New_Process_Natural Gas_Process Heat Recovery_A_Technical Potential | F9 | Industrial | Petroleum | New | Process | Natural Gas | Process Heat Recovery | A | Incremental Winter Peak Savings (MW) | Technical Potential | 0 | 0 | 0 | 0 | 0 | 0 | 0 | 0 | 0 | 0 | 0 | 0 | 0 | 0 | 0 | 0 | 0 | 0 | 0 | 0 | 0 | 0
F10_Industrial_Petroleum_New_Process_Natural Gas_Process Heat Recovery_A_Technical Potential | F10 | Industrial | Petroleum | New | Process | Natural Gas | Process Heat Recovery | A | Cumulative Energy Savings (MWh or mTherms) | Technical Potential | 0 | 0 | 0.0068328 | 0.018757 | 0.035761 | 0.058458 | 0.084584 | 0.11168 | 0.13618 | 0.15834 | 0.17757 | 0.19436 | 0.20889 | 0.22154 | 0.23221 | 0.24129 | 0.24898 | 0.24898 | 0.24898 | 0.24898 | 0.24898 | 0.24898
F11_Industrial_Petroleum_New_Process_Natural Gas_Process Heat Recovery_A_Technical Potential | F11 | Industrial | Petroleum | New | Process | Natural Gas | Process Heat Recovery | A | Cumulative Summer Peak Savings (MW) | Technical Potential | 0 | 0 | 0 | 0 | 0 | 0 | 0 | 0 | 0 | 0 | 0 | 0 | 0 | 0 | 0 | 0 | 0 | 0 | 0 | 0 | 0 | 0
F12_Industrial_Petroleum_New_Process_Natural Gas_Process Heat Recovery_A_Technical Potential | F12 | Industrial | Petroleum | New | Process | Natural Gas | Process Heat Recovery | A | Cumulative Winter Peak Savings (MW) | Technical Potential | 0 | 0 | 0 | 0 | 0 | 0 | 0 | 0 | 0 | 0 | 0 | 0 | 0 | 0 | 0 | 0 | 0 | 0 | 0 | 0 | 0 | 0
F13_Industrial_Petroleum_New_Process_Natural Gas_Process Heat Recovery_A_Technical Potential | F13 | Industrial | Petroleum | New | Process | Natural Gas | Process Heat Recovery | A | Purchases (Incremental) | Technical Potential | 0 | 0 | 0.2023 | 0.35306 | 0.50344 | 0.672 | 0.77351 | 0.80222 | 0.72555 | 0.65583 | 0.56959 | 0.497 | 0.43023 | 0.37446 | 0.31601 | 0.26879 | 0.22781 | 0.2023 | 0.35306 | 0.50344 | 0.672 | 0.77351
F14_Industrial_Petroleum_New_Process_Natural Gas_Process Heat Recovery_A_Technical Potential | F14 | Industrial | Petroleum | New | Process | Natural Gas | Process Heat Recovery | A | Purchases (Cumulative) | Technical Potential | 0 | 0 | 0.2023 | 0.55536 | 1.0588 | 1.7308 | 2.5043 | 3.3065 | 4.0321 | 4.6879 | 5.2575 | 5.7545 | 6.1847 | 6.5592 | 6.8752 | 7.144 | 7.3718 | 7.3718 | 7.3718 | 7.3718 | 7.3718 | 7.3718
F1_Industrial_Petroleum_New_Space Heating_Natural Gas_Building Automation System_A_Technical Potential | F1 | Industrial | Petroleum | New | Space Heating | Natural Gas | Building Automation System | A | Original Unit Energy Savings (kWh or therms) | Technical Potential | 0 | 0 | 0.013981 | 0.013981 | 0.013981 | 0.013981 | 0.013981 | 0.013981 | 0.013981 | 0.013981 | 0.013981 | 0.013981 | 0.013981 | 0.013981 | 0.013981 | 0.013981 | 0.013981 | 0.013981 | 0.013981 | 0.013981 | 0.013981 | 0.013981
F2_Industrial_Petroleum_New_Space Heating_Natural Gas_Building Automation System_A_Technical Potential | F2 | Industrial | Petroleum | New | Space Heating | Natural Gas | Building Automation System | A | Original Unit Summer Peak Savings (kW) | Technical Potential | 0 | 0 | 0 | 0 | 0 | 0 | 0 | 0 | 0 | 0 | 0 | 0 | 0 | 0 | 0 | 0 | 0 | 0 | 0 | 0 | 0 | 0
F3_Industrial_Petroleum_New_Space Heating_Natural Gas_Building Automation System_A_Technical Potential | F3 | Industrial | Petroleum | New | Space Heating | Natural Gas | Building Automation System | A | Original Unit Winter Peak Savings (kW) | Technical Potential | 0 | 0 | 0 | 0 | 0 | 0 | 0 | 0 | 0 | 0 | 0 | 0 | 0 | 0 | 0 | 0 | 0 | 0 | 0 | 0 | 0 | 0
F4_Industrial_Petroleum_New_Space Heating_Natural Gas_Building Automation System_A_Technical Potential | F4 | Industrial | Petroleum | New | Space Heating | Natural Gas | Building Automation System | A | Standalone Impact on Baseline Energy (%) | Technical Potential | 0% | 0% | 0.01539% | 0.03957% | 0.08236% | 0.1505% | 0.2656% | 0.4236% | 0.6374% | 0.9046% | 1.254% | 1.647% | 2.079% | 2.504% | 2.969% | 3.353% | 3.659% | 3.841% | 3.998% | 4.019% | 3.959% | 3.844%
F5_Industrial_Petroleum_New_Space Heating_Natural Gas_Building Automation System_A_Technical Potential | F5 | Industrial | Petroleum | New | Space Heating | Natural Gas | Building Automation System | A | Standalone Impact on Baseline Summer Peak (%) | Technical Potential | bar: 2019 to 2040
F6_Industrial_Petroleum_New_Space Heating_Natural Gas_Building Automation System_A_Technical Potential | F6 | Industrial | Petroleum | New | Space Heating | Natural Gas | Building Automation System | A | Standalone Impact on Baseline Winter Peak (%) | Technical Potential | bar: 2019 to 2040
F7_Industrial_Petroleum_New_Space Heating_Natural Gas_Building Automation System_A_Technical Potential | F7 | Industrial | Petroleum | New | Space Heating | Natural Gas | Building Automation System | A | Incremental Energy Savings (MWh or mTherms) | Technical Potential | 0 | 0 | 4.156e-05 | 0.00014498 | 0.00036707 | 0.000797 | 0.0013925 | 0.0022982 | 0.0035342 | 0.0051767 | 0.0069508 | 0.0089401 | 0.010853 | 0.012562 | 0.013306 | 0.013336 | 0.012423 | 0.010944 | 0.0087078 | 0.0063176 | 0.0042159 | 0.0028663
F8_Industrial_Petroleum_New_Space Heating_Natural Gas_Building Automation System_A_Technical Potential | F8 | Industrial | Petroleum | New | Space Heating | Natural Gas | Building Automation System | A | Incremental Summer Peak Savings (MW) | Technical Potential | 0 | 0 | 0 | 0 | 0 | 0 | 0 | 0 | 0 | 0 | 0 | 0 | 0 | 0 | 0 | 0 | 0 | 0 | 0 | 0 | 0 | 0
F9_Industrial_Petroleum_New_Space Heating_Natural Gas_Building Automation System_A_Technical Potential | F9 | Industrial | Petroleum | New | Space Heating | Natural Gas | Building Automation System | A | Incremental Winter Peak Savings (MW) | Technical Potential | 0 | 0 | 0 | 0 | 0 | 0 | 0 | 0 | 0 | 0 | 0 | 0 | 0 | 0 | 0 | 0 | 0 | 0 | 0 | 0 | 0 | 0
F10_Industrial_Petroleum_New_Space Heating_Natural Gas_Building Automation System_A_Technical Potential | F10 | Industrial | Petroleum | New | Space Heating | Natural Gas | Building Automation System | A | Cumulative Energy Savings (MWh or mTherms) | Technical Potential | 0 | 0 | 4.156e-05 | 0.00018654 | 0.00055361 | 0.0013506 | 0.0027431 | 0.0050412 | 0.0085755 | 0.013752 | 0.020703 | 0.029643 | 0.040496 | 0.053058 | 0.066364 | 0.079701 | 0.092123 | 0.10303 | 0.11159 | 0.11754 | 0.12096 | 0.12243
F11_Industrial_Petroleum_New_Space Heating_Natural Gas_Building Automation System_A_Technical Potential | F11 | Industrial | Petroleum | New | Space Heating | Natural Gas | Building Automation System | A | Cumulative Summer Peak Savings (MW) | Technical Potential | 0 | 0 | 0 | 0 | 0 | 0 | 0 | 0 | 0 | 0 | 0 | 0 | 0 | 0 | 0 | 0 | 0 | 0 | 0 | 0 | 0 | 0
F12_Industrial_Petroleum_New_Space Heating_Natural Gas_Building Automation System_A_Technical Potential | F12 | Industrial | Petroleum | New | Space Heating | Natural Gas | Building Automation System | A | Cumulative Winter Peak Savings (MW) | Technical Potential | 0 | 0 | 0 | 0 | 0 | 0 | 0 | 0 | 0 | 0 | 0 | 0 | 0 | 0 | 0 | 0 | 0 | 0 | 0 | 0 | 0 | 0
F13_Industrial_Petroleum_New_Space Heating_Natural Gas_Building Automation System_A_Technical Potential | F13 | Industrial | Petroleum | New | Space Heating | Natural Gas | Building Automation System | A | Purchases (Incremental) | Technical Potential | 0 | 0 | 2.9727 | 10.3702 | 26.2557 | 57.0078 | 99.601 | 164.3822 | 252.7942 | 370.2766 | 497.1775 | 639.4692 | 776.3148 | 898.5037 | 951.7691 | 953.9306 | 888.5569 | 782.8076 | 622.8533 | 451.8813 | 301.5513 | 205.0191
F14_Industrial_Petroleum_New_Space Heating_Natural Gas_Building Automation System_A_Technical Potential | F14 | Industrial | Petroleum | New | Space Heating | Natural Gas | Building Automation System | A | Purchases (Cumulative) | Technical Potential | 0 | 0 | 2.9727 | 13.3429 | 39.5987 | 96.6065 | 196.2075 | 360.5897 | 613.384 | 983.6606 | 1480.8381 | 2120.3074 | 2896.6221 | 3795.1258 | 4746.8949 | 5700.8255 | 6589.3824 | 7369.2174 | 7981.7004 | 8407.3259 | 8651.8694 | 8757.2875
F1_Industrial_Petroleum_New_Space Heating_Natural Gas_Steam System Efficiency Improvements_A_Technical Potential | F1 | Industrial | Petroleum | New | Space Heating | Natural Gas | Steam System Efficiency Improvements | A | Original Unit Energy Savings (kWh or therms) | Technical Potential | 0 | 0 | 0.13322 | 0.13322 | 0.13322 | 0.13322 | 0.13322 | 0.13322 | 0.13322 | 0.13322 | 0.13322 | 0.13322 | 0.13322 | 0.13322 | 0.13322 | 0.13322 | 0.13322 | 0.13322 | 0.13322 | 0.13322 | 0.13322 | 0.13322
F2_Industrial_Petroleum_New_Space Heating_Natural Gas_Steam System Efficiency Improvements_A_Technical Potential | F2 | Industrial | Petroleum | New | Space Heating | Natural Gas | Steam System Efficiency Improvements | A | Original Unit Summer Peak Savings (kW) | Technical Potential | 0 | 0 | 0 | 0 | 0 | 0 | 0 | 0 | 0 | 0 | 0 | 0 | 0 | 0 | 0 | 0 | 0 | 0 | 0 | 0 | 0 | 0
F3_Industrial_Petroleum_New_Space Heating_Natural Gas_Steam System Efficiency Improvements_A_Technical Potential | F3 | Industrial | Petroleum | New | Space Heating | Natural Gas | Steam System Efficiency Improvements | A | Original Unit Winter Peak Savings (kW) | Technical Potential | 0 | 0 | 0 | 0 | 0 | 0 | 0 | 0 | 0 | 0 | 0 | 0 | 0 | 0 | 0 | 0 | 0 | 0 | 0 | 0 | 0 | 0
F4_Industrial_Petroleum_New_Space Heating_Natural Gas_Steam System Efficiency Improvements_A_Technical Potential | F4 | Industrial | Petroleum | New | Space Heating | Natural Gas | Steam System Efficiency Improvements | A | Standalone Impact on Baseline Energy (%) | Technical Potential | 0% | 0% | 0.002131% | 0.005481% | 0.01141% | 0.02085% | 0.03679% | 0.05818% | 0.08635% | 0.1202% | 0.1624% | 0.207% | 0.2521% | 0.2907% | 0.326% | 0.3438% | 0.3437% | 0.3229% | 0.3103% | 0.2961% | 0.2835% | 0.2719%
F5_Industrial_Petroleum_New_Space Heating_Natural Gas_Steam System Efficiency Improvements_A_Technical Potential | F5 | Industrial | Petroleum | New | Space Heating | Natural Gas | Steam System Efficiency Improvements | A | Standalone Impact on Baseline Summer Peak (%) | Technical Potential | bar: 2019 to 2040
F6_Industrial_Petroleum_New_Space Heating_Natural Gas_Steam System Efficiency Improvements_A_Technical Potential | F6 | Industrial | Petroleum | New | Space Heating | Natural Gas | Steam System Efficiency Improvements | A | Standalone Impact on Baseline Winter Peak (%) | Technical Potential | bar: 2019 to 2040
F7_Industrial_Petroleum_New_Space Heating_Natural Gas_Steam System Efficiency Improvements_A_Technical Potential | F7 | Industrial | Petroleum | New | Space Heating | Natural Gas | Steam System Efficiency Improvements | A | Incremental Energy Savings (MWh or mTherms) | Technical Potential | 0 | 0 | 5.7559e-06 | 2.008e-05 | 5.0838e-05 | 0.00011038 | 0.00019286 | 0.00031829 | 0.00048948 | 0.00071696 | 0.00096267 | 0.0012382 | 0.0015032 | 0.0017398 | 0.0018429 | 0.0018471 | 0.0017205 | 0.0015157 | 0.0017598 | 0.0018937 | 0.0019575 | 0.0019133
F8_Industrial_Petroleum_New_Space Heating_Natural Gas_Steam System Efficiency Improvements_A_Technical Potential | F8 | Industrial | Petroleum | New | Space Heating | Natural Gas | Steam System Efficiency Improvements | A | Incremental Summer Peak Savings (MW) | Technical Potential | 0 | 0 | 0 | 0 | 0 | 0 | 0 | 0 | 0 | 0 | 0 | 0 | 0 | 0 | 0 | 0 | 0 | 0 | 0 | 0 | 0 | 0
F9_Industrial_Petroleum_New_Space Heating_Natural Gas_Steam System Efficiency Improvements_A_Technical Potential | F9 | Industrial | Petroleum | New | Space Heating | Natural Gas | Steam System Efficiency Improvements | A | Incremental Winter Peak Savings (MW) | Technical Potential | 0 | 0 | 0 | 0 | 0 | 0 | 0 | 0 | 0 | 0 | 0 | 0 | 0 | 0 | 0 | 0 | 0 | 0 | 0 | 0 | 0 | 0
F10_Industrial_Petroleum_New_Space Heating_Natural Gas_Steam System Efficiency Improvements_A_Technical Potential | F10 | Industrial | Petroleum | New | Space Heating | Natural Gas | Steam System Efficiency Improvements | A | Cumulative Energy Savings (MWh or mTherms) | Technical Potential | 0 | 0 | 5.7559e-06 | 2.5836e-05 | 7.6674e-05 | 0.00018706 | 0.00037991 | 0.00069245 | 0.0011618 | 0.001828 | 0.0026803 | 0.0037256 | 0.0049105 | 0.0061607 | 0.0072867 | 0.0081711 | 0.0086534 | 0.0086602 | 0.0086602 | 0.0086602 | 0.0086602 | 0.0086602
F11_Industrial_Petroleum_New_Space Heating_Natural Gas_Steam System Efficiency Improvements_A_Technical Potential | F11 | Industrial | Petroleum | New | Space Heating | Natural Gas | Steam System Efficiency Improvements | A | Cumulative Summer Peak Savings (MW) | Technical Potential | 0 | 0 | 0 | 0 | 0 | 0 | 0 | 0 | 0 | 0 | 0 | 0 | 0 | 0 | 0 | 0 | 0 | 0 | 0 | 0 | 0 | 0
F12_Industrial_Petroleum_New_Space Heating_Natural Gas_Steam System Efficiency Improvements_A_Technical Potential | F12 | Industrial | Petroleum | New | Space Heating | Natural Gas | Steam System Efficiency Improvements | A | Cumulative Winter Peak Savings (MW) | Technical Potential | 0 | 0 | 0 | 0 | 0 | 0 | 0 | 0 | 0 | 0 | 0 | 0 | 0 | 0 | 0 | 0 | 0 | 0 | 0 | 0 | 0 | 0
F13_Industrial_Petroleum_New_Space Heating_Natural Gas_Steam System Efficiency Improvements_A_Technical Potential | F13 | Industrial | Petroleum | New | Space Heating | Natural Gas | Steam System Efficiency Improvements | A | Purchases (Incremental) | Technical Potential | 0 | 0 | 0.043205 | 0.15072 | 0.3816 | 0.82856 | 1.4476 | 2.3892 | 3.6741 | 5.3817 | 7.226 | 9.2941 | 11.2831 | 13.059 | 13.8331 | 13.8646 | 12.9144 | 11.3774 | 13.2097 | 14.2148 | 14.6931 | 14.362
F14_Industrial_Petroleum_New_Space Heating_Natural Gas_Steam System Efficiency Improvements_A_Technical Potential | F14 | Industrial | Petroleum | New | Space Heating | Natural Gas | Steam System Efficiency Improvements | A | Purchases (Cumulative) | Technical Potential | 0 | 0 | 0.043205 | 0.19393 | 0.57553 | 1.4041 | 2.8517 | 5.1977 | 8.7211 | 13.7211 | 20.1186 | 27.9651 | 36.8591 | 46.2439 | 54.6954 | 61.3339 | 64.9542 | 65.0053 | 65.0053 | 65.0053 | 65.0053 | 65.0053
F1_Industrial_Petroleum_New_Process_Natural Gas_Steam System Efficiency Improvements_A_Technical Potential | F1 | Industrial | Petroleum | New | Process | Natural Gas | Steam System Efficiency Improvements | A | Original Unit Energy Savings (kWh or therms) | Technical Potential | 0 | 0 | 0.70269 | 0.70269 | 0.70269 | 0.70269 | 0.70269 | 0.70269 | 0.70269 | 0.70269 | 0.70269 | 0.70269 | 0.70269 | 0.70269 | 0.70269 | 0.70269 | 0.70269 | 0.70269 | 0.70269 | 0.70269 | 0.70269 | 0.70269
F2_Industrial_Petroleum_New_Process_Natural Gas_Steam System Efficiency Improvements_A_Technical Potential | F2 | Industrial | Petroleum | New | Process | Natural Gas | Steam System Efficiency Improvements | A | Original Unit Summer Peak Savings (kW) | Technical Potential | 0 | 0 | 0 | 0 | 0 | 0 | 0 | 0 | 0 | 0 | 0 | 0 | 0 | 0 | 0 | 0 | 0 | 0 | 0 | 0 | 0 | 0
F3_Industrial_Petroleum_New_Process_Natural Gas_Steam System Efficiency Improvements_A_Technical Potential | F3 | Industrial | Petroleum | New | Process | Natural Gas | Steam System Efficiency Improvements | A | Original Unit Winter Peak Savings (kW) | Technical Potential | 0 | 0 | 0 | 0 | 0 | 0 | 0 | 0 | 0 | 0 | 0 | 0 | 0 | 0 | 0 | 0 | 0 | 0 | 0 | 0 | 0 | 0
F4_Industrial_Petroleum_New_Process_Natural Gas_Steam System Efficiency Improvements_A_Technical Potential | F4 | Industrial | Petroleum | New | Process | Natural Gas | Steam System Efficiency Improvements | A | Standalone Impact on Baseline Energy (%) | Technical Potential | 0% | 0% | 7.557e-07% | 1.944e-06% | 4.045e-06% | 7.393e-06% | 1.304e-05% | 2.063e-05% | 3.062e-05% | 4.264e-05% | 5.759e-05% | 7.339e-05% | 8.94e-05% | 0.0001031% | 0.0001156% | 0.0001219% | 0.0001219% | 0.0001145% | 0.00011% | 0.000105% | 0.0001005% | 9.643e-05%
F5_Industrial_Petroleum_New_Process_Natural Gas_Steam System Efficiency Improvements_A_Technical Potential | F5 | Industrial | Petroleum | New | Process | Natural Gas | Steam System Efficiency Improvements | A | Standalone Impact on Baseline Summer Peak (%) | Technical Potential | bar: 2019 to 2040
F6_Industrial_Petroleum_New_Process_Natural Gas_Steam System Efficiency Improvements_A_Technical Potential | F6 | Industrial | Petroleum | New | Process | Natural Gas | Steam System Efficiency Improvements | A | Standalone Impact on Baseline Winter Peak (%) | Technical Potential | bar: 2019 to 2040
F7_Industrial_Petroleum_New_Process_Natural Gas_Steam System Efficiency Improvements_A_Technical Potential | F7 | Industrial | Petroleum | New | Process | Natural Gas | Steam System Efficiency Improvements | A | Incremental Energy Savings (MWh or mTherms) | Technical Potential | 0 | 0 | 5.555e-07 | 1.9379e-06 | 4.9064e-06 | 1.0653e-05 | 1.8612e-05 | 3.0718e-05 | 4.724e-05 | 6.9193e-05 | 9.2907e-05 | 0.0001195 | 0.00014507 | 0.0001679 | 0.00017786 | 0.00017826 | 0.00016604 | 0.00014628 | 0.00016984 | 0.00018276 | 0.00018891 | 0.00018466
F8_Industrial_Petroleum_New_Process_Natural Gas_Steam System Efficiency Improvements_A_Technical Potential | F8 | Industrial | Petroleum | New | Process | Natural Gas | Steam System Efficiency Improvements | A | Incremental Summer Peak Savings (MW) | Technical Potential | 0 | 0 | 0 | 0 | 0 | 0 | 0 | 0 | 0 | 0 | 0 | 0 | 0 | 0 | 0 | 0 | 0 | 0 | 0 | 0 | 0 | 0
F9_Industrial_Petroleum_New_Process_Natural Gas_Steam System Efficiency Improvements_A_Technical Potential | F9 | Industrial | Petroleum | New | Process | Natural Gas | Steam System Efficiency Improvements | A | Incremental Winter Peak Savings (MW) | Technical Potential | 0 | 0 | 0 | 0 | 0 | 0 | 0 | 0 | 0 | 0 | 0 | 0 | 0 | 0 | 0 | 0 | 0 | 0 | 0 | 0 | 0 | 0
F10_Industrial_Petroleum_New_Process_Natural Gas_Steam System Efficiency Improvements_A_Technical Potential | F10 | Industrial | Petroleum | New | Process | Natural Gas | Steam System Efficiency Improvements | A | Cumulative Energy Savings (MWh or mTherms) | Technical Potential | 0 | 0 | 5.555e-07 | 2.4934e-06 | 7.3998e-06 | 1.8053e-05 | 3.6665e-05 | 6.6828e-05 | 0.00011213 | 0.00017642 | 0.00025867 | 0.00035956 | 0.00047391 | 0.00059457 | 0.00070323 | 0.00078859 | 0.00083513 | 0.00083579 | 0.00083579 | 0.00083579 | 0.00083579 | 0.00083579
F11_Industrial_Petroleum_New_Process_Natural Gas_Steam System Efficiency Improvements_A_Technical Potential | F11 | Industrial | Petroleum | New | Process | Natural Gas | Steam System Efficiency Improvements | A | Cumulative Summer Peak Savings (MW) | Technical Potential | 0 | 0 | 0 | 0 | 0 | 0 | 0 | 0 | 0 | 0 | 0 | 0 | 0 | 0 | 0 | 0 | 0 | 0 | 0 | 0 | 0 | 0
F12_Industrial_Petroleum_New_Process_Natural Gas_Steam System Efficiency Improvements_A_Technical Potential | F12 | Industrial | Petroleum | New | Process | Natural Gas | Steam System Efficiency Improvements | A | Cumulative Winter Peak Savings (MW) | Technical Potential | 0 | 0 | 0 | 0 | 0 | 0 | 0 | 0 | 0 | 0 | 0 | 0 | 0 | 0 | 0 | 0 | 0 | 0 | 0 | 0 | 0 | 0
F13_Industrial_Petroleum_New_Process_Natural Gas_Steam System Efficiency Improvements_A_Technical Potential | F13 | Industrial | Petroleum | New | Process | Natural Gas | Steam System Efficiency Improvements | A | Purchases (Incremental) | Technical Potential | 0 | 0 | 0.00079054 | 0.0027578 | 0.0069823 | 0.01516 | 0.026487 | 0.043715 | 0.067227 | 0.098469 | 0.13222 | 0.17006 | 0.20645 | 0.23894 | 0.25311 | 0.25368 | 0.2363 | 0.20818 | 0.2417 | 0.26009 | 0.26884 | 0.26279
F14_Industrial_Petroleum_New_Process_Natural Gas_Steam System Efficiency Improvements_A_Technical Potential | F14 | Industrial | Petroleum | New | Process | Natural Gas | Steam System Efficiency Improvements | A | Purchases (Cumulative) | Technical Potential | 0 | 0 | 0.00079054 | 0.0035483 | 0.010531 | 0.025691 | 0.052178 | 0.095103 | 0.15957 | 0.25106 | 0.36811 | 0.51168 | 0.67442 | 0.84613 | 1.0008 | 1.1222 | 1.1885 | 1.1894 | 1.1894 | 1.1894 | 1.1894 | 1.1894
F1_Industrial_Petroleum_New_Space Heating_Natural Gas_Strategic Energy Management_A_Technical Potential | F1 | Industrial | Petroleum | New | Space Heating | Natural Gas | Strategic Energy Management | A | Original Unit Energy Savings (kWh or therms) | Technical Potential | 0 | 0 | 731.763 | 731.763 | 731.763 | 731.763 | 731.763 | 731.763 | 731.763 | 731.763 | 731.763 | 731.763 | 731.763 | 731.763 | 731.763 | 731.763 | 731.763 | 731.763 | 731.763 | 731.763 | 731.763 | 731.763
F2_Industrial_Petroleum_New_Space Heating_Natural Gas_Strategic Energy Management_A_Technical Potential | F2 | Industrial | Petroleum | New | Space Heating | Natural Gas | Strategic Energy Management | A | Original Unit Summer Peak Savings (kW) | Technical Potential | 0 | 0 | 0 | 0 | 0 | 0 | 0 | 0 | 0 | 0 | 0 | 0 | 0 | 0 | 0 | 0 | 0 | 0 | 0 | 0 | 0 | 0
F3_Industrial_Petroleum_New_Space Heating_Natural Gas_Strategic Energy Management_A_Technical Potential | F3 | Industrial | Petroleum | New | Space Heating | Natural Gas | Strategic Energy Management | A | Original Unit Winter Peak Savings (kW) | Technical Potential | 0 | 0 | 0 | 0 | 0 | 0 | 0 | 0 | 0 | 0 | 0 | 0 | 0 | 0 | 0 | 0 | 0 | 0 | 0 | 0 | 0 | 0
F4_Industrial_Petroleum_New_Space Heating_Natural Gas_Strategic Energy Management_A_Technical Potential | F4 | Industrial | Petroleum | New | Space Heating | Natural Gas | Strategic Energy Management | A | Standalone Impact on Baseline Energy (%) | Technical Potential | 0% | 0% | 0.09675% | 0.1522% | 0.2035% | 0.2492% | 0.3132% | 0.3466% | 0.3694% | 0.3809% | 0.3951% | 0.4034% | 0.4105% | 0.4126% | 0.4221% | 0.4266% | 0.4302% | 0.4206% | 0.4112% | 0.393% | 0.3762% | 0.3609%
F5_Industrial_Petroleum_New_Space Heating_Natural Gas_Strategic Energy Management_A_Technical Potential | F5 | Industrial | Petroleum | New | Space Heating | Natural Gas | Strategic Energy Management | A | Standalone Impact on Baseline Summer Peak (%) | Technical Potential | bar: 2019 to 2040
F6_Industrial_Petroleum_New_Space Heating_Natural Gas_Strategic Energy Management_A_Technical Potential | F6 | Industrial | Petroleum | New | Space Heating | Natural Gas | Strategic Energy Management | A | Standalone Impact on Baseline Winter Peak (%) | Technical Potential | bar: 2019 to 2040
F7_Industrial_Petroleum_New_Space Heating_Natural Gas_Strategic Energy Management_A_Technical Potential | F7 | Industrial | Petroleum | New | Space Heating | Natural Gas | Strategic Energy Management | A | Incremental Energy Savings (MWh or mTherms) | Technical Potential | 0 | 0 | 0.00026133 | 0.00045607 | 0.00065033 | 0.00086807 | 0.00099919 | 0.0011514 | 0.0013017 | 0.0014708 | 0.0015967 | 0.0017415 | 0.0018845 | 0.0020502 | 0.0021627 | 0.0022995 | 0.0024361 | 0.0025952 | 0.0027003 | 0.0028297 | 0.0031676 | 0.0034353
F8_Industrial_Petroleum_New_Space Heating_Natural Gas_Strategic Energy Management_A_Technical Potential | F8 | Industrial | Petroleum | New | Space Heating | Natural Gas | Strategic Energy Management | A | Incremental Summer Peak Savings (MW) | Technical Potential | 0 | 0 | 0 | 0 | 0 | 0 | 0 | 0 | 0 | 0 | 0 | 0 | 0 | 0 | 0 | 0 | 0 | 0 | 0 | 0 | 0 | 0
F9_Industrial_Petroleum_New_Space Heating_Natural Gas_Strategic Energy Management_A_Technical Potential | F9 | Industrial | Petroleum | New | Space Heating | Natural Gas | Strategic Energy Management | A | Incremental Winter Peak Savings (MW) | Technical Potential | 0 | 0 | 0 | 0 | 0 | 0 | 0 | 0 | 0 | 0 | 0 | 0 | 0 | 0 | 0 | 0 | 0 | 0 | 0 | 0 | 0 | 0
F10_Industrial_Petroleum_New_Space Heating_Natural Gas_Strategic Energy Management_A_Technical Potential | F10 | Industrial | Petroleum | New | Space Heating | Natural Gas | Strategic Energy Management | A | Cumulative Energy Savings (MWh or mTherms) | Technical Potential | 0 | 0 | 0.00026133 | 0.0007174 | 0.0013677 | 0.0022358 | 0.003235 | 0.0041251 | 0.0049707 | 0.0057912 | 0.0065198 | 0.0072622 | 0.0079952 | 0.0087437 | 0.0094357 | 0.010138 | 0.010833 | 0.011282 | 0.011476 | 0.011493 | 0.011493 | 0.011493
F11_Industrial_Petroleum_New_Space Heating_Natural Gas_Strategic Energy Management_A_Technical Potential | F11 | Industrial | Petroleum | New | Space Heating | Natural Gas | Strategic Energy Management | A | Cumulative Summer Peak Savings (MW) | Technical Potential | 0 | 0 | 0 | 0 | 0 | 0 | 0 | 0 | 0 | 0 | 0 | 0 | 0 | 0 | 0 | 0 | 0 | 0 | 0 | 0 | 0 | 0
F12_Industrial_Petroleum_New_Space Heating_Natural Gas_Strategic Energy Management_A_Technical Potential | F12 | Industrial | Petroleum | New | Space Heating | Natural Gas | Strategic Energy Management | A | Cumulative Winter Peak Savings (MW) | Technical Potential | 0 | 0 | 0 | 0 | 0 | 0 | 0 | 0 | 0 | 0 | 0 | 0 | 0 | 0 | 0 | 0 | 0 | 0 | 0 | 0 | 0 | 0
F13_Industrial_Petroleum_New_Space Heating_Natural Gas_Strategic Energy Management_A_Technical Potential | F13 | Industrial | Petroleum | New | Space Heating | Natural Gas | Strategic Energy Management | A | Purchases (Incremental) | Technical Potential | 0 | 0 | 0.00035712 | 0.00062325 | 0.00088872 | 0.0011863 | 0.0013655 | 0.0015735 | 0.0017789 | 0.0020099 | 0.002182 | 0.0023799 | 0.0025752 | 0.0028018 | 0.0029555 | 0.0031424 | 0.0033291 | 0.0035465 | 0.0036901 | 0.003867 | 0.0043287 | 0.0046946
F14_Industrial_Petroleum_New_Space Heating_Natural Gas_Strategic Energy Management_A_Technical Potential | F14 | Industrial | Petroleum | New | Space Heating | Natural Gas | Strategic Energy Management | A | Purchases (Cumulative) | Technical Potential | 0 | 0 | 0.00035712 | 0.00098037 | 0.0018691 | 0.0030553 | 0.0044208 | 0.0056372 | 0.0067928 | 0.007914 | 0.0089098 | 0.0099243 | 0.010926 | 0.011949 | 0.012894 | 0.013855 | 0.014804 | 0.015418 | 0.015683 | 0.015706 | 0.015706 | 0.015706
F1_Industrial_Petroleum_New_Process_Natural Gas_Strategic Energy Management_A_Technical Potential | F1 | Industrial | Petroleum | New | Process | Natural Gas | Strategic Energy Management | A | Original Unit Energy Savings (kWh or therms) | Technical Potential | 0 | 0 | 769.0432 | 769.0432 | 769.0432 | 769.0432 | 769.0432 | 769.0432 | 769.0432 | 769.0432 | 769.0432 | 769.0432 | 769.0432 | 769.0432 | 769.0432 | 769.0432 | 769.0432 | 769.0432 | 769.0432 | 769.0432 | 769.0432 | 769.0432
F2_Industrial_Petroleum_New_Process_Natural Gas_Strategic Energy Management_A_Technical Potential | F2 | Industrial | Petroleum | New | Process | Natural Gas | Strategic Energy Management | A | Original Unit Summer Peak Savings (kW) | Technical Potential | 0 | 0 | 0 | 0 | 0 | 0 | 0 | 0 | 0 | 0 | 0 | 0 | 0 | 0 | 0 | 0 | 0 | 0 | 0 | 0 | 0 | 0
F3_Industrial_Petroleum_New_Process_Natural Gas_Strategic Energy Management_A_Technical Potential | F3 | Industrial | Petroleum | New | Process | Natural Gas | Strategic Energy Management | A | Original Unit Winter Peak Savings (kW) | Technical Potential | 0 | 0 | 0 | 0 | 0 | 0 | 0 | 0 | 0 | 0 | 0 | 0 | 0 | 0 | 0 | 0 | 0 | 0 | 0 | 0 | 0 | 0
F4_Industrial_Petroleum_New_Process_Natural Gas_Strategic Energy Management_A_Technical Potential | F4 | Industrial | Petroleum | New | Process | Natural Gas | Strategic Energy Management | A | Standalone Impact on Baseline Energy (%) | Technical Potential | 0% | 0% | 0.09675% | 0.1522% | 0.2035% | 0.2492% | 0.3132% | 0.3466% | 0.3694% | 0.3809% | 0.3951% | 0.4034% | 0.4105% | 0.4126% | 0.4221% | 0.4266% | 0.4302% | 0.4206% | 0.4112% | 0.393% | 0.3762% | 0.3609%
F5_Industrial_Petroleum_New_Process_Natural Gas_Strategic Energy Management_A_Technical Potential | F5 | Industrial | Petroleum | New | Process | Natural Gas | Strategic Energy Management | A | Standalone Impact on Baseline Summer Peak (%) | Technical Potential | bar: 2019 to 2040
F6_Industrial_Petroleum_New_Process_Natural Gas_Strategic Energy Management_A_Technical Potential | F6 | Industrial | Petroleum | New | Process | Natural Gas | Strategic Energy Management | A | Standalone Impact on Baseline Winter Peak (%) | Technical Potential | bar: 2019 to 2040
F7_Industrial_Petroleum_New_Process_Natural Gas_Strategic Energy Management_A_Technical Potential | F7 | Industrial | Petroleum | New | Process | Natural Gas | Strategic Energy Management | A | Incremental Energy Savings (MWh or mTherms) | Technical Potential | 0 | 0 | 0.071123 | 0.12412 | 0.17699 | 0.23625 | 0.27194 | 0.31337 | 0.35428 | 0.40029 | 0.43456 | 0.47398 | 0.51287 | 0.55799 | 0.58861 | 0.62583 | 0.66301 | 0.70631 | 0.7349 | 0.77014 | 0.86208 | 0.93495
F8_Industrial_Petroleum_New_Process_Natural Gas_Strategic Energy Management_A_Technical Potential | F8 | Industrial | Petroleum | New | Process | Natural Gas | Strategic Energy Management | A | Incremental Summer Peak Savings (MW) | Technical Potential | 0 | 0 | 0 | 0 | 0 | 0 | 0 | 0 | 0 | 0 | 0 | 0 | 0 | 0 | 0 | 0 | 0 | 0 | 0 | 0 | 0 | 0
F9_Industrial_Petroleum_New_Process_Natural Gas_Strategic Energy Management_A_Technical Potential | F9 | Industrial | Petroleum | New | Process | Natural Gas | Strategic Energy Management | A | Incremental Winter Peak Savings (MW) | Technical Potential | 0 | 0 | 0 | 0 | 0 | 0 | 0 | 0 | 0 | 0 | 0 | 0 | 0 | 0 | 0 | 0 | 0 | 0 | 0 | 0 | 0 | 0
F10_Industrial_Petroleum_New_Process_Natural Gas_Strategic Energy Management_A_Technical Potential | F10 | Industrial | Petroleum | New | Process | Natural Gas | Strategic Energy Management | A | Cumulative Energy Savings (MWh or mTherms) | Technical Potential | 0 | 0 | 0.071123 | 0.19525 | 0.37224 | 0.60849 | 0.88043 | 1.1227 | 1.3528 | 1.5761 | 1.7744 | 1.9765 | 2.176 | 2.3797 | 2.568 | 2.7593 | 2.9483 | 3.0706 | 3.1234 | 3.1279 | 3.1279 | 3.1279
F11_Industrial_Petroleum_New_Process_Natural Gas_Strategic Energy Management_A_Technical Potential | F11 | Industrial | Petroleum | New | Process | Natural Gas | Strategic Energy Management | A | Cumulative Summer Peak Savings (MW) | Technical Potential | 0 | 0 | 0 | 0 | 0 | 0 | 0 | 0 | 0 | 0 | 0 | 0 | 0 | 0 | 0 | 0 | 0 | 0 | 0 | 0 | 0 | 0
F12_Industrial_Petroleum_New_Process_Natural Gas_Strategic Energy Management_A_Technical Potential | F12 | Industrial | Petroleum | New | Process | Natural Gas | Strategic Energy Management | A | Cumulative Winter Peak Savings (MW) | Technical Potential | 0 | 0 | 0 | 0 | 0 | 0 | 0 | 0 | 0 | 0 | 0 | 0 | 0 | 0 | 0 | 0 | 0 | 0 | 0 | 0 | 0 | 0
F13_Industrial_Petroleum_New_Process_Natural Gas_Strategic Energy Management_A_Technical Potential | F13 | Industrial | Petroleum | New | Process | Natural Gas | Strategic Energy Management | A | Purchases (Incremental) | Technical Potential | 0 | 0 | 0.092482 | 0.1614 | 0.23015 | 0.3072 | 0.35361 | 0.40748 | 0.46067 | 0.5205 | 0.56507 | 0.61632 | 0.66689 | 0.72556 | 0.76538 | 0.81377 | 0.86213 | 0.91842 | 0.9556 | 1.0014 | 1.121 | 1.2157
F14_Industrial_Petroleum_New_Process_Natural Gas_Strategic Energy Management_A_Technical Potential | F14 | Industrial | Petroleum | New | Process | Natural Gas | Strategic Energy Management | A | Purchases (Cumulative) | Technical Potential | 0 | 0 | 0.092482 | 0.25388 | 0.48403 | 0.79123 | 1.1448 | 1.4598 | 1.7591 | 2.0495 | 2.3073 | 2.57 | 2.8295 | 3.0943 | 3.3392 | 3.5879 | 3.8337 | 3.9928 | 4.0614 | 4.0673 | 4.0673 | 4.0673
F1_Industrial_Petroleum_New_Miscellaneous_Natural Gas_Strategic Energy Management_A_Technical Potential | F1 | Industrial | Petroleum | New | Miscellaneous | Natural Gas | Strategic Energy Management | A | Original Unit Energy Savings (kWh or therms) | Technical Potential | 0 | 0 | 160.7723 | 160.7723 | 160.7723 | 160.7723 | 160.7723 | 160.7723 | 160.7723 | 160.7723 | 160.7723 | 160.7723 | 160.7723 | 160.7723 | 160.7723 | 160.7723 | 160.7723 | 160.7723 | 160.7723 | 160.7723 | 160.7723 | 160.7723
F2_Industrial_Petroleum_New_Miscellaneous_Natural Gas_Strategic Energy Management_A_Technical Potential | F2 | Industrial | Petroleum | New | Miscellaneous | Natural Gas | Strategic Energy Management | A | Original Unit Summer Peak Savings (kW) | Technical Potential | 0 | 0 | 0 | 0 | 0 | 0 | 0 | 0 | 0 | 0 | 0 | 0 | 0 | 0 | 0 | 0 | 0 | 0 | 0 | 0 | 0 | 0
F3_Industrial_Petroleum_New_Miscellaneous_Natural Gas_Strategic Energy Management_A_Technical Potential | F3 | Industrial | Petroleum | New | Miscellaneous | Natural Gas | Strategic Energy Management | A | Original Unit Winter Peak Savings (kW) | Technical Potential | 0 | 0 | 0 | 0 | 0 | 0 | 0 | 0 | 0 | 0 | 0 | 0 | 0 | 0 | 0 | 0 | 0 | 0 | 0 | 0 | 0 | 0
F4_Industrial_Petroleum_New_Miscellaneous_Natural Gas_Strategic Energy Management_A_Technical Potential | F4 | Industrial | Petroleum | New | Miscellaneous | Natural Gas | Strategic Energy Management | A | Standalone Impact on Baseline Energy (%) | Technical Potential | 0% | 0% | 0.09675% | 0.1522% | 0.2035% | 0.2492% | 0.3132% | 0.3466% | 0.3694% | 0.3809% | 0.3951% | 0.4034% | 0.4105% | 0.4126% | 0.4221% | 0.4266% | 0.4302% | 0.4206% | 0.4112% | 0.393% | 0.3762% | 0.3609%
F5_Industrial_Petroleum_New_Miscellaneous_Natural Gas_Strategic Energy Management_A_Technical Potential | F5 | Industrial | Petroleum | New | Miscellaneous | Natural Gas | Strategic Energy Management | A | Standalone Impact on Baseline Summer Peak (%) | Technical Potential | bar: 2019 to 2040
F6_Industrial_Petroleum_New_Miscellaneous_Natural Gas_Strategic Energy Management_A_Technical Potential | F6 | Industrial | Petroleum | New | Miscellaneous | Natural Gas | Strategic Energy Management | A | Standalone Impact on Baseline Winter Peak (%) | Technical Potential | bar: 2019 to 2040
F7_Industrial_Petroleum_New_Miscellaneous_Natural Gas_Strategic Energy Management_A_Technical Potential | F7 | Industrial | Petroleum | New | Miscellaneous | Natural Gas | Strategic Energy Management | A | Incremental Energy Savings (MWh or mTherms) | Technical Potential | 0 | 0 | 0.0037171 | 0.0064871 | 0.0092503 | 0.012347 | 0.014213 | 0.016378 | 0.018516 | 0.020921 | 0.022712 | 0.024772 | 0.026805 | 0.029163 | 0.030763 | 0.032708 | 0.034652 | 0.036914 | 0.038409 | 0.04025 | 0.045055 | 0.048864
F8_Industrial_Petroleum_New_Miscellaneous_Natural Gas_Strategic Energy Management_A_Technical Potential | F8 | Industrial | Petroleum | New | Miscellaneous | Natural Gas | Strategic Energy Management | A | Incremental Summer Peak Savings (MW) | Technical Potential | 0 | 0 | 0 | 0 | 0 | 0 | 0 | 0 | 0 | 0 | 0 | 0 | 0 | 0 | 0 | 0 | 0 | 0 | 0 | 0 | 0 | 0
F9_Industrial_Petroleum_New_Miscellaneous_Natural Gas_Strategic Energy Management_A_Technical Potential | F9 | Industrial | Petroleum | New | Miscellaneous | Natural Gas | Strategic Energy Management | A | Incremental Winter Peak Savings (MW) | Technical Potential | 0 | 0 | 0 | 0 | 0 | 0 | 0 | 0 | 0 | 0 | 0 | 0 | 0 | 0 | 0 | 0 | 0 | 0 | 0 | 0 | 0 | 0
F10_Industrial_Petroleum_New_Miscellaneous_Natural Gas_Strategic Energy Management_A_Technical Potential | F10 | Industrial | Petroleum | New | Miscellaneous | Natural Gas | Strategic Energy Management | A | Cumulative Energy Savings (MWh or mTherms) | Technical Potential | 0 | 0 | 0.0037171 | 0.010204 | 0.019455 | 0.031802 | 0.046015 | 0.058675 | 0.070704 | 0.082374 | 0.092739 | 0.1033 | 0.11372 | 0.12437 | 0.13421 | 0.14421 | 0.15409 | 0.16048 | 0.16324 | 0.16348 | 0.16348 | 0.16348
F11_Industrial_Petroleum_New_Miscellaneous_Natural Gas_Strategic Energy Management_A_Technical Potential | F11 | Industrial | Petroleum | New | Miscellaneous | Natural Gas | Strategic Energy Management | A | Cumulative Summer Peak Savings (MW) | Technical Potential | 0 | 0 | 0 | 0 | 0 | 0 | 0 | 0 | 0 | 0 | 0 | 0 | 0 | 0 | 0 | 0 | 0 | 0 | 0 | 0 | 0 | 0
F12_Industrial_Petroleum_New_Miscellaneous_Natural Gas_Strategic Energy Management_A_Technical Potential | F12 | Industrial | Petroleum | New | Miscellaneous | Natural Gas | Strategic Energy Management | A | Cumulative Winter Peak Savings (MW) | Technical Potential | 0 | 0 | 0 | 0 | 0 | 0 | 0 | 0 | 0 | 0 | 0 | 0 | 0 | 0 | 0 | 0 | 0 | 0 | 0 | 0 | 0 | 0
F13_Industrial_Petroleum_New_Miscellaneous_Natural Gas_Strategic Energy Management_A_Technical Potential | F13 | Industrial | Petroleum | New | Miscellaneous | Natural Gas | Strategic Energy Management | A | Purchases (Incremental) | Technical Potential | 0 | 0 | 0.023121 | 0.04035 | 0.057537 | 0.0768 | 0.088402 | 0.10187 | 0.11517 | 0.13013 | 0.14127 | 0.15408 | 0.16672 | 0.18139 | 0.19134 | 0.20344 | 0.21553 | 0.22961 | 0.2389 | 0.25036 | 0.28024 | 0.30393
F14_Industrial_Petroleum_New_Miscellaneous_Natural Gas_Strategic Energy Management_A_Technical Potential | F14 | Industrial | Petroleum | New | Miscellaneous | Natural Gas | Strategic Energy Management | A | Purchases (Cumulative) | Technical Potential | 0 | 0 | 0.023121 | 0.06347 | 0.12101 | 0.19781 | 0.28621 | 0.36496 | 0.43978 | 0.51237 | 0.57683 | 0.64251 | 0.70736 | 0.77359 | 0.83481 | 0.89698 | 0.95843 | 0.99819 | 1.0154 | 1.0168 | 1.0168 | 1.0168
F1_Industrial_Petroleum_New_Space Heating_Natural Gas_Commissioning_A_Technical Potential | F1 | Industrial | Petroleum | New | Space Heating | Natural Gas | Commissioning | A | Original Unit Energy Savings (kWh or therms) | Technical Potential | 0 | 0 | 15.7714 | 15.7714 | 15.7714 | 15.7714 | 15.7714 | 15.7714 | 15.7714 | 15.7714 | 15.7714 | 15.7714 | 15.7714 | 15.7714 | 15.7714 | 15.7714 | 15.7714 | 15.7714 | 15.7714 | 15.7714 | 15.7714 | 15.7714
F2_Industrial_Petroleum_New_Space Heating_Natural Gas_Commissioning_A_Technical Potential | F2 | Industrial | Petroleum | New | Space Heating | Natural Gas | Commissioning | A | Original Unit Summer Peak Savings (kW) | Technical Potential | 0 | 0 | 0 | 0 | 0 | 0 | 0 | 0 | 0 | 0 | 0 | 0 | 0 | 0 | 0 | 0 | 0 | 0 | 0 | 0 | 0 | 0
F3_Industrial_Petroleum_New_Space Heating_Natural Gas_Commissioning_A_Technical Potential | F3 | Industrial | Petroleum | New | Space Heating | Natural Gas | Commissioning | A | Original Unit Winter Peak Savings (kW) | Technical Potential | 0 | 0 | 0 | 0 | 0 | 0 | 0 | 0 | 0 | 0 | 0 | 0 | 0 | 0 | 0 | 0 | 0 | 0 | 0 | 0 | 0 | 0
F4_Industrial_Petroleum_New_Space Heating_Natural Gas_Commissioning_A_Technical Potential | F4 | Industrial | Petroleum | New | Space Heating | Natural Gas | Commissioning | A | Standalone Impact on Baseline Energy (%) | Technical Potential | bar: 2019 to 2040
F5_Industrial_Petroleum_New_Space Heating_Natural Gas_Commissioning_A_Technical Potential | F5 | Industrial | Petroleum | New | Space Heating | Natural Gas | Commissioning | A | Standalone Impact on Baseline Summer Peak (%) | Technical Potential | bar: 2019 to 2040
F6_Industrial_Petroleum_New_Space Heating_Natural Gas_Commissioning_A_Technical Potential | F6 | Industrial | Petroleum | New | Space Heating | Natural Gas | Commissioning | A | Standalone Impact on Baseline Winter Peak (%) | Technical Potential | bar: 2019 to 2040
F7_Industrial_Petroleum_New_Space Heating_Natural Gas_Commissioning_A_Technical Potential | F7 | Industrial | Petroleum | New | Space Heating | Natural Gas | Commissioning | A | Incremental Energy Savings (MWh or mTherms) | Technical Potential | 0 | 0 | 0 | 0 | 0 | 0 | 0 | 0 | 0 | 0 | 0 | 0 | 0 | 0 | 0 | 0 | 0 | 0 | 0 | 0 | 0 | 0
F8_Industrial_Petroleum_New_Space Heating_Natural Gas_Commissioning_A_Technical Potential | F8 | Industrial | Petroleum | New | Space Heating | Natural Gas | Commissioning | A | Incremental Summer Peak Savings (MW) | Technical Potential | 0 | 0 | 0 | 0 | 0 | 0 | 0 | 0 | 0 | 0 | 0 | 0 | 0 | 0 | 0 | 0 | 0 | 0 | 0 | 0 | 0 | 0
F9_Industrial_Petroleum_New_Space Heating_Natural Gas_Commissioning_A_Technical Potential | F9 | Industrial | Petroleum | New | Space Heating | Natural Gas | Commissioning | A | Incremental Winter Peak Savings (MW) | Technical Potential | 0 | 0 | 0 | 0 | 0 | 0 | 0 | 0 | 0 | 0 | 0 | 0 | 0 | 0 | 0 | 0 | 0 | 0 | 0 | 0 | 0 | 0
F10_Industrial_Petroleum_New_Space Heating_Natural Gas_Commissioning_A_Technical Potential | F10 | Industrial | Petroleum | New | Space Heating | Natural Gas | Commissioning | A | Cumulative Energy Savings (MWh or mTherms) | Technical Potential | 0 | 0 | 0 | 0 | 0 | 0 | 0 | 0 | 0 | 0 | 0 | 0 | 0 | 0 | 0 | 0 | 0 | 0 | 0 | 0 | 0 | 0
F11_Industrial_Petroleum_New_Space Heating_Natural Gas_Commissioning_A_Technical Potential | F11 | Industrial | Petroleum | New | Space Heating | Natural Gas | Commissioning | A | Cumulative Summer Peak Savings (MW) | Technical Potential | 0 | 0 | 0 | 0 | 0 | 0 | 0 | 0 | 0 | 0 | 0 | 0 | 0 | 0 | 0 | 0 | 0 | 0 | 0 | 0 | 0 | 0
F12_Industrial_Petroleum_New_Space Heating_Natural Gas_Commissioning_A_Technical Potential | F12 | Industrial | Petroleum | New | Space Heating | Natural Gas | Commissioning | A | Cumulative Winter Peak Savings (MW) | Technical Potential | 0 | 0 | 0 | 0 | 0 | 0 | 0 | 0 | 0 | 0 | 0 | 0 | 0 | 0 | 0 | 0 | 0 | 0 | 0 | 0 | 0 | 0
F13_Industrial_Petroleum_New_Space Heating_Natural Gas_Commissioning_A_Technical Potential | F13 | Industrial | Petroleum | New | Space Heating | Natural Gas | Commissioning | A | Purchases (Incremental) | Technical Potential | 0 | 0 | 0 | 0 | 0 | 0 | 0 | 0 | 0 | 0 | 0 | 0 | 0 | 0 | 0 | 0 | 0 | 0 | 0 | 0 | 0 | 0
F14_Industrial_Petroleum_New_Space Heating_Natural Gas_Commissioning_A_Technical Potential | F14 | Industrial | Petroleum | New | Space Heating | Natural Gas | Commissioning | A | Purchases (Cumulative) | Technical Potential | 0 | 0 | 0 | 0 | 0 | 0 | 0 | 0 | 0 | 0 | 0 | 0 | 0 | 0 | 0 | 0 | 0 | 0 | 0 | 0 | 0 | 0
F1_Industrial_Petroleum_New_Process_Natural Gas_Commissioning_A_Technical Potential | F1 | Industrial | Petroleum | New | Process | Natural Gas | Commissioning | A | Original Unit Energy Savings (kWh or therms) | Technical Potential | 0 | 0 | 4292.3343 | 4292.3343 | 4292.3343 | 4292.3343 | 4292.3343 | 4292.3343 | 4292.3343 | 4292.3343 | 4292.3343 | 4292.3343 | 4292.3343 | 4292.3343 | 4292.3343 | 4292.3343 | 4292.3343 | 4292.3343 | 4292.3343 | 4292.3343 | 4292.3343 | 4292.3343
F2_Industrial_Petroleum_New_Process_Natural Gas_Commissioning_A_Technical Potential | F2 | Industrial | Petroleum | New | Process | Natural Gas | Commissioning | A | Original Unit Summer Peak Savings (kW) | Technical Potential | 0 | 0 | 0 | 0 | 0 | 0 | 0 | 0 | 0 | 0 | 0 | 0 | 0 | 0 | 0 | 0 | 0 | 0 | 0 | 0 | 0 | 0
F3_Industrial_Petroleum_New_Process_Natural Gas_Commissioning_A_Technical Potential | F3 | Industrial | Petroleum | New | Process | Natural Gas | Commissioning | A | Original Unit Winter Peak Savings (kW) | Technical Potential | 0 | 0 | 0 | 0 | 0 | 0 | 0 | 0 | 0 | 0 | 0 | 0 | 0 | 0 | 0 | 0 | 0 | 0 | 0 | 0 | 0 | 0
F4_Industrial_Petroleum_New_Process_Natural Gas_Commissioning_A_Technical Potential | F4 | Industrial | Petroleum | New | Process | Natural Gas | Commissioning | A | Standalone Impact on Baseline Energy (%) | Technical Potential | bar: 2019 to 2040
F5_Industrial_Petroleum_New_Process_Natural Gas_Commissioning_A_Technical Potential | F5 | Industrial | Petroleum | New | Process | Natural Gas | Commissioning | A | Standalone Impact on Baseline Summer Peak (%) | Technical Potential | bar: 2019 to 2040
F6_Industrial_Petroleum_New_Process_Natural Gas_Commissioning_A_Technical Potential | F6 | Industrial | Petroleum | New | Process | Natural Gas | Commissioning | A | Standalone Impact on Baseline Winter Peak (%) | Technical Potential | bar: 2019 to 2040
F7_Industrial_Petroleum_New_Process_Natural Gas_Commissioning_A_Technical Potential | F7 | Industrial | Petroleum | New | Process | Natural Gas | Commissioning | A | Incremental Energy Savings (MWh or mTherms) | Technical Potential | 0 | 0 | 0 | 0 | 0 | 0 | 0 | 0 | 0 | 0 | 0 | 0 | 0 | 0 | 0 | 0 | 0 | 0 | 0 | 0 | 0 | 0
F8_Industrial_Petroleum_New_Process_Natural Gas_Commissioning_A_Technical Potential | F8 | Industrial | Petroleum | New | Process | Natural Gas | Commissioning | A | Incremental Summer Peak Savings (MW) | Technical Potential | 0 | 0 | 0 | 0 | 0 | 0 | 0 | 0 | 0 | 0 | 0 | 0 | 0 | 0 | 0 | 0 | 0 | 0 | 0 | 0 | 0 | 0
F9_Industrial_Petroleum_New_Process_Natural Gas_Commissioning_A_Technical Potential | F9 | Industrial | Petroleum | New | Process | Natural Gas | Commissioning | A | Incremental Winter Peak Savings (MW) | Technical Potential | 0 | 0 | 0 | 0 | 0 | 0 | 0 | 0 | 0 | 0 | 0 | 0 | 0 | 0 | 0 | 0 | 0 | 0 | 0 | 0 | 0 | 0
F10_Industrial_Petroleum_New_Process_Natural Gas_Commissioning_A_Technical Potential | F10 | Industrial | Petroleum | New | Process | Natural Gas | Commissioning | A | Cumulative Energy Savings (MWh or mTherms) | Technical Potential | 0 | 0 | 0 | 0 | 0 | 0 | 0 | 0 | 0 | 0 | 0 | 0 | 0 | 0 | 0 | 0 | 0 | 0 | 0 | 0 | 0 | 0
F11_Industrial_Petroleum_New_Process_Natural Gas_Commissioning_A_Technical Potential | F11 | Industrial | Petroleum | New | Process | Natural Gas | Commissioning | A | Cumulative Summer Peak Savings (MW) | Technical Potential | 0 | 0 | 0 | 0 | 0 | 0 | 0 | 0 | 0 | 0 | 0 | 0 | 0 | 0 | 0 | 0 | 0 | 0 | 0 | 0 | 0 | 0
F12_Industrial_Petroleum_New_Process_Natural Gas_Commissioning_A_Technical Potential | F12 | Industrial | Petroleum | New | Process | Natural Gas | Commissioning | A | Cumulative Winter Peak Savings (MW) | Technical Potential | 0 | 0 | 0 | 0 | 0 | 0 | 0 | 0 | 0 | 0 | 0 | 0 | 0 | 0 | 0 | 0 | 0 | 0 | 0 | 0 | 0 | 0
F13_Industrial_Petroleum_New_Process_Natural Gas_Commissioning_A_Technical Potential | F13 | Industrial | Petroleum | New | Process | Natural Gas | Commissioning | A | Purchases (Incremental) | Technical Potential | 0 | 0 | 0 | 0 | 0 | 0 | 0 | 0 | 0 | 0 | 0 | 0 | 0 | 0 | 0 | 0 | 0 | 0 | 0 | 0 | 0 | 0
F14_Industrial_Petroleum_New_Process_Natural Gas_Commissioning_A_Technical Potential | F14 | Industrial | Petroleum | New | Process | Natural Gas | Commissioning | A | Purchases (Cumulative) | Technical Potential | 0 | 0 | 0 | 0 | 0 | 0 | 0 | 0 | 0 | 0 | 0 | 0 | 0 | 0 | 0 | 0 | 0 | 0 | 0 | 0 | 0 | 0
F1_Industrial_Petroleum_New_Space Heating_Natural Gas_Retrocommissioning_A_Technical Potential | F1 | Industrial | Petroleum | New | Space Heating | Natural Gas | Retrocommissioning | A | Original Unit Energy Savings (kWh or therms) | Technical Potential | 0 | 0 | 0 | 0 | 0 | 0 | 0 | 0 | 0 | 0 | 0 | 0 | 0 | 0 | 0 | 0 | 0 | 0 | 0 | 0 | 0 | 0
F2_Industrial_Petroleum_New_Space Heating_Natural Gas_Retrocommissioning_A_Technical Potential | F2 | Industrial | Petroleum | New | Space Heating | Natural Gas | Retrocommissioning | A | Original Unit Summer Peak Savings (kW) | Technical Potential | 0 | 0 | 0 | 0 | 0 | 0 | 0 | 0 | 0 | 0 | 0 | 0 | 0 | 0 | 0 | 0 | 0 | 0 | 0 | 0 | 0 | 0
F3_Industrial_Petroleum_New_Space Heating_Natural Gas_Retrocommissioning_A_Technical Potential | F3 | Industrial | Petroleum | New | Space Heating | Natural Gas | Retrocommissioning | A | Original Unit Winter Peak Savings (kW) | Technical Potential | 0 | 0 | 0 | 0 | 0 | 0 | 0 | 0 | 0 | 0 | 0 | 0 | 0 | 0 | 0 | 0 | 0 | 0 | 0 | 0 | 0 | 0
F4_Industrial_Petroleum_New_Space Heating_Natural Gas_Retrocommissioning_A_Technical Potential | F4 | Industrial | Petroleum | New | Space Heating | Natural Gas | Retrocommissioning | A | Standalone Impact on Baseline Energy (%) | Technical Potential | bar: 2019 to 2040
F5_Industrial_Petroleum_New_Space Heating_Natural Gas_Retrocommissioning_A_Technical Potential | F5 | Industrial | Petroleum | New | Space Heating | Natural Gas | Retrocommissioning | A | Standalone Impact on Baseline Summer Peak (%) | Technical Potential | bar: 2019 to 2040
F6_Industrial_Petroleum_New_Space Heating_Natural Gas_Retrocommissioning_A_Technical Potential | F6 | Industrial | Petroleum | New | Space Heating | Natural Gas | Retrocommissioning | A | Standalone Impact on Baseline Winter Peak (%) | Technical Potential | bar: 2019 to 2040
F7_Industrial_Petroleum_New_Space Heating_Natural Gas_Retrocommissioning_A_Technical Potential | F7 | Industrial | Petroleum | New | Space Heating | Natural Gas | Retrocommissioning | A | Incremental Energy Savings (MWh or mTherms) | Technical Potential | 0 | 0 | 0 | 0 | 0 | 0 | 0 | 0 | 0 | 0 | 0 | 0 | 0 | 0 | 0 | 0 | 0 | 0 | 0 | 0 | 0 | 0
F8_Industrial_Petroleum_New_Space Heating_Natural Gas_Retrocommissioning_A_Technical Potential | F8 | Industrial | Petroleum | New | Space Heating | Natural Gas | Retrocommissioning | A | Incremental Summer Peak Savings (MW) | Technical Potential | 0 | 0 | 0 | 0 | 0 | 0 | 0 | 0 | 0 | 0 | 0 | 0 | 0 | 0 | 0 | 0 | 0 | 0 | 0 | 0 | 0 | 0
F9_Industrial_Petroleum_New_Space Heating_Natural Gas_Retrocommissioning_A_Technical Potential | F9 | Industrial | Petroleum | New | Space Heating | Natural Gas | Retrocommissioning | A | Incremental Winter Peak Savings (MW) | Technical Potential | 0 | 0 | 0 | 0 | 0 | 0 | 0 | 0 | 0 | 0 | 0 | 0 | 0 | 0 | 0 | 0 | 0 | 0 | 0 | 0 | 0 | 0
F10_Industrial_Petroleum_New_Space Heating_Natural Gas_Retrocommissioning_A_Technical Potential | F10 | Industrial | Petroleum | New | Space Heating | Natural Gas | Retrocommissioning | A | Cumulative Energy Savings (MWh or mTherms) | Technical Potential | 0 | 0 | 0 | 0 | 0 | 0 | 0 | 0 | 0 | 0 | 0 | 0 | 0 | 0 | 0 | 0 | 0 | 0 | 0 | 0 | 0 | 0
F11_Industrial_Petroleum_New_Space Heating_Natural Gas_Retrocommissioning_A_Technical Potential | F11 | Industrial | Petroleum | New | Space Heating | Natural Gas | Retrocommissioning | A | Cumulative Summer Peak Savings (MW) | Technical Potential | 0 | 0 | 0 | 0 | 0 | 0 | 0 | 0 | 0 | 0 | 0 | 0 | 0 | 0 | 0 | 0 | 0 | 0 | 0 | 0 | 0 | 0
F12_Industrial_Petroleum_New_Space Heating_Natural Gas_Retrocommissioning_A_Technical Potential | F12 | Industrial | Petroleum | New | Space Heating | Natural Gas | Retrocommissioning | A | Cumulative Winter Peak Savings (MW) | Technical Potential | 0 | 0 | 0 | 0 | 0 | 0 | 0 | 0 | 0 | 0 | 0 | 0 | 0 | 0 | 0 | 0 | 0 | 0 | 0 | 0 | 0 | 0
F13_Industrial_Petroleum_New_Space Heating_Natural Gas_Retrocommissioning_A_Technical Potential | F13 | Industrial | Petroleum | New | Space Heating | Natural Gas | Retrocommissioning | A | Purchases (Incremental) | Technical Potential | 0 | 0 | 0 | 0 | 0 | 0 | 0 | 0 | 0 | 0 | 0 | 0 | 0 | 0 | 0 | 0 | 0 | 0 | 0 | 0 | 0 | 0
F14_Industrial_Petroleum_New_Space Heating_Natural Gas_Retrocommissioning_A_Technical Potential | F14 | Industrial | Petroleum | New | Space Heating | Natural Gas | Retrocommissioning | A | Purchases (Cumulative) | Technical Potential | 0 | 0 | 0 | 0 | 0 | 0 | 0 | 0 | 0 | 0 | 0 | 0 | 0 | 0 | 0 | 0 | 0 | 0 | 0 | 0 | 0 | 0
F1_Industrial_Petroleum_New_Process_Natural Gas_Retrocommissioning_A_Technical Potential | F1 | Industrial | Petroleum | New | Process | Natural Gas | Retrocommissioning | A | Original Unit Energy Savings (kWh or therms) | Technical Potential | 0 | 0 | 0 | 0 | 0 | 0 | 0 | 0 | 0 | 0 | 0 | 0 | 0 | 0 | 0 | 0 | 0 | 0 | 0 | 0 | 0 | 0
F2_Industrial_Petroleum_New_Process_Natural Gas_Retrocommissioning_A_Technical Potential | F2 | Industrial | Petroleum | New | Process | Natural Gas | Retrocommissioning | A | Original Unit Summer Peak Savings (kW) | Technical Potential | 0 | 0 | 0 | 0 | 0 | 0 | 0 | 0 | 0 | 0 | 0 | 0 | 0 | 0 | 0 | 0 | 0 | 0 | 0 | 0 | 0 | 0
F3_Industrial_Petroleum_New_Process_Natural Gas_Retrocommissioning_A_Technical Potential | F3 | Industrial | Petroleum | New | Process | Natural Gas | Retrocommissioning | A | Original Unit Winter Peak Savings (kW) | Technical Potential | 0 | 0 | 0 | 0 | 0 | 0 | 0 | 0 | 0 | 0 | 0 | 0 | 0 | 0 | 0 | 0 | 0 | 0 | 0 | 0 | 0 | 0
F4_Industrial_Petroleum_New_Process_Natural Gas_Retrocommissioning_A_Technical Potential | F4 | Industrial | Petroleum | New | Process | Natural Gas | Retrocommissioning | A | Standalone Impact on Baseline Energy (%) | Technical Potential | bar: 2019 to 2040
F5_Industrial_Petroleum_New_Process_Natural Gas_Retrocommissioning_A_Technical Potential | F5 | Industrial | Petroleum | New | Process | Natural Gas | Retrocommissioning | A | Standalone Impact on Baseline Summer Peak (%) | Technical Potential | bar: 2019 to 2040
F6_Industrial_Petroleum_New_Process_Natural Gas_Retrocommissioning_A_Technical Potential | F6 | Industrial | Petroleum | New | Process | Natural Gas | Retrocommissioning | A | Standalone Impact on Baseline Winter Peak (%) | Technical Potential | bar: 2019 to 2040
F7_Industrial_Petroleum_New_Process_Natural Gas_Retrocommissioning_A_Technical Potential | F7 | Industrial | Petroleum | New | Process | Natural Gas | Retrocommissioning | A | Incremental Energy Savings (MWh or mTherms) | Technical Potential | 0 | 0 | 0 | 0 | 0 | 0 | 0 | 0 | 0 | 0 | 0 | 0 | 0 | 0 | 0 | 0 | 0 | 0 | 0 | 0 | 0 | 0
F8_Industrial_Petroleum_New_Process_Natural Gas_Retrocommissioning_A_Technical Potential | F8 | Industrial | Petroleum | New | Process | Natural Gas | Retrocommissioning | A | Incremental Summer Peak Savings (MW) | Technical Potential | 0 | 0 | 0 | 0 | 0 | 0 | 0 | 0 | 0 | 0 | 0 | 0 | 0 | 0 | 0 | 0 | 0 | 0 | 0 | 0 | 0 | 0
F9_Industrial_Petroleum_New_Process_Natural Gas_Retrocommissioning_A_Technical Potential | F9 | Industrial | Petroleum | New | Process | Natural Gas | Retrocommissioning | A | Incremental Winter Peak Savings (MW) | Technical Potential | 0 | 0 | 0 | 0 | 0 | 0 | 0 | 0 | 0 | 0 | 0 | 0 | 0 | 0 | 0 | 0 | 0 | 0 | 0 | 0 | 0 | 0
F10_Industrial_Petroleum_New_Process_Natural Gas_Retrocommissioning_A_Technical Potential | F10 | Industrial | Petroleum | New | Process | Natural Gas | Retrocommissioning | A | Cumulative Energy Savings (MWh or mTherms) | Technical Potential | 0 | 0 | 0 | 0 | 0 | 0 | 0 | 0 | 0 | 0 | 0 | 0 | 0 | 0 | 0 | 0 | 0 | 0 | 0 | 0 | 0 | 0
F11_Industrial_Petroleum_New_Process_Natural Gas_Retrocommissioning_A_Technical Potential | F11 | Industrial | Petroleum | New | Process | Natural Gas | Retrocommissioning | A | Cumulative Summer Peak Savings (MW) | Technical Potential | 0 | 0 | 0 | 0 | 0 | 0 | 0 | 0 | 0 | 0 | 0 | 0 | 0 | 0 | 0 | 0 | 0 | 0 | 0 | 0 | 0 | 0
F12_Industrial_Petroleum_New_Process_Natural Gas_Retrocommissioning_A_Technical Potential | F12 | Industrial | Petroleum | New | Process | Natural Gas | Retrocommissioning | A | Cumulative Winter Peak Savings (MW) | Technical Potential | 0 | 0 | 0 | 0 | 0 | 0 | 0 | 0 | 0 | 0 | 0 | 0 | 0 | 0 | 0 | 0 | 0 | 0 | 0 | 0 | 0 | 0
F13_Industrial_Petroleum_New_Process_Natural Gas_Retrocommissioning_A_Technical Potential | F13 | Industrial | Petroleum | New | Process | Natural Gas | Retrocommissioning | A | Purchases (Incremental) | Technical Potential | 0 | 0 | 0 | 0 | 0 | 0 | 0 | 0 | 0 | 0 | 0 | 0 | 0 | 0 | 0 | 0 | 0 | 0 | 0 | 0 | 0 | 0
F14_Industrial_Petroleum_New_Process_Natural Gas_Retrocommissioning_A_Technical Potential | F14 | Industrial | Petroleum | New | Process | Natural Gas | Retrocommissioning | A | Purchases (Cumulative) | Technical Potential | 0 | 0 | 0 | 0 | 0 | 0 | 0 | 0 | 0 | 0 | 0 | 0 | 0 | 0 | 0 | 0 | 0 | 0 | 0 | 0 | 0 | 0
F1_Industrial_Paper and Printing_Existing_Space Heating_Natural Gas_Insulation - Roof/Ceiling_A_Technical Potential | F1 | Industrial | Paper and Printing | Existing | Space Heating | Natural Gas | Insulation - Roof/Ceiling | A | Original Unit Energy Savings (kWh or therms) | Technical Potential | 0 | 0 | 0.083035 | 0.082838 | 0.082641 | 0.082447 | 0.082256 | 0.08207 | 0.08189 | 0.081718 | 0.081553 | 0.081398 | 0.081252 | 0.081115 | 0.080985 | 0.080863 | 0.080748 | 0.08064 | 0.080538 | 0.080442 | 0.080353 | 0.080269
F2_Industrial_Paper and Printing_Existing_Space Heating_Natural Gas_Insulation - Roof/Ceiling_A_Technical Potential | F2 | Industrial | Paper and Printing | Existing | Space Heating | Natural Gas | Insulation - Roof/Ceiling | A | Original Unit Summer Peak Savings (kW) | Technical Potential | 0 | 0 | 0 | 0 | 0 | 0 | 0 | 0 | 0 | 0 | 0 | 0 | 0 | 0 | 0 | 0 | 0 | 0 | 0 | 0 | 0 | 0
F3_Industrial_Paper and Printing_Existing_Space Heating_Natural Gas_Insulation - Roof/Ceiling_A_Technical Potential | F3 | Industrial | Paper and Printing | Existing | Space Heating | Natural Gas | Insulation - Roof/Ceiling | A | Original Unit Winter Peak Savings (kW) | Technical Potential | 0 | 0 | 0 | 0 | 0 | 0 | 0 | 0 | 0 | 0 | 0 | 0 | 0 | 0 | 0 | 0 | 0 | 0 | 0 | 0 | 0 | 0
F4_Industrial_Paper and Printing_Existing_Space Heating_Natural Gas_Insulation - Roof/Ceiling_A_Technical Potential | F4 | Industrial | Paper and Printing | Existing | Space Heating | Natural Gas | Insulation - Roof/Ceiling | A | Standalone Impact on Baseline Energy (%) | Technical Potential | 0% | 0% | 0.3697% | 1.023% | 2.048% | 3.493% | 5.347% | 7.533% | 9.918% | 12.35% | 14.67% | 16.76% | 18.57% | 20.08% | 21.3% | 22.28% | 23.07% | 23.74% | 24.31% | 24.84% | 25.28% | 25.72%
F5_Industrial_Paper and Printing_Existing_Space Heating_Natural Gas_Insulation - Roof/Ceiling_A_Technical Potential | F5 | Industrial | Paper and Printing | Existing | Space Heating | Natural Gas | Insulation - Roof/Ceiling | A | Standalone Impact on Baseline Summer Peak (%) | Technical Potential | bar: 2019 to 2040
F6_Industrial_Paper and Printing_Existing_Space Heating_Natural Gas_Insulation - Roof/Ceiling_A_Technical Potential | F6 | Industrial | Paper and Printing | Existing | Space Heating | Natural Gas | Insulation - Roof/Ceiling | A | Standalone Impact on Baseline Winter Peak (%) | Technical Potential | bar: 2019 to 2040
F7_Industrial_Paper and Printing_Existing_Space Heating_Natural Gas_Insulation - Roof/Ceiling_A_Technical Potential | F7 | Industrial | Paper and Printing | Existing | Space Heating | Natural Gas | Insulation - Roof/Ceiling | A | Incremental Energy Savings (MWh or mTherms) | Technical Potential | 0 | 0 | 0.25446 | 0.43659 | 0.66584 | 0.91395 | 1.1405 | 1.3047 | 1.3778 | 1.3512 | 1.2369 | 1.0616 | 0.85763 | 0.65444 | 0.47314 | 0.325 | 0.21263 | 0.1328 | 0.07934 | 0.052731 | 0 | 0
F8_Industrial_Paper and Printing_Existing_Space Heating_Natural Gas_Insulation - Roof/Ceiling_A_Technical Potential | F8 | Industrial | Paper and Printing | Existing | Space Heating | Natural Gas | Insulation - Roof/Ceiling | A | Incremental Summer Peak Savings (MW) | Technical Potential | 0 | 0 | 0 | 0 | 0 | 0 | 0 | 0 | 0 | 0 | 0 | 0 | 0 | 0 | 0 | 0 | 0 | 0 | 0 | 0 | 0 | 0
F9_Industrial_Paper and Printing_Existing_Space Heating_Natural Gas_Insulation - Roof/Ceiling_A_Technical Potential | F9 | Industrial | Paper and Printing | Existing | Space Heating | Natural Gas | Insulation - Roof/Ceiling | A | Incremental Winter Peak Savings (MW) | Technical Potential | 0 | 0 | 0 | 0 | 0 | 0 | 0 | 0 | 0 | 0 | 0 | 0 | 0 | 0 | 0 | 0 | 0 | 0 | 0 | 0 | 0 | 0
F10_Industrial_Paper and Printing_Existing_Space Heating_Natural Gas_Insulation - Roof/Ceiling_A_Technical Potential | F10 | Industrial | Paper and Printing | Existing | Space Heating | Natural Gas | Insulation - Roof/Ceiling | A | Cumulative Energy Savings (MWh or mTherms) | Technical Potential | 0 | 0 | 0.25446 | 0.69044 | 1.3546 | 2.2654 | 3.4007 | 4.6977 | 6.0652 | 7.4036 | 8.6256 | 9.6708 | 10.511 | 11.1477 | 11.603 | 11.9105 | 12.1062 | 12.2228 | 12.2867 | 12.3249 | 12.3111 | 12.2982
F11_Industrial_Paper and Printing_Existing_Space Heating_Natural Gas_Insulation - Roof/Ceiling_A_Technical Potential | F11 | Industrial | Paper and Printing | Existing | Space Heating | Natural Gas | Insulation - Roof/Ceiling | A | Cumulative Summer Peak Savings (MW) | Technical Potential | 0 | 0 | 0 | 0 | 0 | 0 | 0 | 0 | 0 | 0 | 0 | 0 | 0 | 0 | 0 | 0 | 0 | 0 | 0 | 0 | 0 | 0
F12_Industrial_Paper and Printing_Existing_Space Heating_Natural Gas_Insulation - Roof/Ceiling_A_Technical Potential | F12 | Industrial | Paper and Printing | Existing | Space Heating | Natural Gas | Insulation - Roof/Ceiling | A | Cumulative Winter Peak Savings (MW) | Technical Potential | 0 | 0 | 0 | 0 | 0 | 0 | 0 | 0 | 0 | 0 | 0 | 0 | 0 | 0 | 0 | 0 | 0 | 0 | 0 | 0 | 0 | 0
F13_Industrial_Paper and Printing_Existing_Space Heating_Natural Gas_Insulation - Roof/Ceiling_A_Technical Potential | F13 | Industrial | Paper and Printing | Existing | Space Heating | Natural Gas | Insulation - Roof/Ceiling | A | Purchases (Incremental) | Technical Potential | 0 | 0 | 3064.4692 | 5270.3586 | 8056.985 | 11085.3001 | 13865.3127 | 15897.2982 | 16824.992 | 16534.9059 | 15166.4999 | 13041.8824 | 10555.1949 | 8068.0513 | 5842.382 | 4019.1559 | 2633.2401 | 1646.8069 | 985.1213 | 655.5094 | 0 | 0
F14_Industrial_Paper and Printing_Existing_Space Heating_Natural Gas_Insulation - Roof/Ceiling_A_Technical Potential | F14 | Industrial | Paper and Printing | Existing | Space Heating | Natural Gas | Insulation - Roof/Ceiling | A | Purchases (Cumulative) | Technical Potential | 0 | 0 | 3064.4692 | 8334.8278 | 16391.8129 | 27477.113 | 41342.4257 | 57239.7238 | 74064.7158 | 90599.6217 | 105766.1216 | 118808.004 | 129363.199 | 137431.2502 | 143273.6322 | 147292.7881 | 149926.0281 | 151572.835 | 152557.9564 | 153213.4658 | 153213.4658 | 153213.4658
F1_Industrial_Paper and Printing_Existing_Space Heating_Natural Gas_Insulation - Wall Cavity_A_Technical Potential | F1 | Industrial | Paper and Printing | Existing | Space Heating | Natural Gas | Insulation - Wall Cavity | A | Original Unit Energy Savings (kWh or therms) | Technical Potential | 0 | 0 | 0.018165 | 0.018122 | 0.018079 | 0.018037 | 0.017995 | 0.017954 | 0.017915 | 0.017877 | 0.017841 | 0.017807 | 0.017775 | 0.017745 | 0.017717 | 0.01769 | 0.017665 | 0.017641 | 0.017619 | 0.017598 | 0.017579 | 0.01756
F2_Industrial_Paper and Printing_Existing_Space Heating_Natural Gas_Insulation - Wall Cavity_A_Technical Potential | F2 | Industrial | Paper and Printing | Existing | Space Heating | Natural Gas | Insulation - Wall Cavity | A | Original Unit Summer Peak Savings (kW) | Technical Potential | 0 | 0 | 0 | 0 | 0 | 0 | 0 | 0 | 0 | 0 | 0 | 0 | 0 | 0 | 0 | 0 | 0 | 0 | 0 | 0 | 0 | 0
F3_Industrial_Paper and Printing_Existing_Space Heating_Natural Gas_Insulation - Wall Cavity_A_Technical Potential | F3 | Industrial | Paper and Printing | Existing | Space Heating | Natural Gas | Insulation - Wall Cavity | A | Original Unit Winter Peak Savings (kW) | Technical Potential | 0 | 0 | 0 | 0 | 0 | 0 | 0 | 0 | 0 | 0 | 0 | 0 | 0 | 0 | 0 | 0 | 0 | 0 | 0 | 0 | 0 | 0
F4_Industrial_Paper and Printing_Existing_Space Heating_Natural Gas_Insulation - Wall Cavity_A_Technical Potential | F4 | Industrial | Paper and Printing | Existing | Space Heating | Natural Gas | Insulation - Wall Cavity | A | Standalone Impact on Baseline Energy (%) | Technical Potential | 0% | 0% | 0.08088% | 0.2238% | 0.4479% | 0.7641% | 1.17% | 1.648% | 2.17% | 2.701% | 3.208% | 3.667% | 4.063% | 4.392% | 4.659% | 4.874% | 5.048% | 5.193% | 5.318% | 5.435% | 5.53% | 5.627%
F5_Industrial_Paper and Printing_Existing_Space Heating_Natural Gas_Insulation - Wall Cavity_A_Technical Potential | F5 | Industrial | Paper and Printing | Existing | Space Heating | Natural Gas | Insulation - Wall Cavity | A | Standalone Impact on Baseline Summer Peak (%) | Technical Potential | bar: 2019 to 2040
F6_Industrial_Paper and Printing_Existing_Space Heating_Natural Gas_Insulation - Wall Cavity_A_Technical Potential | F6 | Industrial | Paper and Printing | Existing | Space Heating | Natural Gas | Insulation - Wall Cavity | A | Standalone Impact on Baseline Winter Peak (%) | Technical Potential | bar: 2019 to 2040
F7_Industrial_Paper and Printing_Existing_Space Heating_Natural Gas_Insulation - Wall Cavity_A_Technical Potential | F7 | Industrial | Paper and Printing | Existing | Space Heating | Natural Gas | Insulation - Wall Cavity | A | Incremental Energy Savings (MWh or mTherms) | Technical Potential | 0 | 0 | 0.055667 | 0.09551 | 0.14566 | 0.19994 | 0.2495 | 0.28542 | 0.30142 | 0.2956 | 0.27059 | 0.23224 | 0.18762 | 0.14317 | 0.10351 | 0.071099 | 0.046516 | 0.029052 | 0.017357 | 0.011536 | 0 | 0
F8_Industrial_Paper and Printing_Existing_Space Heating_Natural Gas_Insulation - Wall Cavity_A_Technical Potential | F8 | Industrial | Paper and Printing | Existing | Space Heating | Natural Gas | Insulation - Wall Cavity | A | Incremental Summer Peak Savings (MW) | Technical Potential | 0 | 0 | 0 | 0 | 0 | 0 | 0 | 0 | 0 | 0 | 0 | 0 | 0 | 0 | 0 | 0 | 0 | 0 | 0 | 0 | 0 | 0
F9_Industrial_Paper and Printing_Existing_Space Heating_Natural Gas_Insulation - Wall Cavity_A_Technical Potential | F9 | Industrial | Paper and Printing | Existing | Space Heating | Natural Gas | Insulation - Wall Cavity | A | Incremental Winter Peak Savings (MW) | Technical Potential | 0 | 0 | 0 | 0 | 0 | 0 | 0 | 0 | 0 | 0 | 0 | 0 | 0 | 0 | 0 | 0 | 0 | 0 | 0 | 0 | 0 | 0
F10_Industrial_Paper and Printing_Existing_Space Heating_Natural Gas_Insulation - Wall Cavity_A_Technical Potential | F10 | Industrial | Paper and Printing | Existing | Space Heating | Natural Gas | Insulation - Wall Cavity | A | Cumulative Energy Savings (MWh or mTherms) | Technical Potential | 0 | 0 | 0.055667 | 0.15105 | 0.29635 | 0.49559 | 0.74395 | 1.0277 | 1.3269 | 1.6197 | 1.887 | 2.1156 | 2.2995 | 2.4387 | 2.5383 | 2.6056 | 2.6484 | 2.6739 | 2.6879 | 2.6963 | 2.6933 | 2.6904
F11_Industrial_Paper and Printing_Existing_Space Heating_Natural Gas_Insulation - Wall Cavity_A_Technical Potential | F11 | Industrial | Paper and Printing | Existing | Space Heating | Natural Gas | Insulation - Wall Cavity | A | Cumulative Summer Peak Savings (MW) | Technical Potential | 0 | 0 | 0 | 0 | 0 | 0 | 0 | 0 | 0 | 0 | 0 | 0 | 0 | 0 | 0 | 0 | 0 | 0 | 0 | 0 | 0 | 0
F12_Industrial_Paper and Printing_Existing_Space Heating_Natural Gas_Insulation - Wall Cavity_A_Technical Potential | F12 | Industrial | Paper and Printing | Existing | Space Heating | Natural Gas | Insulation - Wall Cavity | A | Cumulative Winter Peak Savings (MW) | Technical Potential | 0 | 0 | 0 | 0 | 0 | 0 | 0 | 0 | 0 | 0 | 0 | 0 | 0 | 0 | 0 | 0 | 0 | 0 | 0 | 0 | 0 | 0
F13_Industrial_Paper and Printing_Existing_Space Heating_Natural Gas_Insulation - Wall Cavity_A_Technical Potential | F13 | Industrial | Paper and Printing | Existing | Space Heating | Natural Gas | Insulation - Wall Cavity | A | Purchases (Incremental) | Technical Potential | 0 | 0 | 3064.4692 | 5270.3586 | 8056.985 | 11085.3001 | 13865.3127 | 15897.2982 | 16824.992 | 16534.9059 | 15166.4999 | 13041.8824 | 10555.1949 | 8068.0513 | 5842.382 | 4019.1559 | 2633.2401 | 1646.8069 | 985.1213 | 655.5094 | 0 | 0
F14_Industrial_Paper and Printing_Existing_Space Heating_Natural Gas_Insulation - Wall Cavity_A_Technical Potential | F14 | Industrial | Paper and Printing | Existing | Space Heating | Natural Gas | Insulation - Wall Cavity | A | Purchases (Cumulative) | Technical Potential | 0 | 0 | 3064.4692 | 8334.8278 | 16391.8129 | 27477.113 | 41342.4257 | 57239.7238 | 74064.7158 | 90599.6217 | 105766.1216 | 118808.004 | 129363.199 | 137431.2502 | 143273.6322 | 147292.7881 | 149926.0281 | 151572.835 | 152557.9564 | 153213.4658 | 153213.4658 | 153213.4658
F1_Industrial_Paper and Printing_Existing_Space Heating_Natural Gas_Insulation - Ducting_A_Technical Potential | F1 | Industrial | Paper and Printing | Existing | Space Heating | Natural Gas | Insulation - Ducting | A | Original Unit Energy Savings (kWh or therms) | Technical Potential | 0 | 0 | 0.0014398 | 0.0014319 | 0.0014239 | 0.0014161 | 0.0014083 | 0.0014008 | 0.0013935 | 0.0013865 | 0.0013799 | 0.0013736 | 0.0013677 | 0.0013622 | 0.001357 | 0.0013521 | 0.0013475 | 0.0013431 | 0.001339 | 0.0013352 | 0.0013316 | 0.0013281
F2_Industrial_Paper and Printing_Existing_Space Heating_Natural Gas_Insulation - Ducting_A_Technical Potential | F2 | Industrial | Paper and Printing | Existing | Space Heating | Natural Gas | Insulation - Ducting | A | Original Unit Summer Peak Savings (kW) | Technical Potential | 0 | 0 | 0 | 0 | 0 | 0 | 0 | 0 | 0 | 0 | 0 | 0 | 0 | 0 | 0 | 0 | 0 | 0 | 0 | 0 | 0 | 0
F3_Industrial_Paper and Printing_Existing_Space Heating_Natural Gas_Insulation - Ducting_A_Technical Potential | F3 | Industrial | Paper and Printing | Existing | Space Heating | Natural Gas | Insulation - Ducting | A | Original Unit Winter Peak Savings (kW) | Technical Potential | 0 | 0 | 0 | 0 | 0 | 0 | 0 | 0 | 0 | 0 | 0 | 0 | 0 | 0 | 0 | 0 | 0 | 0 | 0 | 0 | 0 | 0
F4_Industrial_Paper and Printing_Existing_Space Heating_Natural Gas_Insulation - Ducting_A_Technical Potential | F4 | Industrial | Paper and Printing | Existing | Space Heating | Natural Gas | Insulation - Ducting | A | Standalone Impact on Baseline Energy (%) | Technical Potential | 0% | 0% | 0.0008095% | 0.001812% | 0.003046% | 0.004488% | 0.006143% | 0.008084% | 0.01023% | 0.01244% | 0.01456% | 0.01644% | 0.01798% | 0.0191% | 0.01988% | 0.02042% | 0.02084% | 0.0212% | 0.02154% | 0.02189% | 0.02223% | 0.02259%
F5_Industrial_Paper and Printing_Existing_Space Heating_Natural Gas_Insulation - Ducting_A_Technical Potential | F5 | Industrial | Paper and Printing | Existing | Space Heating | Natural Gas | Insulation - Ducting | A | Standalone Impact on Baseline Summer Peak (%) | Technical Potential | bar: 2019 to 2040
F6_Industrial_Paper and Printing_Existing_Space Heating_Natural Gas_Insulation - Ducting_A_Technical Potential | F6 | Industrial | Paper and Printing | Existing | Space Heating | Natural Gas | Insulation - Ducting | A | Standalone Impact on Baseline Winter Peak (%) | Technical Potential | bar: 2019 to 2040
F7_Industrial_Paper and Printing_Existing_Space Heating_Natural Gas_Insulation - Ducting_A_Technical Potential | F7 | Industrial | Paper and Printing | Existing | Space Heating | Natural Gas | Insulation - Ducting | A | Incremental Energy Savings (MWh or mTherms) | Technical Potential | 0 | 0 | 0.00055711 | 0.00066853 | 0.00079952 | 0.00090708 | 0.0010112 | 0.0011557 | 0.0012394 | 0.0012381 | 0.0011412 | 0.00095964 | 0.00072668 | 0.00047073 | 0.00026758 | 0.00012616 | 5.2275e-05 | 1.8621e-05 | 5.6987e-06 | 1.2171e-06 | 1.9608e-07 | 2.3071e-08
F8_Industrial_Paper and Printing_Existing_Space Heating_Natural Gas_Insulation - Ducting_A_Technical Potential | F8 | Industrial | Paper and Printing | Existing | Space Heating | Natural Gas | Insulation - Ducting | A | Incremental Summer Peak Savings (MW) | Technical Potential | 0 | 0 | 0 | 0 | 0 | 0 | 0 | 0 | 0 | 0 | 0 | 0 | 0 | 0 | 0 | 0 | 0 | 0 | 0 | 0 | 0 | 0
F9_Industrial_Paper and Printing_Existing_Space Heating_Natural Gas_Insulation - Ducting_A_Technical Potential | F9 | Industrial | Paper and Printing | Existing | Space Heating | Natural Gas | Insulation - Ducting | A | Incremental Winter Peak Savings (MW) | Technical Potential | 0 | 0 | 0 | 0 | 0 | 0 | 0 | 0 | 0 | 0 | 0 | 0 | 0 | 0 | 0 | 0 | 0 | 0 | 0 | 0 | 0 | 0
F10_Industrial_Paper and Printing_Existing_Space Heating_Natural Gas_Insulation - Ducting_A_Technical Potential | F10 | Industrial | Paper and Printing | Existing | Space Heating | Natural Gas | Insulation - Ducting | A | Cumulative Energy Savings (MWh or mTherms) | Technical Potential | 0 | 0 | 0.00055711 | 0.0012226 | 0.0020153 | 0.0029112 | 0.0039066 | 0.0050413 | 0.0062545 | 0.0074613 | 0.0085667 | 0.0094875 | 0.010174 | 0.010603 | 0.01083 | 0.010917 | 0.010932 | 0.010915 | 0.010888 | 0.010858 | 0.010829 | 0.010801
F11_Industrial_Paper and Printing_Existing_Space Heating_Natural Gas_Insulation - Ducting_A_Technical Potential | F11 | Industrial | Paper and Printing | Existing | Space Heating | Natural Gas | Insulation - Ducting | A | Cumulative Summer Peak Savings (MW) | Technical Potential | 0 | 0 | 0 | 0 | 0 | 0 | 0 | 0 | 0 | 0 | 0 | 0 | 0 | 0 | 0 | 0 | 0 | 0 | 0 | 0 | 0 | 0
F12_Industrial_Paper and Printing_Existing_Space Heating_Natural Gas_Insulation - Ducting_A_Technical Potential | F12 | Industrial | Paper and Printing | Existing | Space Heating | Natural Gas | Insulation - Ducting | A | Cumulative Winter Peak Savings (MW) | Technical Potential | 0 | 0 | 0 | 0 | 0 | 0 | 0 | 0 | 0 | 0 | 0 | 0 | 0 | 0 | 0 | 0 | 0 | 0 | 0 | 0 | 0 | 0
F13_Industrial_Paper and Printing_Existing_Space Heating_Natural Gas_Insulation - Ducting_A_Technical Potential | F13 | Industrial | Paper and Printing | Existing | Space Heating | Natural Gas | Insulation - Ducting | A | Purchases (Incremental) | Technical Potential | 0 | 0 | 386.926 | 466.8923 | 561.4888 | 640.5621 | 718.0449 | 825.007 | 889.4413 | 892.9611 | 826.9999 | 698.62 | 531.3006 | 345.5635 | 197.1903 | 93.3065 | 38.7952 | 13.8641 | 4.2559 | 0.91159 | 0.14726 | 0.017371
F14_Industrial_Paper and Printing_Existing_Space Heating_Natural Gas_Insulation - Ducting_A_Technical Potential | F14 | Industrial | Paper and Printing | Existing | Space Heating | Natural Gas | Insulation - Ducting | A | Purchases (Cumulative) | Technical Potential | 0 | 0 | 386.926 | 853.8182 | 1415.307 | 2055.8692 | 2773.9141 | 3598.9211 | 4488.3624 | 5381.3236 | 6208.3235 | 6906.9435 | 7438.2441 | 7783.8076 | 7980.9979 | 8074.3044 | 8113.0996 | 8126.9637 | 8131.2196 | 8132.1312 | 8132.2784 | 8132.2958
F1_Industrial_Paper and Printing_Existing_Space Heating_Natural Gas_HVAC - Duct Repair and Sealing_A_Technical Potential | F1 | Industrial | Paper and Printing | Existing | Space Heating | Natural Gas | HVAC - Duct Repair and Sealing | A | Original Unit Energy Savings (kWh or therms) | Technical Potential | 0 | 0 | 0.0040723 | 0.0040498 | 0.0040273 | 0.004005 | 0.0039832 | 0.0039618 | 0.0039412 | 0.0039215 | 0.0039027 | 0.003885 | 0.0038683 | 0.0038527 | 0.0038379 | 0.0038241 | 0.003811 | 0.0037987 | 0.0037871 | 0.0037763 | 0.003766 | 0.0037564
F2_Industrial_Paper and Printing_Existing_Space Heating_Natural Gas_HVAC - Duct Repair and Sealing_A_Technical Potential | F2 | Industrial | Paper and Printing | Existing | Space Heating | Natural Gas | HVAC - Duct Repair and Sealing | A | Original Unit Summer Peak Savings (kW) | Technical Potential | 0 | 0 | 0 | 0 | 0 | 0 | 0 | 0 | 0 | 0 | 0 | 0 | 0 | 0 | 0 | 0 | 0 | 0 | 0 | 0 | 0 | 0
F3_Industrial_Paper and Printing_Existing_Space Heating_Natural Gas_HVAC - Duct Repair and Sealing_A_Technical Potential | F3 | Industrial | Paper and Printing | Existing | Space Heating | Natural Gas | HVAC - Duct Repair and Sealing | A | Original Unit Winter Peak Savings (kW) | Technical Potential | 0 | 0 | 0 | 0 | 0 | 0 | 0 | 0 | 0 | 0 | 0 | 0 | 0 | 0 | 0 | 0 | 0 | 0 | 0 | 0 | 0 | 0
F4_Industrial_Paper and Printing_Existing_Space Heating_Natural Gas_HVAC - Duct Repair and Sealing_A_Technical Potential | F4 | Industrial | Paper and Printing | Existing | Space Heating | Natural Gas | HVAC - Duct Repair and Sealing | A | Standalone Impact on Baseline Energy (%) | Technical Potential | 0% | 0% | 0.004659% | 0.009369% | 0.01413% | 0.01895% | 0.02382% | 0.02875% | 0.03374% | 0.03879% | 0.0439% | 0.04909% | 0.05435% | 0.05968% | 0.0651% | 0.07059% | 0.07617% | 0.08183% | 0.08759% | 0.09343% | 0.09937% | 0.1054%
F5_Industrial_Paper and Printing_Existing_Space Heating_Natural Gas_HVAC - Duct Repair and Sealing_A_Technical Potential | F5 | Industrial | Paper and Printing | Existing | Space Heating | Natural Gas | HVAC - Duct Repair and Sealing | A | Standalone Impact on Baseline Summer Peak (%) | Technical Potential | bar: 2019 to 2040
F6_Industrial_Paper and Printing_Existing_Space Heating_Natural Gas_HVAC - Duct Repair and Sealing_A_Technical Potential | F6 | Industrial | Paper and Printing | Existing | Space Heating | Natural Gas | HVAC - Duct Repair and Sealing | A | Standalone Impact on Baseline Winter Peak (%) | Technical Potential | bar: 2019 to 2040
F7_Industrial_Paper and Printing_Existing_Space Heating_Natural Gas_HVAC - Duct Repair and Sealing_A_Technical Potential | F7 | Industrial | Paper and Printing | Existing | Space Heating | Natural Gas | HVAC - Duct Repair and Sealing | A | Incremental Energy Savings (MWh or mTherms) | Technical Potential | 0 | 0 | 0.0032063 | 0.0031336 | 0.0030625 | 0.002993 | 0.0029254 | 0.0028596 | 0.0027956 | 0.0027337 | 0.0026736 | 0.0026156 | 0.0025595 | 0.0025052 | 0.0024526 | 0.0024016 | 0.0023521 | 0.0023041 | 0.0022575 | 0.0022122 | 0.0021682 | 0.0021253
F8_Industrial_Paper and Printing_Existing_Space Heating_Natural Gas_HVAC - Duct Repair and Sealing_A_Technical Potential | F8 | Industrial | Paper and Printing | Existing | Space Heating | Natural Gas | HVAC - Duct Repair and Sealing | A | Incremental Summer Peak Savings (MW) | Technical Potential | 0 | 0 | 0 | 0 | 0 | 0 | 0 | 0 | 0 | 0 | 0 | 0 | 0 | 0 | 0 | 0 | 0 | 0 | 0 | 0 | 0 | 0
F9_Industrial_Paper and Printing_Existing_Space Heating_Natural Gas_HVAC - Duct Repair and Sealing_A_Technical Potential | F9 | Industrial | Paper and Printing | Existing | Space Heating | Natural Gas | HVAC - Duct Repair and Sealing | A | Incremental Winter Peak Savings (MW) | Technical Potential | 0 | 0 | 0 | 0 | 0 | 0 | 0 | 0 | 0 | 0 | 0 | 0 | 0 | 0 | 0 | 0 | 0 | 0 | 0 | 0 | 0 | 0
F10_Industrial_Paper and Printing_Existing_Space Heating_Natural Gas_HVAC - Duct Repair and Sealing_A_Technical Potential | F10 | Industrial | Paper and Printing | Existing | Space Heating | Natural Gas | HVAC - Duct Repair and Sealing | A | Cumulative Energy Savings (MWh or mTherms) | Technical Potential | 0 | 0 | 0.0032063 | 0.0063222 | 0.0093496 | 0.012291 | 0.015149 | 0.017928 | 0.02063 | 0.02326 | 0.025822 | 0.028321 | 0.030759 | 0.03314 | 0.035466 | 0.037739 | 0.039962 | 0.042138 | 0.044267 | 0.046352 | 0.048394 | 0.050396
F11_Industrial_Paper and Printing_Existing_Space Heating_Natural Gas_HVAC - Duct Repair and Sealing_A_Technical Potential | F11 | Industrial | Paper and Printing | Existing | Space Heating | Natural Gas | HVAC - Duct Repair and Sealing | A | Cumulative Summer Peak Savings (MW) | Technical Potential | 0 | 0 | 0 | 0 | 0 | 0 | 0 | 0 | 0 | 0 | 0 | 0 | 0 | 0 | 0 | 0 | 0 | 0 | 0 | 0 | 0 | 0
F12_Industrial_Paper and Printing_Existing_Space Heating_Natural Gas_HVAC - Duct Repair and Sealing_A_Technical Potential | F12 | Industrial | Paper and Printing | Existing | Space Heating | Natural Gas | HVAC - Duct Repair and Sealing | A | Cumulative Winter Peak Savings (MW) | Technical Potential | 0 | 0 | 0 | 0 | 0 | 0 | 0 | 0 | 0 | 0 | 0 | 0 | 0 | 0 | 0 | 0 | 0 | 0 | 0 | 0 | 0 | 0
F13_Industrial_Paper and Printing_Existing_Space Heating_Natural Gas_HVAC - Duct Repair and Sealing_A_Technical Potential | F13 | Industrial | Paper and Printing | Existing | Space Heating | Natural Gas | HVAC - Duct Repair and Sealing | A | Purchases (Incremental) | Technical Potential | 0 | 0 | 787.3493 | 773.7743 | 760.4334 | 747.3225 | 734.4376 | 721.7749 | 709.3305 | 697.1007 | 685.0817 | 673.2699 | 661.6618 | 650.2539 | 639.0426 | 628.0246 | 617.1966 | 606.5553 | 596.0974 | 585.8199 | 575.7195 | 565.7934
F14_Industrial_Paper and Printing_Existing_Space Heating_Natural Gas_HVAC - Duct Repair and Sealing_A_Technical Potential | F14 | Industrial | Paper and Printing | Existing | Space Heating | Natural Gas | HVAC - Duct Repair and Sealing | A | Purchases (Cumulative) | Technical Potential | 0 | 0 | 787.3493 | 1561.1237 | 2321.5571 | 3068.8795 | 3803.3171 | 4525.092 | 5234.4225 | 5931.5232 | 6616.6049 | 7289.8748 | 7951.5366 | 8601.7905 | 9240.8331 | 9868.8577 | 10486.0543 | 11092.6096 | 11688.707 | 12274.5269 | 12850.2465 | 13416.0398
F1_Industrial_Paper and Printing_Existing_Space Heating_Natural Gas_Windows - High Efficiency_A_Technical Potential | F1 | Industrial | Paper and Printing | Existing | Space Heating | Natural Gas | Windows - High Efficiency | A | Original Unit Energy Savings (kWh or therms) | Technical Potential | 0 | 0 | 0.0077675 | 0.0077491 | 0.0077307 | 0.0077125 | 0.0076946 | 0.0076772 | 0.0076604 | 0.0076442 | 0.0076289 | 0.0076144 | 0.0076007 | 0.0075878 | 0.0075757 | 0.0075643 | 0.0075535 | 0.0075434 | 0.0075339 | 0.007525 | 0.0075166 | 0.0075087
F2_Industrial_Paper and Printing_Existing_Space Heating_Natural Gas_Windows - High Efficiency_A_Technical Potential | F2 | Industrial | Paper and Printing | Existing | Space Heating | Natural Gas | Windows - High Efficiency | A | Original Unit Summer Peak Savings (kW) | Technical Potential | 0 | 0 | 0 | 0 | 0 | 0 | 0 | 0 | 0 | 0 | 0 | 0 | 0 | 0 | 0 | 0 | 0 | 0 | 0 | 0 | 0 | 0
F3_Industrial_Paper and Printing_Existing_Space Heating_Natural Gas_Windows - High Efficiency_A_Technical Potential | F3 | Industrial | Paper and Printing | Existing | Space Heating | Natural Gas | Windows - High Efficiency | A | Original Unit Winter Peak Savings (kW) | Technical Potential | 0 | 0 | 0 | 0 | 0 | 0 | 0 | 0 | 0 | 0 | 0 | 0 | 0 | 0 | 0 | 0 | 0 | 0 | 0 | 0 | 0 | 0
F4_Industrial_Paper and Printing_Existing_Space Heating_Natural Gas_Windows - High Efficiency_A_Technical Potential | F4 | Industrial | Paper and Printing | Existing | Space Heating | Natural Gas | Windows - High Efficiency | A | Standalone Impact on Baseline Energy (%) | Technical Potential | 0% | 0% | 0.007012% | 0.02115% | 0.04641% | 0.0877% | 0.1507% | 0.2413% | 0.3653% | 0.5269% | 0.728% | 0.9672% | 1.238% | 1.53% | 1.828% | 2.116% | 2.378% | 2.605% | 2.793% | 2.941% | 3.055% | 3.15%
F5_Industrial_Paper and Printing_Existing_Space Heating_Natural Gas_Windows - High Efficiency_A_Technical Potential | F5 | Industrial | Paper and Printing | Existing | Space Heating | Natural Gas | Windows - High Efficiency | A | Standalone Impact on Baseline Summer Peak (%) | Technical Potential | bar: 2019 to 2040
F6_Industrial_Paper and Printing_Existing_Space Heating_Natural Gas_Windows - High Efficiency_A_Technical Potential | F6 | Industrial | Paper and Printing | Existing | Space Heating | Natural Gas | Windows - High Efficiency | A | Standalone Impact on Baseline Winter Peak (%) | Technical Potential | bar: 2019 to 2040
F7_Industrial_Paper and Printing_Existing_Space Heating_Natural Gas_Windows - High Efficiency_A_Technical Potential | F7 | Industrial | Paper and Printing | Existing | Space Heating | Natural Gas | Windows - High Efficiency | A | Incremental Energy Savings (MWh or mTherms) | Technical Potential | 0 | 0 | 0.004826 | 0.0094579 | 0.016464 | 0.026258 | 0.039078 | 0.054878 | 0.073201 | 0.093063 | 0.11289 | 0.13058 | 0.14372 | 0.15 | 0.14779 | 0.13671 | 0.11796 | 0.09574 | 0.07186 | 0.048834 | 0.030627 | 0.019609
F8_Industrial_Paper and Printing_Existing_Space Heating_Natural Gas_Windows - High Efficiency_A_Technical Potential | F8 | Industrial | Paper and Printing | Existing | Space Heating | Natural Gas | Windows - High Efficiency | A | Incremental Summer Peak Savings (MW) | Technical Potential | 0 | 0 | 0 | 0 | 0 | 0 | 0 | 0 | 0 | 0 | 0 | 0 | 0 | 0 | 0 | 0 | 0 | 0 | 0 | 0 | 0 | 0
F9_Industrial_Paper and Printing_Existing_Space Heating_Natural Gas_Windows - High Efficiency_A_Technical Potential | F9 | Industrial | Paper and Printing | Existing | Space Heating | Natural Gas | Windows - High Efficiency | A | Incremental Winter Peak Savings (MW) | Technical Potential | 0 | 0 | 0 | 0 | 0 | 0 | 0 | 0 | 0 | 0 | 0 | 0 | 0 | 0 | 0 | 0 | 0 | 0 | 0 | 0 | 0 | 0
F10_Industrial_Paper and Printing_Existing_Space Heating_Natural Gas_Windows - High Efficiency_A_Technical Potential | F10 | Industrial | Paper and Printing | Existing | Space Heating | Natural Gas | Windows - High Efficiency | A | Cumulative Energy Savings (MWh or mTherms) | Technical Potential | 0 | 0 | 0.004826 | 0.014272 | 0.030703 | 0.056888 | 0.095834 | 0.1505 | 0.22337 | 0.31596 | 0.42821 | 0.55798 | 0.7007 | 0.84951 | 0.99595 | 1.1312 | 1.2475 | 1.3416 | 1.4117 | 1.4589 | 1.4879 | 1.506
F11_Industrial_Paper and Printing_Existing_Space Heating_Natural Gas_Windows - High Efficiency_A_Technical Potential | F11 | Industrial | Paper and Printing | Existing | Space Heating | Natural Gas | Windows - High Efficiency | A | Cumulative Summer Peak Savings (MW) | Technical Potential | 0 | 0 | 0 | 0 | 0 | 0 | 0 | 0 | 0 | 0 | 0 | 0 | 0 | 0 | 0 | 0 | 0 | 0 | 0 | 0 | 0 | 0
F12_Industrial_Paper and Printing_Existing_Space Heating_Natural Gas_Windows - High Efficiency_A_Technical Potential | F12 | Industrial | Paper and Printing | Existing | Space Heating | Natural Gas | Windows - High Efficiency | A | Cumulative Winter Peak Savings (MW) | Technical Potential | 0 | 0 | 0 | 0 | 0 | 0 | 0 | 0 | 0 | 0 | 0 | 0 | 0 | 0 | 0 | 0 | 0 | 0 | 0 | 0 | 0 | 0
F13_Industrial_Paper and Printing_Existing_Space Heating_Natural Gas_Windows - High Efficiency_A_Technical Potential | F13 | Industrial | Paper and Printing | Existing | Space Heating | Natural Gas | Windows - High Efficiency | A | Purchases (Incremental) | Technical Potential | 0 | 0 | 621.2984 | 1220.5222 | 2129.7287 | 3404.5664 | 5078.5588 | 7148.1747 | 9555.8345 | 12174.2298 | 14797.8133 | 17149.2727 | 18908.639 | 19768.4175 | 19508.6903 | 18073.1577 | 15616.3763 | 12691.9056 | 9538.2374 | 6489.5435 | 4074.6128 | 2611.5397
F14_Industrial_Paper and Printing_Existing_Space Heating_Natural Gas_Windows - High Efficiency_A_Technical Potential | F14 | Industrial | Paper and Printing | Existing | Space Heating | Natural Gas | Windows - High Efficiency | A | Purchases (Cumulative) | Technical Potential | 0 | 0 | 621.2984 | 1841.8206 | 3971.5493 | 7376.1157 | 12454.6745 | 19602.8492 | 29158.6837 | 41332.9135 | 56130.7268 | 73279.9996 | 92188.6386 | 111957.056 | 131465.7463 | 149538.904 | 165155.2803 | 177847.1859 | 187385.4233 | 193874.9668 | 197949.5796 | 200561.1193
F1_Industrial_Paper and Printing_Existing_Space Heating_Natural Gas_Gas Boiler - Maintenance_A_Technical Potential | F1 | Industrial | Paper and Printing | Existing | Space Heating | Natural Gas | Gas Boiler - Maintenance | A | Original Unit Energy Savings (kWh or therms) | Technical Potential | 0 | 0 | 101.1284 | 100.8746 | 100.6259 | 100.3831 | 100.1466 | 99.917 | 99.6945 | 99.4797 | 99.2729 | 99.0744 | 98.8845 | 98.7034 | 98.5315 | 98.3689 | 98.2158 | 98.0725 | 97.939 | 97.8156 | 97.7023 | 97.5993
F2_Industrial_Paper and Printing_Existing_Space Heating_Natural Gas_Gas Boiler - Maintenance_A_Technical Potential | F2 | Industrial | Paper and Printing | Existing | Space Heating | Natural Gas | Gas Boiler - Maintenance | A | Original Unit Summer Peak Savings (kW) | Technical Potential | 0 | 0 | 0 | 0 | 0 | 0 | 0 | 0 | 0 | 0 | 0 | 0 | 0 | 0 | 0 | 0 | 0 | 0 | 0 | 0 | 0 | 0
F3_Industrial_Paper and Printing_Existing_Space Heating_Natural Gas_Gas Boiler - Maintenance_A_Technical Potential | F3 | Industrial | Paper and Printing | Existing | Space Heating | Natural Gas | Gas Boiler - Maintenance | A | Original Unit Winter Peak Savings (kW) | Technical Potential | 0 | 0 | 0 | 0 | 0 | 0 | 0 | 0 | 0 | 0 | 0 | 0 | 0 | 0 | 0 | 0 | 0 | 0 | 0 | 0 | 0 | 0
F4_Industrial_Paper and Printing_Existing_Space Heating_Natural Gas_Gas Boiler - Maintenance_A_Technical Potential | F4 | Industrial | Paper and Printing | Existing | Space Heating | Natural Gas | Gas Boiler - Maintenance | A | Standalone Impact on Baseline Energy (%) | Technical Potential | 0% | 0% | 0.004928% | 0.008467% | 0.01101% | 0.01306% | 0.01492% | 0.01659% | 0.01809% | 0.01943% | 0.02064% | 0.02173% | 0.02271% | 0.02358% | 0.02436% | 0.02507% | 0.02573% | 0.02638% | 0.027% | 0.02761% | 0.02821% | 0.0288%
F5_Industrial_Paper and Printing_Existing_Space Heating_Natural Gas_Gas Boiler - Maintenance_A_Technical Potential | F5 | Industrial | Paper and Printing | Existing | Space Heating | Natural Gas | Gas Boiler - Maintenance | A | Standalone Impact on Baseline Summer Peak (%) | Technical Potential | bar: 2019 to 2040
F6_Industrial_Paper and Printing_Existing_Space Heating_Natural Gas_Gas Boiler - Maintenance_A_Technical Potential | F6 | Industrial | Paper and Printing | Existing | Space Heating | Natural Gas | Gas Boiler - Maintenance | A | Standalone Impact on Baseline Winter Peak (%) | Technical Potential | bar: 2019 to 2040
F7_Industrial_Paper and Printing_Existing_Space Heating_Natural Gas_Gas Boiler - Maintenance_A_Technical Potential | F7 | Industrial | Paper and Printing | Existing | Space Heating | Natural Gas | Gas Boiler - Maintenance | A | Incremental Energy Savings (MWh or mTherms) | Technical Potential | 0 | 0 | 0.0033916 | 0.0023304 | 0.0015815 | 0.0012075 | 0.0010373 | 0.0008801 | 0.00073932 | 0.00061597 | 0.00050967 | 0.00041925 | 0.00034315 | 0.00026215 | 0.0002003 | 0.00015305 | 0.00011696 | 0.00010539 | 8.0943e-05 | 6.8413e-05 | 5.6324e-05 | 4.4661e-05
F8_Industrial_Paper and Printing_Existing_Space Heating_Natural Gas_Gas Boiler - Maintenance_A_Technical Potential | F8 | Industrial | Paper and Printing | Existing | Space Heating | Natural Gas | Gas Boiler - Maintenance | A | Incremental Summer Peak Savings (MW) | Technical Potential | 0 | 0 | 0 | 0 | 0 | 0 | 0 | 0 | 0 | 0 | 0 | 0 | 0 | 0 | 0 | 0 | 0 | 0 | 0 | 0 | 0 | 0
F9_Industrial_Paper and Printing_Existing_Space Heating_Natural Gas_Gas Boiler - Maintenance_A_Technical Potential | F9 | Industrial | Paper and Printing | Existing | Space Heating | Natural Gas | Gas Boiler - Maintenance | A | Incremental Winter Peak Savings (MW) | Technical Potential | 0 | 0 | 0 | 0 | 0 | 0 | 0 | 0 | 0 | 0 | 0 | 0 | 0 | 0 | 0 | 0 | 0 | 0 | 0 | 0 | 0 | 0
F10_Industrial_Paper and Printing_Existing_Space Heating_Natural Gas_Gas Boiler - Maintenance_A_Technical Potential | F10 | Industrial | Paper and Printing | Existing | Space Heating | Natural Gas | Gas Boiler - Maintenance | A | Cumulative Energy Savings (MWh or mTherms) | Technical Potential | 0 | 0 | 0.0033916 | 0.0057134 | 0.0072809 | 0.0084708 | 0.0094882 | 0.010346 | 0.011063 | 0.011655 | 0.01214 | 0.012535 | 0.012854 | 0.013093 | 0.013271 | 0.013402 | 0.013498 | 0.013583 | 0.013646 | 0.013697 | 0.013738 | 0.013768
F11_Industrial_Paper and Printing_Existing_Space Heating_Natural Gas_Gas Boiler - Maintenance_A_Technical Potential | F11 | Industrial | Paper and Printing | Existing | Space Heating | Natural Gas | Gas Boiler - Maintenance | A | Cumulative Summer Peak Savings (MW) | Technical Potential | 0 | 0 | 0 | 0 | 0 | 0 | 0 | 0 | 0 | 0 | 0 | 0 | 0 | 0 | 0 | 0 | 0 | 0 | 0 | 0 | 0 | 0
F12_Industrial_Paper and Printing_Existing_Space Heating_Natural Gas_Gas Boiler - Maintenance_A_Technical Potential | F12 | Industrial | Paper and Printing | Existing | Space Heating | Natural Gas | Gas Boiler - Maintenance | A | Cumulative Winter Peak Savings (MW) | Technical Potential | 0 | 0 | 0 | 0 | 0 | 0 | 0 | 0 | 0 | 0 | 0 | 0 | 0 | 0 | 0 | 0 | 0 | 0 | 0 | 0 | 0 | 0
F13_Industrial_Paper and Printing_Existing_Space Heating_Natural Gas_Gas Boiler - Maintenance_A_Technical Potential | F13 | Industrial | Paper and Printing | Existing | Space Heating | Natural Gas | Gas Boiler - Maintenance | A | Purchases (Incremental) | Technical Potential | 0 | 0 | 0.033537 | 0.023102 | 0.015717 | 0.012029 | 0.010358 | 0.0088083 | 0.0074158 | 0.0061919 | 0.005134 | 0.0042317 | 0.0034702 | 0.002656 | 0.0020328 | 0.0015559 | 0.0011908 | 0.0010746 | 0.00082647 | 0.00069941 | 0.00057649 | 0.0004576
F14_Industrial_Paper and Printing_Existing_Space Heating_Natural Gas_Gas Boiler - Maintenance_A_Technical Potential | F14 | Industrial | Paper and Printing | Existing | Space Heating | Natural Gas | Gas Boiler - Maintenance | A | Purchases (Cumulative) | Technical Potential | 0 | 0 | 0.033537 | 0.056639 | 0.072356 | 0.084385 | 0.094743 | 0.10355 | 0.11097 | 0.11716 | 0.12229 | 0.12652 | 0.12999 | 0.13265 | 0.13468 | 0.13624 | 0.13743 | 0.1385 | 0.13933 | 0.14003 | 0.14061 | 0.14106
F1_Industrial_Paper and Printing_Existing_Process_Natural Gas_Gas Boiler - Maintenance_A_Technical Potential | F1 | Industrial | Paper and Printing | Existing | Process | Natural Gas | Gas Boiler - Maintenance | A | Original Unit Energy Savings (kWh or therms) | Technical Potential | 0 | 0 | 55.8015 | 55.8015 | 55.8015 | 55.8015 | 55.8015 | 55.8015 | 55.8015 | 55.8015 | 55.8015 | 55.8015 | 55.8015 | 55.8015 | 55.8015 | 55.8015 | 55.8015 | 55.8015 | 55.8015 | 55.8015 | 55.8015 | 55.8015
F2_Industrial_Paper and Printing_Existing_Process_Natural Gas_Gas Boiler - Maintenance_A_Technical Potential | F2 | Industrial | Paper and Printing | Existing | Process | Natural Gas | Gas Boiler - Maintenance | A | Original Unit Summer Peak Savings (kW) | Technical Potential | 0 | 0 | 0 | 0 | 0 | 0 | 0 | 0 | 0 | 0 | 0 | 0 | 0 | 0 | 0 | 0 | 0 | 0 | 0 | 0 | 0 | 0
F3_Industrial_Paper and Printing_Existing_Process_Natural Gas_Gas Boiler - Maintenance_A_Technical Potential | F3 | Industrial | Paper and Printing | Existing | Process | Natural Gas | Gas Boiler - Maintenance | A | Original Unit Winter Peak Savings (kW) | Technical Potential | 0 | 0 | 0 | 0 | 0 | 0 | 0 | 0 | 0 | 0 | 0 | 0 | 0 | 0 | 0 | 0 | 0 | 0 | 0 | 0 | 0 | 0
F4_Industrial_Paper and Printing_Existing_Process_Natural Gas_Gas Boiler - Maintenance_A_Technical Potential | F4 | Industrial | Paper and Printing | Existing | Process | Natural Gas | Gas Boiler - Maintenance | A | Standalone Impact on Baseline Energy (%) | Technical Potential | 0% | 0% | 0.02332% | 0.04008% | 0.0521% | 0.06183% | 0.07064% | 0.07856% | 0.08567% | 0.09203% | 0.09775% | 0.1029% | 0.1076% | 0.1117% | 0.1154% | 0.1188% | 0.1219% | 0.125% | 0.128% | 0.1309% | 0.1337% | 0.1365%
F5_Industrial_Paper and Printing_Existing_Process_Natural Gas_Gas Boiler - Maintenance_A_Technical Potential | F5 | Industrial | Paper and Printing | Existing | Process | Natural Gas | Gas Boiler - Maintenance | A | Standalone Impact on Baseline Summer Peak (%) | Technical Potential | bar: 2019 to 2040
F6_Industrial_Paper and Printing_Existing_Process_Natural Gas_Gas Boiler - Maintenance_A_Technical Potential | F6 | Industrial | Paper and Printing | Existing | Process | Natural Gas | Gas Boiler - Maintenance | A | Standalone Impact on Baseline Winter Peak (%) | Technical Potential | bar: 2019 to 2040
F7_Industrial_Paper and Printing_Existing_Process_Natural Gas_Gas Boiler - Maintenance_A_Technical Potential | F7 | Industrial | Paper and Printing | Existing | Process | Natural Gas | Gas Boiler - Maintenance | A | Incremental Energy Savings (MWh or mTherms) | Technical Potential | 0 | 0 | 0.074675 | 0.051439 | 0.034996 | 0.026785 | 0.023063 | 0.019613 | 0.016512 | 0.013787 | 0.011432 | 0.0094225 | 0.0077268 | 0.0059139 | 0.0045264 | 0.0034643 | 0.0026515 | 0.0023927 | 0.0018402 | 0.0015573 | 0.0012836 | 0.0010189
F8_Industrial_Paper and Printing_Existing_Process_Natural Gas_Gas Boiler - Maintenance_A_Technical Potential | F8 | Industrial | Paper and Printing | Existing | Process | Natural Gas | Gas Boiler - Maintenance | A | Incremental Summer Peak Savings (MW) | Technical Potential | 0 | 0 | 0 | 0 | 0 | 0 | 0 | 0 | 0 | 0 | 0 | 0 | 0 | 0 | 0 | 0 | 0 | 0 | 0 | 0 | 0 | 0
F9_Industrial_Paper and Printing_Existing_Process_Natural Gas_Gas Boiler - Maintenance_A_Technical Potential | F9 | Industrial | Paper and Printing | Existing | Process | Natural Gas | Gas Boiler - Maintenance | A | Incremental Winter Peak Savings (MW) | Technical Potential | 0 | 0 | 0 | 0 | 0 | 0 | 0 | 0 | 0 | 0 | 0 | 0 | 0 | 0 | 0 | 0 | 0 | 0 | 0 | 0 | 0 | 0
F10_Industrial_Paper and Printing_Existing_Process_Natural Gas_Gas Boiler - Maintenance_A_Technical Potential | F10 | Industrial | Paper and Printing | Existing | Process | Natural Gas | Gas Boiler - Maintenance | A | Cumulative Energy Savings (MWh or mTherms) | Technical Potential | 0 | 0 | 0.074675 | 0.12611 | 0.16111 | 0.1879 | 0.21096 | 0.23057 | 0.24708 | 0.26087 | 0.2723 | 0.28172 | 0.28945 | 0.29537 | 0.29989 | 0.30336 | 0.30601 | 0.3084 | 0.31024 | 0.3118 | 0.31308 | 0.3141
F11_Industrial_Paper and Printing_Existing_Process_Natural Gas_Gas Boiler - Maintenance_A_Technical Potential | F11 | Industrial | Paper and Printing | Existing | Process | Natural Gas | Gas Boiler - Maintenance | A | Cumulative Summer Peak Savings (MW) | Technical Potential | 0 | 0 | 0 | 0 | 0 | 0 | 0 | 0 | 0 | 0 | 0 | 0 | 0 | 0 | 0 | 0 | 0 | 0 | 0 | 0 | 0 | 0
F12_Industrial_Paper and Printing_Existing_Process_Natural Gas_Gas Boiler - Maintenance_A_Technical Potential | F12 | Industrial | Paper and Printing | Existing | Process | Natural Gas | Gas Boiler - Maintenance | A | Cumulative Winter Peak Savings (MW) | Technical Potential | 0 | 0 | 0 | 0 | 0 | 0 | 0 | 0 | 0 | 0 | 0 | 0 | 0 | 0 | 0 | 0 | 0 | 0 | 0 | 0 | 0 | 0
F13_Industrial_Paper and Printing_Existing_Process_Natural Gas_Gas Boiler - Maintenance_A_Technical Potential | F13 | Industrial | Paper and Printing | Existing | Process | Natural Gas | Gas Boiler - Maintenance | A | Purchases (Incremental) | Technical Potential | 0 | 0 | 1.3382 | 0.92182 | 0.62715 | 0.48 | 0.4133 | 0.35148 | 0.29591 | 0.24707 | 0.20486 | 0.16886 | 0.13847 | 0.10598 | 0.081115 | 0.062083 | 0.047517 | 0.042878 | 0.032978 | 0.027909 | 0.023004 | 0.018259
F14_Industrial_Paper and Printing_Existing_Process_Natural Gas_Gas Boiler - Maintenance_A_Technical Potential | F14 | Industrial | Paper and Printing | Existing | Process | Natural Gas | Gas Boiler - Maintenance | A | Purchases (Cumulative) | Technical Potential | 0 | 0 | 1.3382 | 2.2601 | 2.8872 | 3.3672 | 3.7805 | 4.132 | 4.4279 | 4.675 | 4.8798 | 5.0487 | 5.1872 | 5.2931 | 5.3743 | 5.4363 | 5.4839 | 5.5267 | 5.5597 | 5.5876 | 5.6106 | 5.6289
F1_Industrial_Paper and Printing_Existing_Space Heating_Natural Gas_Gas Furnace - Maintenance_A_Technical Potential | F1 | Industrial | Paper and Printing | Existing | Space Heating | Natural Gas | Gas Furnace - Maintenance | A | Original Unit Energy Savings (kWh or therms) | Technical Potential | 0 | 0 | 0.0093975 | 0.0093456 | 0.0092937 | 0.0092423 | 0.0091918 | 0.0091426 | 0.0090951 | 0.0090495 | 0.0090061 | 0.0089653 | 0.0089269 | 0.0088907 | 0.0088567 | 0.0088247 | 0.0087946 | 0.0087662 | 0.0087395 | 0.0087144 | 0.0086907 | 0.0086685
F2_Industrial_Paper and Printing_Existing_Space Heating_Natural Gas_Gas Furnace - Maintenance_A_Technical Potential | F2 | Industrial | Paper and Printing | Existing | Space Heating | Natural Gas | Gas Furnace - Maintenance | A | Original Unit Summer Peak Savings (kW) | Technical Potential | 0 | 0 | 0 | 0 | 0 | 0 | 0 | 0 | 0 | 0 | 0 | 0 | 0 | 0 | 0 | 0 | 0 | 0 | 0 | 0 | 0 | 0
F3_Industrial_Paper and Printing_Existing_Space Heating_Natural Gas_Gas Furnace - Maintenance_A_Technical Potential | F3 | Industrial | Paper and Printing | Existing | Space Heating | Natural Gas | Gas Furnace - Maintenance | A | Original Unit Winter Peak Savings (kW) | Technical Potential | 0 | 0 | 0 | 0 | 0 | 0 | 0 | 0 | 0 | 0 | 0 | 0 | 0 | 0 | 0 | 0 | 0 | 0 | 0 | 0 | 0 | 0
F4_Industrial_Paper and Printing_Existing_Space Heating_Natural Gas_Gas Furnace - Maintenance_A_Technical Potential | F4 | Industrial | Paper and Printing | Existing | Space Heating | Natural Gas | Gas Furnace - Maintenance | A | Standalone Impact on Baseline Energy (%) | Technical Potential | 0% | 0% | 6.944e-06% | 1.19e-05% | 1.541e-05% | 1.823e-05% | 2.076e-05% | 2.302e-05% | 2.503e-05% | 2.681e-05% | 2.84e-05% | 2.981e-05% | 3.109e-05% | 3.221e-05% | 3.32e-05% | 3.41e-05% | 3.493e-05% | 3.576e-05% | 3.653e-05% | 3.73e-05% | 3.805e-05% | 3.878e-05%
F5_Industrial_Paper and Printing_Existing_Space Heating_Natural Gas_Gas Furnace - Maintenance_A_Technical Potential | F5 | Industrial | Paper and Printing | Existing | Space Heating | Natural Gas | Gas Furnace - Maintenance | A | Standalone Impact on Baseline Summer Peak (%) | Technical Potential | bar: 2019 to 2040
F6_Industrial_Paper and Printing_Existing_Space Heating_Natural Gas_Gas Furnace - Maintenance_A_Technical Potential | F6 | Industrial | Paper and Printing | Existing | Space Heating | Natural Gas | Gas Furnace - Maintenance | A | Standalone Impact on Baseline Winter Peak (%) | Technical Potential | bar: 2019 to 2040
F7_Industrial_Paper and Printing_Existing_Space Heating_Natural Gas_Gas Furnace - Maintenance_A_Technical Potential | F7 | Industrial | Paper and Printing | Existing | Space Heating | Natural Gas | Gas Furnace - Maintenance | A | Incremental Energy Savings (MWh or mTherms) | Technical Potential | 0 | 0 | 4.7792e-06 | 3.2739e-06 | 2.215e-06 | 1.6859e-06 | 1.4437e-06 | 1.2212e-06 | 1.0228e-06 | 8.4968e-07 | 7.0114e-07 | 5.753e-07 | 4.6975e-07 | 3.5808e-07 | 2.7301e-07 | 2.082e-07 | 1.5881e-07 | 1.4284e-07 | 1.0953e-07 | 9.2423e-08 | 7.5973e-08 | 6.015e-08
F8_Industrial_Paper and Printing_Existing_Space Heating_Natural Gas_Gas Furnace - Maintenance_A_Technical Potential | F8 | Industrial | Paper and Printing | Existing | Space Heating | Natural Gas | Gas Furnace - Maintenance | A | Incremental Summer Peak Savings (MW) | Technical Potential | 0 | 0 | 0 | 0 | 0 | 0 | 0 | 0 | 0 | 0 | 0 | 0 | 0 | 0 | 0 | 0 | 0 | 0 | 0 | 0 | 0 | 0
F9_Industrial_Paper and Printing_Existing_Space Heating_Natural Gas_Gas Furnace - Maintenance_A_Technical Potential | F9 | Industrial | Paper and Printing | Existing | Space Heating | Natural Gas | Gas Furnace - Maintenance | A | Incremental Winter Peak Savings (MW) | Technical Potential | 0 | 0 | 0 | 0 | 0 | 0 | 0 | 0 | 0 | 0 | 0 | 0 | 0 | 0 | 0 | 0 | 0 | 0 | 0 | 0 | 0 | 0
F10_Industrial_Paper and Printing_Existing_Space Heating_Natural Gas_Gas Furnace - Maintenance_A_Technical Potential | F10 | Industrial | Paper and Printing | Existing | Space Heating | Natural Gas | Gas Furnace - Maintenance | A | Cumulative Energy Savings (MWh or mTherms) | Technical Potential | 0 | 0 | 4.7792e-06 | 8.0266e-06 | 1.0197e-05 | 1.1827e-05 | 1.3206e-05 | 1.4356e-05 | 1.5304e-05 | 1.6077e-05 | 1.6701e-05 | 1.7201e-05 | 1.7597e-05 | 1.7884e-05 | 1.8088e-05 | 1.8231e-05 | 1.8328e-05 | 1.8411e-05 | 1.8465e-05 | 1.8504e-05 | 1.853e-05 | 1.8543e-05
F11_Industrial_Paper and Printing_Existing_Space Heating_Natural Gas_Gas Furnace - Maintenance_A_Technical Potential | F11 | Industrial | Paper and Printing | Existing | Space Heating | Natural Gas | Gas Furnace - Maintenance | A | Cumulative Summer Peak Savings (MW) | Technical Potential | 0 | 0 | 0 | 0 | 0 | 0 | 0 | 0 | 0 | 0 | 0 | 0 | 0 | 0 | 0 | 0 | 0 | 0 | 0 | 0 | 0 | 0
F12_Industrial_Paper and Printing_Existing_Space Heating_Natural Gas_Gas Furnace - Maintenance_A_Technical Potential | F12 | Industrial | Paper and Printing | Existing | Space Heating | Natural Gas | Gas Furnace - Maintenance | A | Cumulative Winter Peak Savings (MW) | Technical Potential | 0 | 0 | 0 | 0 | 0 | 0 | 0 | 0 | 0 | 0 | 0 | 0 | 0 | 0 | 0 | 0 | 0 | 0 | 0 | 0 | 0 | 0
F13_Industrial_Paper and Printing_Existing_Space Heating_Natural Gas_Gas Furnace - Maintenance_A_Technical Potential | F13 | Industrial | Paper and Printing | Existing | Space Heating | Natural Gas | Gas Furnace - Maintenance | A | Purchases (Incremental) | Technical Potential | 0 | 0 | 0.50856 | 0.35031 | 0.23833 | 0.18241 | 0.15706 | 0.13357 | 0.11245 | 0.093893 | 0.077852 | 0.064169 | 0.052622 | 0.040275 | 0.030826 | 0.023593 | 0.018057 | 0.016295 | 0.012533 | 0.010606 | 0.0087419 | 0.006939
F14_Industrial_Paper and Printing_Existing_Space Heating_Natural Gas_Gas Furnace - Maintenance_A_Technical Potential | F14 | Industrial | Paper and Printing | Existing | Space Heating | Natural Gas | Gas Furnace - Maintenance | A | Purchases (Cumulative) | Technical Potential | 0 | 0 | 0.50856 | 0.85887 | 1.0972 | 1.2796 | 1.4367 | 1.5702 | 1.6827 | 1.7766 | 1.8544 | 1.9186 | 1.9712 | 2.0115 | 2.0423 | 2.0659 | 2.084 | 2.1003 | 2.1128 | 2.1234 | 2.1322 | 2.1391
F1_Industrial_Paper and Printing_Existing_Space Heating_Natural Gas_Gas Boiler - Hot Water Reset_A_Technical Potential | F1 | Industrial | Paper and Printing | Existing | Space Heating | Natural Gas | Gas Boiler - Hot Water Reset | A | Original Unit Energy Savings (kWh or therms) | Technical Potential | 0 | 0 | 367.7397 | 366.8166 | 365.9125 | 365.0296 | 364.1696 | 363.3345 | 362.5256 | 361.7445 | 360.9924 | 360.2705 | 359.5799 | 358.9215 | 358.2963 | 357.705 | 357.1484 | 356.6271 | 356.1418 | 355.693 | 355.2811 | 354.9067
F2_Industrial_Paper and Printing_Existing_Space Heating_Natural Gas_Gas Boiler - Hot Water Reset_A_Technical Potential | F2 | Industrial | Paper and Printing | Existing | Space Heating | Natural Gas | Gas Boiler - Hot Water Reset | A | Original Unit Summer Peak Savings (kW) | Technical Potential | 0 | 0 | 0 | 0 | 0 | 0 | 0 | 0 | 0 | 0 | 0 | 0 | 0 | 0 | 0 | 0 | 0 | 0 | 0 | 0 | 0 | 0
F3_Industrial_Paper and Printing_Existing_Space Heating_Natural Gas_Gas Boiler - Hot Water Reset_A_Technical Potential | F3 | Industrial | Paper and Printing | Existing | Space Heating | Natural Gas | Gas Boiler - Hot Water Reset | A | Original Unit Winter Peak Savings (kW) | Technical Potential | 0 | 0 | 0 | 0 | 0 | 0 | 0 | 0 | 0 | 0 | 0 | 0 | 0 | 0 | 0 | 0 | 0 | 0 | 0 | 0 | 0 | 0
F4_Industrial_Paper and Printing_Existing_Space Heating_Natural Gas_Gas Boiler - Hot Water Reset_A_Technical Potential | F4 | Industrial | Paper and Printing | Existing | Space Heating | Natural Gas | Gas Boiler - Hot Water Reset | A | Standalone Impact on Baseline Energy (%) | Technical Potential | 0% | 0% | 0.008708% | 0.01955% | 0.03297% | 0.04874% | 0.06691% | 0.08833% | 0.1121% | 0.1367% | 0.1605% | 0.1817% | 0.1991% | 0.2119% | 0.2211% | 0.2276% | 0.2326% | 0.2371% | 0.2414% | 0.2456% | 0.2499% | 0.2543%
F5_Industrial_Paper and Printing_Existing_Space Heating_Natural Gas_Gas Boiler - Hot Water Reset_A_Technical Potential | F5 | Industrial | Paper and Printing | Existing | Space Heating | Natural Gas | Gas Boiler - Hot Water Reset | A | Standalone Impact on Baseline Summer Peak (%) | Technical Potential | bar: 2019 to 2040
F6_Industrial_Paper and Printing_Existing_Space Heating_Natural Gas_Gas Boiler - Hot Water Reset_A_Technical Potential | F6 | Industrial | Paper and Printing | Existing | Space Heating | Natural Gas | Gas Boiler - Hot Water Reset | A | Standalone Impact on Baseline Winter Peak (%) | Technical Potential | bar: 2019 to 2040
F7_Industrial_Paper and Printing_Existing_Space Heating_Natural Gas_Gas Boiler - Hot Water Reset_A_Technical Potential | F7 | Industrial | Paper and Printing | Existing | Space Heating | Natural Gas | Gas Boiler - Hot Water Reset | A | Incremental Energy Savings (MWh or mTherms) | Technical Potential | 0 | 0 | 0.0059937 | 0.0072142 | 0.0086545 | 0.0098495 | 0.011015 | 0.012627 | 0.013583 | 0.013607 | 0.012576 | 0.010602 | 0.0080475 | 0.0052246 | 0.0029761 | 0.0014059 | 0.00058365 | 0.00020827 | 6.3846e-05 | 1.3658e-05 | 2.2038e-06 | 2.597e-07
F8_Industrial_Paper and Printing_Existing_Space Heating_Natural Gas_Gas Boiler - Hot Water Reset_A_Technical Potential | F8 | Industrial | Paper and Printing | Existing | Space Heating | Natural Gas | Gas Boiler - Hot Water Reset | A | Incremental Summer Peak Savings (MW) | Technical Potential | 0 | 0 | 0 | 0 | 0 | 0 | 0 | 0 | 0 | 0 | 0 | 0 | 0 | 0 | 0 | 0 | 0 | 0 | 0 | 0 | 0 | 0
F9_Industrial_Paper and Printing_Existing_Space Heating_Natural Gas_Gas Boiler - Hot Water Reset_A_Technical Potential | F9 | Industrial | Paper and Printing | Existing | Space Heating | Natural Gas | Gas Boiler - Hot Water Reset | A | Incremental Winter Peak Savings (MW) | Technical Potential | 0 | 0 | 0 | 0 | 0 | 0 | 0 | 0 | 0 | 0 | 0 | 0 | 0 | 0 | 0 | 0 | 0 | 0 | 0 | 0 | 0 | 0
F10_Industrial_Paper and Printing_Existing_Space Heating_Natural Gas_Gas Boiler - Hot Water Reset_A_Technical Potential | F10 | Industrial | Paper and Printing | Existing | Space Heating | Natural Gas | Gas Boiler - Hot Water Reset | A | Cumulative Energy Savings (MWh or mTherms) | Technical Potential | 0 | 0 | 0.0059937 | 0.013193 | 0.021815 | 0.031612 | 0.042552 | 0.055081 | 0.068541 | 0.082 | 0.094405 | 0.10482 | 0.11267 | 0.11768 | 0.12045 | 0.12166 | 0.12206 | 0.12209 | 0.12198 | 0.12184 | 0.12171 | 0.12158
F11_Industrial_Paper and Printing_Existing_Space Heating_Natural Gas_Gas Boiler - Hot Water Reset_A_Technical Potential | F11 | Industrial | Paper and Printing | Existing | Space Heating | Natural Gas | Gas Boiler - Hot Water Reset | A | Cumulative Summer Peak Savings (MW) | Technical Potential | 0 | 0 | 0 | 0 | 0 | 0 | 0 | 0 | 0 | 0 | 0 | 0 | 0 | 0 | 0 | 0 | 0 | 0 | 0 | 0 | 0 | 0
F12_Industrial_Paper and Printing_Existing_Space Heating_Natural Gas_Gas Boiler - Hot Water Reset_A_Technical Potential | F12 | Industrial | Paper and Printing | Existing | Space Heating | Natural Gas | Gas Boiler - Hot Water Reset | A | Cumulative Winter Peak Savings (MW) | Technical Potential | 0 | 0 | 0 | 0 | 0 | 0 | 0 | 0 | 0 | 0 | 0 | 0 | 0 | 0 | 0 | 0 | 0 | 0 | 0 | 0 | 0 | 0
F13_Industrial_Paper and Printing_Existing_Space Heating_Natural Gas_Gas Boiler - Hot Water Reset_A_Technical Potential | F13 | Industrial | Paper and Printing | Existing | Space Heating | Natural Gas | Gas Boiler - Hot Water Reset | A | Purchases (Incremental) | Technical Potential | 0 | 0 | 0.016299 | 0.019667 | 0.023652 | 0.026983 | 0.030247 | 0.034752 | 0.037466 | 0.037615 | 0.034836 | 0.029428 | 0.02238 | 0.014556 | 0.0083063 | 0.0039304 | 0.0016342 | 0.00058401 | 0.00017927 | 3.8399e-05 | 6.203e-06 | 7.3173e-07
F14_Industrial_Paper and Printing_Existing_Space Heating_Natural Gas_Gas Boiler - Hot Water Reset_A_Technical Potential | F14 | Industrial | Paper and Printing | Existing | Space Heating | Natural Gas | Gas Boiler - Hot Water Reset | A | Purchases (Cumulative) | Technical Potential | 0 | 0 | 0.016299 | 0.035966 | 0.059618 | 0.0866 | 0.11685 | 0.1516 | 0.18907 | 0.22668 | 0.26152 | 0.29094 | 0.31332 | 0.32788 | 0.33619 | 0.34012 | 0.34175 | 0.34234 | 0.34252 | 0.34255 | 0.34256 | 0.34256
F1_Industrial_Paper and Printing_Existing_Process_Natural Gas_Gas Boiler - Hot Water Reset_A_Technical Potential | F1 | Industrial | Paper and Printing | Existing | Process | Natural Gas | Gas Boiler - Hot Water Reset | A | Original Unit Energy Savings (kWh or therms) | Technical Potential | 0 | 0 | 101.4573 | 101.4573 | 101.4573 | 101.4573 | 101.4573 | 101.4573 | 101.4573 | 101.4573 | 101.4573 | 101.4573 | 101.4573 | 101.4573 | 101.4573 | 101.4573 | 101.4573 | 101.4573 | 101.4573 | 101.4573 | 101.4573 | 101.4573
F2_Industrial_Paper and Printing_Existing_Process_Natural Gas_Gas Boiler - Hot Water Reset_A_Technical Potential | F2 | Industrial | Paper and Printing | Existing | Process | Natural Gas | Gas Boiler - Hot Water Reset | A | Original Unit Summer Peak Savings (kW) | Technical Potential | 0 | 0 | 0 | 0 | 0 | 0 | 0 | 0 | 0 | 0 | 0 | 0 | 0 | 0 | 0 | 0 | 0 | 0 | 0 | 0 | 0 | 0
F3_Industrial_Paper and Printing_Existing_Process_Natural Gas_Gas Boiler - Hot Water Reset_A_Technical Potential | F3 | Industrial | Paper and Printing | Existing | Process | Natural Gas | Gas Boiler - Hot Water Reset | A | Original Unit Winter Peak Savings (kW) | Technical Potential | 0 | 0 | 0 | 0 | 0 | 0 | 0 | 0 | 0 | 0 | 0 | 0 | 0 | 0 | 0 | 0 | 0 | 0 | 0 | 0 | 0 | 0
F4_Industrial_Paper and Printing_Existing_Process_Natural Gas_Gas Boiler - Hot Water Reset_A_Technical Potential | F4 | Industrial | Paper and Printing | Existing | Process | Natural Gas | Gas Boiler - Hot Water Reset | A | Standalone Impact on Baseline Energy (%) | Technical Potential | 0% | 0% | 0.02061% | 0.04628% | 0.07806% | 0.1154% | 0.1584% | 0.2091% | 0.2654% | 0.3238% | 0.3801% | 0.4302% | 0.4715% | 0.502% | 0.5238% | 0.5392% | 0.5513% | 0.5619% | 0.5721% | 0.5822% | 0.5924% | 0.6028%
F5_Industrial_Paper and Printing_Existing_Process_Natural Gas_Gas Boiler - Hot Water Reset_A_Technical Potential | F5 | Industrial | Paper and Printing | Existing | Process | Natural Gas | Gas Boiler - Hot Water Reset | A | Standalone Impact on Baseline Summer Peak (%) | Technical Potential | bar: 2019 to 2040
F6_Industrial_Paper and Printing_Existing_Process_Natural Gas_Gas Boiler - Hot Water Reset_A_Technical Potential | F6 | Industrial | Paper and Printing | Existing | Process | Natural Gas | Gas Boiler - Hot Water Reset | A | Standalone Impact on Baseline Winter Peak (%) | Technical Potential | bar: 2019 to 2040
F7_Industrial_Paper and Printing_Existing_Process_Natural Gas_Gas Boiler - Hot Water Reset_A_Technical Potential | F7 | Industrial | Paper and Printing | Existing | Process | Natural Gas | Gas Boiler - Hot Water Reset | A | Incremental Energy Savings (MWh or mTherms) | Technical Potential | 0 | 0 | 0.065984 | 0.079621 | 0.095753 | 0.10924 | 0.12245 | 0.14069 | 0.15168 | 0.15228 | 0.14103 | 0.11914 | 0.090605 | 0.058931 | 0.033628 | 0.015912 | 0.0066159 | 0.0023643 | 0.00072577 | 0.00015546 | 2.5112e-05 | 2.9624e-06
F8_Industrial_Paper and Printing_Existing_Process_Natural Gas_Gas Boiler - Hot Water Reset_A_Technical Potential | F8 | Industrial | Paper and Printing | Existing | Process | Natural Gas | Gas Boiler - Hot Water Reset | A | Incremental Summer Peak Savings (MW) | Technical Potential | 0 | 0 | 0 | 0 | 0 | 0 | 0 | 0 | 0 | 0 | 0 | 0 | 0 | 0 | 0 | 0 | 0 | 0 | 0 | 0 | 0 | 0
F9_Industrial_Paper and Printing_Existing_Process_Natural Gas_Gas Boiler - Hot Water Reset_A_Technical Potential | F9 | Industrial | Paper and Printing | Existing | Process | Natural Gas | Gas Boiler - Hot Water Reset | A | Incremental Winter Peak Savings (MW) | Technical Potential | 0 | 0 | 0 | 0 | 0 | 0 | 0 | 0 | 0 | 0 | 0 | 0 | 0 | 0 | 0 | 0 | 0 | 0 | 0 | 0 | 0 | 0
F10_Industrial_Paper and Printing_Existing_Process_Natural Gas_Gas Boiler - Hot Water Reset_A_Technical Potential | F10 | Industrial | Paper and Printing | Existing | Process | Natural Gas | Gas Boiler - Hot Water Reset | A | Cumulative Energy Savings (MWh or mTherms) | Technical Potential | 0 | 0 | 0.065984 | 0.14561 | 0.24136 | 0.3506 | 0.47305 | 0.61374 | 0.76542 | 0.9177 | 1.0587 | 1.1779 | 1.2685 | 1.3274 | 1.361 | 1.3769 | 1.3836 | 1.3859 | 1.3867 | 1.3868 | 1.3868 | 1.3868
F11_Industrial_Paper and Printing_Existing_Process_Natural Gas_Gas Boiler - Hot Water Reset_A_Technical Potential | F11 | Industrial | Paper and Printing | Existing | Process | Natural Gas | Gas Boiler - Hot Water Reset | A | Cumulative Summer Peak Savings (MW) | Technical Potential | 0 | 0 | 0 | 0 | 0 | 0 | 0 | 0 | 0 | 0 | 0 | 0 | 0 | 0 | 0 | 0 | 0 | 0 | 0 | 0 | 0 | 0
F12_Industrial_Paper and Printing_Existing_Process_Natural Gas_Gas Boiler - Hot Water Reset_A_Technical Potential | F12 | Industrial | Paper and Printing | Existing | Process | Natural Gas | Gas Boiler - Hot Water Reset | A | Cumulative Winter Peak Savings (MW) | Technical Potential | 0 | 0 | 0 | 0 | 0 | 0 | 0 | 0 | 0 | 0 | 0 | 0 | 0 | 0 | 0 | 0 | 0 | 0 | 0 | 0 | 0 | 0
F13_Industrial_Paper and Printing_Existing_Process_Natural Gas_Gas Boiler - Hot Water Reset_A_Technical Potential | F13 | Industrial | Paper and Printing | Existing | Process | Natural Gas | Gas Boiler - Hot Water Reset | A | Purchases (Incremental) | Technical Potential | 0 | 0 | 0.65036 | 0.78478 | 0.94378 | 1.0767 | 1.2069 | 1.3867 | 1.495 | 1.5009 | 1.3901 | 1.1743 | 0.89304 | 0.58084 | 0.33145 | 0.15683 | 0.065209 | 0.023304 | 0.0071535 | 0.0015323 | 0.00024752 | 2.9198e-05
F14_Industrial_Paper and Printing_Existing_Process_Natural Gas_Gas Boiler - Hot Water Reset_A_Technical Potential | F14 | Industrial | Paper and Printing | Existing | Process | Natural Gas | Gas Boiler - Hot Water Reset | A | Purchases (Cumulative) | Technical Potential | 0 | 0 | 0.65036 | 1.4351 | 2.3789 | 3.4556 | 4.6625 | 6.0492 | 7.5443 | 9.0452 | 10.4353 | 11.6095 | 12.5026 | 13.0834 | 13.4149 | 13.5717 | 13.6369 | 13.6602 | 13.6674 | 13.6689 | 13.6691 | 13.6692
F1_Industrial_Paper and Printing_Existing_Space Heating_Natural Gas_Steam Trap Maintenance_A_Technical Potential | F1 | Industrial | Paper and Printing | Existing | Space Heating | Natural Gas | Steam Trap Maintenance | A | Original Unit Energy Savings (kWh or therms) | Technical Potential | 0 | 0 | 129.9147 | 129.5886 | 129.2692 | 128.9573 | 128.6535 | 128.3584 | 128.0727 | 127.7967 | 127.531 | 127.276 | 127.032 | 126.7994 | 126.5786 | 126.3697 | 126.173 | 125.9889 | 125.8174 | 125.6589 | 125.5134 | 125.3811
F2_Industrial_Paper and Printing_Existing_Space Heating_Natural Gas_Steam Trap Maintenance_A_Technical Potential | F2 | Industrial | Paper and Printing | Existing | Space Heating | Natural Gas | Steam Trap Maintenance | A | Original Unit Summer Peak Savings (kW) | Technical Potential | 0 | 0 | 0 | 0 | 0 | 0 | 0 | 0 | 0 | 0 | 0 | 0 | 0 | 0 | 0 | 0 | 0 | 0 | 0 | 0 | 0 | 0
F3_Industrial_Paper and Printing_Existing_Space Heating_Natural Gas_Steam Trap Maintenance_A_Technical Potential | F3 | Industrial | Paper and Printing | Existing | Space Heating | Natural Gas | Steam Trap Maintenance | A | Original Unit Winter Peak Savings (kW) | Technical Potential | 0 | 0 | 0 | 0 | 0 | 0 | 0 | 0 | 0 | 0 | 0 | 0 | 0 | 0 | 0 | 0 | 0 | 0 | 0 | 0 | 0 | 0
F4_Industrial_Paper and Printing_Existing_Space Heating_Natural Gas_Steam Trap Maintenance_A_Technical Potential | F4 | Industrial | Paper and Printing | Existing | Space Heating | Natural Gas | Steam Trap Maintenance | A | Standalone Impact on Baseline Energy (%) | Technical Potential | 0% | 0% | 0.001717% | 0.003464% | 0.005241% | 0.007049% | 0.008889% | 0.01076% | 0.01267% | 0.0146% | 0.01658% | 0.01858% | 0.02062% | 0.0227% | 0.02481% | 0.02695% | 0.02914% | 0.03136% | 0.03362% | 0.03592% | 0.03826% | 0.04065%
F5_Industrial_Paper and Printing_Existing_Space Heating_Natural Gas_Steam Trap Maintenance_A_Technical Potential | F5 | Industrial | Paper and Printing | Existing | Space Heating | Natural Gas | Steam Trap Maintenance | A | Standalone Impact on Baseline Summer Peak (%) | Technical Potential | bar: 2019 to 2040
F6_Industrial_Paper and Printing_Existing_Space Heating_Natural Gas_Steam Trap Maintenance_A_Technical Potential | F6 | Industrial | Paper and Printing | Existing | Space Heating | Natural Gas | Steam Trap Maintenance | A | Standalone Impact on Baseline Winter Peak (%) | Technical Potential | bar: 2019 to 2040
F7_Industrial_Paper and Printing_Existing_Space Heating_Natural Gas_Steam Trap Maintenance_A_Technical Potential | F7 | Industrial | Paper and Printing | Existing | Space Heating | Natural Gas | Steam Trap Maintenance | A | Incremental Energy Savings (MWh or mTherms) | Technical Potential | 0 | 0 | 0.0011818 | 0.0011585 | 0.0011358 | 0.0011135 | 0.0010917 | 0.0010704 | 0.0010496 | 0.0010293 | 0.0010095 | 0.00099006 | 0.00097113 | 0.00095264 | 0.00093458 | 0.00091695 | 0.00089974 | 0.00088294 | 0.00086653 | 0.00085052 | 0.00083489 | 0.00081963
F8_Industrial_Paper and Printing_Existing_Space Heating_Natural Gas_Steam Trap Maintenance_A_Technical Potential | F8 | Industrial | Paper and Printing | Existing | Space Heating | Natural Gas | Steam Trap Maintenance | A | Incremental Summer Peak Savings (MW) | Technical Potential | 0 | 0 | 0 | 0 | 0 | 0 | 0 | 0 | 0 | 0 | 0 | 0 | 0 | 0 | 0 | 0 | 0 | 0 | 0 | 0 | 0 | 0
F9_Industrial_Paper and Printing_Existing_Space Heating_Natural Gas_Steam Trap Maintenance_A_Technical Potential | F9 | Industrial | Paper and Printing | Existing | Space Heating | Natural Gas | Steam Trap Maintenance | A | Incremental Winter Peak Savings (MW) | Technical Potential | 0 | 0 | 0 | 0 | 0 | 0 | 0 | 0 | 0 | 0 | 0 | 0 | 0 | 0 | 0 | 0 | 0 | 0 | 0 | 0 | 0 | 0
F10_Industrial_Paper and Printing_Existing_Space Heating_Natural Gas_Steam Trap Maintenance_A_Technical Potential | F10 | Industrial | Paper and Printing | Existing | Space Heating | Natural Gas | Steam Trap Maintenance | A | Cumulative Energy Savings (MWh or mTherms) | Technical Potential | 0 | 0 | 0.0011818 | 0.0023374 | 0.0034674 | 0.0045725 | 0.0056534 | 0.0067109 | 0.0077456 | 0.0087582 | 0.0097494 | 0.01072 | 0.011671 | 0.012602 | 0.013514 | 0.014409 | 0.015286 | 0.016147 | 0.016992 | 0.017821 | 0.018635 | 0.019435
F11_Industrial_Paper and Printing_Existing_Space Heating_Natural Gas_Steam Trap Maintenance_A_Technical Potential | F11 | Industrial | Paper and Printing | Existing | Space Heating | Natural Gas | Steam Trap Maintenance | A | Cumulative Summer Peak Savings (MW) | Technical Potential | 0 | 0 | 0 | 0 | 0 | 0 | 0 | 0 | 0 | 0 | 0 | 0 | 0 | 0 | 0 | 0 | 0 | 0 | 0 | 0 | 0 | 0
F12_Industrial_Paper and Printing_Existing_Space Heating_Natural Gas_Steam Trap Maintenance_A_Technical Potential | F12 | Industrial | Paper and Printing | Existing | Space Heating | Natural Gas | Steam Trap Maintenance | A | Cumulative Winter Peak Savings (MW) | Technical Potential | 0 | 0 | 0 | 0 | 0 | 0 | 0 | 0 | 0 | 0 | 0 | 0 | 0 | 0 | 0 | 0 | 0 | 0 | 0 | 0 | 0 | 0
F13_Industrial_Paper and Printing_Existing_Space Heating_Natural Gas_Steam Trap Maintenance_A_Technical Potential | F13 | Industrial | Paper and Printing | Existing | Space Heating | Natural Gas | Steam Trap Maintenance | A | Purchases (Incremental) | Technical Potential | 0 | 0 | 0.0090969 | 0.0089401 | 0.008786 | 0.0086345 | 0.0084856 | 0.0083393 | 0.0081955 | 0.0080542 | 0.0079153 | 0.0077789 | 0.0076448 | 0.007513 | 0.0073834 | 0.0072561 | 0.007131 | 0.0070081 | 0.0068872 | 0.0067685 | 0.0066518 | 0.0065371
F14_Industrial_Paper and Printing_Existing_Space Heating_Natural Gas_Steam Trap Maintenance_A_Technical Potential | F14 | Industrial | Paper and Printing | Existing | Space Heating | Natural Gas | Steam Trap Maintenance | A | Purchases (Cumulative) | Technical Potential | 0 | 0 | 0.0090969 | 0.018037 | 0.026823 | 0.035457 | 0.043943 | 0.052282 | 0.060478 | 0.068532 | 0.076447 | 0.084226 | 0.091871 | 0.099384 | 0.10677 | 0.11402 | 0.12115 | 0.12816 | 0.13505 | 0.14182 | 0.14847 | 0.15501
F1_Industrial_Paper and Printing_Existing_Process_Natural Gas_Steam Trap Maintenance_A_Technical Potential | F1 | Industrial | Paper and Printing | Existing | Process | Natural Gas | Steam Trap Maintenance | A | Original Unit Energy Savings (kWh or therms) | Technical Potential | 0 | 0 | 71.6855 | 71.6855 | 71.6855 | 71.6855 | 71.6855 | 71.6855 | 71.6855 | 71.6855 | 71.6855 | 71.6855 | 71.6855 | 71.6855 | 71.6855 | 71.6855 | 71.6855 | 71.6855 | 71.6855 | 71.6855 | 71.6855 | 71.6855
F2_Industrial_Paper and Printing_Existing_Process_Natural Gas_Steam Trap Maintenance_A_Technical Potential | F2 | Industrial | Paper and Printing | Existing | Process | Natural Gas | Steam Trap Maintenance | A | Original Unit Summer Peak Savings (kW) | Technical Potential | 0 | 0 | 0 | 0 | 0 | 0 | 0 | 0 | 0 | 0 | 0 | 0 | 0 | 0 | 0 | 0 | 0 | 0 | 0 | 0 | 0 | 0
F3_Industrial_Paper and Printing_Existing_Process_Natural Gas_Steam Trap Maintenance_A_Technical Potential | F3 | Industrial | Paper and Printing | Existing | Process | Natural Gas | Steam Trap Maintenance | A | Original Unit Winter Peak Savings (kW) | Technical Potential | 0 | 0 | 0 | 0 | 0 | 0 | 0 | 0 | 0 | 0 | 0 | 0 | 0 | 0 | 0 | 0 | 0 | 0 | 0 | 0 | 0 | 0
F4_Industrial_Paper and Printing_Existing_Process_Natural Gas_Steam Trap Maintenance_A_Technical Potential | F4 | Industrial | Paper and Printing | Existing | Process | Natural Gas | Steam Trap Maintenance | A | Standalone Impact on Baseline Energy (%) | Technical Potential | 0% | 0% | 0.008128% | 0.0164% | 0.02481% | 0.03338% | 0.04209% | 0.05096% | 0.05998% | 0.06916% | 0.0785% | 0.088% | 0.09768% | 0.1075% | 0.1175% | 0.1277% | 0.1381% | 0.1486% | 0.1594% | 0.1703% | 0.1814% | 0.1927%
F5_Industrial_Paper and Printing_Existing_Process_Natural Gas_Steam Trap Maintenance_A_Technical Potential | F5 | Industrial | Paper and Printing | Existing | Process | Natural Gas | Steam Trap Maintenance | A | Standalone Impact on Baseline Summer Peak (%) | Technical Potential | bar: 2019 to 2040
F6_Industrial_Paper and Printing_Existing_Process_Natural Gas_Steam Trap Maintenance_A_Technical Potential | F6 | Industrial | Paper and Printing | Existing | Process | Natural Gas | Steam Trap Maintenance | A | Standalone Impact on Baseline Winter Peak (%) | Technical Potential | bar: 2019 to 2040
F7_Industrial_Paper and Printing_Existing_Process_Natural Gas_Steam Trap Maintenance_A_Technical Potential | F7 | Industrial | Paper and Printing | Existing | Process | Natural Gas | Steam Trap Maintenance | A | Incremental Energy Savings (MWh or mTherms) | Technical Potential | 0 | 0 | 0.026021 | 0.025573 | 0.025132 | 0.024699 | 0.024273 | 0.023854 | 0.023443 | 0.023039 | 0.022642 | 0.022251 | 0.021868 | 0.02149 | 0.02112 | 0.020756 | 0.020398 | 0.020046 | 0.019701 | 0.019361 | 0.019027 | 0.018699
F8_Industrial_Paper and Printing_Existing_Process_Natural Gas_Steam Trap Maintenance_A_Technical Potential | F8 | Industrial | Paper and Printing | Existing | Process | Natural Gas | Steam Trap Maintenance | A | Incremental Summer Peak Savings (MW) | Technical Potential | 0 | 0 | 0 | 0 | 0 | 0 | 0 | 0 | 0 | 0 | 0 | 0 | 0 | 0 | 0 | 0 | 0 | 0 | 0 | 0 | 0 | 0
F9_Industrial_Paper and Printing_Existing_Process_Natural Gas_Steam Trap Maintenance_A_Technical Potential | F9 | Industrial | Paper and Printing | Existing | Process | Natural Gas | Steam Trap Maintenance | A | Incremental Winter Peak Savings (MW) | Technical Potential | 0 | 0 | 0 | 0 | 0 | 0 | 0 | 0 | 0 | 0 | 0 | 0 | 0 | 0 | 0 | 0 | 0 | 0 | 0 | 0 | 0 | 0
F10_Industrial_Paper and Printing_Existing_Process_Natural Gas_Steam Trap Maintenance_A_Technical Potential | F10 | Industrial | Paper and Printing | Existing | Process | Natural Gas | Steam Trap Maintenance | A | Cumulative Energy Savings (MWh or mTherms) | Technical Potential | 0 | 0 | 0.026021 | 0.051594 | 0.076726 | 0.10142 | 0.1257 | 0.14955 | 0.17299 | 0.19603 | 0.21867 | 0.24093 | 0.26279 | 0.28428 | 0.3054 | 0.32616 | 0.34656 | 0.3666 | 0.3863 | 0.40567 | 0.42469 | 0.44339
F11_Industrial_Paper and Printing_Existing_Process_Natural Gas_Steam Trap Maintenance_A_Technical Potential | F11 | Industrial | Paper and Printing | Existing | Process | Natural Gas | Steam Trap Maintenance | A | Cumulative Summer Peak Savings (MW) | Technical Potential | 0 | 0 | 0 | 0 | 0 | 0 | 0 | 0 | 0 | 0 | 0 | 0 | 0 | 0 | 0 | 0 | 0 | 0 | 0 | 0 | 0 | 0
F12_Industrial_Paper and Printing_Existing_Process_Natural Gas_Steam Trap Maintenance_A_Technical Potential | F12 | Industrial | Paper and Printing | Existing | Process | Natural Gas | Steam Trap Maintenance | A | Cumulative Winter Peak Savings (MW) | Technical Potential | 0 | 0 | 0 | 0 | 0 | 0 | 0 | 0 | 0 | 0 | 0 | 0 | 0 | 0 | 0 | 0 | 0 | 0 | 0 | 0 | 0 | 0
F13_Industrial_Paper and Printing_Existing_Process_Natural Gas_Steam Trap Maintenance_A_Technical Potential | F13 | Industrial | Paper and Printing | Existing | Process | Natural Gas | Steam Trap Maintenance | A | Purchases (Incremental) | Technical Potential | 0 | 0 | 0.36299 | 0.35674 | 0.35059 | 0.34454 | 0.3386 | 0.33276 | 0.32702 | 0.32139 | 0.31585 | 0.3104 | 0.30505 | 0.29979 | 0.29462 | 0.28954 | 0.28455 | 0.27964 | 0.27482 | 0.27008 | 0.26543 | 0.26085
F14_Industrial_Paper and Printing_Existing_Process_Natural Gas_Steam Trap Maintenance_A_Technical Potential | F14 | Industrial | Paper and Printing | Existing | Process | Natural Gas | Steam Trap Maintenance | A | Purchases (Cumulative) | Technical Potential | 0 | 0 | 0.36299 | 0.71973 | 1.0703 | 1.4149 | 1.7535 | 2.0862 | 2.4132 | 2.7346 | 3.0505 | 3.3609 | 3.6659 | 3.9657 | 4.2603 | 4.5499 | 4.8344 | 5.1141 | 5.3889 | 5.659 | 5.9244 | 6.1852
F1_Industrial_Paper and Printing_Existing_Space Heating_Natural Gas_Gas Boiler - High Turndown_A_Technical Potential | F1 | Industrial | Paper and Printing | Existing | Space Heating | Natural Gas | Gas Boiler - High Turndown | A | Original Unit Energy Savings (kWh or therms) | Technical Potential | 0 | 0 | 137.9024 | 137.5562 | 137.2172 | 136.8861 | 136.5636 | 136.2504 | 135.9471 | 135.6542 | 135.3721 | 135.1014 | 134.8425 | 134.5956 | 134.3611 | 134.1394 | 133.9307 | 133.7352 | 133.5532 | 133.3849 | 133.2304 | 133.09
F2_Industrial_Paper and Printing_Existing_Space Heating_Natural Gas_Gas Boiler - High Turndown_A_Technical Potential | F2 | Industrial | Paper and Printing | Existing | Space Heating | Natural Gas | Gas Boiler - High Turndown | A | Original Unit Summer Peak Savings (kW) | Technical Potential | 0 | 0 | 0 | 0 | 0 | 0 | 0 | 0 | 0 | 0 | 0 | 0 | 0 | 0 | 0 | 0 | 0 | 0 | 0 | 0 | 0 | 0
F3_Industrial_Paper and Printing_Existing_Space Heating_Natural Gas_Gas Boiler - High Turndown_A_Technical Potential | F3 | Industrial | Paper and Printing | Existing | Space Heating | Natural Gas | Gas Boiler - High Turndown | A | Original Unit Winter Peak Savings (kW) | Technical Potential | 0 | 0 | 0 | 0 | 0 | 0 | 0 | 0 | 0 | 0 | 0 | 0 | 0 | 0 | 0 | 0 | 0 | 0 | 0 | 0 | 0 | 0
F4_Industrial_Paper and Printing_Existing_Space Heating_Natural Gas_Gas Boiler - High Turndown_A_Technical Potential | F4 | Industrial | Paper and Printing | Existing | Space Heating | Natural Gas | Gas Boiler - High Turndown | A | Standalone Impact on Baseline Energy (%) | Technical Potential | 0% | 0% | 0.004984% | 0.01005% | 0.01521% | 0.02046% | 0.0258% | 0.03074% | 0.03486% | 0.03834% | 0.04131% | 0.04386% | 0.0461% | 0.04807% | 0.04985% | 0.05147% | 0.05297% | 0.05437% | 0.05532% | 0.05629% | 0.05727% | 0.05828%
F5_Industrial_Paper and Printing_Existing_Space Heating_Natural Gas_Gas Boiler - High Turndown_A_Technical Potential | F5 | Industrial | Paper and Printing | Existing | Space Heating | Natural Gas | Gas Boiler - High Turndown | A | Standalone Impact on Baseline Summer Peak (%) | Technical Potential | bar: 2019 to 2040
F6_Industrial_Paper and Printing_Existing_Space Heating_Natural Gas_Gas Boiler - High Turndown_A_Technical Potential | F6 | Industrial | Paper and Printing | Existing | Space Heating | Natural Gas | Gas Boiler - High Turndown | A | Standalone Impact on Baseline Winter Peak (%) | Technical Potential | bar: 2019 to 2040
F7_Industrial_Paper and Printing_Existing_Space Heating_Natural Gas_Gas Boiler - High Turndown_A_Technical Potential | F7 | Industrial | Paper and Printing | Existing | Space Heating | Natural Gas | Gas Boiler - High Turndown | A | Incremental Energy Savings (MWh or mTherms) | Technical Potential | 0 | 0 | 0.0034302 | 0.0033626 | 0.0032965 | 0.0032319 | 0.0031686 | 0.0027962 | 0.0021935 | 0.0017208 | 0.0013501 | 0.0010593 | 0.00083126 | 0.00065235 | 0.00051199 | 0.00040186 | 0.00031546 | 0.00024765 | 1.6578e-06 | 5.8113e-07 | 1.9447e-07 | 6.2255e-08
F8_Industrial_Paper and Printing_Existing_Space Heating_Natural Gas_Gas Boiler - High Turndown_A_Technical Potential | F8 | Industrial | Paper and Printing | Existing | Space Heating | Natural Gas | Gas Boiler - High Turndown | A | Incremental Summer Peak Savings (MW) | Technical Potential | 0 | 0 | 0 | 0 | 0 | 0 | 0 | 0 | 0 | 0 | 0 | 0 | 0 | 0 | 0 | 0 | 0 | 0 | 0 | 0 | 0 | 0
F9_Industrial_Paper and Printing_Existing_Space Heating_Natural Gas_Gas Boiler - High Turndown_A_Technical Potential | F9 | Industrial | Paper and Printing | Existing | Space Heating | Natural Gas | Gas Boiler - High Turndown | A | Incremental Winter Peak Savings (MW) | Technical Potential | 0 | 0 | 0 | 0 | 0 | 0 | 0 | 0 | 0 | 0 | 0 | 0 | 0 | 0 | 0 | 0 | 0 | 0 | 0 | 0 | 0 | 0
F10_Industrial_Paper and Printing_Existing_Space Heating_Natural Gas_Gas Boiler - High Turndown_A_Technical Potential | F10 | Industrial | Paper and Printing | Existing | Space Heating | Natural Gas | Gas Boiler - High Turndown | A | Cumulative Energy Savings (MWh or mTherms) | Technical Potential | 0 | 0 | 0.0034302 | 0.0067842 | 0.010064 | 0.013272 | 0.016409 | 0.019168 | 0.021318 | 0.022993 | 0.024296 | 0.025306 | 0.026089 | 0.026694 | 0.027159 | 0.027516 | 0.027789 | 0.027996 | 0.027959 | 0.027925 | 0.027893 | 0.027863
F11_Industrial_Paper and Printing_Existing_Space Heating_Natural Gas_Gas Boiler - High Turndown_A_Technical Potential | F11 | Industrial | Paper and Printing | Existing | Space Heating | Natural Gas | Gas Boiler - High Turndown | A | Cumulative Summer Peak Savings (MW) | Technical Potential | 0 | 0 | 0 | 0 | 0 | 0 | 0 | 0 | 0 | 0 | 0 | 0 | 0 | 0 | 0 | 0 | 0 | 0 | 0 | 0 | 0 | 0
F12_Industrial_Paper and Printing_Existing_Space Heating_Natural Gas_Gas Boiler - High Turndown_A_Technical Potential | F12 | Industrial | Paper and Printing | Existing | Space Heating | Natural Gas | Gas Boiler - High Turndown | A | Cumulative Winter Peak Savings (MW) | Technical Potential | 0 | 0 | 0 | 0 | 0 | 0 | 0 | 0 | 0 | 0 | 0 | 0 | 0 | 0 | 0 | 0 | 0 | 0 | 0 | 0 | 0 | 0
F13_Industrial_Paper and Printing_Existing_Space Heating_Natural Gas_Gas Boiler - High Turndown_A_Technical Potential | F13 | Industrial | Paper and Printing | Existing | Space Heating | Natural Gas | Gas Boiler - High Turndown | A | Purchases (Incremental) | Technical Potential | 0 | 0 | 0.024874 | 0.024445 | 0.024024 | 0.02361 | 0.023203 | 0.020522 | 0.016135 | 0.012685 | 0.0099733 | 0.0078411 | 0.0061647 | 0.0048467 | 0.0038105 | 0.0029959 | 0.0023554 | 0.0018518 | 1.2413e-05 | 4.3568e-06 | 1.4597e-06 | 4.6777e-07
F14_Industrial_Paper and Printing_Existing_Space Heating_Natural Gas_Gas Boiler - High Turndown_A_Technical Potential | F14 | Industrial | Paper and Printing | Existing | Space Heating | Natural Gas | Gas Boiler - High Turndown | A | Purchases (Cumulative) | Technical Potential | 0 | 0 | 0.024874 | 0.04932 | 0.073344 | 0.096954 | 0.12016 | 0.14068 | 0.15681 | 0.1695 | 0.17947 | 0.18731 | 0.19348 | 0.19832 | 0.20214 | 0.20513 | 0.20749 | 0.20934 | 0.20935 | 0.20936 | 0.20936 | 0.20936
F1_Industrial_Paper and Printing_Existing_Process_Natural Gas_Gas Boiler - High Turndown_A_Technical Potential | F1 | Industrial | Paper and Printing | Existing | Process | Natural Gas | Gas Boiler - High Turndown | A | Original Unit Energy Savings (kWh or therms) | Technical Potential | 0 | 0 | 76.093 | 76.093 | 76.093 | 76.093 | 76.093 | 76.093 | 76.093 | 76.093 | 76.093 | 76.093 | 76.093 | 76.093 | 76.093 | 76.093 | 76.093 | 76.093 | 76.093 | 76.093 | 76.093 | 76.093
F2_Industrial_Paper and Printing_Existing_Process_Natural Gas_Gas Boiler - High Turndown_A_Technical Potential | F2 | Industrial | Paper and Printing | Existing | Process | Natural Gas | Gas Boiler - High Turndown | A | Original Unit Summer Peak Savings (kW) | Technical Potential | 0 | 0 | 0 | 0 | 0 | 0 | 0 | 0 | 0 | 0 | 0 | 0 | 0 | 0 | 0 | 0 | 0 | 0 | 0 | 0 | 0 | 0
F3_Industrial_Paper and Printing_Existing_Process_Natural Gas_Gas Boiler - High Turndown_A_Technical Potential | F3 | Industrial | Paper and Printing | Existing | Process | Natural Gas | Gas Boiler - High Turndown | A | Original Unit Winter Peak Savings (kW) | Technical Potential | 0 | 0 | 0 | 0 | 0 | 0 | 0 | 0 | 0 | 0 | 0 | 0 | 0 | 0 | 0 | 0 | 0 | 0 | 0 | 0 | 0 | 0
F4_Industrial_Paper and Printing_Existing_Process_Natural Gas_Gas Boiler - High Turndown_A_Technical Potential | F4 | Industrial | Paper and Printing | Existing | Process | Natural Gas | Gas Boiler - High Turndown | A | Standalone Impact on Baseline Energy (%) | Technical Potential | 0% | 0% | 0.02359% | 0.0476% | 0.07202% | 0.09688% | 0.1222% | 0.1455% | 0.1651% | 0.1816% | 0.1956% | 0.2077% | 0.2184% | 0.2277% | 0.2362% | 0.2439% | 0.251% | 0.2577% | 0.2622% | 0.2669% | 0.2715% | 0.2763%
F5_Industrial_Paper and Printing_Existing_Process_Natural Gas_Gas Boiler - High Turndown_A_Technical Potential | F5 | Industrial | Paper and Printing | Existing | Process | Natural Gas | Gas Boiler - High Turndown | A | Standalone Impact on Baseline Summer Peak (%) | Technical Potential | bar: 2019 to 2040
F6_Industrial_Paper and Printing_Existing_Process_Natural Gas_Gas Boiler - High Turndown_A_Technical Potential | F6 | Industrial | Paper and Printing | Existing | Process | Natural Gas | Gas Boiler - High Turndown | A | Standalone Impact on Baseline Winter Peak (%) | Technical Potential | bar: 2019 to 2040
F7_Industrial_Paper and Printing_Existing_Process_Natural Gas_Gas Boiler - High Turndown_A_Technical Potential | F7 | Industrial | Paper and Printing | Existing | Process | Natural Gas | Gas Boiler - High Turndown | A | Incremental Energy Savings (MWh or mTherms) | Technical Potential | 0 | 0 | 0.075527 | 0.074225 | 0.072945 | 0.071687 | 0.070451 | 0.062313 | 0.048991 | 0.038517 | 0.030282 | 0.023808 | 0.018718 | 0.014716 | 0.01157 | 0.0090965 | 0.0071517 | 0.0056227 | 3.769e-05 | 1.3229e-05 | 4.432e-06 | 1.4203e-06
F8_Industrial_Paper and Printing_Existing_Process_Natural Gas_Gas Boiler - High Turndown_A_Technical Potential | F8 | Industrial | Paper and Printing | Existing | Process | Natural Gas | Gas Boiler - High Turndown | A | Incremental Summer Peak Savings (MW) | Technical Potential | 0 | 0 | 0 | 0 | 0 | 0 | 0 | 0 | 0 | 0 | 0 | 0 | 0 | 0 | 0 | 0 | 0 | 0 | 0 | 0 | 0 | 0
F9_Industrial_Paper and Printing_Existing_Process_Natural Gas_Gas Boiler - High Turndown_A_Technical Potential | F9 | Industrial | Paper and Printing | Existing | Process | Natural Gas | Gas Boiler - High Turndown | A | Incremental Winter Peak Savings (MW) | Technical Potential | 0 | 0 | 0 | 0 | 0 | 0 | 0 | 0 | 0 | 0 | 0 | 0 | 0 | 0 | 0 | 0 | 0 | 0 | 0 | 0 | 0 | 0
F10_Industrial_Paper and Printing_Existing_Process_Natural Gas_Gas Boiler - High Turndown_A_Technical Potential | F10 | Industrial | Paper and Printing | Existing | Process | Natural Gas | Gas Boiler - High Turndown | A | Cumulative Energy Savings (MWh or mTherms) | Technical Potential | 0 | 0 | 0.075527 | 0.14975 | 0.2227 | 0.29438 | 0.36483 | 0.42715 | 0.47614 | 0.51465 | 0.54494 | 0.56875 | 0.58746 | 0.60218 | 0.61375 | 0.62285 | 0.63 | 0.63562 | 0.63566 | 0.63567 | 0.63568 | 0.63568
F11_Industrial_Paper and Printing_Existing_Process_Natural Gas_Gas Boiler - High Turndown_A_Technical Potential | F11 | Industrial | Paper and Printing | Existing | Process | Natural Gas | Gas Boiler - High Turndown | A | Cumulative Summer Peak Savings (MW) | Technical Potential | 0 | 0 | 0 | 0 | 0 | 0 | 0 | 0 | 0 | 0 | 0 | 0 | 0 | 0 | 0 | 0 | 0 | 0 | 0 | 0 | 0 | 0
F12_Industrial_Paper and Printing_Existing_Process_Natural Gas_Gas Boiler - High Turndown_A_Technical Potential | F12 | Industrial | Paper and Printing | Existing | Process | Natural Gas | Gas Boiler - High Turndown | A | Cumulative Winter Peak Savings (MW) | Technical Potential | 0 | 0 | 0 | 0 | 0 | 0 | 0 | 0 | 0 | 0 | 0 | 0 | 0 | 0 | 0 | 0 | 0 | 0 | 0 | 0 | 0 | 0
F13_Industrial_Paper and Printing_Existing_Process_Natural Gas_Gas Boiler - High Turndown_A_Technical Potential | F13 | Industrial | Paper and Printing | Existing | Process | Natural Gas | Gas Boiler - High Turndown | A | Purchases (Incremental) | Technical Potential | 0 | 0 | 0.99256 | 0.97545 | 0.95863 | 0.9421 | 0.92586 | 0.8189 | 0.64383 | 0.50618 | 0.39796 | 0.31288 | 0.24599 | 0.1934 | 0.15205 | 0.11954 | 0.093986 | 0.073893 | 0.00049532 | 0.00017385 | 5.8245e-05 | 1.8665e-05
F14_Industrial_Paper and Printing_Existing_Process_Natural Gas_Gas Boiler - High Turndown_A_Technical Potential | F14 | Industrial | Paper and Printing | Existing | Process | Natural Gas | Gas Boiler - High Turndown | A | Purchases (Cumulative) | Technical Potential | 0 | 0 | 0.99256 | 1.968 | 2.9266 | 3.8687 | 4.7946 | 5.6135 | 6.2573 | 6.7635 | 7.1615 | 7.4743 | 7.7203 | 7.9137 | 8.0658 | 8.1853 | 8.2793 | 8.3532 | 8.3537 | 8.3539 | 8.3539 | 8.354
F1_Industrial_Paper and Printing_Existing_Space Heating_Natural Gas_Gas Boiler - Burner Control Optimization_A_Technical Potential | F1 | Industrial | Paper and Printing | Existing | Space Heating | Natural Gas | Gas Boiler - Burner Control Optimization | A | Original Unit Energy Savings (kWh or therms) | Technical Potential | 0 | 0 | 39.9917 | 39.8913 | 39.793 | 39.697 | 39.6034 | 39.5126 | 39.4247 | 39.3397 | 39.2579 | 39.1794 | 39.1043 | 39.0327 | 38.9647 | 38.9004 | 38.8399 | 38.7832 | 38.7304 | 38.6816 | 38.6368 | 38.5961
F2_Industrial_Paper and Printing_Existing_Space Heating_Natural Gas_Gas Boiler - Burner Control Optimization_A_Technical Potential | F2 | Industrial | Paper and Printing | Existing | Space Heating | Natural Gas | Gas Boiler - Burner Control Optimization | A | Original Unit Summer Peak Savings (kW) | Technical Potential | 0 | 0 | 0 | 0 | 0 | 0 | 0 | 0 | 0 | 0 | 0 | 0 | 0 | 0 | 0 | 0 | 0 | 0 | 0 | 0 | 0 | 0
F3_Industrial_Paper and Printing_Existing_Space Heating_Natural Gas_Gas Boiler - Burner Control Optimization_A_Technical Potential | F3 | Industrial | Paper and Printing | Existing | Space Heating | Natural Gas | Gas Boiler - Burner Control Optimization | A | Original Unit Winter Peak Savings (kW) | Technical Potential | 0 | 0 | 0 | 0 | 0 | 0 | 0 | 0 | 0 | 0 | 0 | 0 | 0 | 0 | 0 | 0 | 0 | 0 | 0 | 0 | 0 | 0
F4_Industrial_Paper and Printing_Existing_Space Heating_Natural Gas_Gas Boiler - Burner Control Optimization_A_Technical Potential | F4 | Industrial | Paper and Printing | Existing | Space Heating | Natural Gas | Gas Boiler - Burner Control Optimization | A | Standalone Impact on Baseline Energy (%) | Technical Potential | 0% | 0% | 0.0003899% | 0.001009% | 0.002253% | 0.004436% | 0.00785% | 0.01266% | 0.01882% | 0.02608% | 0.03401% | 0.04206% | 0.04976% | 0.05673% | 0.06273% | 0.06773% | 0.07178% | 0.07504% | 0.07769% | 0.0799% | 0.08182% | 0.08361%
F5_Industrial_Paper and Printing_Existing_Space Heating_Natural Gas_Gas Boiler - Burner Control Optimization_A_Technical Potential | F5 | Industrial | Paper and Printing | Existing | Space Heating | Natural Gas | Gas Boiler - Burner Control Optimization | A | Standalone Impact on Baseline Summer Peak (%) | Technical Potential | bar: 2019 to 2040
F6_Industrial_Paper and Printing_Existing_Space Heating_Natural Gas_Gas Boiler - Burner Control Optimization_A_Technical Potential | F6 | Industrial | Paper and Printing | Existing | Space Heating | Natural Gas | Gas Boiler - Burner Control Optimization | A | Standalone Impact on Baseline Winter Peak (%) | Technical Potential | bar: 2019 to 2040
F7_Industrial_Paper and Printing_Existing_Space Heating_Natural Gas_Gas Boiler - Burner Control Optimization_A_Technical Potential | F7 | Industrial | Paper and Printing | Existing | Space Heating | Natural Gas | Gas Boiler - Burner Control Optimization | A | Incremental Energy Savings (MWh or mTherms) | Technical Potential | 0 | 0 | 0.00026834 | 0.0004135 | 0.00081073 | 0.001391 | 0.0021214 | 0.002912 | 0.0036342 | 0.0041579 | 0.0043913 | 0.004307 | 0.003943 | 0.0033844 | 0.0027343 | 0.0020866 | 0.0015086 | 0.0010363 | 0.00067804 | 0.00042351 | 0.00025305 | 0.0001682
F8_Industrial_Paper and Printing_Existing_Space Heating_Natural Gas_Gas Boiler - Burner Control Optimization_A_Technical Potential | F8 | Industrial | Paper and Printing | Existing | Space Heating | Natural Gas | Gas Boiler - Burner Control Optimization | A | Incremental Summer Peak Savings (MW) | Technical Potential | 0 | 0 | 0 | 0 | 0 | 0 | 0 | 0 | 0 | 0 | 0 | 0 | 0 | 0 | 0 | 0 | 0 | 0 | 0 | 0 | 0 | 0
F9_Industrial_Paper and Printing_Existing_Space Heating_Natural Gas_Gas Boiler - Burner Control Optimization_A_Technical Potential | F9 | Industrial | Paper and Printing | Existing | Space Heating | Natural Gas | Gas Boiler - Burner Control Optimization | A | Incremental Winter Peak Savings (MW) | Technical Potential | 0 | 0 | 0 | 0 | 0 | 0 | 0 | 0 | 0 | 0 | 0 | 0 | 0 | 0 | 0 | 0 | 0 | 0 | 0 | 0 | 0 | 0
F10_Industrial_Paper and Printing_Existing_Space Heating_Natural Gas_Gas Boiler - Burner Control Optimization_A_Technical Potential | F10 | Industrial | Paper and Printing | Existing | Space Heating | Natural Gas | Gas Boiler - Burner Control Optimization | A | Cumulative Energy Savings (MWh or mTherms) | Technical Potential | 0 | 0 | 0.00026834 | 0.00068117 | 0.0014902 | 0.0028776 | 0.0049922 | 0.0078928 | 0.011509 | 0.015643 | 0.020001 | 0.024268 | 0.028165 | 0.031498 | 0.034177 | 0.036207 | 0.03766 | 0.038641 | 0.039266 | 0.03964 | 0.039848 | 0.039974
F11_Industrial_Paper and Printing_Existing_Space Heating_Natural Gas_Gas Boiler - Burner Control Optimization_A_Technical Potential | F11 | Industrial | Paper and Printing | Existing | Space Heating | Natural Gas | Gas Boiler - Burner Control Optimization | A | Cumulative Summer Peak Savings (MW) | Technical Potential | 0 | 0 | 0 | 0 | 0 | 0 | 0 | 0 | 0 | 0 | 0 | 0 | 0 | 0 | 0 | 0 | 0 | 0 | 0 | 0 | 0 | 0
F12_Industrial_Paper and Printing_Existing_Space Heating_Natural Gas_Gas Boiler - Burner Control Optimization_A_Technical Potential | F12 | Industrial | Paper and Printing | Existing | Space Heating | Natural Gas | Gas Boiler - Burner Control Optimization | A | Cumulative Winter Peak Savings (MW) | Technical Potential | 0 | 0 | 0 | 0 | 0 | 0 | 0 | 0 | 0 | 0 | 0 | 0 | 0 | 0 | 0 | 0 | 0 | 0 | 0 | 0 | 0 | 0
F13_Industrial_Paper and Printing_Existing_Space Heating_Natural Gas_Gas Boiler - Burner Control Optimization_A_Technical Potential | F13 | Industrial | Paper and Printing | Existing | Space Heating | Natural Gas | Gas Boiler - Burner Control Optimization | A | Purchases (Incremental) | Technical Potential | 0 | 0 | 0.00671 | 0.010366 | 0.020374 | 0.035039 | 0.053566 | 0.073699 | 0.092182 | 0.10569 | 0.11186 | 0.10993 | 0.10083 | 0.086707 | 0.070175 | 0.053639 | 0.038842 | 0.026721 | 0.017507 | 0.010949 | 0.0065495 | 0.0043581
F14_Industrial_Paper and Printing_Existing_Space Heating_Natural Gas_Gas Boiler - Burner Control Optimization_A_Technical Potential | F14 | Industrial | Paper and Printing | Existing | Space Heating | Natural Gas | Gas Boiler - Burner Control Optimization | A | Purchases (Cumulative) | Technical Potential | 0 | 0 | 0.00671 | 0.017076 | 0.037449 | 0.072489 | 0.12605 | 0.19975 | 0.29194 | 0.39763 | 0.50949 | 0.61942 | 0.72025 | 0.80696 | 0.87713 | 0.93077 | 0.96961 | 0.99633 | 1.0138 | 1.0248 | 1.0313 | 1.0357
F1_Industrial_Paper and Printing_Existing_Process_Natural Gas_Gas Boiler - Burner Control Optimization_A_Technical Potential | F1 | Industrial | Paper and Printing | Existing | Process | Natural Gas | Gas Boiler - Burner Control Optimization | A | Original Unit Energy Savings (kWh or therms) | Technical Potential | 0 | 0 | 22.067 | 22.067 | 22.067 | 22.067 | 22.067 | 22.067 | 22.067 | 22.067 | 22.067 | 22.067 | 22.067 | 22.067 | 22.067 | 22.067 | 22.067 | 22.067 | 22.067 | 22.067 | 22.067 | 22.067
F2_Industrial_Paper and Printing_Existing_Process_Natural Gas_Gas Boiler - Burner Control Optimization_A_Technical Potential | F2 | Industrial | Paper and Printing | Existing | Process | Natural Gas | Gas Boiler - Burner Control Optimization | A | Original Unit Summer Peak Savings (kW) | Technical Potential | 0 | 0 | 0 | 0 | 0 | 0 | 0 | 0 | 0 | 0 | 0 | 0 | 0 | 0 | 0 | 0 | 0 | 0 | 0 | 0 | 0 | 0
F3_Industrial_Paper and Printing_Existing_Process_Natural Gas_Gas Boiler - Burner Control Optimization_A_Technical Potential | F3 | Industrial | Paper and Printing | Existing | Process | Natural Gas | Gas Boiler - Burner Control Optimization | A | Original Unit Winter Peak Savings (kW) | Technical Potential | 0 | 0 | 0 | 0 | 0 | 0 | 0 | 0 | 0 | 0 | 0 | 0 | 0 | 0 | 0 | 0 | 0 | 0 | 0 | 0 | 0 | 0
F4_Industrial_Paper and Printing_Existing_Process_Natural Gas_Gas Boiler - Burner Control Optimization_A_Technical Potential | F4 | Industrial | Paper and Printing | Existing | Process | Natural Gas | Gas Boiler - Burner Control Optimization | A | Standalone Impact on Baseline Energy (%) | Technical Potential | 0% | 0% | 0.001845% | 0.004779% | 0.01066% | 0.021% | 0.03717% | 0.05993% | 0.08912% | 0.1235% | 0.161% | 0.1992% | 0.2357% | 0.2687% | 0.2972% | 0.3209% | 0.3402% | 0.3557% | 0.3683% | 0.3788% | 0.3879% | 0.3964%
F5_Industrial_Paper and Printing_Existing_Process_Natural Gas_Gas Boiler - Burner Control Optimization_A_Technical Potential | F5 | Industrial | Paper and Printing | Existing | Process | Natural Gas | Gas Boiler - Burner Control Optimization | A | Standalone Impact on Baseline Summer Peak (%) | Technical Potential | bar: 2019 to 2040
F6_Industrial_Paper and Printing_Existing_Process_Natural Gas_Gas Boiler - Burner Control Optimization_A_Technical Potential | F6 | Industrial | Paper and Printing | Existing | Process | Natural Gas | Gas Boiler - Burner Control Optimization | A | Standalone Impact on Baseline Winter Peak (%) | Technical Potential | bar: 2019 to 2040
F7_Industrial_Paper and Printing_Existing_Process_Natural Gas_Gas Boiler - Burner Control Optimization_A_Technical Potential | F7 | Industrial | Paper and Printing | Existing | Process | Natural Gas | Gas Boiler - Burner Control Optimization | A | Incremental Energy Savings (MWh or mTherms) | Technical Potential | 0 | 0 | 0.0059084 | 0.0091273 | 0.01794 | 0.030853 | 0.047167 | 0.064895 | 0.081169 | 0.093065 | 0.098496 | 0.096798 | 0.088787 | 0.076349 | 0.061791 | 0.047231 | 0.034202 | 0.023529 | 0.015415 | 0.0096406 | 0.005767 | 0.0038374
F8_Industrial_Paper and Printing_Existing_Process_Natural Gas_Gas Boiler - Burner Control Optimization_A_Technical Potential | F8 | Industrial | Paper and Printing | Existing | Process | Natural Gas | Gas Boiler - Burner Control Optimization | A | Incremental Summer Peak Savings (MW) | Technical Potential | 0 | 0 | 0 | 0 | 0 | 0 | 0 | 0 | 0 | 0 | 0 | 0 | 0 | 0 | 0 | 0 | 0 | 0 | 0 | 0 | 0 | 0
F9_Industrial_Paper and Printing_Existing_Process_Natural Gas_Gas Boiler - Burner Control Optimization_A_Technical Potential | F9 | Industrial | Paper and Printing | Existing | Process | Natural Gas | Gas Boiler - Burner Control Optimization | A | Incremental Winter Peak Savings (MW) | Technical Potential | 0 | 0 | 0 | 0 | 0 | 0 | 0 | 0 | 0 | 0 | 0 | 0 | 0 | 0 | 0 | 0 | 0 | 0 | 0 | 0 | 0 | 0
F10_Industrial_Paper and Printing_Existing_Process_Natural Gas_Gas Boiler - Burner Control Optimization_A_Technical Potential | F10 | Industrial | Paper and Printing | Existing | Process | Natural Gas | Gas Boiler - Burner Control Optimization | A | Cumulative Energy Savings (MWh or mTherms) | Technical Potential | 0 | 0 | 0.0059084 | 0.015036 | 0.032975 | 0.063829 | 0.111 | 0.17589 | 0.25706 | 0.35012 | 0.44862 | 0.54542 | 0.6342 | 0.71055 | 0.77234 | 0.81958 | 0.85378 | 0.87731 | 0.89272 | 0.90236 | 0.90813 | 0.91197
F11_Industrial_Paper and Printing_Existing_Process_Natural Gas_Gas Boiler - Burner Control Optimization_A_Technical Potential | F11 | Industrial | Paper and Printing | Existing | Process | Natural Gas | Gas Boiler - Burner Control Optimization | A | Cumulative Summer Peak Savings (MW) | Technical Potential | 0 | 0 | 0 | 0 | 0 | 0 | 0 | 0 | 0 | 0 | 0 | 0 | 0 | 0 | 0 | 0 | 0 | 0 | 0 | 0 | 0 | 0
F12_Industrial_Paper and Printing_Existing_Process_Natural Gas_Gas Boiler - Burner Control Optimization_A_Technical Potential | F12 | Industrial | Paper and Printing | Existing | Process | Natural Gas | Gas Boiler - Burner Control Optimization | A | Cumulative Winter Peak Savings (MW) | Technical Potential | 0 | 0 | 0 | 0 | 0 | 0 | 0 | 0 | 0 | 0 | 0 | 0 | 0 | 0 | 0 | 0 | 0 | 0 | 0 | 0 | 0 | 0
F13_Industrial_Paper and Printing_Existing_Process_Natural Gas_Gas Boiler - Burner Control Optimization_A_Technical Potential | F13 | Industrial | Paper and Printing | Existing | Process | Natural Gas | Gas Boiler - Burner Control Optimization | A | Purchases (Incremental) | Technical Potential | 0 | 0 | 0.26775 | 0.41362 | 0.81297 | 1.3982 | 2.1374 | 2.9408 | 3.6783 | 4.2174 | 4.4635 | 4.3865 | 4.0235 | 3.4599 | 2.8002 | 2.1404 | 1.5499 | 1.0662 | 0.69857 | 0.43688 | 0.26134 | 0.1739
F14_Industrial_Paper and Printing_Existing_Process_Natural Gas_Gas Boiler - Burner Control Optimization_A_Technical Potential | F14 | Industrial | Paper and Printing | Existing | Process | Natural Gas | Gas Boiler - Burner Control Optimization | A | Purchases (Cumulative) | Technical Potential | 0 | 0 | 0.26775 | 0.68136 | 1.4943 | 2.8925 | 5.0299 | 7.9708 | 11.6491 | 15.8665 | 20.3299 | 24.7165 | 28.74 | 32.1999 | 35 | 37.1404 | 38.6903 | 39.7566 | 40.4552 | 40.892 | 41.1534 | 41.3273
F1_Industrial_Paper and Printing_Existing_Space Heating_Natural Gas_HVAC - Demand Controlled Ventilation_A_Technical Potential | F1 | Industrial | Paper and Printing | Existing | Space Heating | Natural Gas | HVAC - Demand Controlled Ventilation | A | Original Unit Energy Savings (kWh or therms) | Technical Potential | 0 | 0 | 0.076632 | 0.076208 | 0.075785 | 0.075366 | 0.074954 | 0.074553 | 0.074165 | 0.073793 | 0.07344 | 0.073107 | 0.072794 | 0.072499 | 0.072221 | 0.07196 | 0.071715 | 0.071483 | 0.071266 | 0.071061 | 0.070868 | 0.070686
F2_Industrial_Paper and Printing_Existing_Space Heating_Natural Gas_HVAC - Demand Controlled Ventilation_A_Technical Potential | F2 | Industrial | Paper and Printing | Existing | Space Heating | Natural Gas | HVAC - Demand Controlled Ventilation | A | Original Unit Summer Peak Savings (kW) | Technical Potential | 0 | 0 | 0 | 0 | 0 | 0 | 0 | 0 | 0 | 0 | 0 | 0 | 0 | 0 | 0 | 0 | 0 | 0 | 0 | 0 | 0 | 0
F3_Industrial_Paper and Printing_Existing_Space Heating_Natural Gas_HVAC - Demand Controlled Ventilation_A_Technical Potential | F3 | Industrial | Paper and Printing | Existing | Space Heating | Natural Gas | HVAC - Demand Controlled Ventilation | A | Original Unit Winter Peak Savings (kW) | Technical Potential | 0 | 0 | 0 | 0 | 0 | 0 | 0 | 0 | 0 | 0 | 0 | 0 | 0 | 0 | 0 | 0 | 0 | 0 | 0 | 0 | 0 | 0
F4_Industrial_Paper and Printing_Existing_Space Heating_Natural Gas_HVAC - Demand Controlled Ventilation_A_Technical Potential | F4 | Industrial | Paper and Printing | Existing | Space Heating | Natural Gas | HVAC - Demand Controlled Ventilation | A | Standalone Impact on Baseline Energy (%) | Technical Potential | 0% | 0% | 0.05009% | 0.1007% | 0.152% | 0.2038% | 0.2561% | 0.3091% | 0.3628% | 0.4171% | 0.4721% | 0.5279% | 0.5844% | 0.6418% | 0.7% | 0.7591% | 0.819% | 0.88% | 0.9418% | 1.005% | 1.069% | 1.133%
F5_Industrial_Paper and Printing_Existing_Space Heating_Natural Gas_HVAC - Demand Controlled Ventilation_A_Technical Potential | F5 | Industrial | Paper and Printing | Existing | Space Heating | Natural Gas | HVAC - Demand Controlled Ventilation | A | Standalone Impact on Baseline Summer Peak (%) | Technical Potential | bar: 2019 to 2040
F6_Industrial_Paper and Printing_Existing_Space Heating_Natural Gas_HVAC - Demand Controlled Ventilation_A_Technical Potential | F6 | Industrial | Paper and Printing | Existing | Space Heating | Natural Gas | HVAC - Demand Controlled Ventilation | A | Standalone Impact on Baseline Winter Peak (%) | Technical Potential | bar: 2019 to 2040
F7_Industrial_Paper and Printing_Existing_Space Heating_Natural Gas_HVAC - Demand Controlled Ventilation_A_Technical Potential | F7 | Industrial | Paper and Printing | Existing | Space Heating | Natural Gas | HVAC - Demand Controlled Ventilation | A | Incremental Energy Savings (MWh or mTherms) | Technical Potential | 0 | 0 | 0.034478 | 0.033696 | 0.032931 | 0.032184 | 0.031457 | 0.030749 | 0.030061 | 0.029395 | 0.02875 | 0.028126 | 0.027523 | 0.026939 | 0.026373 | 0.025825 | 0.025293 | 0.024776 | 0.024275 | 0.023788 | 0.023314 | 0.022854
F8_Industrial_Paper and Printing_Existing_Space Heating_Natural Gas_HVAC - Demand Controlled Ventilation_A_Technical Potential | F8 | Industrial | Paper and Printing | Existing | Space Heating | Natural Gas | HVAC - Demand Controlled Ventilation | A | Incremental Summer Peak Savings (MW) | Technical Potential | 0 | 0 | 0 | 0 | 0 | 0 | 0 | 0 | 0 | 0 | 0 | 0 | 0 | 0 | 0 | 0 | 0 | 0 | 0 | 0 | 0 | 0
F9_Industrial_Paper and Printing_Existing_Space Heating_Natural Gas_HVAC - Demand Controlled Ventilation_A_Technical Potential | F9 | Industrial | Paper and Printing | Existing | Space Heating | Natural Gas | HVAC - Demand Controlled Ventilation | A | Incremental Winter Peak Savings (MW) | Technical Potential | 0 | 0 | 0 | 0 | 0 | 0 | 0 | 0 | 0 | 0 | 0 | 0 | 0 | 0 | 0 | 0 | 0 | 0 | 0 | 0 | 0 | 0
F10_Industrial_Paper and Printing_Existing_Space Heating_Natural Gas_HVAC - Demand Controlled Ventilation_A_Technical Potential | F10 | Industrial | Paper and Printing | Existing | Space Heating | Natural Gas | HVAC - Demand Controlled Ventilation | A | Cumulative Energy Savings (MWh or mTherms) | Technical Potential | 0 | 0 | 0.034478 | 0.067983 | 0.10054 | 0.13216 | 0.1629 | 0.19278 | 0.22184 | 0.25012 | 0.27767 | 0.30454 | 0.33076 | 0.35635 | 0.38136 | 0.40581 | 0.42972 | 0.45311 | 0.476 | 0.49842 | 0.52038 | 0.5419
F11_Industrial_Paper and Printing_Existing_Space Heating_Natural Gas_HVAC - Demand Controlled Ventilation_A_Technical Potential | F11 | Industrial | Paper and Printing | Existing | Space Heating | Natural Gas | HVAC - Demand Controlled Ventilation | A | Cumulative Summer Peak Savings (MW) | Technical Potential | 0 | 0 | 0 | 0 | 0 | 0 | 0 | 0 | 0 | 0 | 0 | 0 | 0 | 0 | 0 | 0 | 0 | 0 | 0 | 0 | 0 | 0
F12_Industrial_Paper and Printing_Existing_Space Heating_Natural Gas_HVAC - Demand Controlled Ventilation_A_Technical Potential | F12 | Industrial | Paper and Printing | Existing | Space Heating | Natural Gas | HVAC - Demand Controlled Ventilation | A | Cumulative Winter Peak Savings (MW) | Technical Potential | 0 | 0 | 0 | 0 | 0 | 0 | 0 | 0 | 0 | 0 | 0 | 0 | 0 | 0 | 0 | 0 | 0 | 0 | 0 | 0 | 0 | 0
F13_Industrial_Paper and Printing_Existing_Space Heating_Natural Gas_HVAC - Demand Controlled Ventilation_A_Technical Potential | F13 | Industrial | Paper and Printing | Existing | Space Heating | Natural Gas | HVAC - Demand Controlled Ventilation | A | Purchases (Incremental) | Technical Potential | 0 | 0 | 449.9139 | 442.1568 | 434.5334 | 427.0414 | 419.6786 | 412.4428 | 405.3317 | 398.3432 | 391.4752 | 384.7257 | 378.0925 | 371.5736 | 365.1672 | 358.8712 | 352.6838 | 346.603 | 340.6271 | 334.7542 | 328.9826 | 323.3105
F14_Industrial_Paper and Printing_Existing_Space Heating_Natural Gas_HVAC - Demand Controlled Ventilation_A_Technical Potential | F14 | Industrial | Paper and Printing | Existing | Space Heating | Natural Gas | HVAC - Demand Controlled Ventilation | A | Purchases (Cumulative) | Technical Potential | 0 | 0 | 449.9139 | 892.0707 | 1326.604 | 1753.6454 | 2173.3241 | 2585.7669 | 2991.0986 | 3389.4418 | 3780.9171 | 4165.6427 | 4543.7352 | 4915.3089 | 5280.476 | 5639.3473 | 5992.031 | 6338.634 | 6679.2612 | 7014.0154 | 7342.998 | 7666.3085
F1_Industrial_Paper and Printing_Existing_Space Heating_Natural Gas_Gas Boiler - Stack Economizer_A_Technical Potential | F1 | Industrial | Paper and Printing | Existing | Space Heating | Natural Gas | Gas Boiler - Stack Economizer | A | Original Unit Energy Savings (kWh or therms) | Technical Potential | 0 | 0 | 100.6687 | 100.416 | 100.1685 | 99.9268 | 99.6914 | 99.4628 | 99.2414 | 99.0275 | 98.8217 | 98.624 | 98.435 | 98.2548 | 98.0836 | 97.9217 | 97.7694 | 97.6267 | 97.4938 | 97.3709 | 97.2582 | 97.1557
F2_Industrial_Paper and Printing_Existing_Space Heating_Natural Gas_Gas Boiler - Stack Economizer_A_Technical Potential | F2 | Industrial | Paper and Printing | Existing | Space Heating | Natural Gas | Gas Boiler - Stack Economizer | A | Original Unit Summer Peak Savings (kW) | Technical Potential | 0 | 0 | 0 | 0 | 0 | 0 | 0 | 0 | 0 | 0 | 0 | 0 | 0 | 0 | 0 | 0 | 0 | 0 | 0 | 0 | 0 | 0
F3_Industrial_Paper and Printing_Existing_Space Heating_Natural Gas_Gas Boiler - Stack Economizer_A_Technical Potential | F3 | Industrial | Paper and Printing | Existing | Space Heating | Natural Gas | Gas Boiler - Stack Economizer | A | Original Unit Winter Peak Savings (kW) | Technical Potential | 0 | 0 | 0 | 0 | 0 | 0 | 0 | 0 | 0 | 0 | 0 | 0 | 0 | 0 | 0 | 0 | 0 | 0 | 0 | 0 | 0 | 0
F4_Industrial_Paper and Printing_Existing_Space Heating_Natural Gas_Gas Boiler - Stack Economizer_A_Technical Potential | F4 | Industrial | Paper and Printing | Existing | Space Heating | Natural Gas | Gas Boiler - Stack Economizer | A | Standalone Impact on Baseline Energy (%) | Technical Potential | 0% | 0% | 0.009702% | 0.01957% | 0.02961% | 0.03983% | 0.05023% | 0.05983% | 0.06786% | 0.07464% | 0.08041% | 0.08539% | 0.08973% | 0.09358% | 0.09704% | 0.1002% | 0.1031% | 0.1058% | 0.1077% | 0.1096% | 0.1115% | 0.1134%
F5_Industrial_Paper and Printing_Existing_Space Heating_Natural Gas_Gas Boiler - Stack Economizer_A_Technical Potential | F5 | Industrial | Paper and Printing | Existing | Space Heating | Natural Gas | Gas Boiler - Stack Economizer | A | Standalone Impact on Baseline Summer Peak (%) | Technical Potential | bar: 2019 to 2040
F6_Industrial_Paper and Printing_Existing_Space Heating_Natural Gas_Gas Boiler - Stack Economizer_A_Technical Potential | F6 | Industrial | Paper and Printing | Existing | Space Heating | Natural Gas | Gas Boiler - Stack Economizer | A | Standalone Impact on Baseline Winter Peak (%) | Technical Potential | bar: 2019 to 2040
F7_Industrial_Paper and Printing_Existing_Space Heating_Natural Gas_Gas Boiler - Stack Economizer_A_Technical Potential | F7 | Industrial | Paper and Printing | Existing | Space Heating | Natural Gas | Gas Boiler - Stack Economizer | A | Incremental Energy Savings (MWh or mTherms) | Technical Potential | 0 | 0 | 0.0066775 | 0.0065459 | 0.0064172 | 0.0062913 | 0.0061683 | 0.0054432 | 0.00427 | 0.0033499 | 0.0026282 | 0.0020622 | 0.0016182 | 0.0012699 | 0.00099667 | 0.0007823 | 0.00061409 | 0.0004821 | 3.2272e-06 | 1.1313e-06 | 3.7857e-07 | 1.2119e-07
F8_Industrial_Paper and Printing_Existing_Space Heating_Natural Gas_Gas Boiler - Stack Economizer_A_Technical Potential | F8 | Industrial | Paper and Printing | Existing | Space Heating | Natural Gas | Gas Boiler - Stack Economizer | A | Incremental Summer Peak Savings (MW) | Technical Potential | 0 | 0 | 0 | 0 | 0 | 0 | 0 | 0 | 0 | 0 | 0 | 0 | 0 | 0 | 0 | 0 | 0 | 0 | 0 | 0 | 0 | 0
F9_Industrial_Paper and Printing_Existing_Space Heating_Natural Gas_Gas Boiler - Stack Economizer_A_Technical Potential | F9 | Industrial | Paper and Printing | Existing | Space Heating | Natural Gas | Gas Boiler - Stack Economizer | A | Incremental Winter Peak Savings (MW) | Technical Potential | 0 | 0 | 0 | 0 | 0 | 0 | 0 | 0 | 0 | 0 | 0 | 0 | 0 | 0 | 0 | 0 | 0 | 0 | 0 | 0 | 0 | 0
F10_Industrial_Paper and Printing_Existing_Space Heating_Natural Gas_Gas Boiler - Stack Economizer_A_Technical Potential | F10 | Industrial | Paper and Printing | Existing | Space Heating | Natural Gas | Gas Boiler - Stack Economizer | A | Cumulative Energy Savings (MWh or mTherms) | Technical Potential | 0 | 0 | 0.0066775 | 0.013207 | 0.019591 | 0.025835 | 0.031943 | 0.037313 | 0.0415 | 0.04476 | 0.047295 | 0.049263 | 0.050787 | 0.051964 | 0.05287 | 0.053565 | 0.054096 | 0.054499 | 0.054428 | 0.05436 | 0.054298 | 0.054241
F11_Industrial_Paper and Printing_Existing_Space Heating_Natural Gas_Gas Boiler - Stack Economizer_A_Technical Potential | F11 | Industrial | Paper and Printing | Existing | Space Heating | Natural Gas | Gas Boiler - Stack Economizer | A | Cumulative Summer Peak Savings (MW) | Technical Potential | 0 | 0 | 0 | 0 | 0 | 0 | 0 | 0 | 0 | 0 | 0 | 0 | 0 | 0 | 0 | 0 | 0 | 0 | 0 | 0 | 0 | 0
F12_Industrial_Paper and Printing_Existing_Space Heating_Natural Gas_Gas Boiler - Stack Economizer_A_Technical Potential | F12 | Industrial | Paper and Printing | Existing | Space Heating | Natural Gas | Gas Boiler - Stack Economizer | A | Cumulative Winter Peak Savings (MW) | Technical Potential | 0 | 0 | 0 | 0 | 0 | 0 | 0 | 0 | 0 | 0 | 0 | 0 | 0 | 0 | 0 | 0 | 0 | 0 | 0 | 0 | 0 | 0
F13_Industrial_Paper and Printing_Existing_Space Heating_Natural Gas_Gas Boiler - Stack Economizer_A_Technical Potential | F13 | Industrial | Paper and Printing | Existing | Space Heating | Natural Gas | Gas Boiler - Stack Economizer | A | Purchases (Incremental) | Technical Potential | 0 | 0 | 0.066332 | 0.065188 | 0.064064 | 0.062959 | 0.061874 | 0.054726 | 0.043026 | 0.033828 | 0.026595 | 0.02091 | 0.016439 | 0.012925 | 0.010161 | 0.007989 | 0.006281 | 0.0049382 | 3.3101e-05 | 1.1618e-05 | 3.8924e-06 | 1.2474e-06
F14_Industrial_Paper and Printing_Existing_Space Heating_Natural Gas_Gas Boiler - Stack Economizer_A_Technical Potential | F14 | Industrial | Paper and Printing | Existing | Space Heating | Natural Gas | Gas Boiler - Stack Economizer | A | Purchases (Cumulative) | Technical Potential | 0 | 0 | 0.066332 | 0.13152 | 0.19558 | 0.25854 | 0.32042 | 0.37514 | 0.41817 | 0.452 | 0.47859 | 0.4995 | 0.51594 | 0.52887 | 0.53903 | 0.54702 | 0.5533 | 0.55824 | 0.55827 | 0.55828 | 0.55828 | 0.55829
F1_Industrial_Paper and Printing_Existing_Process_Natural Gas_Gas Boiler - Stack Economizer_A_Technical Potential | F1 | Industrial | Paper and Printing | Existing | Process | Natural Gas | Gas Boiler - Stack Economizer | A | Original Unit Energy Savings (kWh or therms) | Technical Potential | 0 | 0 | 73.0493 | 73.0493 | 73.0493 | 73.0493 | 73.0493 | 73.0493 | 73.0493 | 73.0493 | 73.0493 | 73.0493 | 73.0493 | 73.0493 | 73.0493 | 73.0493 | 73.0493 | 73.0493 | 73.0493 | 73.0493 | 73.0493 | 73.0493
F2_Industrial_Paper and Printing_Existing_Process_Natural Gas_Gas Boiler - Stack Economizer_A_Technical Potential | F2 | Industrial | Paper and Printing | Existing | Process | Natural Gas | Gas Boiler - Stack Economizer | A | Original Unit Summer Peak Savings (kW) | Technical Potential | 0 | 0 | 0 | 0 | 0 | 0 | 0 | 0 | 0 | 0 | 0 | 0 | 0 | 0 | 0 | 0 | 0 | 0 | 0 | 0 | 0 | 0
F3_Industrial_Paper and Printing_Existing_Process_Natural Gas_Gas Boiler - Stack Economizer_A_Technical Potential | F3 | Industrial | Paper and Printing | Existing | Process | Natural Gas | Gas Boiler - Stack Economizer | A | Original Unit Winter Peak Savings (kW) | Technical Potential | 0 | 0 | 0 | 0 | 0 | 0 | 0 | 0 | 0 | 0 | 0 | 0 | 0 | 0 | 0 | 0 | 0 | 0 | 0 | 0 | 0 | 0
F4_Industrial_Paper and Printing_Existing_Process_Natural Gas_Gas Boiler - Stack Economizer_A_Technical Potential | F4 | Industrial | Paper and Printing | Existing | Process | Natural Gas | Gas Boiler - Stack Economizer | A | Standalone Impact on Baseline Energy (%) | Technical Potential | 0% | 0% | 0.06039% | 0.1218% | 0.1844% | 0.248% | 0.3127% | 0.3726% | 0.4226% | 0.4648% | 0.5008% | 0.5318% | 0.559% | 0.583% | 0.6047% | 0.6244% | 0.6426% | 0.6597% | 0.6714% | 0.6832% | 0.6951% | 0.7073%
F5_Industrial_Paper and Printing_Existing_Process_Natural Gas_Gas Boiler - Stack Economizer_A_Technical Potential | F5 | Industrial | Paper and Printing | Existing | Process | Natural Gas | Gas Boiler - Stack Economizer | A | Standalone Impact on Baseline Summer Peak (%) | Technical Potential | bar: 2019 to 2040
F6_Industrial_Paper and Printing_Existing_Process_Natural Gas_Gas Boiler - Stack Economizer_A_Technical Potential | F6 | Industrial | Paper and Printing | Existing | Process | Natural Gas | Gas Boiler - Stack Economizer | A | Standalone Impact on Baseline Winter Peak (%) | Technical Potential | bar: 2019 to 2040
F7_Industrial_Paper and Printing_Existing_Process_Natural Gas_Gas Boiler - Stack Economizer_A_Technical Potential | F7 | Industrial | Paper and Printing | Existing | Process | Natural Gas | Gas Boiler - Stack Economizer | A | Incremental Energy Savings (MWh or mTherms) | Technical Potential | 0 | 0 | 0.19335 | 0.19001 | 0.18674 | 0.18352 | 0.18035 | 0.15952 | 0.12542 | 0.098603 | 0.077523 | 0.060949 | 0.047918 | 0.037674 | 0.029619 | 0.023287 | 0.018308 | 0.014394 | 9.6486e-05 | 3.3865e-05 | 1.1346e-05 | 3.636e-06
F8_Industrial_Paper and Printing_Existing_Process_Natural Gas_Gas Boiler - Stack Economizer_A_Technical Potential | F8 | Industrial | Paper and Printing | Existing | Process | Natural Gas | Gas Boiler - Stack Economizer | A | Incremental Summer Peak Savings (MW) | Technical Potential | 0 | 0 | 0 | 0 | 0 | 0 | 0 | 0 | 0 | 0 | 0 | 0 | 0 | 0 | 0 | 0 | 0 | 0 | 0 | 0 | 0 | 0
F9_Industrial_Paper and Printing_Existing_Process_Natural Gas_Gas Boiler - Stack Economizer_A_Technical Potential | F9 | Industrial | Paper and Printing | Existing | Process | Natural Gas | Gas Boiler - Stack Economizer | A | Incremental Winter Peak Savings (MW) | Technical Potential | 0 | 0 | 0 | 0 | 0 | 0 | 0 | 0 | 0 | 0 | 0 | 0 | 0 | 0 | 0 | 0 | 0 | 0 | 0 | 0 | 0 | 0
F10_Industrial_Paper and Printing_Existing_Process_Natural Gas_Gas Boiler - Stack Economizer_A_Technical Potential | F10 | Industrial | Paper and Printing | Existing | Process | Natural Gas | Gas Boiler - Stack Economizer | A | Cumulative Energy Savings (MWh or mTherms) | Technical Potential | 0 | 0 | 0.19335 | 0.38336 | 0.5701 | 0.75362 | 0.93398 | 1.0935 | 1.2189 | 1.3175 | 1.395 | 1.456 | 1.5039 | 1.5416 | 1.5712 | 1.5945 | 1.6128 | 1.6272 | 1.6273 | 1.6273 | 1.6273 | 1.6273
F11_Industrial_Paper and Printing_Existing_Process_Natural Gas_Gas Boiler - Stack Economizer_A_Technical Potential | F11 | Industrial | Paper and Printing | Existing | Process | Natural Gas | Gas Boiler - Stack Economizer | A | Cumulative Summer Peak Savings (MW) | Technical Potential | 0 | 0 | 0 | 0 | 0 | 0 | 0 | 0 | 0 | 0 | 0 | 0 | 0 | 0 | 0 | 0 | 0 | 0 | 0 | 0 | 0 | 0
F12_Industrial_Paper and Printing_Existing_Process_Natural Gas_Gas Boiler - Stack Economizer_A_Technical Potential | F12 | Industrial | Paper and Printing | Existing | Process | Natural Gas | Gas Boiler - Stack Economizer | A | Cumulative Winter Peak Savings (MW) | Technical Potential | 0 | 0 | 0 | 0 | 0 | 0 | 0 | 0 | 0 | 0 | 0 | 0 | 0 | 0 | 0 | 0 | 0 | 0 | 0 | 0 | 0 | 0
F13_Industrial_Paper and Printing_Existing_Process_Natural Gas_Gas Boiler - Stack Economizer_A_Technical Potential | F13 | Industrial | Paper and Printing | Existing | Process | Natural Gas | Gas Boiler - Stack Economizer | A | Purchases (Incremental) | Technical Potential | 0 | 0 | 2.6468 | 2.6012 | 2.5563 | 2.5123 | 2.469 | 2.1837 | 1.7169 | 1.3498 | 1.0612 | 0.83435 | 0.65597 | 0.51573 | 0.40547 | 0.31878 | 0.25063 | 0.19705 | 0.0013208 | 0.0004636 | 0.00015532 | 4.9774e-05
F14_Industrial_Paper and Printing_Existing_Process_Natural Gas_Gas Boiler - Stack Economizer_A_Technical Potential | F14 | Industrial | Paper and Printing | Existing | Process | Natural Gas | Gas Boiler - Stack Economizer | A | Purchases (Cumulative) | Technical Potential | 0 | 0 | 2.6468 | 5.248 | 7.8044 | 10.3166 | 12.7856 | 14.9693 | 16.6862 | 18.036 | 19.0972 | 19.9316 | 20.5876 | 21.1033 | 21.5088 | 21.8276 | 22.0782 | 22.2752 | 22.2766 | 22.277 | 22.2772 | 22.2772
F1_Industrial_Paper and Printing_Existing_Space Heating_Natural Gas_Gas Furnace Tube Inserts_A_Technical Potential | F1 | Industrial | Paper and Printing | Existing | Space Heating | Natural Gas | Gas Furnace Tube Inserts | A | Original Unit Energy Savings (kWh or therms) | Technical Potential | 0 | 0 | 0.088102 | 0.087615 | 0.087128 | 0.086647 | 0.086173 | 0.085712 | 0.085266 | 0.084839 | 0.084432 | 0.08405 | 0.08369 | 0.083351 | 0.083032 | 0.082732 | 0.082449 | 0.082183 | 0.081933 | 0.081697 | 0.081476 | 0.081267
F2_Industrial_Paper and Printing_Existing_Space Heating_Natural Gas_Gas Furnace Tube Inserts_A_Technical Potential | F2 | Industrial | Paper and Printing | Existing | Space Heating | Natural Gas | Gas Furnace Tube Inserts | A | Original Unit Summer Peak Savings (kW) | Technical Potential | 0 | 0 | 0 | 0 | 0 | 0 | 0 | 0 | 0 | 0 | 0 | 0 | 0 | 0 | 0 | 0 | 0 | 0 | 0 | 0 | 0 | 0
F3_Industrial_Paper and Printing_Existing_Space Heating_Natural Gas_Gas Furnace Tube Inserts_A_Technical Potential | F3 | Industrial | Paper and Printing | Existing | Space Heating | Natural Gas | Gas Furnace Tube Inserts | A | Original Unit Winter Peak Savings (kW) | Technical Potential | 0 | 0 | 0 | 0 | 0 | 0 | 0 | 0 | 0 | 0 | 0 | 0 | 0 | 0 | 0 | 0 | 0 | 0 | 0 | 0 | 0 | 0
F4_Industrial_Paper and Printing_Existing_Space Heating_Natural Gas_Gas Furnace Tube Inserts_A_Technical Potential | F4 | Industrial | Paper and Printing | Existing | Space Heating | Natural Gas | Gas Furnace Tube Inserts | A | Standalone Impact on Baseline Energy (%) | Technical Potential | bar: 2019 to 2040
F5_Industrial_Paper and Printing_Existing_Space Heating_Natural Gas_Gas Furnace Tube Inserts_A_Technical Potential | F5 | Industrial | Paper and Printing | Existing | Space Heating | Natural Gas | Gas Furnace Tube Inserts | A | Standalone Impact on Baseline Summer Peak (%) | Technical Potential | bar: 2019 to 2040
F6_Industrial_Paper and Printing_Existing_Space Heating_Natural Gas_Gas Furnace Tube Inserts_A_Technical Potential | F6 | Industrial | Paper and Printing | Existing | Space Heating | Natural Gas | Gas Furnace Tube Inserts | A | Standalone Impact on Baseline Winter Peak (%) | Technical Potential | bar: 2019 to 2040
F7_Industrial_Paper and Printing_Existing_Space Heating_Natural Gas_Gas Furnace Tube Inserts_A_Technical Potential | F7 | Industrial | Paper and Printing | Existing | Space Heating | Natural Gas | Gas Furnace Tube Inserts | A | Incremental Energy Savings (MWh or mTherms) | Technical Potential | 0 | 0 | 0 | 0 | 0 | 0 | 0 | 0 | 0 | 0 | 0 | 0 | 0 | 0 | 0 | 0 | 0 | 0 | 0 | 0 | 0 | 0
F8_Industrial_Paper and Printing_Existing_Space Heating_Natural Gas_Gas Furnace Tube Inserts_A_Technical Potential | F8 | Industrial | Paper and Printing | Existing | Space Heating | Natural Gas | Gas Furnace Tube Inserts | A | Incremental Summer Peak Savings (MW) | Technical Potential | 0 | 0 | 0 | 0 | 0 | 0 | 0 | 0 | 0 | 0 | 0 | 0 | 0 | 0 | 0 | 0 | 0 | 0 | 0 | 0 | 0 | 0
F9_Industrial_Paper and Printing_Existing_Space Heating_Natural Gas_Gas Furnace Tube Inserts_A_Technical Potential | F9 | Industrial | Paper and Printing | Existing | Space Heating | Natural Gas | Gas Furnace Tube Inserts | A | Incremental Winter Peak Savings (MW) | Technical Potential | 0 | 0 | 0 | 0 | 0 | 0 | 0 | 0 | 0 | 0 | 0 | 0 | 0 | 0 | 0 | 0 | 0 | 0 | 0 | 0 | 0 | 0
F10_Industrial_Paper and Printing_Existing_Space Heating_Natural Gas_Gas Furnace Tube Inserts_A_Technical Potential | F10 | Industrial | Paper and Printing | Existing | Space Heating | Natural Gas | Gas Furnace Tube Inserts | A | Cumulative Energy Savings (MWh or mTherms) | Technical Potential | 0 | 0 | 0 | 0 | 0 | 0 | 0 | 0 | 0 | 0 | 0 | 0 | 0 | 0 | 0 | 0 | 0 | 0 | 0 | 0 | 0 | 0
F11_Industrial_Paper and Printing_Existing_Space Heating_Natural Gas_Gas Furnace Tube Inserts_A_Technical Potential | F11 | Industrial | Paper and Printing | Existing | Space Heating | Natural Gas | Gas Furnace Tube Inserts | A | Cumulative Summer Peak Savings (MW) | Technical Potential | 0 | 0 | 0 | 0 | 0 | 0 | 0 | 0 | 0 | 0 | 0 | 0 | 0 | 0 | 0 | 0 | 0 | 0 | 0 | 0 | 0 | 0
F12_Industrial_Paper and Printing_Existing_Space Heating_Natural Gas_Gas Furnace Tube Inserts_A_Technical Potential | F12 | Industrial | Paper and Printing | Existing | Space Heating | Natural Gas | Gas Furnace Tube Inserts | A | Cumulative Winter Peak Savings (MW) | Technical Potential | 0 | 0 | 0 | 0 | 0 | 0 | 0 | 0 | 0 | 0 | 0 | 0 | 0 | 0 | 0 | 0 | 0 | 0 | 0 | 0 | 0 | 0
F13_Industrial_Paper and Printing_Existing_Space Heating_Natural Gas_Gas Furnace Tube Inserts_A_Technical Potential | F13 | Industrial | Paper and Printing | Existing | Space Heating | Natural Gas | Gas Furnace Tube Inserts | A | Purchases (Incremental) | Technical Potential | 0 | 0 | 0 | 0 | 0 | 0 | 0 | 0 | 0 | 0 | 0 | 0 | 0 | 0 | 0 | 0 | 0 | 0 | 0 | 0 | 0 | 0
F14_Industrial_Paper and Printing_Existing_Space Heating_Natural Gas_Gas Furnace Tube Inserts_A_Technical Potential | F14 | Industrial | Paper and Printing | Existing | Space Heating | Natural Gas | Gas Furnace Tube Inserts | A | Purchases (Cumulative) | Technical Potential | 0 | 0 | 0 | 0 | 0 | 0 | 0 | 0 | 0 | 0 | 0 | 0 | 0 | 0 | 0 | 0 | 0 | 0 | 0 | 0 | 0 | 0
F1_Industrial_Paper and Printing_Existing_Space Heating_Natural Gas_Space Heating - Heat Recovery Ventilator_A_Technical Potential | F1 | Industrial | Paper and Printing | Existing | Space Heating | Natural Gas | Space Heating - Heat Recovery Ventilator | A | Original Unit Energy Savings (kWh or therms) | Technical Potential | 0 | 0 | 0.01336 | 0.013329 | 0.013297 | 0.013266 | 0.013235 | 0.013205 | 0.013176 | 0.013148 | 0.013122 | 0.013097 | 0.013074 | 0.013051 | 0.013031 | 0.013011 | 0.012992 | 0.012975 | 0.012959 | 0.012943 | 0.012929 | 0.012915
F2_Industrial_Paper and Printing_Existing_Space Heating_Natural Gas_Space Heating - Heat Recovery Ventilator_A_Technical Potential | F2 | Industrial | Paper and Printing | Existing | Space Heating | Natural Gas | Space Heating - Heat Recovery Ventilator | A | Original Unit Summer Peak Savings (kW) | Technical Potential | 0 | 0 | 0 | 0 | 0 | 0 | 0 | 0 | 0 | 0 | 0 | 0 | 0 | 0 | 0 | 0 | 0 | 0 | 0 | 0 | 0 | 0
F3_Industrial_Paper and Printing_Existing_Space Heating_Natural Gas_Space Heating - Heat Recovery Ventilator_A_Technical Potential | F3 | Industrial | Paper and Printing | Existing | Space Heating | Natural Gas | Space Heating - Heat Recovery Ventilator | A | Original Unit Winter Peak Savings (kW) | Technical Potential | 0 | 0 | 0 | 0 | 0 | 0 | 0 | 0 | 0 | 0 | 0 | 0 | 0 | 0 | 0 | 0 | 0 | 0 | 0 | 0 | 0 | 0
F4_Industrial_Paper and Printing_Existing_Space Heating_Natural Gas_Space Heating - Heat Recovery Ventilator_A_Technical Potential | F4 | Industrial | Paper and Printing | Existing | Space Heating | Natural Gas | Space Heating - Heat Recovery Ventilator | A | Standalone Impact on Baseline Energy (%) | Technical Potential | 0% | 0% | 0.02138% | 0.04313% | 0.06526% | 0.08779% | 0.1107% | 0.134% | 0.1578% | 0.1819% | 0.2065% | 0.2315% | 0.2569% | 0.2828% | 0.3091% | 0.3359% | 0.3632% | 0.391% | 0.4192% | 0.4479% | 0.4772% | 0.5069%
F5_Industrial_Paper and Printing_Existing_Space Heating_Natural Gas_Space Heating - Heat Recovery Ventilator_A_Technical Potential | F5 | Industrial | Paper and Printing | Existing | Space Heating | Natural Gas | Space Heating - Heat Recovery Ventilator | A | Standalone Impact on Baseline Summer Peak (%) | Technical Potential | bar: 2019 to 2040
F6_Industrial_Paper and Printing_Existing_Space Heating_Natural Gas_Space Heating - Heat Recovery Ventilator_A_Technical Potential | F6 | Industrial | Paper and Printing | Existing | Space Heating | Natural Gas | Space Heating - Heat Recovery Ventilator | A | Standalone Impact on Baseline Winter Peak (%) | Technical Potential | bar: 2019 to 2040
F7_Industrial_Paper and Printing_Existing_Space Heating_Natural Gas_Space Heating - Heat Recovery Ventilator_A_Technical Potential | F7 | Industrial | Paper and Printing | Existing | Space Heating | Natural Gas | Space Heating - Heat Recovery Ventilator | A | Incremental Energy Savings (MWh or mTherms) | Technical Potential | 0 | 0 | 0.014713 | 0.014425 | 0.014143 | 0.013866 | 0.013596 | 0.013331 | 0.013073 | 0.01282 | 0.012574 | 0.012334 | 0.012099 | 0.01187 | 0.011647 | 0.011429 | 0.011216 | 0.011008 | 0.010804 | 0.010606 | 0.010411 | 0.010221
F8_Industrial_Paper and Printing_Existing_Space Heating_Natural Gas_Space Heating - Heat Recovery Ventilator_A_Technical Potential | F8 | Industrial | Paper and Printing | Existing | Space Heating | Natural Gas | Space Heating - Heat Recovery Ventilator | A | Incremental Summer Peak Savings (MW) | Technical Potential | 0 | 0 | 0 | 0 | 0 | 0 | 0 | 0 | 0 | 0 | 0 | 0 | 0 | 0 | 0 | 0 | 0 | 0 | 0 | 0 | 0 | 0
F9_Industrial_Paper and Printing_Existing_Space Heating_Natural Gas_Space Heating - Heat Recovery Ventilator_A_Technical Potential | F9 | Industrial | Paper and Printing | Existing | Space Heating | Natural Gas | Space Heating - Heat Recovery Ventilator | A | Incremental Winter Peak Savings (MW) | Technical Potential | 0 | 0 | 0 | 0 | 0 | 0 | 0 | 0 | 0 | 0 | 0 | 0 | 0 | 0 | 0 | 0 | 0 | 0 | 0 | 0 | 0 | 0
F10_Industrial_Paper and Printing_Existing_Space Heating_Natural Gas_Space Heating - Heat Recovery Ventilator_A_Technical Potential | F10 | Industrial | Paper and Printing | Existing | Space Heating | Natural Gas | Space Heating - Heat Recovery Ventilator | A | Cumulative Energy Savings (MWh or mTherms) | Technical Potential | 0 | 0 | 0.014713 | 0.029104 | 0.043178 | 0.056943 | 0.070406 | 0.083578 | 0.096468 | 0.10908 | 0.12144 | 0.13354 | 0.1454 | 0.15703 | 0.16842 | 0.1796 | 0.19056 | 0.20131 | 0.21186 | 0.22221 | 0.23238 | 0.24236
F11_Industrial_Paper and Printing_Existing_Space Heating_Natural Gas_Space Heating - Heat Recovery Ventilator_A_Technical Potential | F11 | Industrial | Paper and Printing | Existing | Space Heating | Natural Gas | Space Heating - Heat Recovery Ventilator | A | Cumulative Summer Peak Savings (MW) | Technical Potential | 0 | 0 | 0 | 0 | 0 | 0 | 0 | 0 | 0 | 0 | 0 | 0 | 0 | 0 | 0 | 0 | 0 | 0 | 0 | 0 | 0 | 0
F12_Industrial_Paper and Printing_Existing_Space Heating_Natural Gas_Space Heating - Heat Recovery Ventilator_A_Technical Potential | F12 | Industrial | Paper and Printing | Existing | Space Heating | Natural Gas | Space Heating - Heat Recovery Ventilator | A | Cumulative Winter Peak Savings (MW) | Technical Potential | 0 | 0 | 0 | 0 | 0 | 0 | 0 | 0 | 0 | 0 | 0 | 0 | 0 | 0 | 0 | 0 | 0 | 0 | 0 | 0 | 0 | 0
F13_Industrial_Paper and Printing_Existing_Space Heating_Natural Gas_Space Heating - Heat Recovery Ventilator_A_Technical Potential | F13 | Industrial | Paper and Printing | Existing | Space Heating | Natural Gas | Space Heating - Heat Recovery Ventilator | A | Purchases (Incremental) | Technical Potential | 0 | 0 | 1101.2662 | 1082.2788 | 1063.6189 | 1045.2806 | 1027.2585 | 1009.5472 | 992.1412 | 975.0353 | 958.2244 | 941.7032 | 925.467 | 909.5107 | 893.8294 | 878.4186 | 863.2734 | 848.3894 | 833.762 | 819.3868 | 805.2594 | 791.3757
F14_Industrial_Paper and Printing_Existing_Space Heating_Natural Gas_Space Heating - Heat Recovery Ventilator_A_Technical Potential | F14 | Industrial | Paper and Printing | Existing | Space Heating | Natural Gas | Space Heating - Heat Recovery Ventilator | A | Purchases (Cumulative) | Technical Potential | 0 | 0 | 1101.2662 | 2183.545 | 3247.1639 | 4292.4445 | 5319.7031 | 6329.2502 | 7321.3914 | 8296.4267 | 9254.6511 | 10196.3544 | 11121.8213 | 12031.332 | 12925.1614 | 13803.58 | 14666.8535 | 15515.2429 | 16349.0049 | 17168.3917 | 17973.6511 | 18765.0268
F1_Industrial_Paper and Printing_Existing_Space Heating_Natural Gas_Thermostat - Programmable_A_Technical Potential | F1 | Industrial | Paper and Printing | Existing | Space Heating | Natural Gas | Thermostat - Programmable | A | Original Unit Energy Savings (kWh or therms) | Technical Potential | 0 | 0 | 0.0064634 | 0.006448 | 0.0064327 | 0.0064176 | 0.0064027 | 0.0063882 | 0.0063742 | 0.0063608 | 0.006348 | 0.006336 | 0.0063246 | 0.0063139 | 0.0063038 | 0.0062943 | 0.0062853 | 0.0062769 | 0.006269 | 0.0062616 | 0.0062546 | 0.006248
F2_Industrial_Paper and Printing_Existing_Space Heating_Natural Gas_Thermostat - Programmable_A_Technical Potential | F2 | Industrial | Paper and Printing | Existing | Space Heating | Natural Gas | Thermostat - Programmable | A | Original Unit Summer Peak Savings (kW) | Technical Potential | 0 | 0 | 0 | 0 | 0 | 0 | 0 | 0 | 0 | 0 | 0 | 0 | 0 | 0 | 0 | 0 | 0 | 0 | 0 | 0 | 0 | 0
F3_Industrial_Paper and Printing_Existing_Space Heating_Natural Gas_Thermostat - Programmable_A_Technical Potential | F3 | Industrial | Paper and Printing | Existing | Space Heating | Natural Gas | Thermostat - Programmable | A | Original Unit Winter Peak Savings (kW) | Technical Potential | 0 | 0 | 0 | 0 | 0 | 0 | 0 | 0 | 0 | 0 | 0 | 0 | 0 | 0 | 0 | 0 | 0 | 0 | 0 | 0 | 0 | 0
F4_Industrial_Paper and Printing_Existing_Space Heating_Natural Gas_Thermostat - Programmable_A_Technical Potential | F4 | Industrial | Paper and Printing | Existing | Space Heating | Natural Gas | Thermostat - Programmable | A | Standalone Impact on Baseline Energy (%) | Technical Potential | 0% | 0% | 0.03103% | 0.0626% | 0.09472% | 0.1274% | 0.1607% | 0.1945% | 0.229% | 0.264% | 0.2997% | 0.3359% | 0.3729% | 0.4104% | 0.4486% | 0.4875% | 0.5271% | 0.5674% | 0.6084% | 0.6501% | 0.6925% | 0.7357%
F5_Industrial_Paper and Printing_Existing_Space Heating_Natural Gas_Thermostat - Programmable_A_Technical Potential | F5 | Industrial | Paper and Printing | Existing | Space Heating | Natural Gas | Thermostat - Programmable | A | Standalone Impact on Baseline Summer Peak (%) | Technical Potential | bar: 2019 to 2040
F6_Industrial_Paper and Printing_Existing_Space Heating_Natural Gas_Thermostat - Programmable_A_Technical Potential | F6 | Industrial | Paper and Printing | Existing | Space Heating | Natural Gas | Thermostat - Programmable | A | Standalone Impact on Baseline Winter Peak (%) | Technical Potential | bar: 2019 to 2040
F7_Industrial_Paper and Printing_Existing_Space Heating_Natural Gas_Thermostat - Programmable_A_Technical Potential | F7 | Industrial | Paper and Printing | Existing | Space Heating | Natural Gas | Thermostat - Programmable | A | Incremental Energy Savings (MWh or mTherms) | Technical Potential | 0 | 0 | 0.021354 | 0.020936 | 0.020526 | 0.020125 | 0.019732 | 0.019348 | 0.018972 | 0.018606 | 0.018248 | 0.0179 | 0.01756 | 0.017228 | 0.016904 | 0.016587 | 0.016278 | 0.015976 | 0.015681 | 0.015392 | 0.01511 | 0.014834
F8_Industrial_Paper and Printing_Existing_Space Heating_Natural Gas_Thermostat - Programmable_A_Technical Potential | F8 | Industrial | Paper and Printing | Existing | Space Heating | Natural Gas | Thermostat - Programmable | A | Incremental Summer Peak Savings (MW) | Technical Potential | 0 | 0 | 0 | 0 | 0 | 0 | 0 | 0 | 0 | 0 | 0 | 0 | 0 | 0 | 0 | 0 | 0 | 0 | 0 | 0 | 0 | 0
F9_Industrial_Paper and Printing_Existing_Space Heating_Natural Gas_Thermostat - Programmable_A_Technical Potential | F9 | Industrial | Paper and Printing | Existing | Space Heating | Natural Gas | Thermostat - Programmable | A | Incremental Winter Peak Savings (MW) | Technical Potential | 0 | 0 | 0 | 0 | 0 | 0 | 0 | 0 | 0 | 0 | 0 | 0 | 0 | 0 | 0 | 0 | 0 | 0 | 0 | 0 | 0 | 0
F10_Industrial_Paper and Printing_Existing_Space Heating_Natural Gas_Thermostat - Programmable_A_Technical Potential | F10 | Industrial | Paper and Printing | Existing | Space Heating | Natural Gas | Thermostat - Programmable | A | Cumulative Energy Savings (MWh or mTherms) | Technical Potential | 0 | 0 | 0.021354 | 0.042239 | 0.062664 | 0.082641 | 0.10218 | 0.1213 | 0.14001 | 0.15832 | 0.17625 | 0.19381 | 0.21102 | 0.22789 | 0.24443 | 0.26065 | 0.27656 | 0.29216 | 0.30748 | 0.3225 | 0.33725 | 0.35173
F11_Industrial_Paper and Printing_Existing_Space Heating_Natural Gas_Thermostat - Programmable_A_Technical Potential | F11 | Industrial | Paper and Printing | Existing | Space Heating | Natural Gas | Thermostat - Programmable | A | Cumulative Summer Peak Savings (MW) | Technical Potential | 0 | 0 | 0 | 0 | 0 | 0 | 0 | 0 | 0 | 0 | 0 | 0 | 0 | 0 | 0 | 0 | 0 | 0 | 0 | 0 | 0 | 0
F12_Industrial_Paper and Printing_Existing_Space Heating_Natural Gas_Thermostat - Programmable_A_Technical Potential | F12 | Industrial | Paper and Printing | Existing | Space Heating | Natural Gas | Thermostat - Programmable | A | Cumulative Winter Peak Savings (MW) | Technical Potential | 0 | 0 | 0 | 0 | 0 | 0 | 0 | 0 | 0 | 0 | 0 | 0 | 0 | 0 | 0 | 0 | 0 | 0 | 0 | 0 | 0 | 0
F13_Industrial_Paper and Printing_Existing_Space Heating_Natural Gas_Thermostat - Programmable_A_Technical Potential | F13 | Industrial | Paper and Printing | Existing | Space Heating | Natural Gas | Thermostat - Programmable | A | Purchases (Incremental) | Technical Potential | 0 | 0 | 3303.7986 | 3246.8365 | 3190.8566 | 3135.8418 | 3081.7756 | 3028.6415 | 2976.4236 | 2925.1059 | 2874.6731 | 2825.1097 | 2776.401 | 2728.532 | 2681.4883 | 2635.2558 | 2589.8203 | 2545.1682 | 2501.286 | 2458.1604 | 2415.7783 | 2374.127
F14_Industrial_Paper and Printing_Existing_Space Heating_Natural Gas_Thermostat - Programmable_A_Technical Potential | F14 | Industrial | Paper and Printing | Existing | Space Heating | Natural Gas | Thermostat - Programmable | A | Purchases (Cumulative) | Technical Potential | 0 | 0 | 3303.7986 | 6550.6351 | 9741.4918 | 12877.3336 | 15959.1092 | 18987.7507 | 21964.1743 | 24889.2802 | 27763.9533 | 30589.0631 | 33365.464 | 36093.996 | 38775.4843 | 41410.7401 | 44000.5604 | 46545.7286 | 49047.0147 | 51505.1751 | 53920.9534 | 56295.0804
F1_Industrial_Paper and Printing_Existing_Space Heating_Natural Gas_ENERGY STAR Connected Thermostat_A_Technical Potential | F1 | Industrial | Paper and Printing | Existing | Space Heating | Natural Gas | ENERGY STAR Connected Thermostat | A | Original Unit Energy Savings (kWh or therms) | Technical Potential | 0 | 0 | 0.015624 | 0.015587 | 0.01555 | 0.015514 | 0.015478 | 0.015443 | 0.015409 | 0.015376 | 0.015345 | 0.015316 | 0.015289 | 0.015263 | 0.015238 | 0.015215 | 0.015194 | 0.015173 | 0.015154 | 0.015136 | 0.01512 | 0.015104
F2_Industrial_Paper and Printing_Existing_Space Heating_Natural Gas_ENERGY STAR Connected Thermostat_A_Technical Potential | F2 | Industrial | Paper and Printing | Existing | Space Heating | Natural Gas | ENERGY STAR Connected Thermostat | A | Original Unit Summer Peak Savings (kW) | Technical Potential | 0 | 0 | 0 | 0 | 0 | 0 | 0 | 0 | 0 | 0 | 0 | 0 | 0 | 0 | 0 | 0 | 0 | 0 | 0 | 0 | 0 | 0
F3_Industrial_Paper and Printing_Existing_Space Heating_Natural Gas_ENERGY STAR Connected Thermostat_A_Technical Potential | F3 | Industrial | Paper and Printing | Existing | Space Heating | Natural Gas | ENERGY STAR Connected Thermostat | A | Original Unit Winter Peak Savings (kW) | Technical Potential | 0 | 0 | 0 | 0 | 0 | 0 | 0 | 0 | 0 | 0 | 0 | 0 | 0 | 0 | 0 | 0 | 0 | 0 | 0 | 0 | 0 | 0
F4_Industrial_Paper and Printing_Existing_Space Heating_Natural Gas_ENERGY STAR Connected Thermostat_A_Technical Potential | F4 | Industrial | Paper and Printing | Existing | Space Heating | Natural Gas | ENERGY STAR Connected Thermostat | A | Standalone Impact on Baseline Energy (%) | Technical Potential | 0% | 0% | 0.075% | 0.1513% | 0.229% | 0.308% | 0.3884% | 0.4702% | 0.5535% | 0.6382% | 0.7244% | 0.8121% | 0.9013% | 0.9921% | 1.085% | 1.179% | 1.274% | 1.372% | 1.471% | 1.571% | 1.674% | 1.778%
F5_Industrial_Paper and Printing_Existing_Space Heating_Natural Gas_ENERGY STAR Connected Thermostat_A_Technical Potential | F5 | Industrial | Paper and Printing | Existing | Space Heating | Natural Gas | ENERGY STAR Connected Thermostat | A | Standalone Impact on Baseline Summer Peak (%) | Technical Potential | bar: 2019 to 2040
F6_Industrial_Paper and Printing_Existing_Space Heating_Natural Gas_ENERGY STAR Connected Thermostat_A_Technical Potential | F6 | Industrial | Paper and Printing | Existing | Space Heating | Natural Gas | ENERGY STAR Connected Thermostat | A | Standalone Impact on Baseline Winter Peak (%) | Technical Potential | bar: 2019 to 2040
F7_Industrial_Paper and Printing_Existing_Space Heating_Natural Gas_ENERGY STAR Connected Thermostat_A_Technical Potential | F7 | Industrial | Paper and Printing | Existing | Space Heating | Natural Gas | ENERGY STAR Connected Thermostat | A | Incremental Energy Savings (MWh or mTherms) | Technical Potential | 0 | 0 | 0.05162 | 0.050609 | 0.049618 | 0.048648 | 0.047699 | 0.04677 | 0.045863 | 0.044977 | 0.044113 | 0.04327 | 0.042448 | 0.041645 | 0.040862 | 0.040097 | 0.039349 | 0.038619 | 0.037905 | 0.037208 | 0.036525 | 0.035858
F8_Industrial_Paper and Printing_Existing_Space Heating_Natural Gas_ENERGY STAR Connected Thermostat_A_Technical Potential | F8 | Industrial | Paper and Printing | Existing | Space Heating | Natural Gas | ENERGY STAR Connected Thermostat | A | Incremental Summer Peak Savings (MW) | Technical Potential | 0 | 0 | 0 | 0 | 0 | 0 | 0 | 0 | 0 | 0 | 0 | 0 | 0 | 0 | 0 | 0 | 0 | 0 | 0 | 0 | 0 | 0
F9_Industrial_Paper and Printing_Existing_Space Heating_Natural Gas_ENERGY STAR Connected Thermostat_A_Technical Potential | F9 | Industrial | Paper and Printing | Existing | Space Heating | Natural Gas | ENERGY STAR Connected Thermostat | A | Incremental Winter Peak Savings (MW) | Technical Potential | 0 | 0 | 0 | 0 | 0 | 0 | 0 | 0 | 0 | 0 | 0 | 0 | 0 | 0 | 0 | 0 | 0 | 0 | 0 | 0 | 0 | 0
F10_Industrial_Paper and Printing_Existing_Space Heating_Natural Gas_ENERGY STAR Connected Thermostat_A_Technical Potential | F10 | Industrial | Paper and Printing | Existing | Space Heating | Natural Gas | ENERGY STAR Connected Thermostat | A | Cumulative Energy Savings (MWh or mTherms) | Technical Potential | 0 | 0 | 0.05162 | 0.10211 | 0.15148 | 0.19977 | 0.24701 | 0.29322 | 0.33844 | 0.38271 | 0.42605 | 0.46851 | 0.51012 | 0.5509 | 0.59088 | 0.63008 | 0.66854 | 0.70626 | 0.74328 | 0.7796 | 0.81526 | 0.85026
F11_Industrial_Paper and Printing_Existing_Space Heating_Natural Gas_ENERGY STAR Connected Thermostat_A_Technical Potential | F11 | Industrial | Paper and Printing | Existing | Space Heating | Natural Gas | ENERGY STAR Connected Thermostat | A | Cumulative Summer Peak Savings (MW) | Technical Potential | 0 | 0 | 0 | 0 | 0 | 0 | 0 | 0 | 0 | 0 | 0 | 0 | 0 | 0 | 0 | 0 | 0 | 0 | 0 | 0 | 0 | 0
F12_Industrial_Paper and Printing_Existing_Space Heating_Natural Gas_ENERGY STAR Connected Thermostat_A_Technical Potential | F12 | Industrial | Paper and Printing | Existing | Space Heating | Natural Gas | ENERGY STAR Connected Thermostat | A | Cumulative Winter Peak Savings (MW) | Technical Potential | 0 | 0 | 0 | 0 | 0 | 0 | 0 | 0 | 0 | 0 | 0 | 0 | 0 | 0 | 0 | 0 | 0 | 0 | 0 | 0 | 0 | 0
F13_Industrial_Paper and Printing_Existing_Space Heating_Natural Gas_ENERGY STAR Connected Thermostat_A_Technical Potential | F13 | Industrial | Paper and Printing | Existing | Space Heating | Natural Gas | ENERGY STAR Connected Thermostat | A | Purchases (Incremental) | Technical Potential | 0 | 0 | 3303.7986 | 3246.8365 | 3190.8566 | 3135.8418 | 3081.7756 | 3028.6415 | 2976.4236 | 2925.1059 | 2874.6731 | 2825.1097 | 2776.401 | 2728.532 | 2681.4883 | 2635.2558 | 2589.8203 | 2545.1682 | 2501.286 | 2458.1604 | 2415.7783 | 2374.127
F14_Industrial_Paper and Printing_Existing_Space Heating_Natural Gas_ENERGY STAR Connected Thermostat_A_Technical Potential | F14 | Industrial | Paper and Printing | Existing | Space Heating | Natural Gas | ENERGY STAR Connected Thermostat | A | Purchases (Cumulative) | Technical Potential | 0 | 0 | 3303.7986 | 6550.6351 | 9741.4918 | 12877.3336 | 15959.1092 | 18987.7507 | 21964.1743 | 24889.2802 | 27763.9533 | 30589.0631 | 33365.464 | 36093.996 | 38775.4843 | 41410.7401 | 44000.5604 | 46545.7286 | 49047.0147 | 51505.1751 | 53920.9534 | 56295.0804
F1_Industrial_Paper and Printing_Existing_Space Heating_Natural Gas_Destratification Fans (HVLS)_A_Technical Potential | F1 | Industrial | Paper and Printing | Existing | Space Heating | Natural Gas | Destratification Fans (HVLS) | A | Original Unit Energy Savings (kWh or therms) | Technical Potential | 0 | 0 | 0.015624 | 0.015587 | 0.01555 | 0.015514 | 0.015478 | 0.015443 | 0.015409 | 0.015376 | 0.015345 | 0.015316 | 0.015289 | 0.015263 | 0.015238 | 0.015215 | 0.015194 | 0.015173 | 0.015154 | 0.015136 | 0.01512 | 0.015104
F2_Industrial_Paper and Printing_Existing_Space Heating_Natural Gas_Destratification Fans (HVLS)_A_Technical Potential | F2 | Industrial | Paper and Printing | Existing | Space Heating | Natural Gas | Destratification Fans (HVLS) | A | Original Unit Summer Peak Savings (kW) | Technical Potential | 0 | 0 | 0 | 0 | 0 | 0 | 0 | 0 | 0 | 0 | 0 | 0 | 0 | 0 | 0 | 0 | 0 | 0 | 0 | 0 | 0 | 0
F3_Industrial_Paper and Printing_Existing_Space Heating_Natural Gas_Destratification Fans (HVLS)_A_Technical Potential | F3 | Industrial | Paper and Printing | Existing | Space Heating | Natural Gas | Destratification Fans (HVLS) | A | Original Unit Winter Peak Savings (kW) | Technical Potential | 0 | 0 | 0 | 0 | 0 | 0 | 0 | 0 | 0 | 0 | 0 | 0 | 0 | 0 | 0 | 0 | 0 | 0 | 0 | 0 | 0 | 0
F4_Industrial_Paper and Printing_Existing_Space Heating_Natural Gas_Destratification Fans (HVLS)_A_Technical Potential | F4 | Industrial | Paper and Printing | Existing | Space Heating | Natural Gas | Destratification Fans (HVLS) | A | Standalone Impact on Baseline Energy (%) | Technical Potential | 0% | 0% | 0.075% | 0.1513% | 0.229% | 0.308% | 0.3884% | 0.4702% | 0.5535% | 0.6382% | 0.7244% | 0.8121% | 0.9013% | 0.9921% | 1.085% | 1.179% | 1.274% | 1.372% | 1.471% | 1.571% | 1.674% | 1.778%
F5_Industrial_Paper and Printing_Existing_Space Heating_Natural Gas_Destratification Fans (HVLS)_A_Technical Potential | F5 | Industrial | Paper and Printing | Existing | Space Heating | Natural Gas | Destratification Fans (HVLS) | A | Standalone Impact on Baseline Summer Peak (%) | Technical Potential | bar: 2019 to 2040
F6_Industrial_Paper and Printing_Existing_Space Heating_Natural Gas_Destratification Fans (HVLS)_A_Technical Potential | F6 | Industrial | Paper and Printing | Existing | Space Heating | Natural Gas | Destratification Fans (HVLS) | A | Standalone Impact on Baseline Winter Peak (%) | Technical Potential | bar: 2019 to 2040
F7_Industrial_Paper and Printing_Existing_Space Heating_Natural Gas_Destratification Fans (HVLS)_A_Technical Potential | F7 | Industrial | Paper and Printing | Existing | Space Heating | Natural Gas | Destratification Fans (HVLS) | A | Incremental Energy Savings (MWh or mTherms) | Technical Potential | 0 | 0 | 0.05162 | 0.050609 | 0.049618 | 0.048648 | 0.047699 | 0.04677 | 0.045863 | 0.044977 | 0.044113 | 0.04327 | 0.042448 | 0.041645 | 0.040862 | 0.040097 | 0.039349 | 0.038619 | 0.037905 | 0.037208 | 0.036525 | 0.035858
F8_Industrial_Paper and Printing_Existing_Space Heating_Natural Gas_Destratification Fans (HVLS)_A_Technical Potential | F8 | Industrial | Paper and Printing | Existing | Space Heating | Natural Gas | Destratification Fans (HVLS) | A | Incremental Summer Peak Savings (MW) | Technical Potential | 0 | 0 | 0 | 0 | 0 | 0 | 0 | 0 | 0 | 0 | 0 | 0 | 0 | 0 | 0 | 0 | 0 | 0 | 0 | 0 | 0 | 0
F9_Industrial_Paper and Printing_Existing_Space Heating_Natural Gas_Destratification Fans (HVLS)_A_Technical Potential | F9 | Industrial | Paper and Printing | Existing | Space Heating | Natural Gas | Destratification Fans (HVLS) | A | Incremental Winter Peak Savings (MW) | Technical Potential | 0 | 0 | 0 | 0 | 0 | 0 | 0 | 0 | 0 | 0 | 0 | 0 | 0 | 0 | 0 | 0 | 0 | 0 | 0 | 0 | 0 | 0
F10_Industrial_Paper and Printing_Existing_Space Heating_Natural Gas_Destratification Fans (HVLS)_A_Technical Potential | F10 | Industrial | Paper and Printing | Existing | Space Heating | Natural Gas | Destratification Fans (HVLS) | A | Cumulative Energy Savings (MWh or mTherms) | Technical Potential | 0 | 0 | 0.05162 | 0.10211 | 0.15148 | 0.19977 | 0.24701 | 0.29322 | 0.33844 | 0.38271 | 0.42605 | 0.46851 | 0.51012 | 0.5509 | 0.59088 | 0.63008 | 0.66854 | 0.70626 | 0.74328 | 0.7796 | 0.81526 | 0.85026
F11_Industrial_Paper and Printing_Existing_Space Heating_Natural Gas_Destratification Fans (HVLS)_A_Technical Potential | F11 | Industrial | Paper and Printing | Existing | Space Heating | Natural Gas | Destratification Fans (HVLS) | A | Cumulative Summer Peak Savings (MW) | Technical Potential | 0 | 0 | 0 | 0 | 0 | 0 | 0 | 0 | 0 | 0 | 0 | 0 | 0 | 0 | 0 | 0 | 0 | 0 | 0 | 0 | 0 | 0
F12_Industrial_Paper and Printing_Existing_Space Heating_Natural Gas_Destratification Fans (HVLS)_A_Technical Potential | F12 | Industrial | Paper and Printing | Existing | Space Heating | Natural Gas | Destratification Fans (HVLS) | A | Cumulative Winter Peak Savings (MW) | Technical Potential | 0 | 0 | 0 | 0 | 0 | 0 | 0 | 0 | 0 | 0 | 0 | 0 | 0 | 0 | 0 | 0 | 0 | 0 | 0 | 0 | 0 | 0
F13_Industrial_Paper and Printing_Existing_Space Heating_Natural Gas_Destratification Fans (HVLS)_A_Technical Potential | F13 | Industrial | Paper and Printing | Existing | Space Heating | Natural Gas | Destratification Fans (HVLS) | A | Purchases (Incremental) | Technical Potential | 0 | 0 | 3303.7986 | 3246.8365 | 3190.8566 | 3135.8418 | 3081.7756 | 3028.6415 | 2976.4236 | 2925.1059 | 2874.6731 | 2825.1097 | 2776.401 | 2728.532 | 2681.4883 | 2635.2558 | 2589.8203 | 2545.1682 | 2501.286 | 2458.1604 | 2415.7783 | 2374.127
F14_Industrial_Paper and Printing_Existing_Space Heating_Natural Gas_Destratification Fans (HVLS)_A_Technical Potential | F14 | Industrial | Paper and Printing | Existing | Space Heating | Natural Gas | Destratification Fans (HVLS) | A | Purchases (Cumulative) | Technical Potential | 0 | 0 | 3303.7986 | 6550.6351 | 9741.4918 | 12877.3336 | 15959.1092 | 18987.7507 | 21964.1743 | 24889.2802 | 27763.9533 | 30589.0631 | 33365.464 | 36093.996 | 38775.4843 | 41410.7401 | 44000.5604 | 46545.7286 | 49047.0147 | 51505.1751 | 53920.9534 | 56295.0804
F1_Industrial_Paper and Printing_Existing_Space Heating_Natural Gas_Gas Boiler - Insulate Steam Lines/Condensate Tank_A_Technical Potential | F1 | Industrial | Paper and Printing | Existing | Space Heating | Natural Gas | Gas Boiler - Insulate Steam Lines/Condensate Tank | A | Original Unit Energy Savings (kWh or therms) | Technical Potential | 0 | 0 | 1095.2062 | 1092.457 | 1089.7645 | 1087.1349 | 1084.5739 | 1082.0865 | 1079.6775 | 1077.3512 | 1075.1113 | 1072.9614 | 1070.9046 | 1068.9439 | 1067.0818 | 1065.3209 | 1063.6632 | 1062.1107 | 1060.6653 | 1059.3285 | 1058.1019 | 1056.9868
F2_Industrial_Paper and Printing_Existing_Space Heating_Natural Gas_Gas Boiler - Insulate Steam Lines/Condensate Tank_A_Technical Potential | F2 | Industrial | Paper and Printing | Existing | Space Heating | Natural Gas | Gas Boiler - Insulate Steam Lines/Condensate Tank | A | Original Unit Summer Peak Savings (kW) | Technical Potential | 0 | 0 | 0 | 0 | 0 | 0 | 0 | 0 | 0 | 0 | 0 | 0 | 0 | 0 | 0 | 0 | 0 | 0 | 0 | 0 | 0 | 0
F3_Industrial_Paper and Printing_Existing_Space Heating_Natural Gas_Gas Boiler - Insulate Steam Lines/Condensate Tank_A_Technical Potential | F3 | Industrial | Paper and Printing | Existing | Space Heating | Natural Gas | Gas Boiler - Insulate Steam Lines/Condensate Tank | A | Original Unit Winter Peak Savings (kW) | Technical Potential | 0 | 0 | 0 | 0 | 0 | 0 | 0 | 0 | 0 | 0 | 0 | 0 | 0 | 0 | 0 | 0 | 0 | 0 | 0 | 0 | 0 | 0
F4_Industrial_Paper and Printing_Existing_Space Heating_Natural Gas_Gas Boiler - Insulate Steam Lines/Condensate Tank_A_Technical Potential | F4 | Industrial | Paper and Printing | Existing | Space Heating | Natural Gas | Gas Boiler - Insulate Steam Lines/Condensate Tank | A | Standalone Impact on Baseline Energy (%) | Technical Potential | 0% | 0% | 0.006032% | 0.01217% | 0.01841% | 0.02476% | 0.03122% | 0.0378% | 0.04449% | 0.0513% | 0.05822% | 0.06527% | 0.07243% | 0.07972% | 0.08713% | 0.09467% | 0.1023% | 0.1101% | 0.1181% | 0.1262% | 0.1344% | 0.1428%
F5_Industrial_Paper and Printing_Existing_Space Heating_Natural Gas_Gas Boiler - Insulate Steam Lines/Condensate Tank_A_Technical Potential | F5 | Industrial | Paper and Printing | Existing | Space Heating | Natural Gas | Gas Boiler - Insulate Steam Lines/Condensate Tank | A | Standalone Impact on Baseline Summer Peak (%) | Technical Potential | bar: 2019 to 2040
F6_Industrial_Paper and Printing_Existing_Space Heating_Natural Gas_Gas Boiler - Insulate Steam Lines/Condensate Tank_A_Technical Potential | F6 | Industrial | Paper and Printing | Existing | Space Heating | Natural Gas | Gas Boiler - Insulate Steam Lines/Condensate Tank | A | Standalone Impact on Baseline Winter Peak (%) | Technical Potential | bar: 2019 to 2040
F7_Industrial_Paper and Printing_Existing_Space Heating_Natural Gas_Gas Boiler - Insulate Steam Lines/Condensate Tank_A_Technical Potential | F7 | Industrial | Paper and Printing | Existing | Space Heating | Natural Gas | Gas Boiler - Insulate Steam Lines/Condensate Tank | A | Incremental Energy Savings (MWh or mTherms) | Technical Potential | 0 | 0 | 0.0041513 | 0.0040694 | 0.0039894 | 0.0039112 | 0.0038347 | 0.0037599 | 0.0036869 | 0.0036155 | 0.0035458 | 0.0034777 | 0.0034112 | 0.0033462 | 0.0032828 | 0.0032209 | 0.0031604 | 0.0031014 | 0.0030438 | 0.0029875 | 0.0029326 | 0.002879
F8_Industrial_Paper and Printing_Existing_Space Heating_Natural Gas_Gas Boiler - Insulate Steam Lines/Condensate Tank_A_Technical Potential | F8 | Industrial | Paper and Printing | Existing | Space Heating | Natural Gas | Gas Boiler - Insulate Steam Lines/Condensate Tank | A | Incremental Summer Peak Savings (MW) | Technical Potential | 0 | 0 | 0 | 0 | 0 | 0 | 0 | 0 | 0 | 0 | 0 | 0 | 0 | 0 | 0 | 0 | 0 | 0 | 0 | 0 | 0 | 0
F9_Industrial_Paper and Printing_Existing_Space Heating_Natural Gas_Gas Boiler - Insulate Steam Lines/Condensate Tank_A_Technical Potential | F9 | Industrial | Paper and Printing | Existing | Space Heating | Natural Gas | Gas Boiler - Insulate Steam Lines/Condensate Tank | A | Incremental Winter Peak Savings (MW) | Technical Potential | 0 | 0 | 0 | 0 | 0 | 0 | 0 | 0 | 0 | 0 | 0 | 0 | 0 | 0 | 0 | 0 | 0 | 0 | 0 | 0 | 0 | 0
F10_Industrial_Paper and Printing_Existing_Space Heating_Natural Gas_Gas Boiler - Insulate Steam Lines/Condensate Tank_A_Technical Potential | F10 | Industrial | Paper and Printing | Existing | Space Heating | Natural Gas | Gas Boiler - Insulate Steam Lines/Condensate Tank | A | Cumulative Energy Savings (MWh or mTherms) | Technical Potential | 0 | 0 | 0.0041513 | 0.0082103 | 0.012179 | 0.016061 | 0.019858 | 0.023573 | 0.027207 | 0.030764 | 0.034246 | 0.037655 | 0.040994 | 0.044265 | 0.047471 | 0.050613 | 0.053695 | 0.056718 | 0.059684 | 0.062597 | 0.065457 | 0.068267
F11_Industrial_Paper and Printing_Existing_Space Heating_Natural Gas_Gas Boiler - Insulate Steam Lines/Condensate Tank_A_Technical Potential | F11 | Industrial | Paper and Printing | Existing | Space Heating | Natural Gas | Gas Boiler - Insulate Steam Lines/Condensate Tank | A | Cumulative Summer Peak Savings (MW) | Technical Potential | 0 | 0 | 0 | 0 | 0 | 0 | 0 | 0 | 0 | 0 | 0 | 0 | 0 | 0 | 0 | 0 | 0 | 0 | 0 | 0 | 0 | 0
F12_Industrial_Paper and Printing_Existing_Space Heating_Natural Gas_Gas Boiler - Insulate Steam Lines/Condensate Tank_A_Technical Potential | F12 | Industrial | Paper and Printing | Existing | Space Heating | Natural Gas | Gas Boiler - Insulate Steam Lines/Condensate Tank | A | Cumulative Winter Peak Savings (MW) | Technical Potential | 0 | 0 | 0 | 0 | 0 | 0 | 0 | 0 | 0 | 0 | 0 | 0 | 0 | 0 | 0 | 0 | 0 | 0 | 0 | 0 | 0 | 0
F13_Industrial_Paper and Printing_Existing_Space Heating_Natural Gas_Gas Boiler - Insulate Steam Lines/Condensate Tank_A_Technical Potential | F13 | Industrial | Paper and Printing | Existing | Space Heating | Natural Gas | Gas Boiler - Insulate Steam Lines/Condensate Tank | A | Purchases (Incremental) | Technical Potential | 0 | 0 | 0.0037904 | 0.003725 | 0.0036608 | 0.0035977 | 0.0035357 | 0.0034747 | 0.0034148 | 0.0033559 | 0.0032981 | 0.0032412 | 0.0031853 | 0.0031304 | 0.0030764 | 0.0030234 | 0.0029713 | 0.00292 | 0.0028697 | 0.0028202 | 0.0027716 | 0.0027238
F14_Industrial_Paper and Printing_Existing_Space Heating_Natural Gas_Gas Boiler - Insulate Steam Lines/Condensate Tank_A_Technical Potential | F14 | Industrial | Paper and Printing | Existing | Space Heating | Natural Gas | Gas Boiler - Insulate Steam Lines/Condensate Tank | A | Purchases (Cumulative) | Technical Potential | 0 | 0 | 0.0037904 | 0.0075154 | 0.011176 | 0.014774 | 0.01831 | 0.021784 | 0.025199 | 0.028555 | 0.031853 | 0.035094 | 0.03828 | 0.04141 | 0.044486 | 0.04751 | 0.050481 | 0.053401 | 0.056271 | 0.059091 | 0.061863 | 0.064586
F1_Industrial_Paper and Printing_Existing_Process_Natural Gas_Gas Boiler - Insulate Steam Lines/Condensate Tank_A_Technical Potential | F1 | Industrial | Paper and Printing | Existing | Process | Natural Gas | Gas Boiler - Insulate Steam Lines/Condensate Tank | A | Original Unit Energy Savings (kWh or therms) | Technical Potential | 0 | 0 | 604.3224 | 604.3224 | 604.3224 | 604.3224 | 604.3224 | 604.3224 | 604.3224 | 604.3224 | 604.3224 | 604.3224 | 604.3224 | 604.3224 | 604.3224 | 604.3224 | 604.3224 | 604.3224 | 604.3224 | 604.3224 | 604.3224 | 604.3224
F2_Industrial_Paper and Printing_Existing_Process_Natural Gas_Gas Boiler - Insulate Steam Lines/Condensate Tank_A_Technical Potential | F2 | Industrial | Paper and Printing | Existing | Process | Natural Gas | Gas Boiler - Insulate Steam Lines/Condensate Tank | A | Original Unit Summer Peak Savings (kW) | Technical Potential | 0 | 0 | 0 | 0 | 0 | 0 | 0 | 0 | 0 | 0 | 0 | 0 | 0 | 0 | 0 | 0 | 0 | 0 | 0 | 0 | 0 | 0
F3_Industrial_Paper and Printing_Existing_Process_Natural Gas_Gas Boiler - Insulate Steam Lines/Condensate Tank_A_Technical Potential | F3 | Industrial | Paper and Printing | Existing | Process | Natural Gas | Gas Boiler - Insulate Steam Lines/Condensate Tank | A | Original Unit Winter Peak Savings (kW) | Technical Potential | 0 | 0 | 0 | 0 | 0 | 0 | 0 | 0 | 0 | 0 | 0 | 0 | 0 | 0 | 0 | 0 | 0 | 0 | 0 | 0 | 0 | 0
F4_Industrial_Paper and Printing_Existing_Process_Natural Gas_Gas Boiler - Insulate Steam Lines/Condensate Tank_A_Technical Potential | F4 | Industrial | Paper and Printing | Existing | Process | Natural Gas | Gas Boiler - Insulate Steam Lines/Condensate Tank | A | Standalone Impact on Baseline Energy (%) | Technical Potential | 0% | 0% | 0.02855% | 0.0576% | 0.08716% | 0.1172% | 0.1478% | 0.179% | 0.2107% | 0.2429% | 0.2757% | 0.3091% | 0.3431% | 0.3777% | 0.4128% | 0.4486% | 0.4851% | 0.5221% | 0.5598% | 0.5982% | 0.6372% | 0.677%
F5_Industrial_Paper and Printing_Existing_Process_Natural Gas_Gas Boiler - Insulate Steam Lines/Condensate Tank_A_Technical Potential | F5 | Industrial | Paper and Printing | Existing | Process | Natural Gas | Gas Boiler - Insulate Steam Lines/Condensate Tank | A | Standalone Impact on Baseline Summer Peak (%) | Technical Potential | bar: 2019 to 2040
F6_Industrial_Paper and Printing_Existing_Process_Natural Gas_Gas Boiler - Insulate Steam Lines/Condensate Tank_A_Technical Potential | F6 | Industrial | Paper and Printing | Existing | Process | Natural Gas | Gas Boiler - Insulate Steam Lines/Condensate Tank | A | Standalone Impact on Baseline Winter Peak (%) | Technical Potential | bar: 2019 to 2040
F7_Industrial_Paper and Printing_Existing_Process_Natural Gas_Gas Boiler - Insulate Steam Lines/Condensate Tank_A_Technical Potential | F7 | Industrial | Paper and Printing | Existing | Process | Natural Gas | Gas Boiler - Insulate Steam Lines/Condensate Tank | A | Incremental Energy Savings (MWh or mTherms) | Technical Potential | 0 | 0 | 0.091402 | 0.089826 | 0.088278 | 0.086756 | 0.08526 | 0.08379 | 0.082345 | 0.080925 | 0.07953 | 0.078159 | 0.076811 | 0.075487 | 0.074186 | 0.072907 | 0.07165 | 0.070414 | 0.0692 | 0.068007 | 0.066834 | 0.065682
F8_Industrial_Paper and Printing_Existing_Process_Natural Gas_Gas Boiler - Insulate Steam Lines/Condensate Tank_A_Technical Potential | F8 | Industrial | Paper and Printing | Existing | Process | Natural Gas | Gas Boiler - Insulate Steam Lines/Condensate Tank | A | Incremental Summer Peak Savings (MW) | Technical Potential | 0 | 0 | 0 | 0 | 0 | 0 | 0 | 0 | 0 | 0 | 0 | 0 | 0 | 0 | 0 | 0 | 0 | 0 | 0 | 0 | 0 | 0
F9_Industrial_Paper and Printing_Existing_Process_Natural Gas_Gas Boiler - Insulate Steam Lines/Condensate Tank_A_Technical Potential | F9 | Industrial | Paper and Printing | Existing | Process | Natural Gas | Gas Boiler - Insulate Steam Lines/Condensate Tank | A | Incremental Winter Peak Savings (MW) | Technical Potential | 0 | 0 | 0 | 0 | 0 | 0 | 0 | 0 | 0 | 0 | 0 | 0 | 0 | 0 | 0 | 0 | 0 | 0 | 0 | 0 | 0 | 0
F10_Industrial_Paper and Printing_Existing_Process_Natural Gas_Gas Boiler - Insulate Steam Lines/Condensate Tank_A_Technical Potential | F10 | Industrial | Paper and Printing | Existing | Process | Natural Gas | Gas Boiler - Insulate Steam Lines/Condensate Tank | A | Cumulative Energy Savings (MWh or mTherms) | Technical Potential | 0 | 0 | 0.091402 | 0.18123 | 0.26951 | 0.35626 | 0.44152 | 0.52531 | 0.60766 | 0.68858 | 0.76811 | 0.84627 | 0.92308 | 0.99857 | 1.0728 | 1.1457 | 1.2173 | 1.2877 | 1.3569 | 1.4249 | 1.4918 | 1.5574
F11_Industrial_Paper and Printing_Existing_Process_Natural Gas_Gas Boiler - Insulate Steam Lines/Condensate Tank_A_Technical Potential | F11 | Industrial | Paper and Printing | Existing | Process | Natural Gas | Gas Boiler - Insulate Steam Lines/Condensate Tank | A | Cumulative Summer Peak Savings (MW) | Technical Potential | 0 | 0 | 0 | 0 | 0 | 0 | 0 | 0 | 0 | 0 | 0 | 0 | 0 | 0 | 0 | 0 | 0 | 0 | 0 | 0 | 0 | 0
F12_Industrial_Paper and Printing_Existing_Process_Natural Gas_Gas Boiler - Insulate Steam Lines/Condensate Tank_A_Technical Potential | F12 | Industrial | Paper and Printing | Existing | Process | Natural Gas | Gas Boiler - Insulate Steam Lines/Condensate Tank | A | Cumulative Winter Peak Savings (MW) | Technical Potential | 0 | 0 | 0 | 0 | 0 | 0 | 0 | 0 | 0 | 0 | 0 | 0 | 0 | 0 | 0 | 0 | 0 | 0 | 0 | 0 | 0 | 0
F13_Industrial_Paper and Printing_Existing_Process_Natural Gas_Gas Boiler - Insulate Steam Lines/Condensate Tank_A_Technical Potential | F13 | Industrial | Paper and Printing | Existing | Process | Natural Gas | Gas Boiler - Insulate Steam Lines/Condensate Tank | A | Purchases (Incremental) | Technical Potential | 0 | 0 | 0.15125 | 0.14864 | 0.14608 | 0.14356 | 0.14108 | 0.13865 | 0.13626 | 0.13391 | 0.1316 | 0.12933 | 0.1271 | 0.12491 | 0.12276 | 0.12064 | 0.11856 | 0.11652 | 0.11451 | 0.11253 | 0.11059 | 0.10869
F14_Industrial_Paper and Printing_Existing_Process_Natural Gas_Gas Boiler - Insulate Steam Lines/Condensate Tank_A_Technical Potential | F14 | Industrial | Paper and Printing | Existing | Process | Natural Gas | Gas Boiler - Insulate Steam Lines/Condensate Tank | A | Purchases (Cumulative) | Technical Potential | 0 | 0 | 0.15125 | 0.29989 | 0.44596 | 0.58952 | 0.73061 | 0.86926 | 1.0055 | 1.1394 | 1.271 | 1.4004 | 1.5275 | 1.6524 | 1.7751 | 1.8958 | 2.0143 | 2.1309 | 2.2454 | 2.3579 | 2.4685 | 2.5772
F1_Industrial_Paper and Printing_Existing_Space Heating_Natural Gas_Gas Boiler - Insulate Hot Water Lines_A_Technical Potential | F1 | Industrial | Paper and Printing | Existing | Space Heating | Natural Gas | Gas Boiler - Insulate Hot Water Lines | A | Original Unit Energy Savings (kWh or therms) | Technical Potential | 0 | 0 | 1237.9275 | 1234.82 | 1231.7766 | 1228.8043 | 1225.9096 | 1223.0981 | 1220.3752 | 1217.7457 | 1215.2139 | 1212.7838 | 1210.459 | 1208.2427 | 1206.1381 | 1204.1476 | 1202.2739 | 1200.5191 | 1198.8853 | 1197.3744 | 1195.9879 | 1194.7275
F2_Industrial_Paper and Printing_Existing_Space Heating_Natural Gas_Gas Boiler - Insulate Hot Water Lines_A_Technical Potential | F2 | Industrial | Paper and Printing | Existing | Space Heating | Natural Gas | Gas Boiler - Insulate Hot Water Lines | A | Original Unit Summer Peak Savings (kW) | Technical Potential | 0 | 0 | 0 | 0 | 0 | 0 | 0 | 0 | 0 | 0 | 0 | 0 | 0 | 0 | 0 | 0 | 0 | 0 | 0 | 0 | 0 | 0
F3_Industrial_Paper and Printing_Existing_Space Heating_Natural Gas_Gas Boiler - Insulate Hot Water Lines_A_Technical Potential | F3 | Industrial | Paper and Printing | Existing | Space Heating | Natural Gas | Gas Boiler - Insulate Hot Water Lines | A | Original Unit Winter Peak Savings (kW) | Technical Potential | 0 | 0 | 0 | 0 | 0 | 0 | 0 | 0 | 0 | 0 | 0 | 0 | 0 | 0 | 0 | 0 | 0 | 0 | 0 | 0 | 0 | 0
F4_Industrial_Paper and Printing_Existing_Space Heating_Natural Gas_Gas Boiler - Insulate Hot Water Lines_A_Technical Potential | F4 | Industrial | Paper and Printing | Existing | Space Heating | Natural Gas | Gas Boiler - Insulate Hot Water Lines | A | Standalone Impact on Baseline Energy (%) | Technical Potential | 0% | 0% | 0.01364% | 0.02751% | 0.04162% | 0.05598% | 0.07059% | 0.08545% | 0.1006% | 0.116% | 0.1316% | 0.1475% | 0.1637% | 0.1802% | 0.197% | 0.214% | 0.2314% | 0.249% | 0.267% | 0.2852% | 0.3038% | 0.3228%
F5_Industrial_Paper and Printing_Existing_Space Heating_Natural Gas_Gas Boiler - Insulate Hot Water Lines_A_Technical Potential | F5 | Industrial | Paper and Printing | Existing | Space Heating | Natural Gas | Gas Boiler - Insulate Hot Water Lines | A | Standalone Impact on Baseline Summer Peak (%) | Technical Potential | bar: 2019 to 2040
F6_Industrial_Paper and Printing_Existing_Space Heating_Natural Gas_Gas Boiler - Insulate Hot Water Lines_A_Technical Potential | F6 | Industrial | Paper and Printing | Existing | Space Heating | Natural Gas | Gas Boiler - Insulate Hot Water Lines | A | Standalone Impact on Baseline Winter Peak (%) | Technical Potential | bar: 2019 to 2040
F7_Industrial_Paper and Printing_Existing_Space Heating_Natural Gas_Gas Boiler - Insulate Hot Water Lines_A_Technical Potential | F7 | Industrial | Paper and Printing | Existing | Space Heating | Natural Gas | Gas Boiler - Insulate Hot Water Lines | A | Incremental Energy Savings (MWh or mTherms) | Technical Potential | 0 | 0 | 0.0093845 | 0.0091995 | 0.0090186 | 0.0088417 | 0.0086688 | 0.0084998 | 0.0083347 | 0.0081733 | 0.0080157 | 0.0078617 | 0.0077114 | 0.0075646 | 0.0074212 | 0.0072812 | 0.0071445 | 0.0070111 | 0.0068808 | 0.0067537 | 0.0066296 | 0.0065084
F8_Industrial_Paper and Printing_Existing_Space Heating_Natural Gas_Gas Boiler - Insulate Hot Water Lines_A_Technical Potential | F8 | Industrial | Paper and Printing | Existing | Space Heating | Natural Gas | Gas Boiler - Insulate Hot Water Lines | A | Incremental Summer Peak Savings (MW) | Technical Potential | 0 | 0 | 0 | 0 | 0 | 0 | 0 | 0 | 0 | 0 | 0 | 0 | 0 | 0 | 0 | 0 | 0 | 0 | 0 | 0 | 0 | 0
F9_Industrial_Paper and Printing_Existing_Space Heating_Natural Gas_Gas Boiler - Insulate Hot Water Lines_A_Technical Potential | F9 | Industrial | Paper and Printing | Existing | Space Heating | Natural Gas | Gas Boiler - Insulate Hot Water Lines | A | Incremental Winter Peak Savings (MW) | Technical Potential | 0 | 0 | 0 | 0 | 0 | 0 | 0 | 0 | 0 | 0 | 0 | 0 | 0 | 0 | 0 | 0 | 0 | 0 | 0 | 0 | 0 | 0
F10_Industrial_Paper and Printing_Existing_Space Heating_Natural Gas_Gas Boiler - Insulate Hot Water Lines_A_Technical Potential | F10 | Industrial | Paper and Printing | Existing | Space Heating | Natural Gas | Gas Boiler - Insulate Hot Water Lines | A | Cumulative Energy Savings (MWh or mTherms) | Technical Potential | 0 | 0 | 0.0093845 | 0.01856 | 0.027533 | 0.036309 | 0.044892 | 0.053289 | 0.061505 | 0.069546 | 0.077417 | 0.085124 | 0.092672 | 0.10007 | 0.10731 | 0.11442 | 0.12138 | 0.12822 | 0.13492 | 0.14151 | 0.14797 | 0.15433
F11_Industrial_Paper and Printing_Existing_Space Heating_Natural Gas_Gas Boiler - Insulate Hot Water Lines_A_Technical Potential | F11 | Industrial | Paper and Printing | Existing | Space Heating | Natural Gas | Gas Boiler - Insulate Hot Water Lines | A | Cumulative Summer Peak Savings (MW) | Technical Potential | 0 | 0 | 0 | 0 | 0 | 0 | 0 | 0 | 0 | 0 | 0 | 0 | 0 | 0 | 0 | 0 | 0 | 0 | 0 | 0 | 0 | 0
F12_Industrial_Paper and Printing_Existing_Space Heating_Natural Gas_Gas Boiler - Insulate Hot Water Lines_A_Technical Potential | F12 | Industrial | Paper and Printing | Existing | Space Heating | Natural Gas | Gas Boiler - Insulate Hot Water Lines | A | Cumulative Winter Peak Savings (MW) | Technical Potential | 0 | 0 | 0 | 0 | 0 | 0 | 0 | 0 | 0 | 0 | 0 | 0 | 0 | 0 | 0 | 0 | 0 | 0 | 0 | 0 | 0 | 0
F13_Industrial_Paper and Printing_Existing_Space Heating_Natural Gas_Gas Boiler - Insulate Hot Water Lines_A_Technical Potential | F13 | Industrial | Paper and Printing | Existing | Space Heating | Natural Gas | Gas Boiler - Insulate Hot Water Lines | A | Purchases (Incremental) | Technical Potential | 0 | 0 | 0.0075808 | 0.0074501 | 0.0073216 | 0.0071954 | 0.0070713 | 0.0069494 | 0.0068296 | 0.0067118 | 0.0065961 | 0.0064824 | 0.0063706 | 0.0062608 | 0.0061528 | 0.0060468 | 0.0059425 | 0.0058401 | 0.0057394 | 0.0056404 | 0.0055432 | 0.0054476
F14_Industrial_Paper and Printing_Existing_Space Heating_Natural Gas_Gas Boiler - Insulate Hot Water Lines_A_Technical Potential | F14 | Industrial | Paper and Printing | Existing | Space Heating | Natural Gas | Gas Boiler - Insulate Hot Water Lines | A | Purchases (Cumulative) | Technical Potential | 0 | 0 | 0.0075808 | 0.015031 | 0.022352 | 0.029548 | 0.036619 | 0.043569 | 0.050398 | 0.05711 | 0.063706 | 0.070189 | 0.076559 | 0.08282 | 0.088973 | 0.09502 | 0.10096 | 0.1068 | 0.11254 | 0.11818 | 0.12373 | 0.12917
F1_Industrial_Paper and Printing_Existing_Process_Natural Gas_Gas Boiler - Insulate Hot Water Lines_A_Technical Potential | F1 | Industrial | Paper and Printing | Existing | Process | Natural Gas | Gas Boiler - Insulate Hot Water Lines | A | Original Unit Energy Savings (kWh or therms) | Technical Potential | 0 | 0 | 683.0744 | 683.0744 | 683.0744 | 683.0744 | 683.0744 | 683.0744 | 683.0744 | 683.0744 | 683.0744 | 683.0744 | 683.0744 | 683.0744 | 683.0744 | 683.0744 | 683.0744 | 683.0744 | 683.0744 | 683.0744 | 683.0744 | 683.0744
F2_Industrial_Paper and Printing_Existing_Process_Natural Gas_Gas Boiler - Insulate Hot Water Lines_A_Technical Potential | F2 | Industrial | Paper and Printing | Existing | Process | Natural Gas | Gas Boiler - Insulate Hot Water Lines | A | Original Unit Summer Peak Savings (kW) | Technical Potential | 0 | 0 | 0 | 0 | 0 | 0 | 0 | 0 | 0 | 0 | 0 | 0 | 0 | 0 | 0 | 0 | 0 | 0 | 0 | 0 | 0 | 0
F3_Industrial_Paper and Printing_Existing_Process_Natural Gas_Gas Boiler - Insulate Hot Water Lines_A_Technical Potential | F3 | Industrial | Paper and Printing | Existing | Process | Natural Gas | Gas Boiler - Insulate Hot Water Lines | A | Original Unit Winter Peak Savings (kW) | Technical Potential | 0 | 0 | 0 | 0 | 0 | 0 | 0 | 0 | 0 | 0 | 0 | 0 | 0 | 0 | 0 | 0 | 0 | 0 | 0 | 0 | 0 | 0
F4_Industrial_Paper and Printing_Existing_Process_Natural Gas_Gas Boiler - Insulate Hot Water Lines_A_Technical Potential | F4 | Industrial | Paper and Printing | Existing | Process | Natural Gas | Gas Boiler - Insulate Hot Water Lines | A | Standalone Impact on Baseline Energy (%) | Technical Potential | 0% | 0% | 0.06454% | 0.1302% | 0.197% | 0.265% | 0.3342% | 0.4046% | 0.4763% | 0.5492% | 0.6233% | 0.6988% | 0.7756% | 0.8538% | 0.9333% | 1.014% | 1.097% | 1.18% | 1.266% | 1.352% | 1.441% | 1.53%
F5_Industrial_Paper and Printing_Existing_Process_Natural Gas_Gas Boiler - Insulate Hot Water Lines_A_Technical Potential | F5 | Industrial | Paper and Printing | Existing | Process | Natural Gas | Gas Boiler - Insulate Hot Water Lines | A | Standalone Impact on Baseline Summer Peak (%) | Technical Potential | bar: 2019 to 2040
F6_Industrial_Paper and Printing_Existing_Process_Natural Gas_Gas Boiler - Insulate Hot Water Lines_A_Technical Potential | F6 | Industrial | Paper and Printing | Existing | Process | Natural Gas | Gas Boiler - Insulate Hot Water Lines | A | Standalone Impact on Baseline Winter Peak (%) | Technical Potential | bar: 2019 to 2040
F7_Industrial_Paper and Printing_Existing_Process_Natural Gas_Gas Boiler - Insulate Hot Water Lines_A_Technical Potential | F7 | Industrial | Paper and Printing | Existing | Process | Natural Gas | Gas Boiler - Insulate Hot Water Lines | A | Incremental Energy Savings (MWh or mTherms) | Technical Potential | 0 | 0 | 0.20663 | 0.20306 | 0.19956 | 0.19612 | 0.19274 | 0.18942 | 0.18615 | 0.18294 | 0.17979 | 0.17669 | 0.17364 | 0.17065 | 0.16771 | 0.16481 | 0.16197 | 0.15918 | 0.15644 | 0.15374 | 0.15109 | 0.14848
F8_Industrial_Paper and Printing_Existing_Process_Natural Gas_Gas Boiler - Insulate Hot Water Lines_A_Technical Potential | F8 | Industrial | Paper and Printing | Existing | Process | Natural Gas | Gas Boiler - Insulate Hot Water Lines | A | Incremental Summer Peak Savings (MW) | Technical Potential | 0 | 0 | 0 | 0 | 0 | 0 | 0 | 0 | 0 | 0 | 0 | 0 | 0 | 0 | 0 | 0 | 0 | 0 | 0 | 0 | 0 | 0
F9_Industrial_Paper and Printing_Existing_Process_Natural Gas_Gas Boiler - Insulate Hot Water Lines_A_Technical Potential | F9 | Industrial | Paper and Printing | Existing | Process | Natural Gas | Gas Boiler - Insulate Hot Water Lines | A | Incremental Winter Peak Savings (MW) | Technical Potential | 0 | 0 | 0 | 0 | 0 | 0 | 0 | 0 | 0 | 0 | 0 | 0 | 0 | 0 | 0 | 0 | 0 | 0 | 0 | 0 | 0 | 0
F10_Industrial_Paper and Printing_Existing_Process_Natural Gas_Gas Boiler - Insulate Hot Water Lines_A_Technical Potential | F10 | Industrial | Paper and Printing | Existing | Process | Natural Gas | Gas Boiler - Insulate Hot Water Lines | A | Cumulative Energy Savings (MWh or mTherms) | Technical Potential | 0 | 0 | 0.20663 | 0.40969 | 0.60925 | 0.80538 | 0.99812 | 1.1875 | 1.3737 | 1.5566 | 1.7364 | 1.9131 | 2.0867 | 2.2574 | 2.4251 | 2.5899 | 2.7519 | 2.9111 | 3.0675 | 3.2212 | 3.3723 | 3.5208
F11_Industrial_Paper and Printing_Existing_Process_Natural Gas_Gas Boiler - Insulate Hot Water Lines_A_Technical Potential | F11 | Industrial | Paper and Printing | Existing | Process | Natural Gas | Gas Boiler - Insulate Hot Water Lines | A | Cumulative Summer Peak Savings (MW) | Technical Potential | 0 | 0 | 0 | 0 | 0 | 0 | 0 | 0 | 0 | 0 | 0 | 0 | 0 | 0 | 0 | 0 | 0 | 0 | 0 | 0 | 0 | 0
F12_Industrial_Paper and Printing_Existing_Process_Natural Gas_Gas Boiler - Insulate Hot Water Lines_A_Technical Potential | F12 | Industrial | Paper and Printing | Existing | Process | Natural Gas | Gas Boiler - Insulate Hot Water Lines | A | Cumulative Winter Peak Savings (MW) | Technical Potential | 0 | 0 | 0 | 0 | 0 | 0 | 0 | 0 | 0 | 0 | 0 | 0 | 0 | 0 | 0 | 0 | 0 | 0 | 0 | 0 | 0 | 0
F13_Industrial_Paper and Printing_Existing_Process_Natural Gas_Gas Boiler - Insulate Hot Water Lines_A_Technical Potential | F13 | Industrial | Paper and Printing | Existing | Process | Natural Gas | Gas Boiler - Insulate Hot Water Lines | A | Purchases (Incremental) | Technical Potential | 0 | 0 | 0.3025 | 0.29728 | 0.29215 | 0.28712 | 0.28217 | 0.2773 | 0.27252 | 0.26782 | 0.2632 | 0.25867 | 0.25421 | 0.24982 | 0.24552 | 0.24128 | 0.23712 | 0.23304 | 0.22902 | 0.22507 | 0.22119 | 0.21737
F14_Industrial_Paper and Printing_Existing_Process_Natural Gas_Gas Boiler - Insulate Hot Water Lines_A_Technical Potential | F14 | Industrial | Paper and Printing | Existing | Process | Natural Gas | Gas Boiler - Insulate Hot Water Lines | A | Purchases (Cumulative) | Technical Potential | 0 | 0 | 0.3025 | 0.59977 | 0.89193 | 1.179 | 1.4612 | 1.7385 | 2.011 | 2.2789 | 2.5421 | 2.8007 | 3.0549 | 3.3048 | 3.5503 | 3.7916 | 4.0287 | 4.2617 | 4.4907 | 4.7158 | 4.937 | 5.1544
F1_Industrial_Paper and Printing_Existing_Process_Natural Gas_Process - Insulate Heated Process Fluids_A_Technical Potential | F1 | Industrial | Paper and Printing | Existing | Process | Natural Gas | Process - Insulate Heated Process Fluids | A | Original Unit Energy Savings (kWh or therms) | Technical Potential | 0 | 0 | 559.2448 | 559.2448 | 559.2448 | 559.2448 | 559.2448 | 559.2448 | 559.2448 | 559.2448 | 559.2448 | 559.2448 | 559.2448 | 559.2448 | 559.2448 | 559.2448 | 559.2448 | 559.2448 | 559.2448 | 559.2448 | 559.2448 | 559.2448
F2_Industrial_Paper and Printing_Existing_Process_Natural Gas_Process - Insulate Heated Process Fluids_A_Technical Potential | F2 | Industrial | Paper and Printing | Existing | Process | Natural Gas | Process - Insulate Heated Process Fluids | A | Original Unit Summer Peak Savings (kW) | Technical Potential | 0 | 0 | 0 | 0 | 0 | 0 | 0 | 0 | 0 | 0 | 0 | 0 | 0 | 0 | 0 | 0 | 0 | 0 | 0 | 0 | 0 | 0
F3_Industrial_Paper and Printing_Existing_Process_Natural Gas_Process - Insulate Heated Process Fluids_A_Technical Potential | F3 | Industrial | Paper and Printing | Existing | Process | Natural Gas | Process - Insulate Heated Process Fluids | A | Original Unit Winter Peak Savings (kW) | Technical Potential | 0 | 0 | 0 | 0 | 0 | 0 | 0 | 0 | 0 | 0 | 0 | 0 | 0 | 0 | 0 | 0 | 0 | 0 | 0 | 0 | 0 | 0
F4_Industrial_Paper and Printing_Existing_Process_Natural Gas_Process - Insulate Heated Process Fluids_A_Technical Potential | F4 | Industrial | Paper and Printing | Existing | Process | Natural Gas | Process - Insulate Heated Process Fluids | A | Standalone Impact on Baseline Energy (%) | Technical Potential | 0% | 0% | 0.05779% | 0.1166% | 0.1764% | 0.2373% | 0.2993% | 0.3566% | 0.4044% | 0.4448% | 0.4792% | 0.5089% | 0.5349% | 0.5579% | 0.5786% | 0.5975% | 0.615% | 0.6314% | 0.6425% | 0.6538% | 0.6652% | 0.6769%
F5_Industrial_Paper and Printing_Existing_Process_Natural Gas_Process - Insulate Heated Process Fluids_A_Technical Potential | F5 | Industrial | Paper and Printing | Existing | Process | Natural Gas | Process - Insulate Heated Process Fluids | A | Standalone Impact on Baseline Summer Peak (%) | Technical Potential | bar: 2019 to 2040
F6_Industrial_Paper and Printing_Existing_Process_Natural Gas_Process - Insulate Heated Process Fluids_A_Technical Potential | F6 | Industrial | Paper and Printing | Existing | Process | Natural Gas | Process - Insulate Heated Process Fluids | A | Standalone Impact on Baseline Winter Peak (%) | Technical Potential | bar: 2019 to 2040
F7_Industrial_Paper and Printing_Existing_Process_Natural Gas_Process - Insulate Heated Process Fluids_A_Technical Potential | F7 | Industrial | Paper and Printing | Existing | Process | Natural Gas | Process - Insulate Heated Process Fluids | A | Incremental Energy Savings (MWh or mTherms) | Technical Potential | 0 | 0 | 0.18503 | 0.18184 | 0.1787 | 0.17562 | 0.17259 | 0.15266 | 0.12002 | 0.09436 | 0.074186 | 0.058326 | 0.045856 | 0.036052 | 0.028345 | 0.022285 | 0.01752 | 0.013775 | 9.2334e-05 | 3.2408e-05 | 1.0858e-05 | 3.4795e-06
F8_Industrial_Paper and Printing_Existing_Process_Natural Gas_Process - Insulate Heated Process Fluids_A_Technical Potential | F8 | Industrial | Paper and Printing | Existing | Process | Natural Gas | Process - Insulate Heated Process Fluids | A | Incremental Summer Peak Savings (MW) | Technical Potential | 0 | 0 | 0 | 0 | 0 | 0 | 0 | 0 | 0 | 0 | 0 | 0 | 0 | 0 | 0 | 0 | 0 | 0 | 0 | 0 | 0 | 0
F9_Industrial_Paper and Printing_Existing_Process_Natural Gas_Process - Insulate Heated Process Fluids_A_Technical Potential | F9 | Industrial | Paper and Printing | Existing | Process | Natural Gas | Process - Insulate Heated Process Fluids | A | Incremental Winter Peak Savings (MW) | Technical Potential | 0 | 0 | 0 | 0 | 0 | 0 | 0 | 0 | 0 | 0 | 0 | 0 | 0 | 0 | 0 | 0 | 0 | 0 | 0 | 0 | 0 | 0
F10_Industrial_Paper and Printing_Existing_Process_Natural Gas_Process - Insulate Heated Process Fluids_A_Technical Potential | F10 | Industrial | Paper and Printing | Existing | Process | Natural Gas | Process - Insulate Heated Process Fluids | A | Cumulative Energy Savings (MWh or mTherms) | Technical Potential | 0 | 0 | 0.18503 | 0.36687 | 0.54557 | 0.72119 | 0.89378 | 1.0464 | 1.1665 | 1.2608 | 1.335 | 1.3933 | 1.4392 | 1.4752 | 1.5036 | 1.5259 | 1.5434 | 1.5572 | 1.5573 | 1.5573 | 1.5573 | 1.5573
F11_Industrial_Paper and Printing_Existing_Process_Natural Gas_Process - Insulate Heated Process Fluids_A_Technical Potential | F11 | Industrial | Paper and Printing | Existing | Process | Natural Gas | Process - Insulate Heated Process Fluids | A | Cumulative Summer Peak Savings (MW) | Technical Potential | 0 | 0 | 0 | 0 | 0 | 0 | 0 | 0 | 0 | 0 | 0 | 0 | 0 | 0 | 0 | 0 | 0 | 0 | 0 | 0 | 0 | 0
F12_Industrial_Paper and Printing_Existing_Process_Natural Gas_Process - Insulate Heated Process Fluids_A_Technical Potential | F12 | Industrial | Paper and Printing | Existing | Process | Natural Gas | Process - Insulate Heated Process Fluids | A | Cumulative Winter Peak Savings (MW) | Technical Potential | 0 | 0 | 0 | 0 | 0 | 0 | 0 | 0 | 0 | 0 | 0 | 0 | 0 | 0 | 0 | 0 | 0 | 0 | 0 | 0 | 0 | 0
F13_Industrial_Paper and Printing_Existing_Process_Natural Gas_Process - Insulate Heated Process Fluids_A_Technical Potential | F13 | Industrial | Paper and Printing | Existing | Process | Natural Gas | Process - Insulate Heated Process Fluids | A | Purchases (Incremental) | Technical Potential | 0 | 0 | 0.33085 | 0.32515 | 0.31954 | 0.31403 | 0.30862 | 0.27297 | 0.21461 | 0.16873 | 0.13265 | 0.10429 | 0.081997 | 0.064466 | 0.050684 | 0.039848 | 0.031329 | 0.024631 | 0.00016511 | 5.7949e-05 | 1.9415e-05 | 6.2218e-06
F14_Industrial_Paper and Printing_Existing_Process_Natural Gas_Process - Insulate Heated Process Fluids_A_Technical Potential | F14 | Industrial | Paper and Printing | Existing | Process | Natural Gas | Process - Insulate Heated Process Fluids | A | Purchases (Cumulative) | Technical Potential | 0 | 0 | 0.33085 | 0.656 | 0.97554 | 1.2896 | 1.5982 | 1.8712 | 2.0858 | 2.2545 | 2.3872 | 2.4914 | 2.5734 | 2.6379 | 2.6886 | 2.7284 | 2.7598 | 2.7844 | 2.7846 | 2.7846 | 2.7846 | 2.7847
F1_Industrial_Paper and Printing_Existing_Process_Natural Gas_Process Heat Recovery_A_Technical Potential | F1 | Industrial | Paper and Printing | Existing | Process | Natural Gas | Process Heat Recovery | A | Original Unit Energy Savings (kWh or therms) | Technical Potential | 0 | 0 | 73.39 | 73.39 | 73.39 | 73.39 | 73.39 | 73.39 | 73.39 | 73.39 | 73.39 | 73.39 | 73.39 | 73.39 | 73.39 | 73.39 | 73.39 | 73.39 | 73.39 | 73.39 | 73.39 | 73.39
F2_Industrial_Paper and Printing_Existing_Process_Natural Gas_Process Heat Recovery_A_Technical Potential | F2 | Industrial | Paper and Printing | Existing | Process | Natural Gas | Process Heat Recovery | A | Original Unit Summer Peak Savings (kW) | Technical Potential | 0 | 0 | 0 | 0 | 0 | 0 | 0 | 0 | 0 | 0 | 0 | 0 | 0 | 0 | 0 | 0 | 0 | 0 | 0 | 0 | 0 | 0
F3_Industrial_Paper and Printing_Existing_Process_Natural Gas_Process Heat Recovery_A_Technical Potential | F3 | Industrial | Paper and Printing | Existing | Process | Natural Gas | Process Heat Recovery | A | Original Unit Winter Peak Savings (kW) | Technical Potential | 0 | 0 | 0 | 0 | 0 | 0 | 0 | 0 | 0 | 0 | 0 | 0 | 0 | 0 | 0 | 0 | 0 | 0 | 0 | 0 | 0 | 0
F4_Industrial_Paper and Printing_Existing_Process_Natural Gas_Process Heat Recovery_A_Technical Potential | F4 | Industrial | Paper and Printing | Existing | Process | Natural Gas | Process Heat Recovery | A | Standalone Impact on Baseline Energy (%) | Technical Potential | 0% | 0% | 0.273% | 0.5509% | 0.8336% | 1.121% | 1.414% | 1.684% | 1.911% | 2.101% | 2.264% | 2.404% | 2.527% | 2.636% | 2.734% | 2.823% | 2.905% | 2.983% | 3.035% | 3.089% | 3.143% | 3.198%
F5_Industrial_Paper and Printing_Existing_Process_Natural Gas_Process Heat Recovery_A_Technical Potential | F5 | Industrial | Paper and Printing | Existing | Process | Natural Gas | Process Heat Recovery | A | Standalone Impact on Baseline Summer Peak (%) | Technical Potential | bar: 2019 to 2040
F6_Industrial_Paper and Printing_Existing_Process_Natural Gas_Process Heat Recovery_A_Technical Potential | F6 | Industrial | Paper and Printing | Existing | Process | Natural Gas | Process Heat Recovery | A | Standalone Impact on Baseline Winter Peak (%) | Technical Potential | bar: 2019 to 2040
F7_Industrial_Paper and Printing_Existing_Process_Natural Gas_Process Heat Recovery_A_Technical Potential | F7 | Industrial | Paper and Printing | Existing | Process | Natural Gas | Process Heat Recovery | A | Incremental Energy Savings (MWh or mTherms) | Technical Potential | 0 | 0 | 0.87413 | 0.85906 | 0.84424 | 0.82969 | 0.81538 | 0.72119 | 0.56701 | 0.44578 | 0.35048 | 0.27555 | 0.21664 | 0.17032 | 0.13391 | 0.10528 | 0.082772 | 0.065076 | 0.00043621 | 0.0001531 | 5.1295e-05 | 1.6438e-05
F8_Industrial_Paper and Printing_Existing_Process_Natural Gas_Process Heat Recovery_A_Technical Potential | F8 | Industrial | Paper and Printing | Existing | Process | Natural Gas | Process Heat Recovery | A | Incremental Summer Peak Savings (MW) | Technical Potential | 0 | 0 | 0 | 0 | 0 | 0 | 0 | 0 | 0 | 0 | 0 | 0 | 0 | 0 | 0 | 0 | 0 | 0 | 0 | 0 | 0 | 0
F9_Industrial_Paper and Printing_Existing_Process_Natural Gas_Process Heat Recovery_A_Technical Potential | F9 | Industrial | Paper and Printing | Existing | Process | Natural Gas | Process Heat Recovery | A | Incremental Winter Peak Savings (MW) | Technical Potential | 0 | 0 | 0 | 0 | 0 | 0 | 0 | 0 | 0 | 0 | 0 | 0 | 0 | 0 | 0 | 0 | 0 | 0 | 0 | 0 | 0 | 0
F10_Industrial_Paper and Printing_Existing_Process_Natural Gas_Process Heat Recovery_A_Technical Potential | F10 | Industrial | Paper and Printing | Existing | Process | Natural Gas | Process Heat Recovery | A | Cumulative Energy Savings (MWh or mTherms) | Technical Potential | 0 | 0 | 0.87413 | 1.7332 | 2.5774 | 3.4071 | 4.2225 | 4.9437 | 5.5107 | 5.9565 | 6.307 | 6.5825 | 6.7991 | 6.9695 | 7.1034 | 7.2087 | 7.2914 | 7.3565 | 7.3569 | 7.3571 | 7.3571 | 7.3572
F11_Industrial_Paper and Printing_Existing_Process_Natural Gas_Process Heat Recovery_A_Technical Potential | F11 | Industrial | Paper and Printing | Existing | Process | Natural Gas | Process Heat Recovery | A | Cumulative Summer Peak Savings (MW) | Technical Potential | 0 | 0 | 0 | 0 | 0 | 0 | 0 | 0 | 0 | 0 | 0 | 0 | 0 | 0 | 0 | 0 | 0 | 0 | 0 | 0 | 0 | 0
F12_Industrial_Paper and Printing_Existing_Process_Natural Gas_Process Heat Recovery_A_Technical Potential | F12 | Industrial | Paper and Printing | Existing | Process | Natural Gas | Process Heat Recovery | A | Cumulative Winter Peak Savings (MW) | Technical Potential | 0 | 0 | 0 | 0 | 0 | 0 | 0 | 0 | 0 | 0 | 0 | 0 | 0 | 0 | 0 | 0 | 0 | 0 | 0 | 0 | 0 | 0
F13_Industrial_Paper and Printing_Existing_Process_Natural Gas_Process Heat Recovery_A_Technical Potential | F13 | Industrial | Paper and Printing | Existing | Process | Natural Gas | Process Heat Recovery | A | Purchases (Incremental) | Technical Potential | 0 | 0 | 11.9107 | 11.7053 | 11.5035 | 11.3052 | 11.1103 | 9.8268 | 7.7259 | 6.0742 | 4.7756 | 3.7546 | 2.9519 | 2.3208 | 1.8246 | 1.4345 | 1.1278 | 0.88671 | 0.0059438 | 0.0020862 | 0.00069894 | 0.00022398
F14_Industrial_Paper and Printing_Existing_Process_Natural Gas_Process Heat Recovery_A_Technical Potential | F14 | Industrial | Paper and Printing | Existing | Process | Natural Gas | Process Heat Recovery | A | Purchases (Cumulative) | Technical Potential | 0 | 0 | 11.9107 | 23.6161 | 35.1196 | 46.4248 | 57.5351 | 67.3619 | 75.0878 | 81.162 | 85.9376 | 89.6922 | 92.644 | 94.9648 | 96.7895 | 98.224 | 99.3518 | 100.2385 | 100.2445 | 100.2466 | 100.2473 | 100.2475
F1_Industrial_Paper and Printing_Existing_Space Heating_Natural Gas_Building Automation System_A_Technical Potential | F1 | Industrial | Paper and Printing | Existing | Space Heating | Natural Gas | Building Automation System | A | Original Unit Energy Savings (kWh or therms) | Technical Potential | 0 | 0 | 0.015624 | 0.015587 | 0.01555 | 0.015514 | 0.015478 | 0.015443 | 0.015409 | 0.015376 | 0.015345 | 0.015316 | 0.015289 | 0.015263 | 0.015238 | 0.015215 | 0.015194 | 0.015173 | 0.015154 | 0.015136 | 0.01512 | 0.015104
F2_Industrial_Paper and Printing_Existing_Space Heating_Natural Gas_Building Automation System_A_Technical Potential | F2 | Industrial | Paper and Printing | Existing | Space Heating | Natural Gas | Building Automation System | A | Original Unit Summer Peak Savings (kW) | Technical Potential | 0 | 0 | 0 | 0 | 0 | 0 | 0 | 0 | 0 | 0 | 0 | 0 | 0 | 0 | 0 | 0 | 0 | 0 | 0 | 0 | 0 | 0
F3_Industrial_Paper and Printing_Existing_Space Heating_Natural Gas_Building Automation System_A_Technical Potential | F3 | Industrial | Paper and Printing | Existing | Space Heating | Natural Gas | Building Automation System | A | Original Unit Winter Peak Savings (kW) | Technical Potential | 0 | 0 | 0 | 0 | 0 | 0 | 0 | 0 | 0 | 0 | 0 | 0 | 0 | 0 | 0 | 0 | 0 | 0 | 0 | 0 | 0 | 0
F4_Industrial_Paper and Printing_Existing_Space Heating_Natural Gas_Building Automation System_A_Technical Potential | F4 | Industrial | Paper and Printing | Existing | Space Heating | Natural Gas | Building Automation System | A | Standalone Impact on Baseline Energy (%) | Technical Potential | 0% | 0% | 0.01539% | 0.04641% | 0.1018% | 0.1925% | 0.3307% | 0.5296% | 0.8015% | 1.156% | 1.598% | 2.122% | 2.717% | 3.357% | 4.011% | 4.643% | 5.218% | 5.717% | 6.129% | 6.453% | 6.704% | 6.912%
F5_Industrial_Paper and Printing_Existing_Space Heating_Natural Gas_Building Automation System_A_Technical Potential | F5 | Industrial | Paper and Printing | Existing | Space Heating | Natural Gas | Building Automation System | A | Standalone Impact on Baseline Summer Peak (%) | Technical Potential | bar: 2019 to 2040
F6_Industrial_Paper and Printing_Existing_Space Heating_Natural Gas_Building Automation System_A_Technical Potential | F6 | Industrial | Paper and Printing | Existing | Space Heating | Natural Gas | Building Automation System | A | Standalone Impact on Baseline Winter Peak (%) | Technical Potential | bar: 2019 to 2040
F7_Industrial_Paper and Printing_Existing_Space Heating_Natural Gas_Building Automation System_A_Technical Potential | F7 | Industrial | Paper and Printing | Existing | Space Heating | Natural Gas | Building Automation System | A | Incremental Energy Savings (MWh or mTherms) | Technical Potential | 0 | 0 | 0.01059 | 0.020754 | 0.036128 | 0.057618 | 0.08575 | 0.12042 | 0.16063 | 0.20421 | 0.24772 | 0.28654 | 0.31537 | 0.32915 | 0.32431 | 0.29999 | 0.25884 | 0.21009 | 0.15769 | 0.10716 | 0.067207 | 0.04303
F8_Industrial_Paper and Printing_Existing_Space Heating_Natural Gas_Building Automation System_A_Technical Potential | F8 | Industrial | Paper and Printing | Existing | Space Heating | Natural Gas | Building Automation System | A | Incremental Summer Peak Savings (MW) | Technical Potential | 0 | 0 | 0 | 0 | 0 | 0 | 0 | 0 | 0 | 0 | 0 | 0 | 0 | 0 | 0 | 0 | 0 | 0 | 0 | 0 | 0 | 0
F9_Industrial_Paper and Printing_Existing_Space Heating_Natural Gas_Building Automation System_A_Technical Potential | F9 | Industrial | Paper and Printing | Existing | Space Heating | Natural Gas | Building Automation System | A | Incremental Winter Peak Savings (MW) | Technical Potential | 0 | 0 | 0 | 0 | 0 | 0 | 0 | 0 | 0 | 0 | 0 | 0 | 0 | 0 | 0 | 0 | 0 | 0 | 0 | 0 | 0 | 0
F10_Industrial_Paper and Printing_Existing_Space Heating_Natural Gas_Building Automation System_A_Technical Potential | F10 | Industrial | Paper and Printing | Existing | Space Heating | Natural Gas | Building Automation System | A | Cumulative Energy Savings (MWh or mTherms) | Technical Potential | 0 | 0 | 0.01059 | 0.031319 | 0.067373 | 0.12483 | 0.21029 | 0.33024 | 0.49015 | 0.69332 | 0.93965 | 1.2244 | 1.5376 | 1.8641 | 2.1855 | 2.4821 | 2.7375 | 2.9439 | 3.0979 | 3.2013 | 3.265 | 3.3046
F11_Industrial_Paper and Printing_Existing_Space Heating_Natural Gas_Building Automation System_A_Technical Potential | F11 | Industrial | Paper and Printing | Existing | Space Heating | Natural Gas | Building Automation System | A | Cumulative Summer Peak Savings (MW) | Technical Potential | 0 | 0 | 0 | 0 | 0 | 0 | 0 | 0 | 0 | 0 | 0 | 0 | 0 | 0 | 0 | 0 | 0 | 0 | 0 | 0 | 0 | 0
F12_Industrial_Paper and Printing_Existing_Space Heating_Natural Gas_Building Automation System_A_Technical Potential | F12 | Industrial | Paper and Printing | Existing | Space Heating | Natural Gas | Building Automation System | A | Cumulative Winter Peak Savings (MW) | Technical Potential | 0 | 0 | 0 | 0 | 0 | 0 | 0 | 0 | 0 | 0 | 0 | 0 | 0 | 0 | 0 | 0 | 0 | 0 | 0 | 0 | 0 | 0
F13_Industrial_Paper and Printing_Existing_Space Heating_Natural Gas_Building Automation System_A_Technical Potential | F13 | Industrial | Paper and Printing | Existing | Space Heating | Natural Gas | Building Automation System | A | Purchases (Incremental) | Technical Potential | 0 | 0 | 677.7801 | 1331.4787 | 2323.3404 | 3714.0724 | 5540.2459 | 7798.0088 | 10424.5467 | 13280.978 | 16143.0691 | 18708.2975 | 20627.6062 | 21565.5463 | 21282.2076 | 19716.172 | 17036.0469 | 13845.7152 | 10405.3499 | 7079.502 | 4445.0321 | 2848.9524
F14_Industrial_Paper and Printing_Existing_Space Heating_Natural Gas_Building Automation System_A_Technical Potential | F14 | Industrial | Paper and Printing | Existing | Space Heating | Natural Gas | Building Automation System | A | Purchases (Cumulative) | Technical Potential | 0 | 0 | 677.7801 | 2009.2588 | 4332.5992 | 8046.6717 | 13586.9176 | 21384.9264 | 31809.4731 | 45090.4511 | 61233.5202 | 79941.8177 | 100569.4239 | 122134.9702 | 143417.1778 | 163133.3498 | 180169.3967 | 194015.1119 | 204420.4618 | 211499.9638 | 215944.9959 | 218793.9483
F1_Industrial_Paper and Printing_Existing_Space Heating_Natural Gas_Steam System Efficiency Improvements_A_Technical Potential | F1 | Industrial | Paper and Printing | Existing | Space Heating | Natural Gas | Steam System Efficiency Improvements | A | Original Unit Energy Savings (kWh or therms) | Technical Potential | 0 | 0 | 0.13953 | 0.13917 | 0.13883 | 0.1385 | 0.13817 | 0.13785 | 0.13755 | 0.13725 | 0.13697 | 0.13669 | 0.13643 | 0.13618 | 0.13594 | 0.13572 | 0.13551 | 0.13531 | 0.13512 | 0.13495 | 0.1348 | 0.13466
F2_Industrial_Paper and Printing_Existing_Space Heating_Natural Gas_Steam System Efficiency Improvements_A_Technical Potential | F2 | Industrial | Paper and Printing | Existing | Space Heating | Natural Gas | Steam System Efficiency Improvements | A | Original Unit Summer Peak Savings (kW) | Technical Potential | 0 | 0 | 0 | 0 | 0 | 0 | 0 | 0 | 0 | 0 | 0 | 0 | 0 | 0 | 0 | 0 | 0 | 0 | 0 | 0 | 0 | 0
F3_Industrial_Paper and Printing_Existing_Space Heating_Natural Gas_Steam System Efficiency Improvements_A_Technical Potential | F3 | Industrial | Paper and Printing | Existing | Space Heating | Natural Gas | Steam System Efficiency Improvements | A | Original Unit Winter Peak Savings (kW) | Technical Potential | 0 | 0 | 0 | 0 | 0 | 0 | 0 | 0 | 0 | 0 | 0 | 0 | 0 | 0 | 0 | 0 | 0 | 0 | 0 | 0 | 0 | 0
F4_Industrial_Paper and Printing_Existing_Space Heating_Natural Gas_Steam System Efficiency Improvements_A_Technical Potential | F4 | Industrial | Paper and Printing | Existing | Space Heating | Natural Gas | Steam System Efficiency Improvements | A | Standalone Impact on Baseline Energy (%) | Technical Potential | 0% | 0% | 0.0009738% | 0.002937% | 0.006444% | 0.01218% | 0.02092% | 0.0335% | 0.05071% | 0.07314% | 0.1011% | 0.1342% | 0.1718% | 0.2123% | 0.2536% | 0.2935% | 0.3298% | 0.3613% | 0.3873% | 0.4078% | 0.4236% | 0.4367%
F5_Industrial_Paper and Printing_Existing_Space Heating_Natural Gas_Steam System Efficiency Improvements_A_Technical Potential | F5 | Industrial | Paper and Printing | Existing | Space Heating | Natural Gas | Steam System Efficiency Improvements | A | Standalone Impact on Baseline Summer Peak (%) | Technical Potential | bar: 2019 to 2040
F6_Industrial_Paper and Printing_Existing_Space Heating_Natural Gas_Steam System Efficiency Improvements_A_Technical Potential | F6 | Industrial | Paper and Printing | Existing | Space Heating | Natural Gas | Steam System Efficiency Improvements | A | Standalone Impact on Baseline Winter Peak (%) | Technical Potential | bar: 2019 to 2040
F7_Industrial_Paper and Printing_Existing_Space Heating_Natural Gas_Steam System Efficiency Improvements_A_Technical Potential | F7 | Industrial | Paper and Printing | Existing | Space Heating | Natural Gas | Steam System Efficiency Improvements | A | Incremental Energy Savings (MWh or mTherms) | Technical Potential | 0 | 0 | 0.00067021 | 0.0013133 | 0.002286 | 0.0036455 | 0.0054252 | 0.0076185 | 0.010162 | 0.012919 | 0.01567 | 0.018124 | 0.019945 | 0.020813 | 0.020504 | 0.018964 | 0.016361 | 0.013277 | 0.0099646 | 0.0067711 | 0.0042465 | 0.0027188
F8_Industrial_Paper and Printing_Existing_Space Heating_Natural Gas_Steam System Efficiency Improvements_A_Technical Potential | F8 | Industrial | Paper and Printing | Existing | Space Heating | Natural Gas | Steam System Efficiency Improvements | A | Incremental Summer Peak Savings (MW) | Technical Potential | 0 | 0 | 0 | 0 | 0 | 0 | 0 | 0 | 0 | 0 | 0 | 0 | 0 | 0 | 0 | 0 | 0 | 0 | 0 | 0 | 0 | 0
F9_Industrial_Paper and Printing_Existing_Space Heating_Natural Gas_Steam System Efficiency Improvements_A_Technical Potential | F9 | Industrial | Paper and Printing | Existing | Space Heating | Natural Gas | Steam System Efficiency Improvements | A | Incremental Winter Peak Savings (MW) | Technical Potential | 0 | 0 | 0 | 0 | 0 | 0 | 0 | 0 | 0 | 0 | 0 | 0 | 0 | 0 | 0 | 0 | 0 | 0 | 0 | 0 | 0 | 0
F10_Industrial_Paper and Printing_Existing_Space Heating_Natural Gas_Steam System Efficiency Improvements_A_Technical Potential | F10 | Industrial | Paper and Printing | Existing | Space Heating | Natural Gas | Steam System Efficiency Improvements | A | Cumulative Energy Savings (MWh or mTherms) | Technical Potential | 0 | 0 | 0.00067021 | 0.0019818 | 0.0042629 | 0.0078982 | 0.013305 | 0.020893 | 0.031008 | 0.04386 | 0.059439 | 0.077443 | 0.09724 | 0.11787 | 0.13817 | 0.15691 | 0.17303 | 0.18605 | 0.19576 | 0.20229 | 0.2063 | 0.2088
F11_Industrial_Paper and Printing_Existing_Space Heating_Natural Gas_Steam System Efficiency Improvements_A_Technical Potential | F11 | Industrial | Paper and Printing | Existing | Space Heating | Natural Gas | Steam System Efficiency Improvements | A | Cumulative Summer Peak Savings (MW) | Technical Potential | 0 | 0 | 0 | 0 | 0 | 0 | 0 | 0 | 0 | 0 | 0 | 0 | 0 | 0 | 0 | 0 | 0 | 0 | 0 | 0 | 0 | 0
F12_Industrial_Paper and Printing_Existing_Space Heating_Natural Gas_Steam System Efficiency Improvements_A_Technical Potential | F12 | Industrial | Paper and Printing | Existing | Space Heating | Natural Gas | Steam System Efficiency Improvements | A | Cumulative Winter Peak Savings (MW) | Technical Potential | 0 | 0 | 0 | 0 | 0 | 0 | 0 | 0 | 0 | 0 | 0 | 0 | 0 | 0 | 0 | 0 | 0 | 0 | 0 | 0 | 0 | 0
F13_Industrial_Paper and Printing_Existing_Space Heating_Natural Gas_Steam System Efficiency Improvements_A_Technical Potential | F13 | Industrial | Paper and Printing | Existing | Space Heating | Natural Gas | Steam System Efficiency Improvements | A | Purchases (Incremental) | Technical Potential | 0 | 0 | 4.8035 | 9.4364 | 16.4658 | 26.3221 | 39.2644 | 55.2654 | 73.88 | 94.1239 | 114.4079 | 132.588 | 146.1904 | 152.8377 | 150.8296 | 139.7309 | 120.7365 | 98.1263 | 73.744 | 50.1733 | 31.5025 | 20.1909
F14_Industrial_Paper and Printing_Existing_Space Heating_Natural Gas_Steam System Efficiency Improvements_A_Technical Potential | F14 | Industrial | Paper and Printing | Existing | Space Heating | Natural Gas | Steam System Efficiency Improvements | A | Purchases (Cumulative) | Technical Potential | 0 | 0 | 4.8035 | 14.2399 | 30.7057 | 57.0277 | 96.2921 | 151.5576 | 225.4376 | 319.5615 | 433.9694 | 566.5574 | 712.7478 | 865.5855 | 1016.4151 | 1156.146 | 1276.8826 | 1375.0088 | 1448.7528 | 1498.9261 | 1530.4286 | 1550.6195
F1_Industrial_Paper and Printing_Existing_Process_Natural Gas_Steam System Efficiency Improvements_A_Technical Potential | F1 | Industrial | Paper and Printing | Existing | Process | Natural Gas | Steam System Efficiency Improvements | A | Original Unit Energy Savings (kWh or therms) | Technical Potential | 0 | 0 | 0.076988 | 0.076988 | 0.076988 | 0.076988 | 0.076988 | 0.076988 | 0.076988 | 0.076988 | 0.076988 | 0.076988 | 0.076988 | 0.076988 | 0.076988 | 0.076988 | 0.076988 | 0.076988 | 0.076988 | 0.076988 | 0.076988 | 0.076988
F2_Industrial_Paper and Printing_Existing_Process_Natural Gas_Steam System Efficiency Improvements_A_Technical Potential | F2 | Industrial | Paper and Printing | Existing | Process | Natural Gas | Steam System Efficiency Improvements | A | Original Unit Summer Peak Savings (kW) | Technical Potential | 0 | 0 | 0 | 0 | 0 | 0 | 0 | 0 | 0 | 0 | 0 | 0 | 0 | 0 | 0 | 0 | 0 | 0 | 0 | 0 | 0 | 0
F3_Industrial_Paper and Printing_Existing_Process_Natural Gas_Steam System Efficiency Improvements_A_Technical Potential | F3 | Industrial | Paper and Printing | Existing | Process | Natural Gas | Steam System Efficiency Improvements | A | Original Unit Winter Peak Savings (kW) | Technical Potential | 0 | 0 | 0 | 0 | 0 | 0 | 0 | 0 | 0 | 0 | 0 | 0 | 0 | 0 | 0 | 0 | 0 | 0 | 0 | 0 | 0 | 0
F4_Industrial_Paper and Printing_Existing_Process_Natural Gas_Steam System Efficiency Improvements_A_Technical Potential | F4 | Industrial | Paper and Printing | Existing | Process | Natural Gas | Steam System Efficiency Improvements | A | Standalone Impact on Baseline Energy (%) | Technical Potential | 0% | 0% | 1.119e-06% | 3.376e-06% | 7.408e-06% | 1.4e-05% | 2.405e-05% | 3.852e-05% | 5.831e-05% | 8.41e-05% | 0.0001162% | 0.0001544% | 0.0001976% | 0.0002442% | 0.0002918% | 0.0003377% | 0.0003795% | 0.0004159% | 0.0004459% | 0.0004694% | 0.0004877% | 0.0005028%
F5_Industrial_Paper and Printing_Existing_Process_Natural Gas_Steam System Efficiency Improvements_A_Technical Potential | F5 | Industrial | Paper and Printing | Existing | Process | Natural Gas | Steam System Efficiency Improvements | A | Standalone Impact on Baseline Summer Peak (%) | Technical Potential | bar: 2019 to 2040
F6_Industrial_Paper and Printing_Existing_Process_Natural Gas_Steam System Efficiency Improvements_A_Technical Potential | F6 | Industrial | Paper and Printing | Existing | Process | Natural Gas | Steam System Efficiency Improvements | A | Standalone Impact on Baseline Winter Peak (%) | Technical Potential | bar: 2019 to 2040
F7_Industrial_Paper and Printing_Existing_Process_Natural Gas_Steam System Efficiency Improvements_A_Technical Potential | F7 | Industrial | Paper and Printing | Existing | Process | Natural Gas | Steam System Efficiency Improvements | A | Incremental Energy Savings (MWh or mTherms) | Technical Potential | 0 | 0 | 3.5833e-06 | 7.0392e-06 | 1.2283e-05 | 1.9635e-05 | 2.929e-05 | 4.1226e-05 | 5.5112e-05 | 7.0214e-05 | 8.5345e-05 | 9.8907e-05 | 0.00010905 | 0.00011401 | 0.00011251 | 0.00010424 | 9.0066e-05 | 7.3199e-05 | 5.5011e-05 | 3.7428e-05 | 2.35e-05 | 1.5062e-05
F8_Industrial_Paper and Printing_Existing_Process_Natural Gas_Steam System Efficiency Improvements_A_Technical Potential | F8 | Industrial | Paper and Printing | Existing | Process | Natural Gas | Steam System Efficiency Improvements | A | Incremental Summer Peak Savings (MW) | Technical Potential | 0 | 0 | 0 | 0 | 0 | 0 | 0 | 0 | 0 | 0 | 0 | 0 | 0 | 0 | 0 | 0 | 0 | 0 | 0 | 0 | 0 | 0
F9_Industrial_Paper and Printing_Existing_Process_Natural Gas_Steam System Efficiency Improvements_A_Technical Potential | F9 | Industrial | Paper and Printing | Existing | Process | Natural Gas | Steam System Efficiency Improvements | A | Incremental Winter Peak Savings (MW) | Technical Potential | 0 | 0 | 0 | 0 | 0 | 0 | 0 | 0 | 0 | 0 | 0 | 0 | 0 | 0 | 0 | 0 | 0 | 0 | 0 | 0 | 0 | 0
F10_Industrial_Paper and Printing_Existing_Process_Natural Gas_Steam System Efficiency Improvements_A_Technical Potential | F10 | Industrial | Paper and Printing | Existing | Process | Natural Gas | Steam System Efficiency Improvements | A | Cumulative Energy Savings (MWh or mTherms) | Technical Potential | 0 | 0 | 3.5833e-06 | 1.0623e-05 | 2.2905e-05 | 4.2541e-05 | 7.1831e-05 | 0.00011306 | 0.00016817 | 0.00023838 | 0.00032373 | 0.00042263 | 0.00053169 | 0.0006457 | 0.00075822 | 0.00086245 | 0.00095252 | 0.0010257 | 0.0010807 | 0.0011182 | 0.0011417 | 0.0011567
F11_Industrial_Paper and Printing_Existing_Process_Natural Gas_Steam System Efficiency Improvements_A_Technical Potential | F11 | Industrial | Paper and Printing | Existing | Process | Natural Gas | Steam System Efficiency Improvements | A | Cumulative Summer Peak Savings (MW) | Technical Potential | 0 | 0 | 0 | 0 | 0 | 0 | 0 | 0 | 0 | 0 | 0 | 0 | 0 | 0 | 0 | 0 | 0 | 0 | 0 | 0 | 0 | 0
F12_Industrial_Paper and Printing_Existing_Process_Natural Gas_Steam System Efficiency Improvements_A_Technical Potential | F12 | Industrial | Paper and Printing | Existing | Process | Natural Gas | Steam System Efficiency Improvements | A | Cumulative Winter Peak Savings (MW) | Technical Potential | 0 | 0 | 0 | 0 | 0 | 0 | 0 | 0 | 0 | 0 | 0 | 0 | 0 | 0 | 0 | 0 | 0 | 0 | 0 | 0 | 0 | 0
F13_Industrial_Paper and Printing_Existing_Process_Natural Gas_Steam System Efficiency Improvements_A_Technical Potential | F13 | Industrial | Paper and Printing | Existing | Process | Natural Gas | Steam System Efficiency Improvements | A | Purchases (Incremental) | Technical Potential | 0 | 0 | 0.046543 | 0.091432 | 0.15954 | 0.25504 | 0.38045 | 0.53549 | 0.71585 | 0.912 | 1.1085 | 1.2847 | 1.4165 | 1.4809 | 1.4614 | 1.3539 | 1.1699 | 0.95078 | 0.71453 | 0.48615 | 0.30524 | 0.19564
F14_Industrial_Paper and Printing_Existing_Process_Natural Gas_Steam System Efficiency Improvements_A_Technical Potential | F14 | Industrial | Paper and Printing | Existing | Process | Natural Gas | Steam System Efficiency Improvements | A | Purchases (Cumulative) | Technical Potential | 0 | 0 | 0.046543 | 0.13798 | 0.29752 | 0.55256 | 0.93301 | 1.4685 | 2.1844 | 3.0964 | 4.2049 | 5.4896 | 6.9061 | 8.387 | 9.8484 | 11.2023 | 12.3722 | 13.323 | 14.0375 | 14.5237 | 14.8289 | 15.0246
F1_Industrial_Paper and Printing_Existing_Space Heating_Natural Gas_Strategic Energy Management_A_Technical Potential | F1 | Industrial | Paper and Printing | Existing | Space Heating | Natural Gas | Strategic Energy Management | A | Original Unit Energy Savings (kWh or therms) | Technical Potential | 0 | 0 | 56.7198 | 56.5849 | 56.4506 | 56.3177 | 56.1873 | 56.0603 | 55.9374 | 55.8195 | 55.7073 | 55.6015 | 55.5017 | 55.4076 | 55.319 | 55.2356 | 55.157 | 55.0832 | 55.0137 | 54.9485 | 54.8873 | 54.8298
F2_Industrial_Paper and Printing_Existing_Space Heating_Natural Gas_Strategic Energy Management_A_Technical Potential | F2 | Industrial | Paper and Printing | Existing | Space Heating | Natural Gas | Strategic Energy Management | A | Original Unit Summer Peak Savings (kW) | Technical Potential | 0 | 0 | 0 | 0 | 0 | 0 | 0 | 0 | 0 | 0 | 0 | 0 | 0 | 0 | 0 | 0 | 0 | 0 | 0 | 0 | 0 | 0
F3_Industrial_Paper and Printing_Existing_Space Heating_Natural Gas_Strategic Energy Management_A_Technical Potential | F3 | Industrial | Paper and Printing | Existing | Space Heating | Natural Gas | Strategic Energy Management | A | Original Unit Winter Peak Savings (kW) | Technical Potential | 0 | 0 | 0 | 0 | 0 | 0 | 0 | 0 | 0 | 0 | 0 | 0 | 0 | 0 | 0 | 0 | 0 | 0 | 0 | 0 | 0 | 0
F4_Industrial_Paper and Printing_Existing_Space Heating_Natural Gas_Strategic Energy Management_A_Technical Potential | F4 | Industrial | Paper and Printing | Existing | Space Heating | Natural Gas | Strategic Energy Management | A | Standalone Impact on Baseline Energy (%) | Technical Potential | 0% | 0% | 0.09675% | 0.1952% | 0.2954% | 0.3973% | 0.501% | 0.6066% | 0.714% | 0.8232% | 0.9344% | 1.048% | 1.163% | 1.28% | 1.399% | 1.52% | 1.644% | 1.769% | 1.897% | 2.027% | 2.159% | 2.294%
F5_Industrial_Paper and Printing_Existing_Space Heating_Natural Gas_Strategic Energy Management_A_Technical Potential | F5 | Industrial | Paper and Printing | Existing | Space Heating | Natural Gas | Strategic Energy Management | A | Standalone Impact on Baseline Summer Peak (%) | Technical Potential | bar: 2019 to 2040
F6_Industrial_Paper and Printing_Existing_Space Heating_Natural Gas_Strategic Energy Management_A_Technical Potential | F6 | Industrial | Paper and Printing | Existing | Space Heating | Natural Gas | Strategic Energy Management | A | Standalone Impact on Baseline Winter Peak (%) | Technical Potential | bar: 2019 to 2040
F7_Industrial_Paper and Printing_Existing_Space Heating_Natural Gas_Strategic Energy Management_A_Technical Potential | F7 | Industrial | Paper and Printing | Existing | Space Heating | Natural Gas | Strategic Energy Management | A | Incremental Energy Savings (MWh or mTherms) | Technical Potential | 0 | 0 | 0.066589 | 0.065286 | 0.064008 | 0.062756 | 0.061531 | 0.060334 | 0.059163 | 0.058021 | 0.056906 | 0.055818 | 0.054758 | 0.053722 | 0.052712 | 0.051725 | 0.050761 | 0.049819 | 0.048898 | 0.047998 | 0.047118 | 0.046257
F8_Industrial_Paper and Printing_Existing_Space Heating_Natural Gas_Strategic Energy Management_A_Technical Potential | F8 | Industrial | Paper and Printing | Existing | Space Heating | Natural Gas | Strategic Energy Management | A | Incremental Summer Peak Savings (MW) | Technical Potential | 0 | 0 | 0 | 0 | 0 | 0 | 0 | 0 | 0 | 0 | 0 | 0 | 0 | 0 | 0 | 0 | 0 | 0 | 0 | 0 | 0 | 0
F9_Industrial_Paper and Printing_Existing_Space Heating_Natural Gas_Strategic Energy Management_A_Technical Potential | F9 | Industrial | Paper and Printing | Existing | Space Heating | Natural Gas | Strategic Energy Management | A | Incremental Winter Peak Savings (MW) | Technical Potential | 0 | 0 | 0 | 0 | 0 | 0 | 0 | 0 | 0 | 0 | 0 | 0 | 0 | 0 | 0 | 0 | 0 | 0 | 0 | 0 | 0 | 0
F10_Industrial_Paper and Printing_Existing_Space Heating_Natural Gas_Strategic Energy Management_A_Technical Potential | F10 | Industrial | Paper and Printing | Existing | Space Heating | Natural Gas | Strategic Energy Management | A | Cumulative Energy Savings (MWh or mTherms) | Technical Potential | 0 | 0 | 0.066589 | 0.13172 | 0.19541 | 0.25771 | 0.31864 | 0.37826 | 0.43659 | 0.49369 | 0.5496 | 0.60438 | 0.65805 | 0.71066 | 0.76223 | 0.81281 | 0.86241 | 0.91108 | 0.95883 | 1.0057 | 1.0517 | 1.0968
F11_Industrial_Paper and Printing_Existing_Space Heating_Natural Gas_Strategic Energy Management_A_Technical Potential | F11 | Industrial | Paper and Printing | Existing | Space Heating | Natural Gas | Strategic Energy Management | A | Cumulative Summer Peak Savings (MW) | Technical Potential | 0 | 0 | 0 | 0 | 0 | 0 | 0 | 0 | 0 | 0 | 0 | 0 | 0 | 0 | 0 | 0 | 0 | 0 | 0 | 0 | 0 | 0
F12_Industrial_Paper and Printing_Existing_Space Heating_Natural Gas_Strategic Energy Management_A_Technical Potential | F12 | Industrial | Paper and Printing | Existing | Space Heating | Natural Gas | Strategic Energy Management | A | Cumulative Winter Peak Savings (MW) | Technical Potential | 0 | 0 | 0 | 0 | 0 | 0 | 0 | 0 | 0 | 0 | 0 | 0 | 0 | 0 | 0 | 0 | 0 | 0 | 0 | 0 | 0 | 0
F13_Industrial_Paper and Printing_Existing_Space Heating_Natural Gas_Strategic Energy Management_A_Technical Potential | F13 | Industrial | Paper and Printing | Existing | Space Heating | Natural Gas | Strategic Energy Management | A | Purchases (Incremental) | Technical Potential | 0 | 0 | 1.174 | 1.1538 | 1.1339 | 1.1143 | 1.0951 | 1.0762 | 1.0577 | 1.0394 | 1.0215 | 1.0039 | 0.98659 | 0.96958 | 0.95287 | 0.93644 | 0.92029 | 0.90442 | 0.88883 | 0.87351 | 0.85845 | 0.84365
F14_Industrial_Paper and Printing_Existing_Space Heating_Natural Gas_Strategic Energy Management_A_Technical Potential | F14 | Industrial | Paper and Printing | Existing | Space Heating | Natural Gas | Strategic Energy Management | A | Purchases (Cumulative) | Technical Potential | 0 | 0 | 1.174 | 2.3278 | 3.4616 | 4.576 | 5.6711 | 6.7473 | 7.805 | 8.8444 | 9.8659 | 10.8698 | 11.8564 | 12.826 | 13.7789 | 14.7153 | 15.6356 | 16.54 | 17.4288 | 18.3023 | 19.1608 | 20.0044
F1_Industrial_Paper and Printing_Existing_Process_Natural Gas_Strategic Energy Management_A_Technical Potential | F1 | Industrial | Paper and Printing | Existing | Process | Natural Gas | Strategic Energy Management | A | Original Unit Energy Savings (kWh or therms) | Technical Potential | 0 | 0 | 56.8877 | 56.8877 | 56.8877 | 56.8877 | 56.8877 | 56.8877 | 56.8877 | 56.8877 | 56.8877 | 56.8877 | 56.8877 | 56.8877 | 56.8877 | 56.8877 | 56.8877 | 56.8877 | 56.8877 | 56.8877 | 56.8877 | 56.8877
F2_Industrial_Paper and Printing_Existing_Process_Natural Gas_Strategic Energy Management_A_Technical Potential | F2 | Industrial | Paper and Printing | Existing | Process | Natural Gas | Strategic Energy Management | A | Original Unit Summer Peak Savings (kW) | Technical Potential | 0 | 0 | 0 | 0 | 0 | 0 | 0 | 0 | 0 | 0 | 0 | 0 | 0 | 0 | 0 | 0 | 0 | 0 | 0 | 0 | 0 | 0
F3_Industrial_Paper and Printing_Existing_Process_Natural Gas_Strategic Energy Management_A_Technical Potential | F3 | Industrial | Paper and Printing | Existing | Process | Natural Gas | Strategic Energy Management | A | Original Unit Winter Peak Savings (kW) | Technical Potential | 0 | 0 | 0 | 0 | 0 | 0 | 0 | 0 | 0 | 0 | 0 | 0 | 0 | 0 | 0 | 0 | 0 | 0 | 0 | 0 | 0 | 0
F4_Industrial_Paper and Printing_Existing_Process_Natural Gas_Strategic Energy Management_A_Technical Potential | F4 | Industrial | Paper and Printing | Existing | Process | Natural Gas | Strategic Energy Management | A | Standalone Impact on Baseline Energy (%) | Technical Potential | 0% | 0% | 0.09675% | 0.1952% | 0.2954% | 0.3973% | 0.501% | 0.6066% | 0.714% | 0.8232% | 0.9344% | 1.048% | 1.163% | 1.28% | 1.399% | 1.52% | 1.644% | 1.769% | 1.897% | 2.027% | 2.159% | 2.294%
F5_Industrial_Paper and Printing_Existing_Process_Natural Gas_Strategic Energy Management_A_Technical Potential | F5 | Industrial | Paper and Printing | Existing | Process | Natural Gas | Strategic Energy Management | A | Standalone Impact on Baseline Summer Peak (%) | Technical Potential | bar: 2019 to 2040
F6_Industrial_Paper and Printing_Existing_Process_Natural Gas_Strategic Energy Management_A_Technical Potential | F6 | Industrial | Paper and Printing | Existing | Process | Natural Gas | Strategic Energy Management | A | Standalone Impact on Baseline Winter Peak (%) | Technical Potential | bar: 2019 to 2040
F7_Industrial_Paper and Printing_Existing_Process_Natural Gas_Strategic Energy Management_A_Technical Potential | F7 | Industrial | Paper and Printing | Existing | Process | Natural Gas | Strategic Energy Management | A | Incremental Energy Savings (MWh or mTherms) | Technical Potential | 0 | 0 | 0.30975 | 0.30441 | 0.29916 | 0.294 | 0.28893 | 0.28395 | 0.27906 | 0.27424 | 0.26952 | 0.26487 | 0.2603 | 0.25581 | 0.2514 | 0.24707 | 0.24281 | 0.23862 | 0.23451 | 0.23047 | 0.22649 | 0.22259
F8_Industrial_Paper and Printing_Existing_Process_Natural Gas_Strategic Energy Management_A_Technical Potential | F8 | Industrial | Paper and Printing | Existing | Process | Natural Gas | Strategic Energy Management | A | Incremental Summer Peak Savings (MW) | Technical Potential | 0 | 0 | 0 | 0 | 0 | 0 | 0 | 0 | 0 | 0 | 0 | 0 | 0 | 0 | 0 | 0 | 0 | 0 | 0 | 0 | 0 | 0
F9_Industrial_Paper and Printing_Existing_Process_Natural Gas_Strategic Energy Management_A_Technical Potential | F9 | Industrial | Paper and Printing | Existing | Process | Natural Gas | Strategic Energy Management | A | Incremental Winter Peak Savings (MW) | Technical Potential | 0 | 0 | 0 | 0 | 0 | 0 | 0 | 0 | 0 | 0 | 0 | 0 | 0 | 0 | 0 | 0 | 0 | 0 | 0 | 0 | 0 | 0
F10_Industrial_Paper and Printing_Existing_Process_Natural Gas_Strategic Energy Management_A_Technical Potential | F10 | Industrial | Paper and Printing | Existing | Process | Natural Gas | Strategic Energy Management | A | Cumulative Energy Savings (MWh or mTherms) | Technical Potential | 0 | 0 | 0.30975 | 0.61416 | 0.91332 | 1.2073 | 1.4963 | 1.7802 | 2.0593 | 2.3335 | 2.603 | 2.8679 | 3.1282 | 3.384 | 3.6354 | 3.8825 | 4.1253 | 4.3639 | 4.5984 | 4.8289 | 5.0554 | 5.278
F11_Industrial_Paper and Printing_Existing_Process_Natural Gas_Strategic Energy Management_A_Technical Potential | F11 | Industrial | Paper and Printing | Existing | Process | Natural Gas | Strategic Energy Management | A | Cumulative Summer Peak Savings (MW) | Technical Potential | 0 | 0 | 0 | 0 | 0 | 0 | 0 | 0 | 0 | 0 | 0 | 0 | 0 | 0 | 0 | 0 | 0 | 0 | 0 | 0 | 0 | 0
F12_Industrial_Paper and Printing_Existing_Process_Natural Gas_Strategic Energy Management_A_Technical Potential | F12 | Industrial | Paper and Printing | Existing | Process | Natural Gas | Strategic Energy Management | A | Cumulative Winter Peak Savings (MW) | Technical Potential | 0 | 0 | 0 | 0 | 0 | 0 | 0 | 0 | 0 | 0 | 0 | 0 | 0 | 0 | 0 | 0 | 0 | 0 | 0 | 0 | 0 | 0
F13_Industrial_Paper and Printing_Existing_Process_Natural Gas_Strategic Energy Management_A_Technical Potential | F13 | Industrial | Paper and Printing | Existing | Process | Natural Gas | Strategic Energy Management | A | Purchases (Incremental) | Technical Potential | 0 | 0 | 5.4449 | 5.351 | 5.2588 | 5.1681 | 5.079 | 4.9914 | 4.9054 | 4.8208 | 4.7377 | 4.656 | 4.5757 | 4.4968 | 4.4193 | 4.3431 | 4.2682 | 4.1946 | 4.1223 | 4.0512 | 3.9814 | 3.9127
F14_Industrial_Paper and Printing_Existing_Process_Natural Gas_Strategic Energy Management_A_Technical Potential | F14 | Industrial | Paper and Printing | Existing | Process | Natural Gas | Strategic Energy Management | A | Purchases (Cumulative) | Technical Potential | 0 | 0 | 5.4449 | 10.7959 | 16.0547 | 21.2228 | 26.3018 | 31.2933 | 36.1986 | 41.0194 | 45.7571 | 50.4131 | 54.9888 | 59.4857 | 63.905 | 68.2481 | 72.5163 | 76.7109 | 80.8332 | 84.8845 | 88.8659 | 92.7786
F1_Industrial_Paper and Printing_Existing_Miscellaneous_Natural Gas_Strategic Energy Management_A_Technical Potential | F1 | Industrial | Paper and Printing | Existing | Miscellaneous | Natural Gas | Strategic Energy Management | A | Original Unit Energy Savings (kWh or therms) | Technical Potential | 0 | 0 | 18.0192 | 18.0192 | 18.0192 | 18.0192 | 18.0192 | 18.0192 | 18.0192 | 18.0192 | 18.0192 | 18.0192 | 18.0192 | 18.0192 | 18.0192 | 18.0192 | 18.0192 | 18.0192 | 18.0192 | 18.0192 | 18.0192 | 18.0192
F2_Industrial_Paper and Printing_Existing_Miscellaneous_Natural Gas_Strategic Energy Management_A_Technical Potential | F2 | Industrial | Paper and Printing | Existing | Miscellaneous | Natural Gas | Strategic Energy Management | A | Original Unit Summer Peak Savings (kW) | Technical Potential | 0 | 0 | 0 | 0 | 0 | 0 | 0 | 0 | 0 | 0 | 0 | 0 | 0 | 0 | 0 | 0 | 0 | 0 | 0 | 0 | 0 | 0
F3_Industrial_Paper and Printing_Existing_Miscellaneous_Natural Gas_Strategic Energy Management_A_Technical Potential | F3 | Industrial | Paper and Printing | Existing | Miscellaneous | Natural Gas | Strategic Energy Management | A | Original Unit Winter Peak Savings (kW) | Technical Potential | 0 | 0 | 0 | 0 | 0 | 0 | 0 | 0 | 0 | 0 | 0 | 0 | 0 | 0 | 0 | 0 | 0 | 0 | 0 | 0 | 0 | 0
F4_Industrial_Paper and Printing_Existing_Miscellaneous_Natural Gas_Strategic Energy Management_A_Technical Potential | F4 | Industrial | Paper and Printing | Existing | Miscellaneous | Natural Gas | Strategic Energy Management | A | Standalone Impact on Baseline Energy (%) | Technical Potential | 0% | 0% | 0.09675% | 0.1952% | 0.2954% | 0.3973% | 0.501% | 0.6066% | 0.714% | 0.8232% | 0.9344% | 1.048% | 1.163% | 1.28% | 1.399% | 1.52% | 1.644% | 1.769% | 1.897% | 2.027% | 2.159% | 2.294%
F5_Industrial_Paper and Printing_Existing_Miscellaneous_Natural Gas_Strategic Energy Management_A_Technical Potential | F5 | Industrial | Paper and Printing | Existing | Miscellaneous | Natural Gas | Strategic Energy Management | A | Standalone Impact on Baseline Summer Peak (%) | Technical Potential | bar: 2019 to 2040
F6_Industrial_Paper and Printing_Existing_Miscellaneous_Natural Gas_Strategic Energy Management_A_Technical Potential | F6 | Industrial | Paper and Printing | Existing | Miscellaneous | Natural Gas | Strategic Energy Management | A | Standalone Impact on Baseline Winter Peak (%) | Technical Potential | bar: 2019 to 2040
F7_Industrial_Paper and Printing_Existing_Miscellaneous_Natural Gas_Strategic Energy Management_A_Technical Potential | F7 | Industrial | Paper and Printing | Existing | Miscellaneous | Natural Gas | Strategic Energy Management | A | Incremental Energy Savings (MWh or mTherms) | Technical Potential | 0 | 0 | 0.024528 | 0.024105 | 0.02369 | 0.023281 | 0.02288 | 0.022485 | 0.022098 | 0.021717 | 0.021342 | 0.020974 | 0.020613 | 0.020257 | 0.019908 | 0.019565 | 0.019227 | 0.018896 | 0.01857 | 0.01825 | 0.017935 | 0.017626
F8_Industrial_Paper and Printing_Existing_Miscellaneous_Natural Gas_Strategic Energy Management_A_Technical Potential | F8 | Industrial | Paper and Printing | Existing | Miscellaneous | Natural Gas | Strategic Energy Management | A | Incremental Summer Peak Savings (MW) | Technical Potential | 0 | 0 | 0 | 0 | 0 | 0 | 0 | 0 | 0 | 0 | 0 | 0 | 0 | 0 | 0 | 0 | 0 | 0 | 0 | 0 | 0 | 0
F9_Industrial_Paper and Printing_Existing_Miscellaneous_Natural Gas_Strategic Energy Management_A_Technical Potential | F9 | Industrial | Paper and Printing | Existing | Miscellaneous | Natural Gas | Strategic Energy Management | A | Incremental Winter Peak Savings (MW) | Technical Potential | 0 | 0 | 0 | 0 | 0 | 0 | 0 | 0 | 0 | 0 | 0 | 0 | 0 | 0 | 0 | 0 | 0 | 0 | 0 | 0 | 0 | 0
F10_Industrial_Paper and Printing_Existing_Miscellaneous_Natural Gas_Strategic Energy Management_A_Technical Potential | F10 | Industrial | Paper and Printing | Existing | Miscellaneous | Natural Gas | Strategic Energy Management | A | Cumulative Energy Savings (MWh or mTherms) | Technical Potential | 0 | 0 | 0.024528 | 0.048634 | 0.072323 | 0.095605 | 0.11848 | 0.14097 | 0.16307 | 0.18478 | 0.20613 | 0.2271 | 0.24771 | 0.26797 | 0.28788 | 0.30744 | 0.32667 | 0.34557 | 0.36414 | 0.38239 | 0.40032 | 0.41795
F11_Industrial_Paper and Printing_Existing_Miscellaneous_Natural Gas_Strategic Energy Management_A_Technical Potential | F11 | Industrial | Paper and Printing | Existing | Miscellaneous | Natural Gas | Strategic Energy Management | A | Cumulative Summer Peak Savings (MW) | Technical Potential | 0 | 0 | 0 | 0 | 0 | 0 | 0 | 0 | 0 | 0 | 0 | 0 | 0 | 0 | 0 | 0 | 0 | 0 | 0 | 0 | 0 | 0
F12_Industrial_Paper and Printing_Existing_Miscellaneous_Natural Gas_Strategic Energy Management_A_Technical Potential | F12 | Industrial | Paper and Printing | Existing | Miscellaneous | Natural Gas | Strategic Energy Management | A | Cumulative Winter Peak Savings (MW) | Technical Potential | 0 | 0 | 0 | 0 | 0 | 0 | 0 | 0 | 0 | 0 | 0 | 0 | 0 | 0 | 0 | 0 | 0 | 0 | 0 | 0 | 0 | 0
F13_Industrial_Paper and Printing_Existing_Miscellaneous_Natural Gas_Strategic Energy Management_A_Technical Potential | F13 | Industrial | Paper and Printing | Existing | Miscellaneous | Natural Gas | Strategic Energy Management | A | Purchases (Incremental) | Technical Potential | 0 | 0 | 1.3612 | 1.3378 | 1.3147 | 1.292 | 1.2698 | 1.2479 | 1.2263 | 1.2052 | 1.1844 | 1.164 | 1.1439 | 1.1242 | 1.1048 | 1.0858 | 1.0671 | 1.0487 | 1.0306 | 1.0128 | 0.99535 | 0.97819
F14_Industrial_Paper and Printing_Existing_Miscellaneous_Natural Gas_Strategic Energy Management_A_Technical Potential | F14 | Industrial | Paper and Printing | Existing | Miscellaneous | Natural Gas | Strategic Energy Management | A | Purchases (Cumulative) | Technical Potential | 0 | 0 | 1.3612 | 2.699 | 4.0137 | 5.3057 | 6.5755 | 7.8233 | 9.0497 | 10.2549 | 11.4393 | 12.6033 | 13.7472 | 14.8714 | 15.9762 | 17.062 | 18.1291 | 19.1777 | 20.2083 | 21.2211 | 22.2165 | 23.1947
F1_Industrial_Paper and Printing_Existing_Space Heating_Natural Gas_Commissioning_A_Technical Potential | F1 | Industrial | Paper and Printing | Existing | Space Heating | Natural Gas | Commissioning | A | Original Unit Energy Savings (kWh or therms) | Technical Potential | 0 | 0 | 68.2583 | 68.096 | 67.9344 | 67.7745 | 67.6176 | 67.4647 | 67.3168 | 67.1749 | 67.0399 | 66.9125 | 66.7924 | 66.6793 | 66.5726 | 66.4722 | 66.3777 | 66.2888 | 66.2052 | 66.1267 | 66.053 | 65.9839
F2_Industrial_Paper and Printing_Existing_Space Heating_Natural Gas_Commissioning_A_Technical Potential | F2 | Industrial | Paper and Printing | Existing | Space Heating | Natural Gas | Commissioning | A | Original Unit Summer Peak Savings (kW) | Technical Potential | 0 | 0 | 0 | 0 | 0 | 0 | 0 | 0 | 0 | 0 | 0 | 0 | 0 | 0 | 0 | 0 | 0 | 0 | 0 | 0 | 0 | 0
F3_Industrial_Paper and Printing_Existing_Space Heating_Natural Gas_Commissioning_A_Technical Potential | F3 | Industrial | Paper and Printing | Existing | Space Heating | Natural Gas | Commissioning | A | Original Unit Winter Peak Savings (kW) | Technical Potential | 0 | 0 | 0 | 0 | 0 | 0 | 0 | 0 | 0 | 0 | 0 | 0 | 0 | 0 | 0 | 0 | 0 | 0 | 0 | 0 | 0 | 0
F4_Industrial_Paper and Printing_Existing_Space Heating_Natural Gas_Commissioning_A_Technical Potential | F4 | Industrial | Paper and Printing | Existing | Space Heating | Natural Gas | Commissioning | A | Standalone Impact on Baseline Energy (%) | Technical Potential | bar: 2019 to 2040
F5_Industrial_Paper and Printing_Existing_Space Heating_Natural Gas_Commissioning_A_Technical Potential | F5 | Industrial | Paper and Printing | Existing | Space Heating | Natural Gas | Commissioning | A | Standalone Impact on Baseline Summer Peak (%) | Technical Potential | bar: 2019 to 2040
F6_Industrial_Paper and Printing_Existing_Space Heating_Natural Gas_Commissioning_A_Technical Potential | F6 | Industrial | Paper and Printing | Existing | Space Heating | Natural Gas | Commissioning | A | Standalone Impact on Baseline Winter Peak (%) | Technical Potential | bar: 2019 to 2040
F7_Industrial_Paper and Printing_Existing_Space Heating_Natural Gas_Commissioning_A_Technical Potential | F7 | Industrial | Paper and Printing | Existing | Space Heating | Natural Gas | Commissioning | A | Incremental Energy Savings (MWh or mTherms) | Technical Potential | 0 | 0 | 0 | 0 | 0 | 0 | 0 | 0 | 0 | 0 | 0 | 0 | 0 | 0 | 0 | 0 | 0 | 0 | 0 | 0 | 0 | 0
F8_Industrial_Paper and Printing_Existing_Space Heating_Natural Gas_Commissioning_A_Technical Potential | F8 | Industrial | Paper and Printing | Existing | Space Heating | Natural Gas | Commissioning | A | Incremental Summer Peak Savings (MW) | Technical Potential | 0 | 0 | 0 | 0 | 0 | 0 | 0 | 0 | 0 | 0 | 0 | 0 | 0 | 0 | 0 | 0 | 0 | 0 | 0 | 0 | 0 | 0
F9_Industrial_Paper and Printing_Existing_Space Heating_Natural Gas_Commissioning_A_Technical Potential | F9 | Industrial | Paper and Printing | Existing | Space Heating | Natural Gas | Commissioning | A | Incremental Winter Peak Savings (MW) | Technical Potential | 0 | 0 | 0 | 0 | 0 | 0 | 0 | 0 | 0 | 0 | 0 | 0 | 0 | 0 | 0 | 0 | 0 | 0 | 0 | 0 | 0 | 0
F10_Industrial_Paper and Printing_Existing_Space Heating_Natural Gas_Commissioning_A_Technical Potential | F10 | Industrial | Paper and Printing | Existing | Space Heating | Natural Gas | Commissioning | A | Cumulative Energy Savings (MWh or mTherms) | Technical Potential | 0 | 0 | 0 | 0 | 0 | 0 | 0 | 0 | 0 | 0 | 0 | 0 | 0 | 0 | 0 | 0 | 0 | 0 | 0 | 0 | 0 | 0
F11_Industrial_Paper and Printing_Existing_Space Heating_Natural Gas_Commissioning_A_Technical Potential | F11 | Industrial | Paper and Printing | Existing | Space Heating | Natural Gas | Commissioning | A | Cumulative Summer Peak Savings (MW) | Technical Potential | 0 | 0 | 0 | 0 | 0 | 0 | 0 | 0 | 0 | 0 | 0 | 0 | 0 | 0 | 0 | 0 | 0 | 0 | 0 | 0 | 0 | 0
F12_Industrial_Paper and Printing_Existing_Space Heating_Natural Gas_Commissioning_A_Technical Potential | F12 | Industrial | Paper and Printing | Existing | Space Heating | Natural Gas | Commissioning | A | Cumulative Winter Peak Savings (MW) | Technical Potential | 0 | 0 | 0 | 0 | 0 | 0 | 0 | 0 | 0 | 0 | 0 | 0 | 0 | 0 | 0 | 0 | 0 | 0 | 0 | 0 | 0 | 0
F13_Industrial_Paper and Printing_Existing_Space Heating_Natural Gas_Commissioning_A_Technical Potential | F13 | Industrial | Paper and Printing | Existing | Space Heating | Natural Gas | Commissioning | A | Purchases (Incremental) | Technical Potential | 0 | 0 | 0 | 0 | 0 | 0 | 0 | 0 | 0 | 0 | 0 | 0 | 0 | 0 | 0 | 0 | 0 | 0 | 0 | 0 | 0 | 0
F14_Industrial_Paper and Printing_Existing_Space Heating_Natural Gas_Commissioning_A_Technical Potential | F14 | Industrial | Paper and Printing | Existing | Space Heating | Natural Gas | Commissioning | A | Purchases (Cumulative) | Technical Potential | 0 | 0 | 0 | 0 | 0 | 0 | 0 | 0 | 0 | 0 | 0 | 0 | 0 | 0 | 0 | 0 | 0 | 0 | 0 | 0 | 0 | 0
F1_Industrial_Paper and Printing_Existing_Process_Natural Gas_Commissioning_A_Technical Potential | F1 | Industrial | Paper and Printing | Existing | Process | Natural Gas | Commissioning | A | Original Unit Energy Savings (kWh or therms) | Technical Potential | 0 | 0 | 317.5129 | 317.5129 | 317.5129 | 317.5129 | 317.5129 | 317.5129 | 317.5129 | 317.5129 | 317.5129 | 317.5129 | 317.5129 | 317.5129 | 317.5129 | 317.5129 | 317.5129 | 317.5129 | 317.5129 | 317.5129 | 317.5129 | 317.5129
F2_Industrial_Paper and Printing_Existing_Process_Natural Gas_Commissioning_A_Technical Potential | F2 | Industrial | Paper and Printing | Existing | Process | Natural Gas | Commissioning | A | Original Unit Summer Peak Savings (kW) | Technical Potential | 0 | 0 | 0 | 0 | 0 | 0 | 0 | 0 | 0 | 0 | 0 | 0 | 0 | 0 | 0 | 0 | 0 | 0 | 0 | 0 | 0 | 0
F3_Industrial_Paper and Printing_Existing_Process_Natural Gas_Commissioning_A_Technical Potential | F3 | Industrial | Paper and Printing | Existing | Process | Natural Gas | Commissioning | A | Original Unit Winter Peak Savings (kW) | Technical Potential | 0 | 0 | 0 | 0 | 0 | 0 | 0 | 0 | 0 | 0 | 0 | 0 | 0 | 0 | 0 | 0 | 0 | 0 | 0 | 0 | 0 | 0
F4_Industrial_Paper and Printing_Existing_Process_Natural Gas_Commissioning_A_Technical Potential | F4 | Industrial | Paper and Printing | Existing | Process | Natural Gas | Commissioning | A | Standalone Impact on Baseline Energy (%) | Technical Potential | bar: 2019 to 2040
F5_Industrial_Paper and Printing_Existing_Process_Natural Gas_Commissioning_A_Technical Potential | F5 | Industrial | Paper and Printing | Existing | Process | Natural Gas | Commissioning | A | Standalone Impact on Baseline Summer Peak (%) | Technical Potential | bar: 2019 to 2040
F6_Industrial_Paper and Printing_Existing_Process_Natural Gas_Commissioning_A_Technical Potential | F6 | Industrial | Paper and Printing | Existing | Process | Natural Gas | Commissioning | A | Standalone Impact on Baseline Winter Peak (%) | Technical Potential | bar: 2019 to 2040
F7_Industrial_Paper and Printing_Existing_Process_Natural Gas_Commissioning_A_Technical Potential | F7 | Industrial | Paper and Printing | Existing | Process | Natural Gas | Commissioning | A | Incremental Energy Savings (MWh or mTherms) | Technical Potential | 0 | 0 | 0 | 0 | 0 | 0 | 0 | 0 | 0 | 0 | 0 | 0 | 0 | 0 | 0 | 0 | 0 | 0 | 0 | 0 | 0 | 0
F8_Industrial_Paper and Printing_Existing_Process_Natural Gas_Commissioning_A_Technical Potential | F8 | Industrial | Paper and Printing | Existing | Process | Natural Gas | Commissioning | A | Incremental Summer Peak Savings (MW) | Technical Potential | 0 | 0 | 0 | 0 | 0 | 0 | 0 | 0 | 0 | 0 | 0 | 0 | 0 | 0 | 0 | 0 | 0 | 0 | 0 | 0 | 0 | 0
F9_Industrial_Paper and Printing_Existing_Process_Natural Gas_Commissioning_A_Technical Potential | F9 | Industrial | Paper and Printing | Existing | Process | Natural Gas | Commissioning | A | Incremental Winter Peak Savings (MW) | Technical Potential | 0 | 0 | 0 | 0 | 0 | 0 | 0 | 0 | 0 | 0 | 0 | 0 | 0 | 0 | 0 | 0 | 0 | 0 | 0 | 0 | 0 | 0
F10_Industrial_Paper and Printing_Existing_Process_Natural Gas_Commissioning_A_Technical Potential | F10 | Industrial | Paper and Printing | Existing | Process | Natural Gas | Commissioning | A | Cumulative Energy Savings (MWh or mTherms) | Technical Potential | 0 | 0 | 0 | 0 | 0 | 0 | 0 | 0 | 0 | 0 | 0 | 0 | 0 | 0 | 0 | 0 | 0 | 0 | 0 | 0 | 0 | 0
F11_Industrial_Paper and Printing_Existing_Process_Natural Gas_Commissioning_A_Technical Potential | F11 | Industrial | Paper and Printing | Existing | Process | Natural Gas | Commissioning | A | Cumulative Summer Peak Savings (MW) | Technical Potential | 0 | 0 | 0 | 0 | 0 | 0 | 0 | 0 | 0 | 0 | 0 | 0 | 0 | 0 | 0 | 0 | 0 | 0 | 0 | 0 | 0 | 0
F12_Industrial_Paper and Printing_Existing_Process_Natural Gas_Commissioning_A_Technical Potential | F12 | Industrial | Paper and Printing | Existing | Process | Natural Gas | Commissioning | A | Cumulative Winter Peak Savings (MW) | Technical Potential | 0 | 0 | 0 | 0 | 0 | 0 | 0 | 0 | 0 | 0 | 0 | 0 | 0 | 0 | 0 | 0 | 0 | 0 | 0 | 0 | 0 | 0
F13_Industrial_Paper and Printing_Existing_Process_Natural Gas_Commissioning_A_Technical Potential | F13 | Industrial | Paper and Printing | Existing | Process | Natural Gas | Commissioning | A | Purchases (Incremental) | Technical Potential | 0 | 0 | 0 | 0 | 0 | 0 | 0 | 0 | 0 | 0 | 0 | 0 | 0 | 0 | 0 | 0 | 0 | 0 | 0 | 0 | 0 | 0
F14_Industrial_Paper and Printing_Existing_Process_Natural Gas_Commissioning_A_Technical Potential | F14 | Industrial | Paper and Printing | Existing | Process | Natural Gas | Commissioning | A | Purchases (Cumulative) | Technical Potential | 0 | 0 | 0 | 0 | 0 | 0 | 0 | 0 | 0 | 0 | 0 | 0 | 0 | 0 | 0 | 0 | 0 | 0 | 0 | 0 | 0 | 0
F1_Industrial_Paper and Printing_Existing_Space Heating_Natural Gas_Retrocommissioning_A_Technical Potential | F1 | Industrial | Paper and Printing | Existing | Space Heating | Natural Gas | Retrocommissioning | A | Original Unit Energy Savings (kWh or therms) | Technical Potential | 0 | 0 | 9.4806 | 9.4581 | 9.4356 | 9.4134 | 9.3916 | 9.3704 | 9.3498 | 9.3301 | 9.3114 | 9.2937 | 9.277 | 9.2613 | 9.2465 | 9.2325 | 9.2194 | 9.2071 | 9.1954 | 9.1845 | 9.1743 | 9.1647
F2_Industrial_Paper and Printing_Existing_Space Heating_Natural Gas_Retrocommissioning_A_Technical Potential | F2 | Industrial | Paper and Printing | Existing | Space Heating | Natural Gas | Retrocommissioning | A | Original Unit Summer Peak Savings (kW) | Technical Potential | 0 | 0 | 0 | 0 | 0 | 0 | 0 | 0 | 0 | 0 | 0 | 0 | 0 | 0 | 0 | 0 | 0 | 0 | 0 | 0 | 0 | 0
F3_Industrial_Paper and Printing_Existing_Space Heating_Natural Gas_Retrocommissioning_A_Technical Potential | F3 | Industrial | Paper and Printing | Existing | Space Heating | Natural Gas | Retrocommissioning | A | Original Unit Winter Peak Savings (kW) | Technical Potential | 0 | 0 | 0 | 0 | 0 | 0 | 0 | 0 | 0 | 0 | 0 | 0 | 0 | 0 | 0 | 0 | 0 | 0 | 0 | 0 | 0 | 0
F4_Industrial_Paper and Printing_Existing_Space Heating_Natural Gas_Retrocommissioning_A_Technical Potential | F4 | Industrial | Paper and Printing | Existing | Space Heating | Natural Gas | Retrocommissioning | A | Standalone Impact on Baseline Energy (%) | Technical Potential | 0% | 0% | 0.01458% | 0.02942% | 0.04452% | 0.05989% | 0.07552% | 0.09143% | 0.1076% | 0.1241% | 0.1409% | 0.1579% | 0.1753% | 0.1929% | 0.2109% | 0.2292% | 0.2478% | 0.2667% | 0.286% | 0.3056% | 0.3255% | 0.3458%
F5_Industrial_Paper and Printing_Existing_Space Heating_Natural Gas_Retrocommissioning_A_Technical Potential | F5 | Industrial | Paper and Printing | Existing | Space Heating | Natural Gas | Retrocommissioning | A | Standalone Impact on Baseline Summer Peak (%) | Technical Potential | bar: 2019 to 2040
F6_Industrial_Paper and Printing_Existing_Space Heating_Natural Gas_Retrocommissioning_A_Technical Potential | F6 | Industrial | Paper and Printing | Existing | Space Heating | Natural Gas | Retrocommissioning | A | Standalone Impact on Baseline Winter Peak (%) | Technical Potential | bar: 2019 to 2040
F7_Industrial_Paper and Printing_Existing_Space Heating_Natural Gas_Retrocommissioning_A_Technical Potential | F7 | Industrial | Paper and Printing | Existing | Space Heating | Natural Gas | Retrocommissioning | A | Incremental Energy Savings (MWh or mTherms) | Technical Potential | 0 | 0 | 0.010037 | 0.0098409 | 0.0096483 | 0.0094596 | 0.009275 | 0.0090945 | 0.0089181 | 0.0087459 | 0.0085778 | 0.0084139 | 0.008254 | 0.0080979 | 0.0079456 | 0.0077968 | 0.0076515 | 0.0075095 | 0.0073707 | 0.007235 | 0.0071024 | 0.0069726
F8_Industrial_Paper and Printing_Existing_Space Heating_Natural Gas_Retrocommissioning_A_Technical Potential | F8 | Industrial | Paper and Printing | Existing | Space Heating | Natural Gas | Retrocommissioning | A | Incremental Summer Peak Savings (MW) | Technical Potential | 0 | 0 | 0 | 0 | 0 | 0 | 0 | 0 | 0 | 0 | 0 | 0 | 0 | 0 | 0 | 0 | 0 | 0 | 0 | 0 | 0 | 0
F9_Industrial_Paper and Printing_Existing_Space Heating_Natural Gas_Retrocommissioning_A_Technical Potential | F9 | Industrial | Paper and Printing | Existing | Space Heating | Natural Gas | Retrocommissioning | A | Incremental Winter Peak Savings (MW) | Technical Potential | 0 | 0 | 0 | 0 | 0 | 0 | 0 | 0 | 0 | 0 | 0 | 0 | 0 | 0 | 0 | 0 | 0 | 0 | 0 | 0 | 0 | 0
F10_Industrial_Paper and Printing_Existing_Space Heating_Natural Gas_Retrocommissioning_A_Technical Potential | F10 | Industrial | Paper and Printing | Existing | Space Heating | Natural Gas | Retrocommissioning | A | Cumulative Energy Savings (MWh or mTherms) | Technical Potential | 0 | 0 | 0.010037 | 0.019854 | 0.029456 | 0.038846 | 0.048031 | 0.057017 | 0.06581 | 0.074417 | 0.082845 | 0.091102 | 0.099192 | 0.10712 | 0.1149 | 0.12252 | 0.13 | 0.13733 | 0.14453 | 0.15159 | 0.15853 | 0.16533
F11_Industrial_Paper and Printing_Existing_Space Heating_Natural Gas_Retrocommissioning_A_Technical Potential | F11 | Industrial | Paper and Printing | Existing | Space Heating | Natural Gas | Retrocommissioning | A | Cumulative Summer Peak Savings (MW) | Technical Potential | 0 | 0 | 0 | 0 | 0 | 0 | 0 | 0 | 0 | 0 | 0 | 0 | 0 | 0 | 0 | 0 | 0 | 0 | 0 | 0 | 0 | 0
F12_Industrial_Paper and Printing_Existing_Space Heating_Natural Gas_Retrocommissioning_A_Technical Potential | F12 | Industrial | Paper and Printing | Existing | Space Heating | Natural Gas | Retrocommissioning | A | Cumulative Winter Peak Savings (MW) | Technical Potential | 0 | 0 | 0 | 0 | 0 | 0 | 0 | 0 | 0 | 0 | 0 | 0 | 0 | 0 | 0 | 0 | 0 | 0 | 0 | 0 | 0 | 0
F13_Industrial_Paper and Printing_Existing_Space Heating_Natural Gas_Retrocommissioning_A_Technical Potential | F13 | Industrial | Paper and Printing | Existing | Space Heating | Natural Gas | Retrocommissioning | A | Purchases (Incremental) | Technical Potential | 0 | 0 | 1.0587 | 1.0405 | 1.0225 | 1.0049 | 0.98758 | 0.97056 | 0.95382 | 0.93738 | 0.92122 | 0.90533 | 0.88972 | 0.87438 | 0.85931 | 0.84449 | 0.82993 | 0.81562 | 0.80156 | 0.78774 | 0.77416 | 0.76081
F14_Industrial_Paper and Printing_Existing_Space Heating_Natural Gas_Retrocommissioning_A_Technical Potential | F14 | Industrial | Paper and Printing | Existing | Space Heating | Natural Gas | Retrocommissioning | A | Purchases (Cumulative) | Technical Potential | 0 | 0 | 1.0587 | 2.0992 | 3.1218 | 4.1267 | 5.1142 | 6.0848 | 7.0386 | 7.976 | 8.8972 | 9.8026 | 10.6923 | 11.5667 | 12.426 | 13.2705 | 14.1004 | 14.916 | 15.7176 | 16.5053 | 17.2795 | 18.0403
F1_Industrial_Paper and Printing_Existing_Process_Natural Gas_Retrocommissioning_A_Technical Potential | F1 | Industrial | Paper and Printing | Existing | Process | Natural Gas | Retrocommissioning | A | Original Unit Energy Savings (kWh or therms) | Technical Potential | 0 | 0 | 0 | 0 | 0 | 0 | 0 | 0 | 0 | 0 | 0 | 0 | 0 | 0 | 0 | 0 | 0 | 0 | 0 | 0 | 0 | 0
F2_Industrial_Paper and Printing_Existing_Process_Natural Gas_Retrocommissioning_A_Technical Potential | F2 | Industrial | Paper and Printing | Existing | Process | Natural Gas | Retrocommissioning | A | Original Unit Summer Peak Savings (kW) | Technical Potential | 0 | 0 | 0 | 0 | 0 | 0 | 0 | 0 | 0 | 0 | 0 | 0 | 0 | 0 | 0 | 0 | 0 | 0 | 0 | 0 | 0 | 0
F3_Industrial_Paper and Printing_Existing_Process_Natural Gas_Retrocommissioning_A_Technical Potential | F3 | Industrial | Paper and Printing | Existing | Process | Natural Gas | Retrocommissioning | A | Original Unit Winter Peak Savings (kW) | Technical Potential | 0 | 0 | 0 | 0 | 0 | 0 | 0 | 0 | 0 | 0 | 0 | 0 | 0 | 0 | 0 | 0 | 0 | 0 | 0 | 0 | 0 | 0
F4_Industrial_Paper and Printing_Existing_Process_Natural Gas_Retrocommissioning_A_Technical Potential | F4 | Industrial | Paper and Printing | Existing | Process | Natural Gas | Retrocommissioning | A | Standalone Impact on Baseline Energy (%) | Technical Potential | bar: 2019 to 2040
F5_Industrial_Paper and Printing_Existing_Process_Natural Gas_Retrocommissioning_A_Technical Potential | F5 | Industrial | Paper and Printing | Existing | Process | Natural Gas | Retrocommissioning | A | Standalone Impact on Baseline Summer Peak (%) | Technical Potential | bar: 2019 to 2040
F6_Industrial_Paper and Printing_Existing_Process_Natural Gas_Retrocommissioning_A_Technical Potential | F6 | Industrial | Paper and Printing | Existing | Process | Natural Gas | Retrocommissioning | A | Standalone Impact on Baseline Winter Peak (%) | Technical Potential | bar: 2019 to 2040
F7_Industrial_Paper and Printing_Existing_Process_Natural Gas_Retrocommissioning_A_Technical Potential | F7 | Industrial | Paper and Printing | Existing | Process | Natural Gas | Retrocommissioning | A | Incremental Energy Savings (MWh or mTherms) | Technical Potential | 0 | 0 | 0 | 0 | 0 | 0 | 0 | 0 | 0 | 0 | 0 | 0 | 0 | 0 | 0 | 0 | 0 | 0 | 0 | 0 | 0 | 0
F8_Industrial_Paper and Printing_Existing_Process_Natural Gas_Retrocommissioning_A_Technical Potential | F8 | Industrial | Paper and Printing | Existing | Process | Natural Gas | Retrocommissioning | A | Incremental Summer Peak Savings (MW) | Technical Potential | 0 | 0 | 0 | 0 | 0 | 0 | 0 | 0 | 0 | 0 | 0 | 0 | 0 | 0 | 0 | 0 | 0 | 0 | 0 | 0 | 0 | 0
F9_Industrial_Paper and Printing_Existing_Process_Natural Gas_Retrocommissioning_A_Technical Potential | F9 | Industrial | Paper and Printing | Existing | Process | Natural Gas | Retrocommissioning | A | Incremental Winter Peak Savings (MW) | Technical Potential | 0 | 0 | 0 | 0 | 0 | 0 | 0 | 0 | 0 | 0 | 0 | 0 | 0 | 0 | 0 | 0 | 0 | 0 | 0 | 0 | 0 | 0
F10_Industrial_Paper and Printing_Existing_Process_Natural Gas_Retrocommissioning_A_Technical Potential | F10 | Industrial | Paper and Printing | Existing | Process | Natural Gas | Retrocommissioning | A | Cumulative Energy Savings (MWh or mTherms) | Technical Potential | 0 | 0 | 0 | 0 | 0 | 0 | 0 | 0 | 0 | 0 | 0 | 0 | 0 | 0 | 0 | 0 | 0 | 0 | 0 | 0 | 0 | 0
F11_Industrial_Paper and Printing_Existing_Process_Natural Gas_Retrocommissioning_A_Technical Potential | F11 | Industrial | Paper and Printing | Existing | Process | Natural Gas | Retrocommissioning | A | Cumulative Summer Peak Savings (MW) | Technical Potential | 0 | 0 | 0 | 0 | 0 | 0 | 0 | 0 | 0 | 0 | 0 | 0 | 0 | 0 | 0 | 0 | 0 | 0 | 0 | 0 | 0 | 0
F12_Industrial_Paper and Printing_Existing_Process_Natural Gas_Retrocommissioning_A_Technical Potential | F12 | Industrial | Paper and Printing | Existing | Process | Natural Gas | Retrocommissioning | A | Cumulative Winter Peak Savings (MW) | Technical Potential | 0 | 0 | 0 | 0 | 0 | 0 | 0 | 0 | 0 | 0 | 0 | 0 | 0 | 0 | 0 | 0 | 0 | 0 | 0 | 0 | 0 | 0
F13_Industrial_Paper and Printing_Existing_Process_Natural Gas_Retrocommissioning_A_Technical Potential | F13 | Industrial | Paper and Printing | Existing | Process | Natural Gas | Retrocommissioning | A | Purchases (Incremental) | Technical Potential | 0 | 0 | 1.0587 | 1.0405 | 1.0225 | 1.0049 | 0.98758 | 0.97056 | 0.95382 | 0.93738 | 0.92122 | 0.90533 | 0.88972 | 0.87438 | 0.85931 | 0.84449 | 0.82993 | 0.81562 | 0.80156 | 0.78774 | 0.77416 | 0.76081
F14_Industrial_Paper and Printing_Existing_Process_Natural Gas_Retrocommissioning_A_Technical Potential | F14 | Industrial | Paper and Printing | Existing | Process | Natural Gas | Retrocommissioning | A | Purchases (Cumulative) | Technical Potential | 0 | 0 | 1.0587 | 2.0992 | 3.1218 | 4.1267 | 5.1142 | 6.0848 | 7.0386 | 7.976 | 8.8972 | 9.8026 | 10.6923 | 11.5667 | 12.426 | 13.2705 | 14.1004 | 14.916 | 15.7176 | 16.5053 | 17.2795 | 18.0403
F1_Industrial_Paper and Printing_New_Space Heating_Natural Gas_Insulation - Roof/Ceiling_A_Technical Potential | F1 | Industrial | Paper and Printing | New | Space Heating | Natural Gas | Insulation - Roof/Ceiling | A | Original Unit Energy Savings (kWh or therms) | Technical Potential | 0 | 0 | 0.078976 | 0.078976 | 0.078976 | 0.078976 | 0.078976 | 0.078976 | 0.078976 | 0.078976 | 0.078976 | 0.078976 | 0.078976 | 0.078976 | 0.078976 | 0.078976 | 0.078976 | 0.078976 | 0.078976 | 0.078976 | 0.078976 | 0.078976
F2_Industrial_Paper and Printing_New_Space Heating_Natural Gas_Insulation - Roof/Ceiling_A_Technical Potential | F2 | Industrial | Paper and Printing | New | Space Heating | Natural Gas | Insulation - Roof/Ceiling | A | Original Unit Summer Peak Savings (kW) | Technical Potential | 0 | 0 | 0 | 0 | 0 | 0 | 0 | 0 | 0 | 0 | 0 | 0 | 0 | 0 | 0 | 0 | 0 | 0 | 0 | 0 | 0 | 0
F3_Industrial_Paper and Printing_New_Space Heating_Natural Gas_Insulation - Roof/Ceiling_A_Technical Potential | F3 | Industrial | Paper and Printing | New | Space Heating | Natural Gas | Insulation - Roof/Ceiling | A | Original Unit Winter Peak Savings (kW) | Technical Potential | 0 | 0 | 0 | 0 | 0 | 0 | 0 | 0 | 0 | 0 | 0 | 0 | 0 | 0 | 0 | 0 | 0 | 0 | 0 | 0 | 0 | 0
F4_Industrial_Paper and Printing_New_Space Heating_Natural Gas_Insulation - Roof/Ceiling_A_Technical Potential | F4 | Industrial | Paper and Printing | New | Space Heating | Natural Gas | Insulation - Roof/Ceiling | A | Standalone Impact on Baseline Energy (%) | Technical Potential | bar: 2019 to 2040
F5_Industrial_Paper and Printing_New_Space Heating_Natural Gas_Insulation - Roof/Ceiling_A_Technical Potential | F5 | Industrial | Paper and Printing | New | Space Heating | Natural Gas | Insulation - Roof/Ceiling | A | Standalone Impact on Baseline Summer Peak (%) | Technical Potential | bar: 2019 to 2040
F6_Industrial_Paper and Printing_New_Space Heating_Natural Gas_Insulation - Roof/Ceiling_A_Technical Potential | F6 | Industrial | Paper and Printing | New | Space Heating | Natural Gas | Insulation - Roof/Ceiling | A | Standalone Impact on Baseline Winter Peak (%) | Technical Potential | bar: 2019 to 2040
F7_Industrial_Paper and Printing_New_Space Heating_Natural Gas_Insulation - Roof/Ceiling_A_Technical Potential | F7 | Industrial | Paper and Printing | New | Space Heating | Natural Gas | Insulation - Roof/Ceiling | A | Incremental Energy Savings (MWh or mTherms) | Technical Potential | 0 | 0 | 0 | 0 | 0 | 0 | 0 | 0 | 0 | 0 | 0 | 0 | 0 | 0 | 0 | 0 | 0 | 0 | 0 | 0 | 0 | 0
F8_Industrial_Paper and Printing_New_Space Heating_Natural Gas_Insulation - Roof/Ceiling_A_Technical Potential | F8 | Industrial | Paper and Printing | New | Space Heating | Natural Gas | Insulation - Roof/Ceiling | A | Incremental Summer Peak Savings (MW) | Technical Potential | 0 | 0 | 0 | 0 | 0 | 0 | 0 | 0 | 0 | 0 | 0 | 0 | 0 | 0 | 0 | 0 | 0 | 0 | 0 | 0 | 0 | 0
F9_Industrial_Paper and Printing_New_Space Heating_Natural Gas_Insulation - Roof/Ceiling_A_Technical Potential | F9 | Industrial | Paper and Printing | New | Space Heating | Natural Gas | Insulation - Roof/Ceiling | A | Incremental Winter Peak Savings (MW) | Technical Potential | 0 | 0 | 0 | 0 | 0 | 0 | 0 | 0 | 0 | 0 | 0 | 0 | 0 | 0 | 0 | 0 | 0 | 0 | 0 | 0 | 0 | 0
F10_Industrial_Paper and Printing_New_Space Heating_Natural Gas_Insulation - Roof/Ceiling_A_Technical Potential | F10 | Industrial | Paper and Printing | New | Space Heating | Natural Gas | Insulation - Roof/Ceiling | A | Cumulative Energy Savings (MWh or mTherms) | Technical Potential | 0 | 0 | 0 | 0 | 0 | 0 | 0 | 0 | 0 | 0 | 0 | 0 | 0 | 0 | 0 | 0 | 0 | 0 | 0 | 0 | 0 | 0
F11_Industrial_Paper and Printing_New_Space Heating_Natural Gas_Insulation - Roof/Ceiling_A_Technical Potential | F11 | Industrial | Paper and Printing | New | Space Heating | Natural Gas | Insulation - Roof/Ceiling | A | Cumulative Summer Peak Savings (MW) | Technical Potential | 0 | 0 | 0 | 0 | 0 | 0 | 0 | 0 | 0 | 0 | 0 | 0 | 0 | 0 | 0 | 0 | 0 | 0 | 0 | 0 | 0 | 0
F12_Industrial_Paper and Printing_New_Space Heating_Natural Gas_Insulation - Roof/Ceiling_A_Technical Potential | F12 | Industrial | Paper and Printing | New | Space Heating | Natural Gas | Insulation - Roof/Ceiling | A | Cumulative Winter Peak Savings (MW) | Technical Potential | 0 | 0 | 0 | 0 | 0 | 0 | 0 | 0 | 0 | 0 | 0 | 0 | 0 | 0 | 0 | 0 | 0 | 0 | 0 | 0 | 0 | 0
F13_Industrial_Paper and Printing_New_Space Heating_Natural Gas_Insulation - Roof/Ceiling_A_Technical Potential | F13 | Industrial | Paper and Printing | New | Space Heating | Natural Gas | Insulation - Roof/Ceiling | A | Purchases (Incremental) | Technical Potential | 0 | 0 | 0 | 0 | 0 | 0 | 0 | 0 | 0 | 0 | 0 | 0 | 0 | 0 | 0 | 0 | 0 | 0 | 0 | 0 | 0 | 0
F14_Industrial_Paper and Printing_New_Space Heating_Natural Gas_Insulation - Roof/Ceiling_A_Technical Potential | F14 | Industrial | Paper and Printing | New | Space Heating | Natural Gas | Insulation - Roof/Ceiling | A | Purchases (Cumulative) | Technical Potential | 0 | 0 | 0 | 0 | 0 | 0 | 0 | 0 | 0 | 0 | 0 | 0 | 0 | 0 | 0 | 0 | 0 | 0 | 0 | 0 | 0 | 0
F1_Industrial_Paper and Printing_New_Space Heating_Natural Gas_Insulation - Wall Cavity_A_Technical Potential | F1 | Industrial | Paper and Printing | New | Space Heating | Natural Gas | Insulation - Wall Cavity | A | Original Unit Energy Savings (kWh or therms) | Technical Potential | 0 | 0 | 0.017277 | 0.017277 | 0.017277 | 0.017277 | 0.017277 | 0.017277 | 0.017277 | 0.017277 | 0.017277 | 0.017277 | 0.017277 | 0.017277 | 0.017277 | 0.017277 | 0.017277 | 0.017277 | 0.017277 | 0.017277 | 0.017277 | 0.017277
F2_Industrial_Paper and Printing_New_Space Heating_Natural Gas_Insulation - Wall Cavity_A_Technical Potential | F2 | Industrial | Paper and Printing | New | Space Heating | Natural Gas | Insulation - Wall Cavity | A | Original Unit Summer Peak Savings (kW) | Technical Potential | 0 | 0 | 0 | 0 | 0 | 0 | 0 | 0 | 0 | 0 | 0 | 0 | 0 | 0 | 0 | 0 | 0 | 0 | 0 | 0 | 0 | 0
F3_Industrial_Paper and Printing_New_Space Heating_Natural Gas_Insulation - Wall Cavity_A_Technical Potential | F3 | Industrial | Paper and Printing | New | Space Heating | Natural Gas | Insulation - Wall Cavity | A | Original Unit Winter Peak Savings (kW) | Technical Potential | 0 | 0 | 0 | 0 | 0 | 0 | 0 | 0 | 0 | 0 | 0 | 0 | 0 | 0 | 0 | 0 | 0 | 0 | 0 | 0 | 0 | 0
F4_Industrial_Paper and Printing_New_Space Heating_Natural Gas_Insulation - Wall Cavity_A_Technical Potential | F4 | Industrial | Paper and Printing | New | Space Heating | Natural Gas | Insulation - Wall Cavity | A | Standalone Impact on Baseline Energy (%) | Technical Potential | bar: 2019 to 2040
F5_Industrial_Paper and Printing_New_Space Heating_Natural Gas_Insulation - Wall Cavity_A_Technical Potential | F5 | Industrial | Paper and Printing | New | Space Heating | Natural Gas | Insulation - Wall Cavity | A | Standalone Impact on Baseline Summer Peak (%) | Technical Potential | bar: 2019 to 2040
F6_Industrial_Paper and Printing_New_Space Heating_Natural Gas_Insulation - Wall Cavity_A_Technical Potential | F6 | Industrial | Paper and Printing | New | Space Heating | Natural Gas | Insulation - Wall Cavity | A | Standalone Impact on Baseline Winter Peak (%) | Technical Potential | bar: 2019 to 2040
F7_Industrial_Paper and Printing_New_Space Heating_Natural Gas_Insulation - Wall Cavity_A_Technical Potential | F7 | Industrial | Paper and Printing | New | Space Heating | Natural Gas | Insulation - Wall Cavity | A | Incremental Energy Savings (MWh or mTherms) | Technical Potential | 0 | 0 | 0 | 0 | 0 | 0 | 0 | 0 | 0 | 0 | 0 | 0 | 0 | 0 | 0 | 0 | 0 | 0 | 0 | 0 | 0 | 0
F8_Industrial_Paper and Printing_New_Space Heating_Natural Gas_Insulation - Wall Cavity_A_Technical Potential | F8 | Industrial | Paper and Printing | New | Space Heating | Natural Gas | Insulation - Wall Cavity | A | Incremental Summer Peak Savings (MW) | Technical Potential | 0 | 0 | 0 | 0 | 0 | 0 | 0 | 0 | 0 | 0 | 0 | 0 | 0 | 0 | 0 | 0 | 0 | 0 | 0 | 0 | 0 | 0
F9_Industrial_Paper and Printing_New_Space Heating_Natural Gas_Insulation - Wall Cavity_A_Technical Potential | F9 | Industrial | Paper and Printing | New | Space Heating | Natural Gas | Insulation - Wall Cavity | A | Incremental Winter Peak Savings (MW) | Technical Potential | 0 | 0 | 0 | 0 | 0 | 0 | 0 | 0 | 0 | 0 | 0 | 0 | 0 | 0 | 0 | 0 | 0 | 0 | 0 | 0 | 0 | 0
F10_Industrial_Paper and Printing_New_Space Heating_Natural Gas_Insulation - Wall Cavity_A_Technical Potential | F10 | Industrial | Paper and Printing | New | Space Heating | Natural Gas | Insulation - Wall Cavity | A | Cumulative Energy Savings (MWh or mTherms) | Technical Potential | 0 | 0 | 0 | 0 | 0 | 0 | 0 | 0 | 0 | 0 | 0 | 0 | 0 | 0 | 0 | 0 | 0 | 0 | 0 | 0 | 0 | 0
F11_Industrial_Paper and Printing_New_Space Heating_Natural Gas_Insulation - Wall Cavity_A_Technical Potential | F11 | Industrial | Paper and Printing | New | Space Heating | Natural Gas | Insulation - Wall Cavity | A | Cumulative Summer Peak Savings (MW) | Technical Potential | 0 | 0 | 0 | 0 | 0 | 0 | 0 | 0 | 0 | 0 | 0 | 0 | 0 | 0 | 0 | 0 | 0 | 0 | 0 | 0 | 0 | 0
F12_Industrial_Paper and Printing_New_Space Heating_Natural Gas_Insulation - Wall Cavity_A_Technical Potential | F12 | Industrial | Paper and Printing | New | Space Heating | Natural Gas | Insulation - Wall Cavity | A | Cumulative Winter Peak Savings (MW) | Technical Potential | 0 | 0 | 0 | 0 | 0 | 0 | 0 | 0 | 0 | 0 | 0 | 0 | 0 | 0 | 0 | 0 | 0 | 0 | 0 | 0 | 0 | 0
F13_Industrial_Paper and Printing_New_Space Heating_Natural Gas_Insulation - Wall Cavity_A_Technical Potential | F13 | Industrial | Paper and Printing | New | Space Heating | Natural Gas | Insulation - Wall Cavity | A | Purchases (Incremental) | Technical Potential | 0 | 0 | 0 | 0 | 0 | 0 | 0 | 0 | 0 | 0 | 0 | 0 | 0 | 0 | 0 | 0 | 0 | 0 | 0 | 0 | 0 | 0
F14_Industrial_Paper and Printing_New_Space Heating_Natural Gas_Insulation - Wall Cavity_A_Technical Potential | F14 | Industrial | Paper and Printing | New | Space Heating | Natural Gas | Insulation - Wall Cavity | A | Purchases (Cumulative) | Technical Potential | 0 | 0 | 0 | 0 | 0 | 0 | 0 | 0 | 0 | 0 | 0 | 0 | 0 | 0 | 0 | 0 | 0 | 0 | 0 | 0 | 0 | 0
F1_Industrial_Paper and Printing_New_Space Heating_Natural Gas_Insulation - Ducting_A_Technical Potential | F1 | Industrial | Paper and Printing | New | Space Heating | Natural Gas | Insulation - Ducting | A | Original Unit Energy Savings (kWh or therms) | Technical Potential | 0 | 0 | 0.0012737 | 0.0012737 | 0.0012737 | 0.0012737 | 0.0012737 | 0.0012737 | 0.0012737 | 0.0012737 | 0.0012737 | 0.0012737 | 0.0012737 | 0.0012737 | 0.0012737 | 0.0012737 | 0.0012737 | 0.0012737 | 0.0012737 | 0.0012737 | 0.0012737 | 0.0012737
F2_Industrial_Paper and Printing_New_Space Heating_Natural Gas_Insulation - Ducting_A_Technical Potential | F2 | Industrial | Paper and Printing | New | Space Heating | Natural Gas | Insulation - Ducting | A | Original Unit Summer Peak Savings (kW) | Technical Potential | 0 | 0 | 0 | 0 | 0 | 0 | 0 | 0 | 0 | 0 | 0 | 0 | 0 | 0 | 0 | 0 | 0 | 0 | 0 | 0 | 0 | 0
F3_Industrial_Paper and Printing_New_Space Heating_Natural Gas_Insulation - Ducting_A_Technical Potential | F3 | Industrial | Paper and Printing | New | Space Heating | Natural Gas | Insulation - Ducting | A | Original Unit Winter Peak Savings (kW) | Technical Potential | 0 | 0 | 0 | 0 | 0 | 0 | 0 | 0 | 0 | 0 | 0 | 0 | 0 | 0 | 0 | 0 | 0 | 0 | 0 | 0 | 0 | 0
F4_Industrial_Paper and Printing_New_Space Heating_Natural Gas_Insulation - Ducting_A_Technical Potential | F4 | Industrial | Paper and Printing | New | Space Heating | Natural Gas | Insulation - Ducting | A | Standalone Impact on Baseline Energy (%) | Technical Potential | bar: 2019 to 2040
F5_Industrial_Paper and Printing_New_Space Heating_Natural Gas_Insulation - Ducting_A_Technical Potential | F5 | Industrial | Paper and Printing | New | Space Heating | Natural Gas | Insulation - Ducting | A | Standalone Impact on Baseline Summer Peak (%) | Technical Potential | bar: 2019 to 2040
F6_Industrial_Paper and Printing_New_Space Heating_Natural Gas_Insulation - Ducting_A_Technical Potential | F6 | Industrial | Paper and Printing | New | Space Heating | Natural Gas | Insulation - Ducting | A | Standalone Impact on Baseline Winter Peak (%) | Technical Potential | bar: 2019 to 2040
F7_Industrial_Paper and Printing_New_Space Heating_Natural Gas_Insulation - Ducting_A_Technical Potential | F7 | Industrial | Paper and Printing | New | Space Heating | Natural Gas | Insulation - Ducting | A | Incremental Energy Savings (MWh or mTherms) | Technical Potential | 0 | 0 | 0 | 0 | 0 | 0 | 0 | 0 | 0 | 0 | 0 | 0 | 0 | 0 | 0 | 0 | 0 | 0 | 0 | 0 | 0 | 0
F8_Industrial_Paper and Printing_New_Space Heating_Natural Gas_Insulation - Ducting_A_Technical Potential | F8 | Industrial | Paper and Printing | New | Space Heating | Natural Gas | Insulation - Ducting | A | Incremental Summer Peak Savings (MW) | Technical Potential | 0 | 0 | 0 | 0 | 0 | 0 | 0 | 0 | 0 | 0 | 0 | 0 | 0 | 0 | 0 | 0 | 0 | 0 | 0 | 0 | 0 | 0
F9_Industrial_Paper and Printing_New_Space Heating_Natural Gas_Insulation - Ducting_A_Technical Potential | F9 | Industrial | Paper and Printing | New | Space Heating | Natural Gas | Insulation - Ducting | A | Incremental Winter Peak Savings (MW) | Technical Potential | 0 | 0 | 0 | 0 | 0 | 0 | 0 | 0 | 0 | 0 | 0 | 0 | 0 | 0 | 0 | 0 | 0 | 0 | 0 | 0 | 0 | 0
F10_Industrial_Paper and Printing_New_Space Heating_Natural Gas_Insulation - Ducting_A_Technical Potential | F10 | Industrial | Paper and Printing | New | Space Heating | Natural Gas | Insulation - Ducting | A | Cumulative Energy Savings (MWh or mTherms) | Technical Potential | 0 | 0 | 0 | 0 | 0 | 0 | 0 | 0 | 0 | 0 | 0 | 0 | 0 | 0 | 0 | 0 | 0 | 0 | 0 | 0 | 0 | 0
F11_Industrial_Paper and Printing_New_Space Heating_Natural Gas_Insulation - Ducting_A_Technical Potential | F11 | Industrial | Paper and Printing | New | Space Heating | Natural Gas | Insulation - Ducting | A | Cumulative Summer Peak Savings (MW) | Technical Potential | 0 | 0 | 0 | 0 | 0 | 0 | 0 | 0 | 0 | 0 | 0 | 0 | 0 | 0 | 0 | 0 | 0 | 0 | 0 | 0 | 0 | 0
F12_Industrial_Paper and Printing_New_Space Heating_Natural Gas_Insulation - Ducting_A_Technical Potential | F12 | Industrial | Paper and Printing | New | Space Heating | Natural Gas | Insulation - Ducting | A | Cumulative Winter Peak Savings (MW) | Technical Potential | 0 | 0 | 0 | 0 | 0 | 0 | 0 | 0 | 0 | 0 | 0 | 0 | 0 | 0 | 0 | 0 | 0 | 0 | 0 | 0 | 0 | 0
F13_Industrial_Paper and Printing_New_Space Heating_Natural Gas_Insulation - Ducting_A_Technical Potential | F13 | Industrial | Paper and Printing | New | Space Heating | Natural Gas | Insulation - Ducting | A | Purchases (Incremental) | Technical Potential | 0 | 0 | 0 | 0 | 0 | 0 | 0 | 0 | 0 | 0 | 0 | 0 | 0 | 0 | 0 | 0 | 0 | 0 | 0 | 0 | 0 | 0
F14_Industrial_Paper and Printing_New_Space Heating_Natural Gas_Insulation - Ducting_A_Technical Potential | F14 | Industrial | Paper and Printing | New | Space Heating | Natural Gas | Insulation - Ducting | A | Purchases (Cumulative) | Technical Potential | 0 | 0 | 0 | 0 | 0 | 0 | 0 | 0 | 0 | 0 | 0 | 0 | 0 | 0 | 0 | 0 | 0 | 0 | 0 | 0 | 0 | 0
F1_Industrial_Paper and Printing_New_Space Heating_Natural Gas_HVAC - Duct Repair and Sealing_A_Technical Potential | F1 | Industrial | Paper and Printing | New | Space Heating | Natural Gas | HVAC - Duct Repair and Sealing | A | Original Unit Energy Savings (kWh or therms) | Technical Potential | 0 | 0 | 0.0036023 | 0.0036023 | 0.0036023 | 0.0036023 | 0.0036023 | 0.0036023 | 0.0036023 | 0.0036023 | 0.0036023 | 0.0036023 | 0.0036023 | 0.0036023 | 0.0036023 | 0.0036023 | 0.0036023 | 0.0036023 | 0.0036023 | 0.0036023 | 0.0036023 | 0.0036023
F2_Industrial_Paper and Printing_New_Space Heating_Natural Gas_HVAC - Duct Repair and Sealing_A_Technical Potential | F2 | Industrial | Paper and Printing | New | Space Heating | Natural Gas | HVAC - Duct Repair and Sealing | A | Original Unit Summer Peak Savings (kW) | Technical Potential | 0 | 0 | 0 | 0 | 0 | 0 | 0 | 0 | 0 | 0 | 0 | 0 | 0 | 0 | 0 | 0 | 0 | 0 | 0 | 0 | 0 | 0
F3_Industrial_Paper and Printing_New_Space Heating_Natural Gas_HVAC - Duct Repair and Sealing_A_Technical Potential | F3 | Industrial | Paper and Printing | New | Space Heating | Natural Gas | HVAC - Duct Repair and Sealing | A | Original Unit Winter Peak Savings (kW) | Technical Potential | 0 | 0 | 0 | 0 | 0 | 0 | 0 | 0 | 0 | 0 | 0 | 0 | 0 | 0 | 0 | 0 | 0 | 0 | 0 | 0 | 0 | 0
F4_Industrial_Paper and Printing_New_Space Heating_Natural Gas_HVAC - Duct Repair and Sealing_A_Technical Potential | F4 | Industrial | Paper and Printing | New | Space Heating | Natural Gas | HVAC - Duct Repair and Sealing | A | Standalone Impact on Baseline Energy (%) | Technical Potential | bar: 2019 to 2040
F5_Industrial_Paper and Printing_New_Space Heating_Natural Gas_HVAC - Duct Repair and Sealing_A_Technical Potential | F5 | Industrial | Paper and Printing | New | Space Heating | Natural Gas | HVAC - Duct Repair and Sealing | A | Standalone Impact on Baseline Summer Peak (%) | Technical Potential | bar: 2019 to 2040
F6_Industrial_Paper and Printing_New_Space Heating_Natural Gas_HVAC - Duct Repair and Sealing_A_Technical Potential | F6 | Industrial | Paper and Printing | New | Space Heating | Natural Gas | HVAC - Duct Repair and Sealing | A | Standalone Impact on Baseline Winter Peak (%) | Technical Potential | bar: 2019 to 2040
F7_Industrial_Paper and Printing_New_Space Heating_Natural Gas_HVAC - Duct Repair and Sealing_A_Technical Potential | F7 | Industrial | Paper and Printing | New | Space Heating | Natural Gas | HVAC - Duct Repair and Sealing | A | Incremental Energy Savings (MWh or mTherms) | Technical Potential | 0 | 0 | 0 | 0 | 0 | 0 | 0 | 0 | 0 | 0 | 0 | 0 | 0 | 0 | 0 | 0 | 0 | 0 | 0 | 0 | 0 | 0
F8_Industrial_Paper and Printing_New_Space Heating_Natural Gas_HVAC - Duct Repair and Sealing_A_Technical Potential | F8 | Industrial | Paper and Printing | New | Space Heating | Natural Gas | HVAC - Duct Repair and Sealing | A | Incremental Summer Peak Savings (MW) | Technical Potential | 0 | 0 | 0 | 0 | 0 | 0 | 0 | 0 | 0 | 0 | 0 | 0 | 0 | 0 | 0 | 0 | 0 | 0 | 0 | 0 | 0 | 0
F9_Industrial_Paper and Printing_New_Space Heating_Natural Gas_HVAC - Duct Repair and Sealing_A_Technical Potential | F9 | Industrial | Paper and Printing | New | Space Heating | Natural Gas | HVAC - Duct Repair and Sealing | A | Incremental Winter Peak Savings (MW) | Technical Potential | 0 | 0 | 0 | 0 | 0 | 0 | 0 | 0 | 0 | 0 | 0 | 0 | 0 | 0 | 0 | 0 | 0 | 0 | 0 | 0 | 0 | 0
F10_Industrial_Paper and Printing_New_Space Heating_Natural Gas_HVAC - Duct Repair and Sealing_A_Technical Potential | F10 | Industrial | Paper and Printing | New | Space Heating | Natural Gas | HVAC - Duct Repair and Sealing | A | Cumulative Energy Savings (MWh or mTherms) | Technical Potential | 0 | 0 | 0 | 0 | 0 | 0 | 0 | 0 | 0 | 0 | 0 | 0 | 0 | 0 | 0 | 0 | 0 | 0 | 0 | 0 | 0 | 0
F11_Industrial_Paper and Printing_New_Space Heating_Natural Gas_HVAC - Duct Repair and Sealing_A_Technical Potential | F11 | Industrial | Paper and Printing | New | Space Heating | Natural Gas | HVAC - Duct Repair and Sealing | A | Cumulative Summer Peak Savings (MW) | Technical Potential | 0 | 0 | 0 | 0 | 0 | 0 | 0 | 0 | 0 | 0 | 0 | 0 | 0 | 0 | 0 | 0 | 0 | 0 | 0 | 0 | 0 | 0
F12_Industrial_Paper and Printing_New_Space Heating_Natural Gas_HVAC - Duct Repair and Sealing_A_Technical Potential | F12 | Industrial | Paper and Printing | New | Space Heating | Natural Gas | HVAC - Duct Repair and Sealing | A | Cumulative Winter Peak Savings (MW) | Technical Potential | 0 | 0 | 0 | 0 | 0 | 0 | 0 | 0 | 0 | 0 | 0 | 0 | 0 | 0 | 0 | 0 | 0 | 0 | 0 | 0 | 0 | 0
F13_Industrial_Paper and Printing_New_Space Heating_Natural Gas_HVAC - Duct Repair and Sealing_A_Technical Potential | F13 | Industrial | Paper and Printing | New | Space Heating | Natural Gas | HVAC - Duct Repair and Sealing | A | Purchases (Incremental) | Technical Potential | 0 | 0 | 0 | 0 | 0 | 0 | 0 | 0 | 0 | 0 | 0 | 0 | 0 | 0 | 0 | 0 | 0 | 0 | 0 | 0 | 0 | 0
F14_Industrial_Paper and Printing_New_Space Heating_Natural Gas_HVAC - Duct Repair and Sealing_A_Technical Potential | F14 | Industrial | Paper and Printing | New | Space Heating | Natural Gas | HVAC - Duct Repair and Sealing | A | Purchases (Cumulative) | Technical Potential | 0 | 0 | 0 | 0 | 0 | 0 | 0 | 0 | 0 | 0 | 0 | 0 | 0 | 0 | 0 | 0 | 0 | 0 | 0 | 0 | 0 | 0
F1_Industrial_Paper and Printing_New_Space Heating_Natural Gas_Windows - High Efficiency_A_Technical Potential | F1 | Industrial | Paper and Printing | New | Space Heating | Natural Gas | Windows - High Efficiency | A | Original Unit Energy Savings (kWh or therms) | Technical Potential | 0 | 0 | 0.0073878 | 0.0073878 | 0.0073878 | 0.0073878 | 0.0073878 | 0.0073878 | 0.0073878 | 0.0073878 | 0.0073878 | 0.0073878 | 0.0073878 | 0.0073878 | 0.0073878 | 0.0073878 | 0.0073878 | 0.0073878 | 0.0073878 | 0.0073878 | 0.0073878 | 0.0073878
F2_Industrial_Paper and Printing_New_Space Heating_Natural Gas_Windows - High Efficiency_A_Technical Potential | F2 | Industrial | Paper and Printing | New | Space Heating | Natural Gas | Windows - High Efficiency | A | Original Unit Summer Peak Savings (kW) | Technical Potential | 0 | 0 | 0 | 0 | 0 | 0 | 0 | 0 | 0 | 0 | 0 | 0 | 0 | 0 | 0 | 0 | 0 | 0 | 0 | 0 | 0 | 0
F3_Industrial_Paper and Printing_New_Space Heating_Natural Gas_Windows - High Efficiency_A_Technical Potential | F3 | Industrial | Paper and Printing | New | Space Heating | Natural Gas | Windows - High Efficiency | A | Original Unit Winter Peak Savings (kW) | Technical Potential | 0 | 0 | 0 | 0 | 0 | 0 | 0 | 0 | 0 | 0 | 0 | 0 | 0 | 0 | 0 | 0 | 0 | 0 | 0 | 0 | 0 | 0
F4_Industrial_Paper and Printing_New_Space Heating_Natural Gas_Windows - High Efficiency_A_Technical Potential | F4 | Industrial | Paper and Printing | New | Space Heating | Natural Gas | Windows - High Efficiency | A | Standalone Impact on Baseline Energy (%) | Technical Potential | bar: 2019 to 2040
F5_Industrial_Paper and Printing_New_Space Heating_Natural Gas_Windows - High Efficiency_A_Technical Potential | F5 | Industrial | Paper and Printing | New | Space Heating | Natural Gas | Windows - High Efficiency | A | Standalone Impact on Baseline Summer Peak (%) | Technical Potential | bar: 2019 to 2040
F6_Industrial_Paper and Printing_New_Space Heating_Natural Gas_Windows - High Efficiency_A_Technical Potential | F6 | Industrial | Paper and Printing | New | Space Heating | Natural Gas | Windows - High Efficiency | A | Standalone Impact on Baseline Winter Peak (%) | Technical Potential | bar: 2019 to 2040
F7_Industrial_Paper and Printing_New_Space Heating_Natural Gas_Windows - High Efficiency_A_Technical Potential | F7 | Industrial | Paper and Printing | New | Space Heating | Natural Gas | Windows - High Efficiency | A | Incremental Energy Savings (MWh or mTherms) | Technical Potential | 0 | 0 | 0 | 0 | 0 | 0 | 0 | 0 | 0 | 0 | 0 | 0 | 0 | 0 | 0 | 0 | 0 | 0 | 0 | 0 | 0 | 0
F8_Industrial_Paper and Printing_New_Space Heating_Natural Gas_Windows - High Efficiency_A_Technical Potential | F8 | Industrial | Paper and Printing | New | Space Heating | Natural Gas | Windows - High Efficiency | A | Incremental Summer Peak Savings (MW) | Technical Potential | 0 | 0 | 0 | 0 | 0 | 0 | 0 | 0 | 0 | 0 | 0 | 0 | 0 | 0 | 0 | 0 | 0 | 0 | 0 | 0 | 0 | 0
F9_Industrial_Paper and Printing_New_Space Heating_Natural Gas_Windows - High Efficiency_A_Technical Potential | F9 | Industrial | Paper and Printing | New | Space Heating | Natural Gas | Windows - High Efficiency | A | Incremental Winter Peak Savings (MW) | Technical Potential | 0 | 0 | 0 | 0 | 0 | 0 | 0 | 0 | 0 | 0 | 0 | 0 | 0 | 0 | 0 | 0 | 0 | 0 | 0 | 0 | 0 | 0
F10_Industrial_Paper and Printing_New_Space Heating_Natural Gas_Windows - High Efficiency_A_Technical Potential | F10 | Industrial | Paper and Printing | New | Space Heating | Natural Gas | Windows - High Efficiency | A | Cumulative Energy Savings (MWh or mTherms) | Technical Potential | 0 | 0 | 0 | 0 | 0 | 0 | 0 | 0 | 0 | 0 | 0 | 0 | 0 | 0 | 0 | 0 | 0 | 0 | 0 | 0 | 0 | 0
F11_Industrial_Paper and Printing_New_Space Heating_Natural Gas_Windows - High Efficiency_A_Technical Potential | F11 | Industrial | Paper and Printing | New | Space Heating | Natural Gas | Windows - High Efficiency | A | Cumulative Summer Peak Savings (MW) | Technical Potential | 0 | 0 | 0 | 0 | 0 | 0 | 0 | 0 | 0 | 0 | 0 | 0 | 0 | 0 | 0 | 0 | 0 | 0 | 0 | 0 | 0 | 0
F12_Industrial_Paper and Printing_New_Space Heating_Natural Gas_Windows - High Efficiency_A_Technical Potential | F12 | Industrial | Paper and Printing | New | Space Heating | Natural Gas | Windows - High Efficiency | A | Cumulative Winter Peak Savings (MW) | Technical Potential | 0 | 0 | 0 | 0 | 0 | 0 | 0 | 0 | 0 | 0 | 0 | 0 | 0 | 0 | 0 | 0 | 0 | 0 | 0 | 0 | 0 | 0
F13_Industrial_Paper and Printing_New_Space Heating_Natural Gas_Windows - High Efficiency_A_Technical Potential | F13 | Industrial | Paper and Printing | New | Space Heating | Natural Gas | Windows - High Efficiency | A | Purchases (Incremental) | Technical Potential | 0 | 0 | 0 | 0 | 0 | 0 | 0 | 0 | 0 | 0 | 0 | 0 | 0 | 0 | 0 | 0 | 0 | 0 | 0 | 0 | 0 | 0
F14_Industrial_Paper and Printing_New_Space Heating_Natural Gas_Windows - High Efficiency_A_Technical Potential | F14 | Industrial | Paper and Printing | New | Space Heating | Natural Gas | Windows - High Efficiency | A | Purchases (Cumulative) | Technical Potential | 0 | 0 | 0 | 0 | 0 | 0 | 0 | 0 | 0 | 0 | 0 | 0 | 0 | 0 | 0 | 0 | 0 | 0 | 0 | 0 | 0 | 0
F1_Industrial_Paper and Printing_New_Space Heating_Natural Gas_Gas Boiler - Maintenance_A_Technical Potential | F1 | Industrial | Paper and Printing | New | Space Heating | Natural Gas | Gas Boiler - Maintenance | A | Original Unit Energy Savings (kWh or therms) | Technical Potential | 0 | 0 | 96.5603 | 96.5603 | 96.5603 | 96.5603 | 96.5603 | 96.5603 | 96.5603 | 96.5603 | 96.5603 | 96.5603 | 96.5603 | 96.5603 | 96.5603 | 96.5603 | 96.5603 | 96.5603 | 96.5603 | 96.5603 | 96.5603 | 96.5603
F2_Industrial_Paper and Printing_New_Space Heating_Natural Gas_Gas Boiler - Maintenance_A_Technical Potential | F2 | Industrial | Paper and Printing | New | Space Heating | Natural Gas | Gas Boiler - Maintenance | A | Original Unit Summer Peak Savings (kW) | Technical Potential | 0 | 0 | 0 | 0 | 0 | 0 | 0 | 0 | 0 | 0 | 0 | 0 | 0 | 0 | 0 | 0 | 0 | 0 | 0 | 0 | 0 | 0
F3_Industrial_Paper and Printing_New_Space Heating_Natural Gas_Gas Boiler - Maintenance_A_Technical Potential | F3 | Industrial | Paper and Printing | New | Space Heating | Natural Gas | Gas Boiler - Maintenance | A | Original Unit Winter Peak Savings (kW) | Technical Potential | 0 | 0 | 0 | 0 | 0 | 0 | 0 | 0 | 0 | 0 | 0 | 0 | 0 | 0 | 0 | 0 | 0 | 0 | 0 | 0 | 0 | 0
F4_Industrial_Paper and Printing_New_Space Heating_Natural Gas_Gas Boiler - Maintenance_A_Technical Potential | F4 | Industrial | Paper and Printing | New | Space Heating | Natural Gas | Gas Boiler - Maintenance | A | Standalone Impact on Baseline Energy (%) | Technical Potential | 0% | 0% | 0.002473% | 0.003151% | 0.00341% | 0.002745% | 0.002412% | 0.002124% | 0.001879% | 0.001663% | 0.001532% | 0.001404% | 0.001298% | 0.001193% | 0.001131% | 0.001064% | 0.001004% | 0.0009424% | 0.0009057% | 0.0008643% | 0.0008274% | 0.0007937%
F5_Industrial_Paper and Printing_New_Space Heating_Natural Gas_Gas Boiler - Maintenance_A_Technical Potential | F5 | Industrial | Paper and Printing | New | Space Heating | Natural Gas | Gas Boiler - Maintenance | A | Standalone Impact on Baseline Summer Peak (%) | Technical Potential | bar: 2019 to 2040
F6_Industrial_Paper and Printing_New_Space Heating_Natural Gas_Gas Boiler - Maintenance_A_Technical Potential | F6 | Industrial | Paper and Printing | New | Space Heating | Natural Gas | Gas Boiler - Maintenance | A | Standalone Impact on Baseline Winter Peak (%) | Technical Potential | bar: 2019 to 2040
F7_Industrial_Paper and Printing_New_Space Heating_Natural Gas_Gas Boiler - Maintenance_A_Technical Potential | F7 | Industrial | Paper and Printing | New | Space Heating | Natural Gas | Gas Boiler - Maintenance | A | Incremental Energy Savings (MWh or mTherms) | Technical Potential | 0 | 0 | 8.9566e-05 | 0.00010956 | 0.00010815 | 0.00011243 | 0.00011339 | 0.00011306 | 0.00011243 | 0.00011339 | 0.00011306 | 0.000202 | 0.00022295 | 0.00022122 | 0.00040399 | 0.00044589 | 0.00044243 | 0.00080798 | 0.00089179 | 0.00088486 | 0.0016388 | 0.0017874
F8_Industrial_Paper and Printing_New_Space Heating_Natural Gas_Gas Boiler - Maintenance_A_Technical Potential | F8 | Industrial | Paper and Printing | New | Space Heating | Natural Gas | Gas Boiler - Maintenance | A | Incremental Summer Peak Savings (MW) | Technical Potential | 0 | 0 | 0 | 0 | 0 | 0 | 0 | 0 | 0 | 0 | 0 | 0 | 0 | 0 | 0 | 0 | 0 | 0 | 0 | 0 | 0 | 0
F9_Industrial_Paper and Printing_New_Space Heating_Natural Gas_Gas Boiler - Maintenance_A_Technical Potential | F9 | Industrial | Paper and Printing | New | Space Heating | Natural Gas | Gas Boiler - Maintenance | A | Incremental Winter Peak Savings (MW) | Technical Potential | 0 | 0 | 0 | 0 | 0 | 0 | 0 | 0 | 0 | 0 | 0 | 0 | 0 | 0 | 0 | 0 | 0 | 0 | 0 | 0 | 0 | 0
F10_Industrial_Paper and Printing_New_Space Heating_Natural Gas_Gas Boiler - Maintenance_A_Technical Potential | F10 | Industrial | Paper and Printing | New | Space Heating | Natural Gas | Gas Boiler - Maintenance | A | Cumulative Energy Savings (MWh or mTherms) | Technical Potential | 0 | 0 | 8.9566e-05 | 0.00019913 | 0.00030728 | 0.00033014 | 0.00033397 | 0.00033888 | 0.00033888 | 0.00033888 | 0.00033888 | 0.00033888 | 0.00033888 | 0.00033888 | 0.00033888 | 0.00033888 | 0.00033888 | 0.00033888 | 0.00033888 | 0.00033888 | 0.00033888 | 0.00033888
F11_Industrial_Paper and Printing_New_Space Heating_Natural Gas_Gas Boiler - Maintenance_A_Technical Potential | F11 | Industrial | Paper and Printing | New | Space Heating | Natural Gas | Gas Boiler - Maintenance | A | Cumulative Summer Peak Savings (MW) | Technical Potential | 0 | 0 | 0 | 0 | 0 | 0 | 0 | 0 | 0 | 0 | 0 | 0 | 0 | 0 | 0 | 0 | 0 | 0 | 0 | 0 | 0 | 0
F12_Industrial_Paper and Printing_New_Space Heating_Natural Gas_Gas Boiler - Maintenance_A_Technical Potential | F12 | Industrial | Paper and Printing | New | Space Heating | Natural Gas | Gas Boiler - Maintenance | A | Cumulative Winter Peak Savings (MW) | Technical Potential | 0 | 0 | 0 | 0 | 0 | 0 | 0 | 0 | 0 | 0 | 0 | 0 | 0 | 0 | 0 | 0 | 0 | 0 | 0 | 0 | 0 | 0
F13_Industrial_Paper and Printing_New_Space Heating_Natural Gas_Gas Boiler - Maintenance_A_Technical Potential | F13 | Industrial | Paper and Printing | New | Space Heating | Natural Gas | Gas Boiler - Maintenance | A | Purchases (Incremental) | Technical Potential | 0 | 0 | 0.00092757 | 0.0011346 | 0.00112 | 0.0011643 | 0.0011742 | 0.0011709 | 0.0011643 | 0.0011742 | 0.0011709 | 0.0020919 | 0.0023089 | 0.002291 | 0.0041838 | 0.0046178 | 0.0045819 | 0.0083677 | 0.0092355 | 0.0091638 | 0.016972 | 0.018511
F14_Industrial_Paper and Printing_New_Space Heating_Natural Gas_Gas Boiler - Maintenance_A_Technical Potential | F14 | Industrial | Paper and Printing | New | Space Heating | Natural Gas | Gas Boiler - Maintenance | A | Purchases (Cumulative) | Technical Potential | 0 | 0 | 0.00092757 | 0.0020622 | 0.0031823 | 0.003419 | 0.0034586 | 0.0035095 | 0.0035095 | 0.0035095 | 0.0035095 | 0.0035095 | 0.0035095 | 0.0035095 | 0.0035095 | 0.0035095 | 0.0035095 | 0.0035095 | 0.0035095 | 0.0035095 | 0.0035095 | 0.0035095
F1_Industrial_Paper and Printing_New_Process_Natural Gas_Gas Boiler - Maintenance_A_Technical Potential | F1 | Industrial | Paper and Printing | New | Process | Natural Gas | Gas Boiler - Maintenance | A | Original Unit Energy Savings (kWh or therms) | Technical Potential | 0 | 0 | 55.8015 | 55.8015 | 55.8015 | 55.8015 | 55.8015 | 55.8015 | 55.8015 | 55.8015 | 55.8015 | 55.8015 | 55.8015 | 55.8015 | 55.8015 | 55.8015 | 55.8015 | 55.8015 | 55.8015 | 55.8015 | 55.8015 | 55.8015
F2_Industrial_Paper and Printing_New_Process_Natural Gas_Gas Boiler - Maintenance_A_Technical Potential | F2 | Industrial | Paper and Printing | New | Process | Natural Gas | Gas Boiler - Maintenance | A | Original Unit Summer Peak Savings (kW) | Technical Potential | 0 | 0 | 0 | 0 | 0 | 0 | 0 | 0 | 0 | 0 | 0 | 0 | 0 | 0 | 0 | 0 | 0 | 0 | 0 | 0 | 0 | 0
F3_Industrial_Paper and Printing_New_Process_Natural Gas_Gas Boiler - Maintenance_A_Technical Potential | F3 | Industrial | Paper and Printing | New | Process | Natural Gas | Gas Boiler - Maintenance | A | Original Unit Winter Peak Savings (kW) | Technical Potential | 0 | 0 | 0 | 0 | 0 | 0 | 0 | 0 | 0 | 0 | 0 | 0 | 0 | 0 | 0 | 0 | 0 | 0 | 0 | 0 | 0 | 0
F4_Industrial_Paper and Printing_New_Process_Natural Gas_Gas Boiler - Maintenance_A_Technical Potential | F4 | Industrial | Paper and Printing | New | Process | Natural Gas | Gas Boiler - Maintenance | A | Standalone Impact on Baseline Energy (%) | Technical Potential | 0% | 0% | 0.01166% | 0.01486% | 0.01608% | 0.01294% | 0.01137% | 0.01001% | 0.008858% | 0.00784% | 0.007222% | 0.006621% | 0.006119% | 0.005624% | 0.005332% | 0.005015% | 0.004733% | 0.004443% | 0.00427% | 0.004075% | 0.003901% | 0.003742%
F5_Industrial_Paper and Printing_New_Process_Natural Gas_Gas Boiler - Maintenance_A_Technical Potential | F5 | Industrial | Paper and Printing | New | Process | Natural Gas | Gas Boiler - Maintenance | A | Standalone Impact on Baseline Summer Peak (%) | Technical Potential | bar: 2019 to 2040
F6_Industrial_Paper and Printing_New_Process_Natural Gas_Gas Boiler - Maintenance_A_Technical Potential | F6 | Industrial | Paper and Printing | New | Process | Natural Gas | Gas Boiler - Maintenance | A | Standalone Impact on Baseline Winter Peak (%) | Technical Potential | bar: 2019 to 2040
F7_Industrial_Paper and Printing_New_Process_Natural Gas_Gas Boiler - Maintenance_A_Technical Potential | F7 | Industrial | Paper and Printing | New | Process | Natural Gas | Gas Boiler - Maintenance | A | Incremental Energy Savings (MWh or mTherms) | Technical Potential | 0 | 0 | 0.0020654 | 0.0025264 | 0.0024939 | 0.0025926 | 0.0026146 | 0.0026072 | 0.0025926 | 0.0026146 | 0.0026072 | 0.0046579 | 0.0051411 | 0.0051011 | 0.0093159 | 0.010282 | 0.010202 | 0.018632 | 0.020564 | 0.020405 | 0.037791 | 0.041217
F8_Industrial_Paper and Printing_New_Process_Natural Gas_Gas Boiler - Maintenance_A_Technical Potential | F8 | Industrial | Paper and Printing | New | Process | Natural Gas | Gas Boiler - Maintenance | A | Incremental Summer Peak Savings (MW) | Technical Potential | 0 | 0 | 0 | 0 | 0 | 0 | 0 | 0 | 0 | 0 | 0 | 0 | 0 | 0 | 0 | 0 | 0 | 0 | 0 | 0 | 0 | 0
F9_Industrial_Paper and Printing_New_Process_Natural Gas_Gas Boiler - Maintenance_A_Technical Potential | F9 | Industrial | Paper and Printing | New | Process | Natural Gas | Gas Boiler - Maintenance | A | Incremental Winter Peak Savings (MW) | Technical Potential | 0 | 0 | 0 | 0 | 0 | 0 | 0 | 0 | 0 | 0 | 0 | 0 | 0 | 0 | 0 | 0 | 0 | 0 | 0 | 0 | 0 | 0
F10_Industrial_Paper and Printing_New_Process_Natural Gas_Gas Boiler - Maintenance_A_Technical Potential | F10 | Industrial | Paper and Printing | New | Process | Natural Gas | Gas Boiler - Maintenance | A | Cumulative Energy Savings (MWh or mTherms) | Technical Potential | 0 | 0 | 0.0020654 | 0.0045918 | 0.0070857 | 0.007613 | 0.0077011 | 0.0078144 | 0.0078144 | 0.0078144 | 0.0078144 | 0.0078144 | 0.0078144 | 0.0078144 | 0.0078144 | 0.0078144 | 0.0078144 | 0.0078144 | 0.0078144 | 0.0078144 | 0.0078144 | 0.0078144
F11_Industrial_Paper and Printing_New_Process_Natural Gas_Gas Boiler - Maintenance_A_Technical Potential | F11 | Industrial | Paper and Printing | New | Process | Natural Gas | Gas Boiler - Maintenance | A | Cumulative Summer Peak Savings (MW) | Technical Potential | 0 | 0 | 0 | 0 | 0 | 0 | 0 | 0 | 0 | 0 | 0 | 0 | 0 | 0 | 0 | 0 | 0 | 0 | 0 | 0 | 0 | 0
F12_Industrial_Paper and Printing_New_Process_Natural Gas_Gas Boiler - Maintenance_A_Technical Potential | F12 | Industrial | Paper and Printing | New | Process | Natural Gas | Gas Boiler - Maintenance | A | Cumulative Winter Peak Savings (MW) | Technical Potential | 0 | 0 | 0 | 0 | 0 | 0 | 0 | 0 | 0 | 0 | 0 | 0 | 0 | 0 | 0 | 0 | 0 | 0 | 0 | 0 | 0 | 0
F13_Industrial_Paper and Printing_New_Process_Natural Gas_Gas Boiler - Maintenance_A_Technical Potential | F13 | Industrial | Paper and Printing | New | Process | Natural Gas | Gas Boiler - Maintenance | A | Purchases (Incremental) | Technical Potential | 0 | 0 | 0.037013 | 0.045275 | 0.044693 | 0.046461 | 0.046856 | 0.046723 | 0.046461 | 0.046856 | 0.046723 | 0.083473 | 0.092131 | 0.091416 | 0.16695 | 0.18426 | 0.18283 | 0.33389 | 0.36852 | 0.36566 | 0.67724 | 0.73863
F14_Industrial_Paper and Printing_New_Process_Natural Gas_Gas Boiler - Maintenance_A_Technical Potential | F14 | Industrial | Paper and Printing | New | Process | Natural Gas | Gas Boiler - Maintenance | A | Purchases (Cumulative) | Technical Potential | 0 | 0 | 0.037013 | 0.082288 | 0.12698 | 0.13643 | 0.13801 | 0.14004 | 0.14004 | 0.14004 | 0.14004 | 0.14004 | 0.14004 | 0.14004 | 0.14004 | 0.14004 | 0.14004 | 0.14004 | 0.14004 | 0.14004 | 0.14004 | 0.14004
F1_Industrial_Paper and Printing_New_Space Heating_Natural Gas_Gas Furnace - Maintenance_A_Technical Potential | F1 | Industrial | Paper and Printing | New | Space Heating | Natural Gas | Gas Furnace - Maintenance | A | Original Unit Energy Savings (kWh or therms) | Technical Potential | 0 | 0 | 0.0083129 | 0.0083129 | 0.0083129 | 0.0083129 | 0.0083129 | 0.0083129 | 0.0083129 | 0.0083129 | 0.0083129 | 0.0083129 | 0.0083129 | 0.0083129 | 0.0083129 | 0.0083129 | 0.0083129 | 0.0083129 | 0.0083129 | 0.0083129 | 0.0083129 | 0.0083129
F2_Industrial_Paper and Printing_New_Space Heating_Natural Gas_Gas Furnace - Maintenance_A_Technical Potential | F2 | Industrial | Paper and Printing | New | Space Heating | Natural Gas | Gas Furnace - Maintenance | A | Original Unit Summer Peak Savings (kW) | Technical Potential | 0 | 0 | 0 | 0 | 0 | 0 | 0 | 0 | 0 | 0 | 0 | 0 | 0 | 0 | 0 | 0 | 0 | 0 | 0 | 0 | 0 | 0
F3_Industrial_Paper and Printing_New_Space Heating_Natural Gas_Gas Furnace - Maintenance_A_Technical Potential | F3 | Industrial | Paper and Printing | New | Space Heating | Natural Gas | Gas Furnace - Maintenance | A | Original Unit Winter Peak Savings (kW) | Technical Potential | 0 | 0 | 0 | 0 | 0 | 0 | 0 | 0 | 0 | 0 | 0 | 0 | 0 | 0 | 0 | 0 | 0 | 0 | 0 | 0 | 0 | 0
F4_Industrial_Paper and Printing_New_Space Heating_Natural Gas_Gas Furnace - Maintenance_A_Technical Potential | F4 | Industrial | Paper and Printing | New | Space Heating | Natural Gas | Gas Furnace - Maintenance | A | Standalone Impact on Baseline Energy (%) | Technical Potential | 0% | 0% | 3.229e-06% | 4.114e-06% | 4.452e-06% | 3.583e-06% | 3.149e-06% | 2.773e-06% | 2.453e-06% | 2.171e-06% | 2e-06% | 1.833e-06% | 1.694e-06% | 1.557e-06% | 1.476e-06% | 1.388e-06% | 1.311e-06% | 1.23e-06% | 1.182e-06% | 1.128e-06% | 1.08e-06% | 1.036e-06%
F5_Industrial_Paper and Printing_New_Space Heating_Natural Gas_Gas Furnace - Maintenance_A_Technical Potential | F5 | Industrial | Paper and Printing | New | Space Heating | Natural Gas | Gas Furnace - Maintenance | A | Standalone Impact on Baseline Summer Peak (%) | Technical Potential | bar: 2019 to 2040
F6_Industrial_Paper and Printing_New_Space Heating_Natural Gas_Gas Furnace - Maintenance_A_Technical Potential | F6 | Industrial | Paper and Printing | New | Space Heating | Natural Gas | Gas Furnace - Maintenance | A | Standalone Impact on Baseline Winter Peak (%) | Technical Potential | bar: 2019 to 2040
F7_Industrial_Paper and Printing_New_Space Heating_Natural Gas_Gas Furnace - Maintenance_A_Technical Potential | F7 | Industrial | Paper and Printing | New | Space Heating | Natural Gas | Gas Furnace - Maintenance | A | Incremental Energy Savings (MWh or mTherms) | Technical Potential | 0 | 0 | 1.1693e-07 | 1.4303e-07 | 1.4119e-07 | 1.4677e-07 | 1.4802e-07 | 1.476e-07 | 1.4677e-07 | 1.4802e-07 | 1.476e-07 | 2.637e-07 | 2.9105e-07 | 2.8879e-07 | 5.274e-07 | 5.821e-07 | 5.7758e-07 | 1.0548e-06 | 1.1642e-06 | 1.1552e-06 | 2.1394e-06 | 2.3334e-06
F8_Industrial_Paper and Printing_New_Space Heating_Natural Gas_Gas Furnace - Maintenance_A_Technical Potential | F8 | Industrial | Paper and Printing | New | Space Heating | Natural Gas | Gas Furnace - Maintenance | A | Incremental Summer Peak Savings (MW) | Technical Potential | 0 | 0 | 0 | 0 | 0 | 0 | 0 | 0 | 0 | 0 | 0 | 0 | 0 | 0 | 0 | 0 | 0 | 0 | 0 | 0 | 0 | 0
F9_Industrial_Paper and Printing_New_Space Heating_Natural Gas_Gas Furnace - Maintenance_A_Technical Potential | F9 | Industrial | Paper and Printing | New | Space Heating | Natural Gas | Gas Furnace - Maintenance | A | Incremental Winter Peak Savings (MW) | Technical Potential | 0 | 0 | 0 | 0 | 0 | 0 | 0 | 0 | 0 | 0 | 0 | 0 | 0 | 0 | 0 | 0 | 0 | 0 | 0 | 0 | 0 | 0
F10_Industrial_Paper and Printing_New_Space Heating_Natural Gas_Gas Furnace - Maintenance_A_Technical Potential | F10 | Industrial | Paper and Printing | New | Space Heating | Natural Gas | Gas Furnace - Maintenance | A | Cumulative Energy Savings (MWh or mTherms) | Technical Potential | 0 | 0 | 1.1693e-07 | 2.5996e-07 | 4.0114e-07 | 4.3099e-07 | 4.3598e-07 | 4.424e-07 | 4.424e-07 | 4.424e-07 | 4.424e-07 | 4.424e-07 | 4.424e-07 | 4.424e-07 | 4.424e-07 | 4.424e-07 | 4.424e-07 | 4.424e-07 | 4.424e-07 | 4.424e-07 | 4.424e-07 | 4.424e-07
F11_Industrial_Paper and Printing_New_Space Heating_Natural Gas_Gas Furnace - Maintenance_A_Technical Potential | F11 | Industrial | Paper and Printing | New | Space Heating | Natural Gas | Gas Furnace - Maintenance | A | Cumulative Summer Peak Savings (MW) | Technical Potential | 0 | 0 | 0 | 0 | 0 | 0 | 0 | 0 | 0 | 0 | 0 | 0 | 0 | 0 | 0 | 0 | 0 | 0 | 0 | 0 | 0 | 0
F12_Industrial_Paper and Printing_New_Space Heating_Natural Gas_Gas Furnace - Maintenance_A_Technical Potential | F12 | Industrial | Paper and Printing | New | Space Heating | Natural Gas | Gas Furnace - Maintenance | A | Cumulative Winter Peak Savings (MW) | Technical Potential | 0 | 0 | 0 | 0 | 0 | 0 | 0 | 0 | 0 | 0 | 0 | 0 | 0 | 0 | 0 | 0 | 0 | 0 | 0 | 0 | 0 | 0
F13_Industrial_Paper and Printing_New_Space Heating_Natural Gas_Gas Furnace - Maintenance_A_Technical Potential | F13 | Industrial | Paper and Printing | New | Space Heating | Natural Gas | Gas Furnace - Maintenance | A | Purchases (Incremental) | Technical Potential | 0 | 0 | 0.014066 | 0.017206 | 0.016984 | 0.017656 | 0.017806 | 0.017756 | 0.017656 | 0.017806 | 0.017756 | 0.031722 | 0.035012 | 0.03474 | 0.063443 | 0.070024 | 0.06948 | 0.12689 | 0.14005 | 0.13896 | 0.25736 | 0.2807
F14_Industrial_Paper and Printing_New_Space Heating_Natural Gas_Gas Furnace - Maintenance_A_Technical Potential | F14 | Industrial | Paper and Printing | New | Space Heating | Natural Gas | Gas Furnace - Maintenance | A | Purchases (Cumulative) | Technical Potential | 0 | 0 | 0.014066 | 0.031271 | 0.048256 | 0.051846 | 0.052447 | 0.053218 | 0.053218 | 0.053218 | 0.053218 | 0.053218 | 0.053218 | 0.053218 | 0.053218 | 0.053218 | 0.053218 | 0.053218 | 0.053218 | 0.053218 | 0.053218 | 0.053218
F1_Industrial_Paper and Printing_New_Space Heating_Natural Gas_Gas Boiler - Hot Water Reset_A_Technical Potential | F1 | Industrial | Paper and Printing | New | Space Heating | Natural Gas | Gas Boiler - Hot Water Reset | A | Original Unit Energy Savings (kWh or therms) | Technical Potential | 0 | 0 | 351.1284 | 351.1284 | 351.1284 | 351.1284 | 351.1284 | 351.1284 | 351.1284 | 351.1284 | 351.1284 | 351.1284 | 351.1284 | 351.1284 | 351.1284 | 351.1284 | 351.1284 | 351.1284 | 351.1284 | 351.1284 | 351.1284 | 351.1284
F2_Industrial_Paper and Printing_New_Space Heating_Natural Gas_Gas Boiler - Hot Water Reset_A_Technical Potential | F2 | Industrial | Paper and Printing | New | Space Heating | Natural Gas | Gas Boiler - Hot Water Reset | A | Original Unit Summer Peak Savings (kW) | Technical Potential | 0 | 0 | 0 | 0 | 0 | 0 | 0 | 0 | 0 | 0 | 0 | 0 | 0 | 0 | 0 | 0 | 0 | 0 | 0 | 0 | 0 | 0
F3_Industrial_Paper and Printing_New_Space Heating_Natural Gas_Gas Boiler - Hot Water Reset_A_Technical Potential | F3 | Industrial | Paper and Printing | New | Space Heating | Natural Gas | Gas Boiler - Hot Water Reset | A | Original Unit Winter Peak Savings (kW) | Technical Potential | 0 | 0 | 0 | 0 | 0 | 0 | 0 | 0 | 0 | 0 | 0 | 0 | 0 | 0 | 0 | 0 | 0 | 0 | 0 | 0 | 0 | 0
F4_Industrial_Paper and Printing_New_Space Heating_Natural Gas_Gas Boiler - Hot Water Reset_A_Technical Potential | F4 | Industrial | Paper and Printing | New | Space Heating | Natural Gas | Gas Boiler - Hot Water Reset | A | Standalone Impact on Baseline Energy (%) | Technical Potential | 0% | 0% | 0.008742% | 0.01574% | 0.02418% | 0.03336% | 0.04638% | 0.06058% | 0.07589% | 0.08996% | 0.1043% | 0.1141% | 0.1198% | 0.1195% | 0.1188% | 0.1144% | 0.1091% | 0.1028% | 0.0988% | 0.09428% | 0.09026% | 0.08658%
F5_Industrial_Paper and Printing_New_Space Heating_Natural Gas_Gas Boiler - Hot Water Reset_A_Technical Potential | F5 | Industrial | Paper and Printing | New | Space Heating | Natural Gas | Gas Boiler - Hot Water Reset | A | Standalone Impact on Baseline Summer Peak (%) | Technical Potential | bar: 2019 to 2040
F6_Industrial_Paper and Printing_New_Space Heating_Natural Gas_Gas Boiler - Hot Water Reset_A_Technical Potential | F6 | Industrial | Paper and Printing | New | Space Heating | Natural Gas | Gas Boiler - Hot Water Reset | A | Standalone Impact on Baseline Winter Peak (%) | Technical Potential | bar: 2019 to 2040
F7_Industrial_Paper and Printing_New_Space Heating_Natural Gas_Gas Boiler - Hot Water Reset_A_Technical Potential | F7 | Industrial | Paper and Printing | New | Space Heating | Natural Gas | Gas Boiler - Hot Water Reset | A | Incremental Energy Savings (MWh or mTherms) | Technical Potential | 0 | 0 | 0.00031657 | 0.00067835 | 0.0011837 | 0.0018341 | 0.0024081 | 0.0032442 | 0.0040235 | 0.0046442 | 0.0047513 | 0.0044546 | 0.00373 | 0.0026858 | 0.0016451 | 0.00084214 | 0.00037746 | 0.00014622 | 0.00031657 | 0.00067835 | 0.0011837 | 0.0018341
F8_Industrial_Paper and Printing_New_Space Heating_Natural Gas_Gas Boiler - Hot Water Reset_A_Technical Potential | F8 | Industrial | Paper and Printing | New | Space Heating | Natural Gas | Gas Boiler - Hot Water Reset | A | Incremental Summer Peak Savings (MW) | Technical Potential | 0 | 0 | 0 | 0 | 0 | 0 | 0 | 0 | 0 | 0 | 0 | 0 | 0 | 0 | 0 | 0 | 0 | 0 | 0 | 0 | 0 | 0
F9_Industrial_Paper and Printing_New_Space Heating_Natural Gas_Gas Boiler - Hot Water Reset_A_Technical Potential | F9 | Industrial | Paper and Printing | New | Space Heating | Natural Gas | Gas Boiler - Hot Water Reset | A | Incremental Winter Peak Savings (MW) | Technical Potential | 0 | 0 | 0 | 0 | 0 | 0 | 0 | 0 | 0 | 0 | 0 | 0 | 0 | 0 | 0 | 0 | 0 | 0 | 0 | 0 | 0 | 0
F10_Industrial_Paper and Printing_New_Space Heating_Natural Gas_Gas Boiler - Hot Water Reset_A_Technical Potential | F10 | Industrial | Paper and Printing | New | Space Heating | Natural Gas | Gas Boiler - Hot Water Reset | A | Cumulative Energy Savings (MWh or mTherms) | Technical Potential | 0 | 0 | 0.00031657 | 0.00099492 | 0.0021786 | 0.0040127 | 0.0064208 | 0.009665 | 0.013689 | 0.018333 | 0.023084 | 0.027539 | 0.031269 | 0.033954 | 0.035599 | 0.036442 | 0.036819 | 0.036965 | 0.036965 | 0.036965 | 0.036965 | 0.036965
F11_Industrial_Paper and Printing_New_Space Heating_Natural Gas_Gas Boiler - Hot Water Reset_A_Technical Potential | F11 | Industrial | Paper and Printing | New | Space Heating | Natural Gas | Gas Boiler - Hot Water Reset | A | Cumulative Summer Peak Savings (MW) | Technical Potential | 0 | 0 | 0 | 0 | 0 | 0 | 0 | 0 | 0 | 0 | 0 | 0 | 0 | 0 | 0 | 0 | 0 | 0 | 0 | 0 | 0 | 0
F12_Industrial_Paper and Printing_New_Space Heating_Natural Gas_Gas Boiler - Hot Water Reset_A_Technical Potential | F12 | Industrial | Paper and Printing | New | Space Heating | Natural Gas | Gas Boiler - Hot Water Reset | A | Cumulative Winter Peak Savings (MW) | Technical Potential | 0 | 0 | 0 | 0 | 0 | 0 | 0 | 0 | 0 | 0 | 0 | 0 | 0 | 0 | 0 | 0 | 0 | 0 | 0 | 0 | 0 | 0
F13_Industrial_Paper and Printing_New_Space Heating_Natural Gas_Gas Boiler - Hot Water Reset_A_Technical Potential | F13 | Industrial | Paper and Printing | New | Space Heating | Natural Gas | Gas Boiler - Hot Water Reset | A | Purchases (Incremental) | Technical Potential | 0 | 0 | 0.00090157 | 0.0019319 | 0.0033711 | 0.0052235 | 0.0068581 | 0.0092394 | 0.011459 | 0.013226 | 0.013531 | 0.012686 | 0.010623 | 0.0076489 | 0.0046851 | 0.0023984 | 0.001075 | 0.00041643 | 0.00090157 | 0.0019319 | 0.0033711 | 0.0052235
F14_Industrial_Paper and Printing_New_Space Heating_Natural Gas_Gas Boiler - Hot Water Reset_A_Technical Potential | F14 | Industrial | Paper and Printing | New | Space Heating | Natural Gas | Gas Boiler - Hot Water Reset | A | Purchases (Cumulative) | Technical Potential | 0 | 0 | 0.00090157 | 0.0028335 | 0.0062045 | 0.011428 | 0.018286 | 0.027525 | 0.038984 | 0.052211 | 0.065742 | 0.078429 | 0.089052 | 0.096701 | 0.10139 | 0.10378 | 0.10486 | 0.10528 | 0.10528 | 0.10528 | 0.10528 | 0.10528
F1_Industrial_Paper and Printing_New_Process_Natural Gas_Gas Boiler - Hot Water Reset_A_Technical Potential | F1 | Industrial | Paper and Printing | New | Process | Natural Gas | Gas Boiler - Hot Water Reset | A | Original Unit Energy Savings (kWh or therms) | Technical Potential | 0 | 0 | 101.4573 | 101.4573 | 101.4573 | 101.4573 | 101.4573 | 101.4573 | 101.4573 | 101.4573 | 101.4573 | 101.4573 | 101.4573 | 101.4573 | 101.4573 | 101.4573 | 101.4573 | 101.4573 | 101.4573 | 101.4573 | 101.4573 | 101.4573
F2_Industrial_Paper and Printing_New_Process_Natural Gas_Gas Boiler - Hot Water Reset_A_Technical Potential | F2 | Industrial | Paper and Printing | New | Process | Natural Gas | Gas Boiler - Hot Water Reset | A | Original Unit Summer Peak Savings (kW) | Technical Potential | 0 | 0 | 0 | 0 | 0 | 0 | 0 | 0 | 0 | 0 | 0 | 0 | 0 | 0 | 0 | 0 | 0 | 0 | 0 | 0 | 0 | 0
F3_Industrial_Paper and Printing_New_Process_Natural Gas_Gas Boiler - Hot Water Reset_A_Technical Potential | F3 | Industrial | Paper and Printing | New | Process | Natural Gas | Gas Boiler - Hot Water Reset | A | Original Unit Winter Peak Savings (kW) | Technical Potential | 0 | 0 | 0 | 0 | 0 | 0 | 0 | 0 | 0 | 0 | 0 | 0 | 0 | 0 | 0 | 0 | 0 | 0 | 0 | 0 | 0 | 0
F4_Industrial_Paper and Printing_New_Process_Natural Gas_Gas Boiler - Hot Water Reset_A_Technical Potential | F4 | Industrial | Paper and Printing | New | Process | Natural Gas | Gas Boiler - Hot Water Reset | A | Standalone Impact on Baseline Energy (%) | Technical Potential | 0% | 0% | 0.02061% | 0.03712% | 0.057% | 0.07865% | 0.1093% | 0.1428% | 0.1789% | 0.2121% | 0.246% | 0.269% | 0.2823% | 0.2818% | 0.2801% | 0.2696% | 0.2571% | 0.2423% | 0.2329% | 0.2223% | 0.2128% | 0.2041%
F5_Industrial_Paper and Printing_New_Process_Natural Gas_Gas Boiler - Hot Water Reset_A_Technical Potential | F5 | Industrial | Paper and Printing | New | Process | Natural Gas | Gas Boiler - Hot Water Reset | A | Standalone Impact on Baseline Summer Peak (%) | Technical Potential | bar: 2019 to 2040
F6_Industrial_Paper and Printing_New_Process_Natural Gas_Gas Boiler - Hot Water Reset_A_Technical Potential | F6 | Industrial | Paper and Printing | New | Process | Natural Gas | Gas Boiler - Hot Water Reset | A | Standalone Impact on Baseline Winter Peak (%) | Technical Potential | bar: 2019 to 2040
F7_Industrial_Paper and Printing_New_Process_Natural Gas_Gas Boiler - Hot Water Reset_A_Technical Potential | F7 | Industrial | Paper and Printing | New | Process | Natural Gas | Gas Boiler - Hot Water Reset | A | Incremental Energy Savings (MWh or mTherms) | Technical Potential | 0 | 0 | 0.00365 | 0.0078212 | 0.013648 | 0.021147 | 0.027764 | 0.037405 | 0.046391 | 0.053546 | 0.054781 | 0.05136 | 0.043006 | 0.030966 | 0.018967 | 0.0097098 | 0.0043521 | 0.0016859 | 0.00365 | 0.0078212 | 0.013648 | 0.021147
F8_Industrial_Paper and Printing_New_Process_Natural Gas_Gas Boiler - Hot Water Reset_A_Technical Potential | F8 | Industrial | Paper and Printing | New | Process | Natural Gas | Gas Boiler - Hot Water Reset | A | Incremental Summer Peak Savings (MW) | Technical Potential | 0 | 0 | 0 | 0 | 0 | 0 | 0 | 0 | 0 | 0 | 0 | 0 | 0 | 0 | 0 | 0 | 0 | 0 | 0 | 0 | 0 | 0
F9_Industrial_Paper and Printing_New_Process_Natural Gas_Gas Boiler - Hot Water Reset_A_Technical Potential | F9 | Industrial | Paper and Printing | New | Process | Natural Gas | Gas Boiler - Hot Water Reset | A | Incremental Winter Peak Savings (MW) | Technical Potential | 0 | 0 | 0 | 0 | 0 | 0 | 0 | 0 | 0 | 0 | 0 | 0 | 0 | 0 | 0 | 0 | 0 | 0 | 0 | 0 | 0 | 0
F10_Industrial_Paper and Printing_New_Process_Natural Gas_Gas Boiler - Hot Water Reset_A_Technical Potential | F10 | Industrial | Paper and Printing | New | Process | Natural Gas | Gas Boiler - Hot Water Reset | A | Cumulative Energy Savings (MWh or mTherms) | Technical Potential | 0 | 0 | 0.00365 | 0.011471 | 0.025119 | 0.046266 | 0.07403 | 0.11144 | 0.15783 | 0.21137 | 0.26615 | 0.31751 | 0.36052 | 0.39149 | 0.41045 | 0.42016 | 0.42452 | 0.4262 | 0.4262 | 0.4262 | 0.4262 | 0.4262
F11_Industrial_Paper and Printing_New_Process_Natural Gas_Gas Boiler - Hot Water Reset_A_Technical Potential | F11 | Industrial | Paper and Printing | New | Process | Natural Gas | Gas Boiler - Hot Water Reset | A | Cumulative Summer Peak Savings (MW) | Technical Potential | 0 | 0 | 0 | 0 | 0 | 0 | 0 | 0 | 0 | 0 | 0 | 0 | 0 | 0 | 0 | 0 | 0 | 0 | 0 | 0 | 0 | 0
F12_Industrial_Paper and Printing_New_Process_Natural Gas_Gas Boiler - Hot Water Reset_A_Technical Potential | F12 | Industrial | Paper and Printing | New | Process | Natural Gas | Gas Boiler - Hot Water Reset | A | Cumulative Winter Peak Savings (MW) | Technical Potential | 0 | 0 | 0 | 0 | 0 | 0 | 0 | 0 | 0 | 0 | 0 | 0 | 0 | 0 | 0 | 0 | 0 | 0 | 0 | 0 | 0 | 0
F13_Industrial_Paper and Printing_New_Process_Natural Gas_Gas Boiler - Hot Water Reset_A_Technical Potential | F13 | Industrial | Paper and Printing | New | Process | Natural Gas | Gas Boiler - Hot Water Reset | A | Purchases (Incremental) | Technical Potential | 0 | 0 | 0.035975 | 0.077089 | 0.13452 | 0.20843 | 0.27366 | 0.36868 | 0.45724 | 0.52777 | 0.53995 | 0.50623 | 0.42389 | 0.30522 | 0.18695 | 0.095703 | 0.042896 | 0.016617 | 0.035975 | 0.077089 | 0.13452 | 0.20843
F14_Industrial_Paper and Printing_New_Process_Natural Gas_Gas Boiler - Hot Water Reset_A_Technical Potential | F14 | Industrial | Paper and Printing | New | Process | Natural Gas | Gas Boiler - Hot Water Reset | A | Purchases (Cumulative) | Technical Potential | 0 | 0 | 0.035975 | 0.11306 | 0.24758 | 0.45601 | 0.72967 | 1.0983 | 1.5556 | 2.0834 | 2.6233 | 3.1295 | 3.5534 | 3.8586 | 4.0456 | 4.1413 | 4.1842 | 4.2008 | 4.2008 | 4.2008 | 4.2008 | 4.2008
F1_Industrial_Paper and Printing_New_Space Heating_Natural Gas_Steam Trap Maintenance_A_Technical Potential | F1 | Industrial | Paper and Printing | New | Space Heating | Natural Gas | Steam Trap Maintenance | A | Original Unit Energy Savings (kWh or therms) | Technical Potential | 0 | 0 | 124.0463 | 124.0463 | 124.0463 | 124.0463 | 124.0463 | 124.0463 | 124.0463 | 124.0463 | 124.0463 | 124.0463 | 124.0463 | 124.0463 | 124.0463 | 124.0463 | 124.0463 | 124.0463 | 124.0463 | 124.0463 | 124.0463 | 124.0463
F2_Industrial_Paper and Printing_New_Space Heating_Natural Gas_Steam Trap Maintenance_A_Technical Potential | F2 | Industrial | Paper and Printing | New | Space Heating | Natural Gas | Steam Trap Maintenance | A | Original Unit Summer Peak Savings (kW) | Technical Potential | 0 | 0 | 0 | 0 | 0 | 0 | 0 | 0 | 0 | 0 | 0 | 0 | 0 | 0 | 0 | 0 | 0 | 0 | 0 | 0 | 0 | 0
F3_Industrial_Paper and Printing_New_Space Heating_Natural Gas_Steam Trap Maintenance_A_Technical Potential | F3 | Industrial | Paper and Printing | New | Space Heating | Natural Gas | Steam Trap Maintenance | A | Original Unit Winter Peak Savings (kW) | Technical Potential | 0 | 0 | 0 | 0 | 0 | 0 | 0 | 0 | 0 | 0 | 0 | 0 | 0 | 0 | 0 | 0 | 0 | 0 | 0 | 0 | 0 | 0
F4_Industrial_Paper and Printing_New_Space Heating_Natural Gas_Steam Trap Maintenance_A_Technical Potential | F4 | Industrial | Paper and Printing | New | Space Heating | Natural Gas | Steam Trap Maintenance | A | Standalone Impact on Baseline Energy (%) | Technical Potential | bar: 2019 to 2040
F5_Industrial_Paper and Printing_New_Space Heating_Natural Gas_Steam Trap Maintenance_A_Technical Potential | F5 | Industrial | Paper and Printing | New | Space Heating | Natural Gas | Steam Trap Maintenance | A | Standalone Impact on Baseline Summer Peak (%) | Technical Potential | bar: 2019 to 2040
F6_Industrial_Paper and Printing_New_Space Heating_Natural Gas_Steam Trap Maintenance_A_Technical Potential | F6 | Industrial | Paper and Printing | New | Space Heating | Natural Gas | Steam Trap Maintenance | A | Standalone Impact on Baseline Winter Peak (%) | Technical Potential | bar: 2019 to 2040
F7_Industrial_Paper and Printing_New_Space Heating_Natural Gas_Steam Trap Maintenance_A_Technical Potential | F7 | Industrial | Paper and Printing | New | Space Heating | Natural Gas | Steam Trap Maintenance | A | Incremental Energy Savings (MWh or mTherms) | Technical Potential | 0 | 0 | 0 | 0 | 0 | 0 | 0 | 0 | 0 | 0 | 0 | 0 | 0 | 0 | 0 | 0 | 0 | 0 | 0 | 0 | 0 | 0
F8_Industrial_Paper and Printing_New_Space Heating_Natural Gas_Steam Trap Maintenance_A_Technical Potential | F8 | Industrial | Paper and Printing | New | Space Heating | Natural Gas | Steam Trap Maintenance | A | Incremental Summer Peak Savings (MW) | Technical Potential | 0 | 0 | 0 | 0 | 0 | 0 | 0 | 0 | 0 | 0 | 0 | 0 | 0 | 0 | 0 | 0 | 0 | 0 | 0 | 0 | 0 | 0
F9_Industrial_Paper and Printing_New_Space Heating_Natural Gas_Steam Trap Maintenance_A_Technical Potential | F9 | Industrial | Paper and Printing | New | Space Heating | Natural Gas | Steam Trap Maintenance | A | Incremental Winter Peak Savings (MW) | Technical Potential | 0 | 0 | 0 | 0 | 0 | 0 | 0 | 0 | 0 | 0 | 0 | 0 | 0 | 0 | 0 | 0 | 0 | 0 | 0 | 0 | 0 | 0
F10_Industrial_Paper and Printing_New_Space Heating_Natural Gas_Steam Trap Maintenance_A_Technical Potential | F10 | Industrial | Paper and Printing | New | Space Heating | Natural Gas | Steam Trap Maintenance | A | Cumulative Energy Savings (MWh or mTherms) | Technical Potential | 0 | 0 | 0 | 0 | 0 | 0 | 0 | 0 | 0 | 0 | 0 | 0 | 0 | 0 | 0 | 0 | 0 | 0 | 0 | 0 | 0 | 0
F11_Industrial_Paper and Printing_New_Space Heating_Natural Gas_Steam Trap Maintenance_A_Technical Potential | F11 | Industrial | Paper and Printing | New | Space Heating | Natural Gas | Steam Trap Maintenance | A | Cumulative Summer Peak Savings (MW) | Technical Potential | 0 | 0 | 0 | 0 | 0 | 0 | 0 | 0 | 0 | 0 | 0 | 0 | 0 | 0 | 0 | 0 | 0 | 0 | 0 | 0 | 0 | 0
F12_Industrial_Paper and Printing_New_Space Heating_Natural Gas_Steam Trap Maintenance_A_Technical Potential | F12 | Industrial | Paper and Printing | New | Space Heating | Natural Gas | Steam Trap Maintenance | A | Cumulative Winter Peak Savings (MW) | Technical Potential | 0 | 0 | 0 | 0 | 0 | 0 | 0 | 0 | 0 | 0 | 0 | 0 | 0 | 0 | 0 | 0 | 0 | 0 | 0 | 0 | 0 | 0
F13_Industrial_Paper and Printing_New_Space Heating_Natural Gas_Steam Trap Maintenance_A_Technical Potential | F13 | Industrial | Paper and Printing | New | Space Heating | Natural Gas | Steam Trap Maintenance | A | Purchases (Incremental) | Technical Potential | 0 | 0 | 0 | 0 | 0 | 0 | 0 | 0 | 0 | 0 | 0 | 0 | 0 | 0 | 0 | 0 | 0 | 0 | 0 | 0 | 0 | 0
F14_Industrial_Paper and Printing_New_Space Heating_Natural Gas_Steam Trap Maintenance_A_Technical Potential | F14 | Industrial | Paper and Printing | New | Space Heating | Natural Gas | Steam Trap Maintenance | A | Purchases (Cumulative) | Technical Potential | 0 | 0 | 0 | 0 | 0 | 0 | 0 | 0 | 0 | 0 | 0 | 0 | 0 | 0 | 0 | 0 | 0 | 0 | 0 | 0 | 0 | 0
F1_Industrial_Paper and Printing_New_Process_Natural Gas_Steam Trap Maintenance_A_Technical Potential | F1 | Industrial | Paper and Printing | New | Process | Natural Gas | Steam Trap Maintenance | A | Original Unit Energy Savings (kWh or therms) | Technical Potential | 0 | 0 | 71.6855 | 71.6855 | 71.6855 | 71.6855 | 71.6855 | 71.6855 | 71.6855 | 71.6855 | 71.6855 | 71.6855 | 71.6855 | 71.6855 | 71.6855 | 71.6855 | 71.6855 | 71.6855 | 71.6855 | 71.6855 | 71.6855 | 71.6855
F2_Industrial_Paper and Printing_New_Process_Natural Gas_Steam Trap Maintenance_A_Technical Potential | F2 | Industrial | Paper and Printing | New | Process | Natural Gas | Steam Trap Maintenance | A | Original Unit Summer Peak Savings (kW) | Technical Potential | 0 | 0 | 0 | 0 | 0 | 0 | 0 | 0 | 0 | 0 | 0 | 0 | 0 | 0 | 0 | 0 | 0 | 0 | 0 | 0 | 0 | 0
F3_Industrial_Paper and Printing_New_Process_Natural Gas_Steam Trap Maintenance_A_Technical Potential | F3 | Industrial | Paper and Printing | New | Process | Natural Gas | Steam Trap Maintenance | A | Original Unit Winter Peak Savings (kW) | Technical Potential | 0 | 0 | 0 | 0 | 0 | 0 | 0 | 0 | 0 | 0 | 0 | 0 | 0 | 0 | 0 | 0 | 0 | 0 | 0 | 0 | 0 | 0
F4_Industrial_Paper and Printing_New_Process_Natural Gas_Steam Trap Maintenance_A_Technical Potential | F4 | Industrial | Paper and Printing | New | Process | Natural Gas | Steam Trap Maintenance | A | Standalone Impact on Baseline Energy (%) | Technical Potential | bar: 2019 to 2040
F5_Industrial_Paper and Printing_New_Process_Natural Gas_Steam Trap Maintenance_A_Technical Potential | F5 | Industrial | Paper and Printing | New | Process | Natural Gas | Steam Trap Maintenance | A | Standalone Impact on Baseline Summer Peak (%) | Technical Potential | bar: 2019 to 2040
F6_Industrial_Paper and Printing_New_Process_Natural Gas_Steam Trap Maintenance_A_Technical Potential | F6 | Industrial | Paper and Printing | New | Process | Natural Gas | Steam Trap Maintenance | A | Standalone Impact on Baseline Winter Peak (%) | Technical Potential | bar: 2019 to 2040
F7_Industrial_Paper and Printing_New_Process_Natural Gas_Steam Trap Maintenance_A_Technical Potential | F7 | Industrial | Paper and Printing | New | Process | Natural Gas | Steam Trap Maintenance | A | Incremental Energy Savings (MWh or mTherms) | Technical Potential | 0 | 0 | 0 | 0 | 0 | 0 | 0 | 0 | 0 | 0 | 0 | 0 | 0 | 0 | 0 | 0 | 0 | 0 | 0 | 0 | 0 | 0
F8_Industrial_Paper and Printing_New_Process_Natural Gas_Steam Trap Maintenance_A_Technical Potential | F8 | Industrial | Paper and Printing | New | Process | Natural Gas | Steam Trap Maintenance | A | Incremental Summer Peak Savings (MW) | Technical Potential | 0 | 0 | 0 | 0 | 0 | 0 | 0 | 0 | 0 | 0 | 0 | 0 | 0 | 0 | 0 | 0 | 0 | 0 | 0 | 0 | 0 | 0
F9_Industrial_Paper and Printing_New_Process_Natural Gas_Steam Trap Maintenance_A_Technical Potential | F9 | Industrial | Paper and Printing | New | Process | Natural Gas | Steam Trap Maintenance | A | Incremental Winter Peak Savings (MW) | Technical Potential | 0 | 0 | 0 | 0 | 0 | 0 | 0 | 0 | 0 | 0 | 0 | 0 | 0 | 0 | 0 | 0 | 0 | 0 | 0 | 0 | 0 | 0
F10_Industrial_Paper and Printing_New_Process_Natural Gas_Steam Trap Maintenance_A_Technical Potential | F10 | Industrial | Paper and Printing | New | Process | Natural Gas | Steam Trap Maintenance | A | Cumulative Energy Savings (MWh or mTherms) | Technical Potential | 0 | 0 | 0 | 0 | 0 | 0 | 0 | 0 | 0 | 0 | 0 | 0 | 0 | 0 | 0 | 0 | 0 | 0 | 0 | 0 | 0 | 0
F11_Industrial_Paper and Printing_New_Process_Natural Gas_Steam Trap Maintenance_A_Technical Potential | F11 | Industrial | Paper and Printing | New | Process | Natural Gas | Steam Trap Maintenance | A | Cumulative Summer Peak Savings (MW) | Technical Potential | 0 | 0 | 0 | 0 | 0 | 0 | 0 | 0 | 0 | 0 | 0 | 0 | 0 | 0 | 0 | 0 | 0 | 0 | 0 | 0 | 0 | 0
F12_Industrial_Paper and Printing_New_Process_Natural Gas_Steam Trap Maintenance_A_Technical Potential | F12 | Industrial | Paper and Printing | New | Process | Natural Gas | Steam Trap Maintenance | A | Cumulative Winter Peak Savings (MW) | Technical Potential | 0 | 0 | 0 | 0 | 0 | 0 | 0 | 0 | 0 | 0 | 0 | 0 | 0 | 0 | 0 | 0 | 0 | 0 | 0 | 0 | 0 | 0
F13_Industrial_Paper and Printing_New_Process_Natural Gas_Steam Trap Maintenance_A_Technical Potential | F13 | Industrial | Paper and Printing | New | Process | Natural Gas | Steam Trap Maintenance | A | Purchases (Incremental) | Technical Potential | 0 | 0 | 0 | 0 | 0 | 0 | 0 | 0 | 0 | 0 | 0 | 0 | 0 | 0 | 0 | 0 | 0 | 0 | 0 | 0 | 0 | 0
F14_Industrial_Paper and Printing_New_Process_Natural Gas_Steam Trap Maintenance_A_Technical Potential | F14 | Industrial | Paper and Printing | New | Process | Natural Gas | Steam Trap Maintenance | A | Purchases (Cumulative) | Technical Potential | 0 | 0 | 0 | 0 | 0 | 0 | 0 | 0 | 0 | 0 | 0 | 0 | 0 | 0 | 0 | 0 | 0 | 0 | 0 | 0 | 0 | 0
F1_Industrial_Paper and Printing_New_Space Heating_Natural Gas_Gas Boiler - High Turndown_A_Technical Potential | F1 | Industrial | Paper and Printing | New | Space Heating | Natural Gas | Gas Boiler - High Turndown | A | Original Unit Energy Savings (kWh or therms) | Technical Potential | 0 | 0 | 131.6731 | 131.6731 | 131.6731 | 131.6731 | 131.6731 | 131.6731 | 131.6731 | 131.6731 | 131.6731 | 131.6731 | 131.6731 | 131.6731 | 131.6731 | 131.6731 | 131.6731 | 131.6731 | 131.6731 | 131.6731 | 131.6731 | 131.6731
F2_Industrial_Paper and Printing_New_Space Heating_Natural Gas_Gas Boiler - High Turndown_A_Technical Potential | F2 | Industrial | Paper and Printing | New | Space Heating | Natural Gas | Gas Boiler - High Turndown | A | Original Unit Summer Peak Savings (kW) | Technical Potential | 0 | 0 | 0 | 0 | 0 | 0 | 0 | 0 | 0 | 0 | 0 | 0 | 0 | 0 | 0 | 0 | 0 | 0 | 0 | 0 | 0 | 0
F3_Industrial_Paper and Printing_New_Space Heating_Natural Gas_Gas Boiler - High Turndown_A_Technical Potential | F3 | Industrial | Paper and Printing | New | Space Heating | Natural Gas | Gas Boiler - High Turndown | A | Original Unit Winter Peak Savings (kW) | Technical Potential | 0 | 0 | 0 | 0 | 0 | 0 | 0 | 0 | 0 | 0 | 0 | 0 | 0 | 0 | 0 | 0 | 0 | 0 | 0 | 0 | 0 | 0
F4_Industrial_Paper and Printing_New_Space Heating_Natural Gas_Gas Boiler - High Turndown_A_Technical Potential | F4 | Industrial | Paper and Printing | New | Space Heating | Natural Gas | Gas Boiler - High Turndown | A | Standalone Impact on Baseline Energy (%) | Technical Potential | 0% | 0% | 0.005003% | 0.00787% | 0.01052% | 0.01289% | 0.0162% | 0.01856% | 0.02002% | 0.0206% | 0.02128% | 0.02136% | 0.02121% | 0.02068% | 0.02055% | 0.02008% | 0.01956% | 0.01836% | 0.01764% | 0.01684% | 0.01612% | 0.01546%
F5_Industrial_Paper and Printing_New_Space Heating_Natural Gas_Gas Boiler - High Turndown_A_Technical Potential | F5 | Industrial | Paper and Printing | New | Space Heating | Natural Gas | Gas Boiler - High Turndown | A | Standalone Impact on Baseline Summer Peak (%) | Technical Potential | bar: 2019 to 2040
F6_Industrial_Paper and Printing_New_Space Heating_Natural Gas_Gas Boiler - High Turndown_A_Technical Potential | F6 | Industrial | Paper and Printing | New | Space Heating | Natural Gas | Gas Boiler - High Turndown | A | Standalone Impact on Baseline Winter Peak (%) | Technical Potential | bar: 2019 to 2040
F7_Industrial_Paper and Printing_New_Space Heating_Natural Gas_Gas Boiler - High Turndown_A_Technical Potential | F7 | Industrial | Paper and Printing | New | Space Heating | Natural Gas | Gas Boiler - High Turndown | A | Incremental Energy Savings (MWh or mTherms) | Technical Potential | 0 | 0 | 0.00018117 | 0.00031618 | 0.00045086 | 0.00060182 | 0.00069273 | 0.00071843 | 0.00064977 | 0.00058733 | 0.0005101 | 0.00044509 | 0.00038529 | 0.00033535 | 0.000283 | 0.00024072 | 0.00020402 | 0.00018117 | 0.00031618 | 0.00045086 | 0.00060182 | 0.00069273
F8_Industrial_Paper and Printing_New_Space Heating_Natural Gas_Gas Boiler - High Turndown_A_Technical Potential | F8 | Industrial | Paper and Printing | New | Space Heating | Natural Gas | Gas Boiler - High Turndown | A | Incremental Summer Peak Savings (MW) | Technical Potential | 0 | 0 | 0 | 0 | 0 | 0 | 0 | 0 | 0 | 0 | 0 | 0 | 0 | 0 | 0 | 0 | 0 | 0 | 0 | 0 | 0 | 0
F9_Industrial_Paper and Printing_New_Space Heating_Natural Gas_Gas Boiler - High Turndown_A_Technical Potential | F9 | Industrial | Paper and Printing | New | Space Heating | Natural Gas | Gas Boiler - High Turndown | A | Incremental Winter Peak Savings (MW) | Technical Potential | 0 | 0 | 0 | 0 | 0 | 0 | 0 | 0 | 0 | 0 | 0 | 0 | 0 | 0 | 0 | 0 | 0 | 0 | 0 | 0 | 0 | 0
F10_Industrial_Paper and Printing_New_Space Heating_Natural Gas_Gas Boiler - High Turndown_A_Technical Potential | F10 | Industrial | Paper and Printing | New | Space Heating | Natural Gas | Gas Boiler - High Turndown | A | Cumulative Energy Savings (MWh or mTherms) | Technical Potential | 0 | 0 | 0.00018117 | 0.00049736 | 0.00094822 | 0.00155 | 0.0022428 | 0.0029612 | 0.003611 | 0.0041983 | 0.0047084 | 0.0051535 | 0.0055388 | 0.0058741 | 0.0061571 | 0.0063978 | 0.0066019 | 0.0066019 | 0.0066019 | 0.0066019 | 0.0066019 | 0.0066019
F11_Industrial_Paper and Printing_New_Space Heating_Natural Gas_Gas Boiler - High Turndown_A_Technical Potential | F11 | Industrial | Paper and Printing | New | Space Heating | Natural Gas | Gas Boiler - High Turndown | A | Cumulative Summer Peak Savings (MW) | Technical Potential | 0 | 0 | 0 | 0 | 0 | 0 | 0 | 0 | 0 | 0 | 0 | 0 | 0 | 0 | 0 | 0 | 0 | 0 | 0 | 0 | 0 | 0
F12_Industrial_Paper and Printing_New_Space Heating_Natural Gas_Gas Boiler - High Turndown_A_Technical Potential | F12 | Industrial | Paper and Printing | New | Space Heating | Natural Gas | Gas Boiler - High Turndown | A | Cumulative Winter Peak Savings (MW) | Technical Potential | 0 | 0 | 0 | 0 | 0 | 0 | 0 | 0 | 0 | 0 | 0 | 0 | 0 | 0 | 0 | 0 | 0 | 0 | 0 | 0 | 0 | 0
F13_Industrial_Paper and Printing_New_Space Heating_Natural Gas_Gas Boiler - High Turndown_A_Technical Potential | F13 | Industrial | Paper and Printing | New | Space Heating | Natural Gas | Gas Boiler - High Turndown | A | Purchases (Incremental) | Technical Potential | 0 | 0 | 0.0013759 | 0.0024013 | 0.0034241 | 0.0045705 | 0.0052609 | 0.0054562 | 0.0049348 | 0.0044605 | 0.003874 | 0.0033803 | 0.0029261 | 0.0025468 | 0.0021493 | 0.0018281 | 0.0015494 | 0.0013759 | 0.0024013 | 0.0034241 | 0.0045705 | 0.0052609
F14_Industrial_Paper and Printing_New_Space Heating_Natural Gas_Gas Boiler - High Turndown_A_Technical Potential | F14 | Industrial | Paper and Printing | New | Space Heating | Natural Gas | Gas Boiler - High Turndown | A | Purchases (Cumulative) | Technical Potential | 0 | 0 | 0.0013759 | 0.0037772 | 0.0072013 | 0.011772 | 0.017033 | 0.022489 | 0.027424 | 0.031884 | 0.035758 | 0.039139 | 0.042065 | 0.044611 | 0.046761 | 0.048589 | 0.050138 | 0.050138 | 0.050138 | 0.050138 | 0.050138 | 0.050138
F1_Industrial_Paper and Printing_New_Process_Natural Gas_Gas Boiler - High Turndown_A_Technical Potential | F1 | Industrial | Paper and Printing | New | Process | Natural Gas | Gas Boiler - High Turndown | A | Original Unit Energy Savings (kWh or therms) | Technical Potential | 0 | 0 | 76.093 | 76.093 | 76.093 | 76.093 | 76.093 | 76.093 | 76.093 | 76.093 | 76.093 | 76.093 | 76.093 | 76.093 | 76.093 | 76.093 | 76.093 | 76.093 | 76.093 | 76.093 | 76.093 | 76.093
F2_Industrial_Paper and Printing_New_Process_Natural Gas_Gas Boiler - High Turndown_A_Technical Potential | F2 | Industrial | Paper and Printing | New | Process | Natural Gas | Gas Boiler - High Turndown | A | Original Unit Summer Peak Savings (kW) | Technical Potential | 0 | 0 | 0 | 0 | 0 | 0 | 0 | 0 | 0 | 0 | 0 | 0 | 0 | 0 | 0 | 0 | 0 | 0 | 0 | 0 | 0 | 0
F3_Industrial_Paper and Printing_New_Process_Natural Gas_Gas Boiler - High Turndown_A_Technical Potential | F3 | Industrial | Paper and Printing | New | Process | Natural Gas | Gas Boiler - High Turndown | A | Original Unit Winter Peak Savings (kW) | Technical Potential | 0 | 0 | 0 | 0 | 0 | 0 | 0 | 0 | 0 | 0 | 0 | 0 | 0 | 0 | 0 | 0 | 0 | 0 | 0 | 0 | 0 | 0
F4_Industrial_Paper and Printing_New_Process_Natural Gas_Gas Boiler - High Turndown_A_Technical Potential | F4 | Industrial | Paper and Printing | New | Process | Natural Gas | Gas Boiler - High Turndown | A | Standalone Impact on Baseline Energy (%) | Technical Potential | 0% | 0% | 0.02359% | 0.03711% | 0.04961% | 0.06076% | 0.07638% | 0.08751% | 0.09439% | 0.09713% | 0.1003% | 0.1007% | 0.1% | 0.09749% | 0.09687% | 0.09467% | 0.09221% | 0.08656% | 0.08319% | 0.07939% | 0.076% | 0.07291%
F5_Industrial_Paper and Printing_New_Process_Natural Gas_Gas Boiler - High Turndown_A_Technical Potential | F5 | Industrial | Paper and Printing | New | Process | Natural Gas | Gas Boiler - High Turndown | A | Standalone Impact on Baseline Summer Peak (%) | Technical Potential | bar: 2019 to 2040
F6_Industrial_Paper and Printing_New_Process_Natural Gas_Gas Boiler - High Turndown_A_Technical Potential | F6 | Industrial | Paper and Printing | New | Process | Natural Gas | Gas Boiler - High Turndown | A | Standalone Impact on Baseline Winter Peak (%) | Technical Potential | bar: 2019 to 2040
F7_Industrial_Paper and Printing_New_Process_Natural Gas_Gas Boiler - High Turndown_A_Technical Potential | F7 | Industrial | Paper and Printing | New | Process | Natural Gas | Gas Boiler - High Turndown | A | Incremental Energy Savings (MWh or mTherms) | Technical Potential | 0 | 0 | 0.0041778 | 0.0072911 | 0.010397 | 0.013878 | 0.015974 | 0.016567 | 0.014984 | 0.013544 | 0.011763 | 0.010264 | 0.0088847 | 0.007733 | 0.0065259 | 0.0055508 | 0.0047045 | 0.0041778 | 0.0072911 | 0.010397 | 0.013878 | 0.015974
F8_Industrial_Paper and Printing_New_Process_Natural Gas_Gas Boiler - High Turndown_A_Technical Potential | F8 | Industrial | Paper and Printing | New | Process | Natural Gas | Gas Boiler - High Turndown | A | Incremental Summer Peak Savings (MW) | Technical Potential | 0 | 0 | 0 | 0 | 0 | 0 | 0 | 0 | 0 | 0 | 0 | 0 | 0 | 0 | 0 | 0 | 0 | 0 | 0 | 0 | 0 | 0
F9_Industrial_Paper and Printing_New_Process_Natural Gas_Gas Boiler - High Turndown_A_Technical Potential | F9 | Industrial | Paper and Printing | New | Process | Natural Gas | Gas Boiler - High Turndown | A | Incremental Winter Peak Savings (MW) | Technical Potential | 0 | 0 | 0 | 0 | 0 | 0 | 0 | 0 | 0 | 0 | 0 | 0 | 0 | 0 | 0 | 0 | 0 | 0 | 0 | 0 | 0 | 0
F10_Industrial_Paper and Printing_New_Process_Natural Gas_Gas Boiler - High Turndown_A_Technical Potential | F10 | Industrial | Paper and Printing | New | Process | Natural Gas | Gas Boiler - High Turndown | A | Cumulative Energy Savings (MWh or mTherms) | Technical Potential | 0 | 0 | 0.0041778 | 0.011469 | 0.021866 | 0.035743 | 0.051717 | 0.068284 | 0.083268 | 0.096811 | 0.10857 | 0.11884 | 0.12772 | 0.13546 | 0.14198 | 0.14753 | 0.15224 | 0.15224 | 0.15224 | 0.15224 | 0.15224 | 0.15224
F11_Industrial_Paper and Printing_New_Process_Natural Gas_Gas Boiler - High Turndown_A_Technical Potential | F11 | Industrial | Paper and Printing | New | Process | Natural Gas | Gas Boiler - High Turndown | A | Cumulative Summer Peak Savings (MW) | Technical Potential | 0 | 0 | 0 | 0 | 0 | 0 | 0 | 0 | 0 | 0 | 0 | 0 | 0 | 0 | 0 | 0 | 0 | 0 | 0 | 0 | 0 | 0
F12_Industrial_Paper and Printing_New_Process_Natural Gas_Gas Boiler - High Turndown_A_Technical Potential | F12 | Industrial | Paper and Printing | New | Process | Natural Gas | Gas Boiler - High Turndown | A | Cumulative Winter Peak Savings (MW) | Technical Potential | 0 | 0 | 0 | 0 | 0 | 0 | 0 | 0 | 0 | 0 | 0 | 0 | 0 | 0 | 0 | 0 | 0 | 0 | 0 | 0 | 0 | 0
F13_Industrial_Paper and Printing_New_Process_Natural Gas_Gas Boiler - High Turndown_A_Technical Potential | F13 | Industrial | Paper and Printing | New | Process | Natural Gas | Gas Boiler - High Turndown | A | Purchases (Incremental) | Technical Potential | 0 | 0 | 0.054904 | 0.095818 | 0.13663 | 0.18238 | 0.20993 | 0.21772 | 0.19691 | 0.17799 | 0.15458 | 0.13488 | 0.11676 | 0.10163 | 0.085762 | 0.072948 | 0.061826 | 0.054904 | 0.095818 | 0.13663 | 0.18238 | 0.20993
F14_Industrial_Paper and Printing_New_Process_Natural Gas_Gas Boiler - High Turndown_A_Technical Potential | F14 | Industrial | Paper and Printing | New | Process | Natural Gas | Gas Boiler - High Turndown | A | Purchases (Cumulative) | Technical Potential | 0 | 0 | 0.054904 | 0.15072 | 0.28735 | 0.46973 | 0.67966 | 0.89738 | 1.0943 | 1.2723 | 1.4269 | 1.5617 | 1.6785 | 1.7801 | 1.8659 | 1.9388 | 2.0007 | 2.0007 | 2.0007 | 2.0007 | 2.0007 | 2.0007
F1_Industrial_Paper and Printing_New_Space Heating_Natural Gas_Gas Boiler - Burner Control Optimization_A_Technical Potential | F1 | Industrial | Paper and Printing | New | Space Heating | Natural Gas | Gas Boiler - Burner Control Optimization | A | Original Unit Energy Savings (kWh or therms) | Technical Potential | 0 | 0 | 38.1852 | 38.1852 | 38.1852 | 38.1852 | 38.1852 | 38.1852 | 38.1852 | 38.1852 | 38.1852 | 38.1852 | 38.1852 | 38.1852 | 38.1852 | 38.1852 | 38.1852 | 38.1852 | 38.1852 | 38.1852 | 38.1852 | 38.1852
F2_Industrial_Paper and Printing_New_Space Heating_Natural Gas_Gas Boiler - Burner Control Optimization_A_Technical Potential | F2 | Industrial | Paper and Printing | New | Space Heating | Natural Gas | Gas Boiler - Burner Control Optimization | A | Original Unit Summer Peak Savings (kW) | Technical Potential | 0 | 0 | 0 | 0 | 0 | 0 | 0 | 0 | 0 | 0 | 0 | 0 | 0 | 0 | 0 | 0 | 0 | 0 | 0 | 0 | 0 | 0
F3_Industrial_Paper and Printing_New_Space Heating_Natural Gas_Gas Boiler - Burner Control Optimization_A_Technical Potential | F3 | Industrial | Paper and Printing | New | Space Heating | Natural Gas | Gas Boiler - Burner Control Optimization | A | Original Unit Winter Peak Savings (kW) | Technical Potential | 0 | 0 | 0 | 0 | 0 | 0 | 0 | 0 | 0 | 0 | 0 | 0 | 0 | 0 | 0 | 0 | 0 | 0 | 0 | 0 | 0 | 0
F4_Industrial_Paper and Printing_New_Space Heating_Natural Gas_Gas Boiler - Burner Control Optimization_A_Technical Potential | F4 | Industrial | Paper and Printing | New | Space Heating | Natural Gas | Gas Boiler - Burner Control Optimization | A | Standalone Impact on Baseline Energy (%) | Technical Potential | 0% | 0% | 0.0003914% | 0.0008395% | 0.001819% | 0.003516% | 0.006405% | 0.01025% | 0.01503% | 0.02027% | 0.02617% | 0.03149% | 0.0361% | 0.03931% | 0.04231% | 0.04371% | 0.04415% | 0.04347% | 0.04313% | 0.04201% | 0.04071% | 0.03931%
F5_Industrial_Paper and Printing_New_Space Heating_Natural Gas_Gas Boiler - Burner Control Optimization_A_Technical Potential | F5 | Industrial | Paper and Printing | New | Space Heating | Natural Gas | Gas Boiler - Burner Control Optimization | A | Standalone Impact on Baseline Summer Peak (%) | Technical Potential | bar: 2019 to 2040
F6_Industrial_Paper and Printing_New_Space Heating_Natural Gas_Gas Boiler - Burner Control Optimization_A_Technical Potential | F6 | Industrial | Paper and Printing | New | Space Heating | Natural Gas | Gas Boiler - Burner Control Optimization | A | Standalone Impact on Baseline Winter Peak (%) | Technical Potential | bar: 2019 to 2040
F7_Industrial_Paper and Printing_New_Space Heating_Natural Gas_Gas Boiler - Burner Control Optimization_A_Technical Potential | F7 | Industrial | Paper and Printing | New | Space Heating | Natural Gas | Gas Boiler - Burner Control Optimization | A | Incremental Energy Savings (MWh or mTherms) | Technical Potential | 0 | 0 | 1.4173e-05 | 3.8881e-05 | 0.00011088 | 0.00025901 | 0.00046378 | 0.0007482 | 0.0010766 | 0.0014191 | 0.0016591 | 0.0018096 | 0.0018276 | 0.0017398 | 0.0015114 | 0.0012499 | 0.00097568 | 0.00072757 | 0.00050468 | 0.00033656 | 0.00021398 | 0.00015104
F8_Industrial_Paper and Printing_New_Space Heating_Natural Gas_Gas Boiler - Burner Control Optimization_A_Technical Potential | F8 | Industrial | Paper and Printing | New | Space Heating | Natural Gas | Gas Boiler - Burner Control Optimization | A | Incremental Summer Peak Savings (MW) | Technical Potential | 0 | 0 | 0 | 0 | 0 | 0 | 0 | 0 | 0 | 0 | 0 | 0 | 0 | 0 | 0 | 0 | 0 | 0 | 0 | 0 | 0 | 0
F9_Industrial_Paper and Printing_New_Space Heating_Natural Gas_Gas Boiler - Burner Control Optimization_A_Technical Potential | F9 | Industrial | Paper and Printing | New | Space Heating | Natural Gas | Gas Boiler - Burner Control Optimization | A | Incremental Winter Peak Savings (MW) | Technical Potential | 0 | 0 | 0 | 0 | 0 | 0 | 0 | 0 | 0 | 0 | 0 | 0 | 0 | 0 | 0 | 0 | 0 | 0 | 0 | 0 | 0 | 0
F10_Industrial_Paper and Printing_New_Space Heating_Natural Gas_Gas Boiler - Burner Control Optimization_A_Technical Potential | F10 | Industrial | Paper and Printing | New | Space Heating | Natural Gas | Gas Boiler - Burner Control Optimization | A | Cumulative Energy Savings (MWh or mTherms) | Technical Potential | 0 | 0 | 1.4173e-05 | 5.3054e-05 | 0.00016394 | 0.00042295 | 0.00088673 | 0.0016349 | 0.0027115 | 0.0041306 | 0.0057897 | 0.0075994 | 0.0094269 | 0.011167 | 0.012678 | 0.013928 | 0.014904 | 0.015631 | 0.016136 | 0.016473 | 0.016672 | 0.016784
F11_Industrial_Paper and Printing_New_Space Heating_Natural Gas_Gas Boiler - Burner Control Optimization_A_Technical Potential | F11 | Industrial | Paper and Printing | New | Space Heating | Natural Gas | Gas Boiler - Burner Control Optimization | A | Cumulative Summer Peak Savings (MW) | Technical Potential | 0 | 0 | 0 | 0 | 0 | 0 | 0 | 0 | 0 | 0 | 0 | 0 | 0 | 0 | 0 | 0 | 0 | 0 | 0 | 0 | 0 | 0
F12_Industrial_Paper and Printing_New_Space Heating_Natural Gas_Gas Boiler - Burner Control Optimization_A_Technical Potential | F12 | Industrial | Paper and Printing | New | Space Heating | Natural Gas | Gas Boiler - Burner Control Optimization | A | Cumulative Winter Peak Savings (MW) | Technical Potential | 0 | 0 | 0 | 0 | 0 | 0 | 0 | 0 | 0 | 0 | 0 | 0 | 0 | 0 | 0 | 0 | 0 | 0 | 0 | 0 | 0 | 0
F13_Industrial_Paper and Printing_New_Space Heating_Natural Gas_Gas Boiler - Burner Control Optimization_A_Technical Potential | F13 | Industrial | Paper and Printing | New | Space Heating | Natural Gas | Gas Boiler - Burner Control Optimization | A | Purchases (Incremental) | Technical Potential | 0 | 0 | 0.00037117 | 0.0010182 | 0.0029038 | 0.0067831 | 0.012145 | 0.019594 | 0.028193 | 0.037164 | 0.04345 | 0.047391 | 0.047861 | 0.045562 | 0.039581 | 0.032732 | 0.025551 | 0.019054 | 0.013217 | 0.0088139 | 0.0056038 | 0.0039554
F14_Industrial_Paper and Printing_New_Space Heating_Natural Gas_Gas Boiler - Burner Control Optimization_A_Technical Potential | F14 | Industrial | Paper and Printing | New | Space Heating | Natural Gas | Gas Boiler - Burner Control Optimization | A | Purchases (Cumulative) | Technical Potential | 0 | 0 | 0.00037117 | 0.0013894 | 0.0042932 | 0.011076 | 0.023222 | 0.042816 | 0.071009 | 0.10817 | 0.15162 | 0.19901 | 0.24687 | 0.29244 | 0.33202 | 0.36475 | 0.3903 | 0.40935 | 0.42257 | 0.43138 | 0.43662 | 0.43955
F1_Industrial_Paper and Printing_New_Process_Natural Gas_Gas Boiler - Burner Control Optimization_A_Technical Potential | F1 | Industrial | Paper and Printing | New | Process | Natural Gas | Gas Boiler - Burner Control Optimization | A | Original Unit Energy Savings (kWh or therms) | Technical Potential | 0 | 0 | 22.067 | 22.067 | 22.067 | 22.067 | 22.067 | 22.067 | 22.067 | 22.067 | 22.067 | 22.067 | 22.067 | 22.067 | 22.067 | 22.067 | 22.067 | 22.067 | 22.067 | 22.067 | 22.067 | 22.067
F2_Industrial_Paper and Printing_New_Process_Natural Gas_Gas Boiler - Burner Control Optimization_A_Technical Potential | F2 | Industrial | Paper and Printing | New | Process | Natural Gas | Gas Boiler - Burner Control Optimization | A | Original Unit Summer Peak Savings (kW) | Technical Potential | 0 | 0 | 0 | 0 | 0 | 0 | 0 | 0 | 0 | 0 | 0 | 0 | 0 | 0 | 0 | 0 | 0 | 0 | 0 | 0 | 0 | 0
F3_Industrial_Paper and Printing_New_Process_Natural Gas_Gas Boiler - Burner Control Optimization_A_Technical Potential | F3 | Industrial | Paper and Printing | New | Process | Natural Gas | Gas Boiler - Burner Control Optimization | A | Original Unit Winter Peak Savings (kW) | Technical Potential | 0 | 0 | 0 | 0 | 0 | 0 | 0 | 0 | 0 | 0 | 0 | 0 | 0 | 0 | 0 | 0 | 0 | 0 | 0 | 0 | 0 | 0
F4_Industrial_Paper and Printing_New_Process_Natural Gas_Gas Boiler - Burner Control Optimization_A_Technical Potential | F4 | Industrial | Paper and Printing | New | Process | Natural Gas | Gas Boiler - Burner Control Optimization | A | Standalone Impact on Baseline Energy (%) | Technical Potential | 0% | 0% | 0.001845% | 0.003958% | 0.008578% | 0.01658% | 0.0302% | 0.04832% | 0.07088% | 0.09556% | 0.1234% | 0.1485% | 0.1702% | 0.1853% | 0.1995% | 0.2061% | 0.2082% | 0.205% | 0.2033% | 0.1981% | 0.1919% | 0.1854%
F5_Industrial_Paper and Printing_New_Process_Natural Gas_Gas Boiler - Burner Control Optimization_A_Technical Potential | F5 | Industrial | Paper and Printing | New | Process | Natural Gas | Gas Boiler - Burner Control Optimization | A | Standalone Impact on Baseline Summer Peak (%) | Technical Potential | bar: 2019 to 2040
F6_Industrial_Paper and Printing_New_Process_Natural Gas_Gas Boiler - Burner Control Optimization_A_Technical Potential | F6 | Industrial | Paper and Printing | New | Process | Natural Gas | Gas Boiler - Burner Control Optimization | A | Standalone Impact on Baseline Winter Peak (%) | Technical Potential | bar: 2019 to 2040
F7_Industrial_Paper and Printing_New_Process_Natural Gas_Gas Boiler - Burner Control Optimization_A_Technical Potential | F7 | Industrial | Paper and Printing | New | Process | Natural Gas | Gas Boiler - Burner Control Optimization | A | Incremental Energy Savings (MWh or mTherms) | Technical Potential | 0 | 0 | 0.00032683 | 0.00089657 | 0.0025569 | 0.0059728 | 0.010694 | 0.017253 | 0.024825 | 0.032724 | 0.038259 | 0.041729 | 0.042143 | 0.040119 | 0.034852 | 0.028821 | 0.022499 | 0.016777 | 0.011638 | 0.007761 | 0.0049343 | 0.0034829
F8_Industrial_Paper and Printing_New_Process_Natural Gas_Gas Boiler - Burner Control Optimization_A_Technical Potential | F8 | Industrial | Paper and Printing | New | Process | Natural Gas | Gas Boiler - Burner Control Optimization | A | Incremental Summer Peak Savings (MW) | Technical Potential | 0 | 0 | 0 | 0 | 0 | 0 | 0 | 0 | 0 | 0 | 0 | 0 | 0 | 0 | 0 | 0 | 0 | 0 | 0 | 0 | 0 | 0
F9_Industrial_Paper and Printing_New_Process_Natural Gas_Gas Boiler - Burner Control Optimization_A_Technical Potential | F9 | Industrial | Paper and Printing | New | Process | Natural Gas | Gas Boiler - Burner Control Optimization | A | Incremental Winter Peak Savings (MW) | Technical Potential | 0 | 0 | 0 | 0 | 0 | 0 | 0 | 0 | 0 | 0 | 0 | 0 | 0 | 0 | 0 | 0 | 0 | 0 | 0 | 0 | 0 | 0
F10_Industrial_Paper and Printing_New_Process_Natural Gas_Gas Boiler - Burner Control Optimization_A_Technical Potential | F10 | Industrial | Paper and Printing | New | Process | Natural Gas | Gas Boiler - Burner Control Optimization | A | Cumulative Energy Savings (MWh or mTherms) | Technical Potential | 0 | 0 | 0.00032683 | 0.0012234 | 0.0037803 | 0.0097531 | 0.020448 | 0.037701 | 0.062526 | 0.09525 | 0.13351 | 0.17524 | 0.21738 | 0.2575 | 0.29235 | 0.32117 | 0.34367 | 0.36045 | 0.37209 | 0.37985 | 0.38446 | 0.38704
F11_Industrial_Paper and Printing_New_Process_Natural Gas_Gas Boiler - Burner Control Optimization_A_Technical Potential | F11 | Industrial | Paper and Printing | New | Process | Natural Gas | Gas Boiler - Burner Control Optimization | A | Cumulative Summer Peak Savings (MW) | Technical Potential | 0 | 0 | 0 | 0 | 0 | 0 | 0 | 0 | 0 | 0 | 0 | 0 | 0 | 0 | 0 | 0 | 0 | 0 | 0 | 0 | 0 | 0
F12_Industrial_Paper and Printing_New_Process_Natural Gas_Gas Boiler - Burner Control Optimization_A_Technical Potential | F12 | Industrial | Paper and Printing | New | Process | Natural Gas | Gas Boiler - Burner Control Optimization | A | Cumulative Winter Peak Savings (MW) | Technical Potential | 0 | 0 | 0 | 0 | 0 | 0 | 0 | 0 | 0 | 0 | 0 | 0 | 0 | 0 | 0 | 0 | 0 | 0 | 0 | 0 | 0 | 0
F13_Industrial_Paper and Printing_New_Process_Natural Gas_Gas Boiler - Burner Control Optimization_A_Technical Potential | F13 | Industrial | Paper and Printing | New | Process | Natural Gas | Gas Boiler - Burner Control Optimization | A | Purchases (Incremental) | Technical Potential | 0 | 0 | 0.014811 | 0.04063 | 0.11587 | 0.27067 | 0.48464 | 0.78186 | 1.125 | 1.483 | 1.7338 | 1.891 | 1.9098 | 1.8181 | 1.5794 | 1.3061 | 1.0196 | 0.7603 | 0.52739 | 0.3517 | 0.22361 | 0.15783
F14_Industrial_Paper and Printing_New_Process_Natural Gas_Gas Boiler - Burner Control Optimization_A_Technical Potential | F14 | Industrial | Paper and Printing | New | Process | Natural Gas | Gas Boiler - Burner Control Optimization | A | Purchases (Cumulative) | Technical Potential | 0 | 0 | 0.014811 | 0.05544 | 0.17131 | 0.44198 | 0.92662 | 1.7085 | 2.8335 | 4.3164 | 6.0502 | 7.9412 | 9.851 | 11.6691 | 13.2485 | 14.5545 | 15.5741 | 16.3344 | 16.8618 | 17.2135 | 17.4223 | 17.5395
F1_Industrial_Paper and Printing_New_Space Heating_Natural Gas_HVAC - Demand Controlled Ventilation_A_Technical Potential | F1 | Industrial | Paper and Printing | New | Space Heating | Natural Gas | HVAC - Demand Controlled Ventilation | A | Original Unit Energy Savings (kWh or therms) | Technical Potential | 0 | 0 | 0.067787 | 0.067787 | 0.067787 | 0.067787 | 0.067787 | 0.067787 | 0.067787 | 0.067787 | 0.067787 | 0.067787 | 0.067787 | 0.067787 | 0.067787 | 0.067787 | 0.067787 | 0.067787 | 0.067787 | 0.067787 | 0.067787 | 0.067787
F2_Industrial_Paper and Printing_New_Space Heating_Natural Gas_HVAC - Demand Controlled Ventilation_A_Technical Potential | F2 | Industrial | Paper and Printing | New | Space Heating | Natural Gas | HVAC - Demand Controlled Ventilation | A | Original Unit Summer Peak Savings (kW) | Technical Potential | 0 | 0 | 0 | 0 | 0 | 0 | 0 | 0 | 0 | 0 | 0 | 0 | 0 | 0 | 0 | 0 | 0 | 0 | 0 | 0 | 0 | 0
F3_Industrial_Paper and Printing_New_Space Heating_Natural Gas_HVAC - Demand Controlled Ventilation_A_Technical Potential | F3 | Industrial | Paper and Printing | New | Space Heating | Natural Gas | HVAC - Demand Controlled Ventilation | A | Original Unit Winter Peak Savings (kW) | Technical Potential | 0 | 0 | 0 | 0 | 0 | 0 | 0 | 0 | 0 | 0 | 0 | 0 | 0 | 0 | 0 | 0 | 0 | 0 | 0 | 0 | 0 | 0
F4_Industrial_Paper and Printing_New_Space Heating_Natural Gas_HVAC - Demand Controlled Ventilation_A_Technical Potential | F4 | Industrial | Paper and Printing | New | Space Heating | Natural Gas | HVAC - Demand Controlled Ventilation | A | Standalone Impact on Baseline Energy (%) | Technical Potential | 0% | 0% | 0.04659% | 0.07329% | 0.09798% | 0.12% | 0.1508% | 0.1775% | 0.2036% | 0.2268% | 0.2555% | 0.2808% | 0.3061% | 0.328% | 0.3575% | 0.3828% | 0.4079% | 0.4248% | 0.447% | 0.4624% | 0.4756% | 0.4877%
F5_Industrial_Paper and Printing_New_Space Heating_Natural Gas_HVAC - Demand Controlled Ventilation_A_Technical Potential | F5 | Industrial | Paper and Printing | New | Space Heating | Natural Gas | HVAC - Demand Controlled Ventilation | A | Standalone Impact on Baseline Summer Peak (%) | Technical Potential | bar: 2019 to 2040
F6_Industrial_Paper and Printing_New_Space Heating_Natural Gas_HVAC - Demand Controlled Ventilation_A_Technical Potential | F6 | Industrial | Paper and Printing | New | Space Heating | Natural Gas | HVAC - Demand Controlled Ventilation | A | Standalone Impact on Baseline Winter Peak (%) | Technical Potential | bar: 2019 to 2040
F7_Industrial_Paper and Printing_New_Space Heating_Natural Gas_HVAC - Demand Controlled Ventilation_A_Technical Potential | F7 | Industrial | Paper and Printing | New | Space Heating | Natural Gas | HVAC - Demand Controlled Ventilation | A | Incremental Energy Savings (MWh or mTherms) | Technical Potential | 0 | 0 | 0.001687 | 0.0029442 | 0.0041983 | 0.0056039 | 0.0064504 | 0.0074331 | 0.0084034 | 0.0094949 | 0.010308 | 0.011243 | 0.012165 | 0.013236 | 0.013962 | 0.014845 | 0.015727 | 0.016754 | 0.017432 | 0.018268 | 0.019081 | 0.019891
F8_Industrial_Paper and Printing_New_Space Heating_Natural Gas_HVAC - Demand Controlled Ventilation_A_Technical Potential | F8 | Industrial | Paper and Printing | New | Space Heating | Natural Gas | HVAC - Demand Controlled Ventilation | A | Incremental Summer Peak Savings (MW) | Technical Potential | 0 | 0 | 0 | 0 | 0 | 0 | 0 | 0 | 0 | 0 | 0 | 0 | 0 | 0 | 0 | 0 | 0 | 0 | 0 | 0 | 0 | 0
F9_Industrial_Paper and Printing_New_Space Heating_Natural Gas_HVAC - Demand Controlled Ventilation_A_Technical Potential | F9 | Industrial | Paper and Printing | New | Space Heating | Natural Gas | HVAC - Demand Controlled Ventilation | A | Incremental Winter Peak Savings (MW) | Technical Potential | 0 | 0 | 0 | 0 | 0 | 0 | 0 | 0 | 0 | 0 | 0 | 0 | 0 | 0 | 0 | 0 | 0 | 0 | 0 | 0 | 0 | 0
F10_Industrial_Paper and Printing_New_Space Heating_Natural Gas_HVAC - Demand Controlled Ventilation_A_Technical Potential | F10 | Industrial | Paper and Printing | New | Space Heating | Natural Gas | HVAC - Demand Controlled Ventilation | A | Cumulative Energy Savings (MWh or mTherms) | Technical Potential | 0 | 0 | 0.001687 | 0.0046312 | 0.0088295 | 0.014433 | 0.020884 | 0.028317 | 0.03672 | 0.046215 | 0.056523 | 0.067766 | 0.079931 | 0.093167 | 0.10713 | 0.12197 | 0.1377 | 0.15277 | 0.16725 | 0.18132 | 0.1948 | 0.20824
F11_Industrial_Paper and Printing_New_Space Heating_Natural Gas_HVAC - Demand Controlled Ventilation_A_Technical Potential | F11 | Industrial | Paper and Printing | New | Space Heating | Natural Gas | HVAC - Demand Controlled Ventilation | A | Cumulative Summer Peak Savings (MW) | Technical Potential | 0 | 0 | 0 | 0 | 0 | 0 | 0 | 0 | 0 | 0 | 0 | 0 | 0 | 0 | 0 | 0 | 0 | 0 | 0 | 0 | 0 | 0
F12_Industrial_Paper and Printing_New_Space Heating_Natural Gas_HVAC - Demand Controlled Ventilation_A_Technical Potential | F12 | Industrial | Paper and Printing | New | Space Heating | Natural Gas | HVAC - Demand Controlled Ventilation | A | Cumulative Winter Peak Savings (MW) | Technical Potential | 0 | 0 | 0 | 0 | 0 | 0 | 0 | 0 | 0 | 0 | 0 | 0 | 0 | 0 | 0 | 0 | 0 | 0 | 0 | 0 | 0 | 0
F13_Industrial_Paper and Printing_New_Space Heating_Natural Gas_HVAC - Demand Controlled Ventilation_A_Technical Potential | F13 | Industrial | Paper and Printing | New | Space Heating | Natural Gas | HVAC - Demand Controlled Ventilation | A | Purchases (Incremental) | Technical Potential | 0 | 0 | 24.8873 | 43.4331 | 61.9333 | 82.6692 | 95.1572 | 109.6541 | 123.9682 | 140.0695 | 152.0616 | 165.8542 | 179.4638 | 195.2514 | 205.9665 | 218.9892 | 232.002 | 247.1507 | 257.1569 | 269.4868 | 281.481 | 293.4397
F14_Industrial_Paper and Printing_New_Space Heating_Natural Gas_HVAC - Demand Controlled Ventilation_A_Technical Potential | F14 | Industrial | Paper and Printing | New | Space Heating | Natural Gas | HVAC - Demand Controlled Ventilation | A | Purchases (Cumulative) | Technical Potential | 0 | 0 | 24.8873 | 68.3205 | 130.2538 | 212.923 | 308.0802 | 417.7343 | 541.7025 | 681.772 | 833.8336 | 999.6878 | 1179.1516 | 1374.403 | 1580.3695 | 1799.3587 | 2031.3607 | 2253.6241 | 2467.3479 | 2674.9014 | 2873.7131 | 3071.9957
F1_Industrial_Paper and Printing_New_Space Heating_Natural Gas_Gas Boiler - Stack Economizer_A_Technical Potential | F1 | Industrial | Paper and Printing | New | Space Heating | Natural Gas | Gas Boiler - Stack Economizer | A | Original Unit Energy Savings (kWh or therms) | Technical Potential | 0 | 0 | 96.1214 | 96.1214 | 96.1214 | 96.1214 | 96.1214 | 96.1214 | 96.1214 | 96.1214 | 96.1214 | 96.1214 | 96.1214 | 96.1214 | 96.1214 | 96.1214 | 96.1214 | 96.1214 | 96.1214 | 96.1214 | 96.1214 | 96.1214
F2_Industrial_Paper and Printing_New_Space Heating_Natural Gas_Gas Boiler - Stack Economizer_A_Technical Potential | F2 | Industrial | Paper and Printing | New | Space Heating | Natural Gas | Gas Boiler - Stack Economizer | A | Original Unit Summer Peak Savings (kW) | Technical Potential | 0 | 0 | 0 | 0 | 0 | 0 | 0 | 0 | 0 | 0 | 0 | 0 | 0 | 0 | 0 | 0 | 0 | 0 | 0 | 0 | 0 | 0
F3_Industrial_Paper and Printing_New_Space Heating_Natural Gas_Gas Boiler - Stack Economizer_A_Technical Potential | F3 | Industrial | Paper and Printing | New | Space Heating | Natural Gas | Gas Boiler - Stack Economizer | A | Original Unit Winter Peak Savings (kW) | Technical Potential | 0 | 0 | 0 | 0 | 0 | 0 | 0 | 0 | 0 | 0 | 0 | 0 | 0 | 0 | 0 | 0 | 0 | 0 | 0 | 0 | 0 | 0
F4_Industrial_Paper and Printing_New_Space Heating_Natural Gas_Gas Boiler - Stack Economizer_A_Technical Potential | F4 | Industrial | Paper and Printing | New | Space Heating | Natural Gas | Gas Boiler - Stack Economizer | A | Standalone Impact on Baseline Energy (%) | Technical Potential | 0% | 0% | 0.00974% | 0.01532% | 0.02048% | 0.02509% | 0.03153% | 0.03613% | 0.03897% | 0.0401% | 0.04143% | 0.04157% | 0.04129% | 0.04025% | 0.04% | 0.03909% | 0.03807% | 0.03574% | 0.03435% | 0.03278% | 0.03138% | 0.0301%
F5_Industrial_Paper and Printing_New_Space Heating_Natural Gas_Gas Boiler - Stack Economizer_A_Technical Potential | F5 | Industrial | Paper and Printing | New | Space Heating | Natural Gas | Gas Boiler - Stack Economizer | A | Standalone Impact on Baseline Summer Peak (%) | Technical Potential | bar: 2019 to 2040
F6_Industrial_Paper and Printing_New_Space Heating_Natural Gas_Gas Boiler - Stack Economizer_A_Technical Potential | F6 | Industrial | Paper and Printing | New | Space Heating | Natural Gas | Gas Boiler - Stack Economizer | A | Standalone Impact on Baseline Winter Peak (%) | Technical Potential | bar: 2019 to 2040
F7_Industrial_Paper and Printing_New_Space Heating_Natural Gas_Gas Boiler - Stack Economizer_A_Technical Potential | F7 | Industrial | Paper and Printing | New | Space Heating | Natural Gas | Gas Boiler - Stack Economizer | A | Incremental Energy Savings (MWh or mTherms) | Technical Potential | 0 | 0 | 0.00035269 | 0.00061551 | 0.00087768 | 0.0011715 | 0.0013485 | 0.0013986 | 0.0012649 | 0.0011433 | 0.00099299 | 0.00086644 | 0.00075003 | 0.00065281 | 0.00055091 | 0.00046859 | 0.00039715 | 0.00035269 | 0.00061551 | 0.00087768 | 0.0011715 | 0.0013485
F8_Industrial_Paper and Printing_New_Space Heating_Natural Gas_Gas Boiler - Stack Economizer_A_Technical Potential | F8 | Industrial | Paper and Printing | New | Space Heating | Natural Gas | Gas Boiler - Stack Economizer | A | Incremental Summer Peak Savings (MW) | Technical Potential | 0 | 0 | 0 | 0 | 0 | 0 | 0 | 0 | 0 | 0 | 0 | 0 | 0 | 0 | 0 | 0 | 0 | 0 | 0 | 0 | 0 | 0
F9_Industrial_Paper and Printing_New_Space Heating_Natural Gas_Gas Boiler - Stack Economizer_A_Technical Potential | F9 | Industrial | Paper and Printing | New | Space Heating | Natural Gas | Gas Boiler - Stack Economizer | A | Incremental Winter Peak Savings (MW) | Technical Potential | 0 | 0 | 0 | 0 | 0 | 0 | 0 | 0 | 0 | 0 | 0 | 0 | 0 | 0 | 0 | 0 | 0 | 0 | 0 | 0 | 0 | 0
F10_Industrial_Paper and Printing_New_Space Heating_Natural Gas_Gas Boiler - Stack Economizer_A_Technical Potential | F10 | Industrial | Paper and Printing | New | Space Heating | Natural Gas | Gas Boiler - Stack Economizer | A | Cumulative Energy Savings (MWh or mTherms) | Technical Potential | 0 | 0 | 0.00035269 | 0.00096819 | 0.0018459 | 0.0030174 | 0.0043659 | 0.0057645 | 0.0070294 | 0.0081727 | 0.0091657 | 0.010032 | 0.010782 | 0.011435 | 0.011986 | 0.012454 | 0.012852 | 0.012852 | 0.012852 | 0.012852 | 0.012852 | 0.012852
F11_Industrial_Paper and Printing_New_Space Heating_Natural Gas_Gas Boiler - Stack Economizer_A_Technical Potential | F11 | Industrial | Paper and Printing | New | Space Heating | Natural Gas | Gas Boiler - Stack Economizer | A | Cumulative Summer Peak Savings (MW) | Technical Potential | 0 | 0 | 0 | 0 | 0 | 0 | 0 | 0 | 0 | 0 | 0 | 0 | 0 | 0 | 0 | 0 | 0 | 0 | 0 | 0 | 0 | 0
F12_Industrial_Paper and Printing_New_Space Heating_Natural Gas_Gas Boiler - Stack Economizer_A_Technical Potential | F12 | Industrial | Paper and Printing | New | Space Heating | Natural Gas | Gas Boiler - Stack Economizer | A | Cumulative Winter Peak Savings (MW) | Technical Potential | 0 | 0 | 0 | 0 | 0 | 0 | 0 | 0 | 0 | 0 | 0 | 0 | 0 | 0 | 0 | 0 | 0 | 0 | 0 | 0 | 0 | 0
F13_Industrial_Paper and Printing_New_Space Heating_Natural Gas_Gas Boiler - Stack Economizer_A_Technical Potential | F13 | Industrial | Paper and Printing | New | Space Heating | Natural Gas | Gas Boiler - Stack Economizer | A | Purchases (Incremental) | Technical Potential | 0 | 0 | 0.0036692 | 0.0064034 | 0.0091309 | 0.012188 | 0.014029 | 0.01455 | 0.013159 | 0.011895 | 0.010331 | 0.009014 | 0.007803 | 0.0067915 | 0.0057314 | 0.004875 | 0.0041318 | 0.0036692 | 0.0064034 | 0.0091309 | 0.012188 | 0.014029
F14_Industrial_Paper and Printing_New_Space Heating_Natural Gas_Gas Boiler - Stack Economizer_A_Technical Potential | F14 | Industrial | Paper and Printing | New | Space Heating | Natural Gas | Gas Boiler - Stack Economizer | A | Purchases (Cumulative) | Technical Potential | 0 | 0 | 0.0036692 | 0.010073 | 0.019204 | 0.031392 | 0.045421 | 0.059971 | 0.07313 | 0.085025 | 0.095355 | 0.10437 | 0.11217 | 0.11896 | 0.1247 | 0.12957 | 0.1337 | 0.1337 | 0.1337 | 0.1337 | 0.1337 | 0.1337
F1_Industrial_Paper and Printing_New_Process_Natural Gas_Gas Boiler - Stack Economizer_A_Technical Potential | F1 | Industrial | Paper and Printing | New | Process | Natural Gas | Gas Boiler - Stack Economizer | A | Original Unit Energy Savings (kWh or therms) | Technical Potential | 0 | 0 | 73.0493 | 73.0493 | 73.0493 | 73.0493 | 73.0493 | 73.0493 | 73.0493 | 73.0493 | 73.0493 | 73.0493 | 73.0493 | 73.0493 | 73.0493 | 73.0493 | 73.0493 | 73.0493 | 73.0493 | 73.0493 | 73.0493 | 73.0493
F2_Industrial_Paper and Printing_New_Process_Natural Gas_Gas Boiler - Stack Economizer_A_Technical Potential | F2 | Industrial | Paper and Printing | New | Process | Natural Gas | Gas Boiler - Stack Economizer | A | Original Unit Summer Peak Savings (kW) | Technical Potential | 0 | 0 | 0 | 0 | 0 | 0 | 0 | 0 | 0 | 0 | 0 | 0 | 0 | 0 | 0 | 0 | 0 | 0 | 0 | 0 | 0 | 0
F3_Industrial_Paper and Printing_New_Process_Natural Gas_Gas Boiler - Stack Economizer_A_Technical Potential | F3 | Industrial | Paper and Printing | New | Process | Natural Gas | Gas Boiler - Stack Economizer | A | Original Unit Winter Peak Savings (kW) | Technical Potential | 0 | 0 | 0 | 0 | 0 | 0 | 0 | 0 | 0 | 0 | 0 | 0 | 0 | 0 | 0 | 0 | 0 | 0 | 0 | 0 | 0 | 0
F4_Industrial_Paper and Printing_New_Process_Natural Gas_Gas Boiler - Stack Economizer_A_Technical Potential | F4 | Industrial | Paper and Printing | New | Process | Natural Gas | Gas Boiler - Stack Economizer | A | Standalone Impact on Baseline Energy (%) | Technical Potential | 0% | 0% | 0.06039% | 0.095% | 0.127% | 0.1555% | 0.1955% | 0.224% | 0.2416% | 0.2487% | 0.2569% | 0.2578% | 0.256% | 0.2496% | 0.248% | 0.2424% | 0.2361% | 0.2216% | 0.213% | 0.2032% | 0.1946% | 0.1866%
F5_Industrial_Paper and Printing_New_Process_Natural Gas_Gas Boiler - Stack Economizer_A_Technical Potential | F5 | Industrial | Paper and Printing | New | Process | Natural Gas | Gas Boiler - Stack Economizer | A | Standalone Impact on Baseline Summer Peak (%) | Technical Potential | bar: 2019 to 2040
F6_Industrial_Paper and Printing_New_Process_Natural Gas_Gas Boiler - Stack Economizer_A_Technical Potential | F6 | Industrial | Paper and Printing | New | Process | Natural Gas | Gas Boiler - Stack Economizer | A | Standalone Impact on Baseline Winter Peak (%) | Technical Potential | bar: 2019 to 2040
F7_Industrial_Paper and Printing_New_Process_Natural Gas_Gas Boiler - Stack Economizer_A_Technical Potential | F7 | Industrial | Paper and Printing | New | Process | Natural Gas | Gas Boiler - Stack Economizer | A | Incremental Energy Savings (MWh or mTherms) | Technical Potential | 0 | 0 | 0.010695 | 0.018665 | 0.026616 | 0.035527 | 0.040893 | 0.042411 | 0.038358 | 0.034672 | 0.030112 | 0.026275 | 0.022745 | 0.019796 | 0.016706 | 0.01421 | 0.012044 | 0.010695 | 0.018665 | 0.026616 | 0.035527 | 0.040893
F8_Industrial_Paper and Printing_New_Process_Natural Gas_Gas Boiler - Stack Economizer_A_Technical Potential | F8 | Industrial | Paper and Printing | New | Process | Natural Gas | Gas Boiler - Stack Economizer | A | Incremental Summer Peak Savings (MW) | Technical Potential | 0 | 0 | 0 | 0 | 0 | 0 | 0 | 0 | 0 | 0 | 0 | 0 | 0 | 0 | 0 | 0 | 0 | 0 | 0 | 0 | 0 | 0
F9_Industrial_Paper and Printing_New_Process_Natural Gas_Gas Boiler - Stack Economizer_A_Technical Potential | F9 | Industrial | Paper and Printing | New | Process | Natural Gas | Gas Boiler - Stack Economizer | A | Incremental Winter Peak Savings (MW) | Technical Potential | 0 | 0 | 0 | 0 | 0 | 0 | 0 | 0 | 0 | 0 | 0 | 0 | 0 | 0 | 0 | 0 | 0 | 0 | 0 | 0 | 0 | 0
F10_Industrial_Paper and Printing_New_Process_Natural Gas_Gas Boiler - Stack Economizer_A_Technical Potential | F10 | Industrial | Paper and Printing | New | Process | Natural Gas | Gas Boiler - Stack Economizer | A | Cumulative Energy Savings (MWh or mTherms) | Technical Potential | 0 | 0 | 0.010695 | 0.02936 | 0.055976 | 0.091503 | 0.1324 | 0.17481 | 0.21316 | 0.24784 | 0.27795 | 0.30422 | 0.32697 | 0.34677 | 0.36347 | 0.37768 | 0.38973 | 0.38973 | 0.38973 | 0.38973 | 0.38973 | 0.38973
F11_Industrial_Paper and Printing_New_Process_Natural Gas_Gas Boiler - Stack Economizer_A_Technical Potential | F11 | Industrial | Paper and Printing | New | Process | Natural Gas | Gas Boiler - Stack Economizer | A | Cumulative Summer Peak Savings (MW) | Technical Potential | 0 | 0 | 0 | 0 | 0 | 0 | 0 | 0 | 0 | 0 | 0 | 0 | 0 | 0 | 0 | 0 | 0 | 0 | 0 | 0 | 0 | 0
F12_Industrial_Paper and Printing_New_Process_Natural Gas_Gas Boiler - Stack Economizer_A_Technical Potential | F12 | Industrial | Paper and Printing | New | Process | Natural Gas | Gas Boiler - Stack Economizer | A | Cumulative Winter Peak Savings (MW) | Technical Potential | 0 | 0 | 0 | 0 | 0 | 0 | 0 | 0 | 0 | 0 | 0 | 0 | 0 | 0 | 0 | 0 | 0 | 0 | 0 | 0 | 0 | 0
F13_Industrial_Paper and Printing_New_Process_Natural Gas_Gas Boiler - Stack Economizer_A_Technical Potential | F13 | Industrial | Paper and Printing | New | Process | Natural Gas | Gas Boiler - Stack Economizer | A | Purchases (Incremental) | Technical Potential | 0 | 0 | 0.14641 | 0.25552 | 0.36435 | 0.48634 | 0.55981 | 0.58058 | 0.5251 | 0.47464 | 0.41222 | 0.35969 | 0.31136 | 0.271 | 0.2287 | 0.19453 | 0.16487 | 0.14641 | 0.25552 | 0.36435 | 0.48634 | 0.55981
F14_Industrial_Paper and Printing_New_Process_Natural Gas_Gas Boiler - Stack Economizer_A_Technical Potential | F14 | Industrial | Paper and Printing | New | Process | Natural Gas | Gas Boiler - Stack Economizer | A | Purchases (Cumulative) | Technical Potential | 0 | 0 | 0.14641 | 0.40193 | 0.76628 | 1.2526 | 1.8124 | 2.393 | 2.9181 | 3.3927 | 3.805 | 4.1646 | 4.476 | 4.747 | 4.9757 | 5.1702 | 5.3351 | 5.3351 | 5.3351 | 5.3351 | 5.3351 | 5.3351
F1_Industrial_Paper and Printing_New_Space Heating_Natural Gas_Gas Furnace Tube Inserts_A_Technical Potential | F1 | Industrial | Paper and Printing | New | Space Heating | Natural Gas | Gas Furnace Tube Inserts | A | Original Unit Energy Savings (kWh or therms) | Technical Potential | 0 | 0 | 0.077933 | 0.077933 | 0.077933 | 0.077933 | 0.077933 | 0.077933 | 0.077933 | 0.077933 | 0.077933 | 0.077933 | 0.077933 | 0.077933 | 0.077933 | 0.077933 | 0.077933 | 0.077933 | 0.077933 | 0.077933 | 0.077933 | 0.077933
F2_Industrial_Paper and Printing_New_Space Heating_Natural Gas_Gas Furnace Tube Inserts_A_Technical Potential | F2 | Industrial | Paper and Printing | New | Space Heating | Natural Gas | Gas Furnace Tube Inserts | A | Original Unit Summer Peak Savings (kW) | Technical Potential | 0 | 0 | 0 | 0 | 0 | 0 | 0 | 0 | 0 | 0 | 0 | 0 | 0 | 0 | 0 | 0 | 0 | 0 | 0 | 0 | 0 | 0
F3_Industrial_Paper and Printing_New_Space Heating_Natural Gas_Gas Furnace Tube Inserts_A_Technical Potential | F3 | Industrial | Paper and Printing | New | Space Heating | Natural Gas | Gas Furnace Tube Inserts | A | Original Unit Winter Peak Savings (kW) | Technical Potential | 0 | 0 | 0 | 0 | 0 | 0 | 0 | 0 | 0 | 0 | 0 | 0 | 0 | 0 | 0 | 0 | 0 | 0 | 0 | 0 | 0 | 0
F4_Industrial_Paper and Printing_New_Space Heating_Natural Gas_Gas Furnace Tube Inserts_A_Technical Potential | F4 | Industrial | Paper and Printing | New | Space Heating | Natural Gas | Gas Furnace Tube Inserts | A | Standalone Impact on Baseline Energy (%) | Technical Potential | bar: 2019 to 2040
F5_Industrial_Paper and Printing_New_Space Heating_Natural Gas_Gas Furnace Tube Inserts_A_Technical Potential | F5 | Industrial | Paper and Printing | New | Space Heating | Natural Gas | Gas Furnace Tube Inserts | A | Standalone Impact on Baseline Summer Peak (%) | Technical Potential | bar: 2019 to 2040
F6_Industrial_Paper and Printing_New_Space Heating_Natural Gas_Gas Furnace Tube Inserts_A_Technical Potential | F6 | Industrial | Paper and Printing | New | Space Heating | Natural Gas | Gas Furnace Tube Inserts | A | Standalone Impact on Baseline Winter Peak (%) | Technical Potential | bar: 2019 to 2040
F7_Industrial_Paper and Printing_New_Space Heating_Natural Gas_Gas Furnace Tube Inserts_A_Technical Potential | F7 | Industrial | Paper and Printing | New | Space Heating | Natural Gas | Gas Furnace Tube Inserts | A | Incremental Energy Savings (MWh or mTherms) | Technical Potential | 0 | 0 | 0 | 0 | 0 | 0 | 0 | 0 | 0 | 0 | 0 | 0 | 0 | 0 | 0 | 0 | 0 | 0 | 0 | 0 | 0 | 0
F8_Industrial_Paper and Printing_New_Space Heating_Natural Gas_Gas Furnace Tube Inserts_A_Technical Potential | F8 | Industrial | Paper and Printing | New | Space Heating | Natural Gas | Gas Furnace Tube Inserts | A | Incremental Summer Peak Savings (MW) | Technical Potential | 0 | 0 | 0 | 0 | 0 | 0 | 0 | 0 | 0 | 0 | 0 | 0 | 0 | 0 | 0 | 0 | 0 | 0 | 0 | 0 | 0 | 0
F9_Industrial_Paper and Printing_New_Space Heating_Natural Gas_Gas Furnace Tube Inserts_A_Technical Potential | F9 | Industrial | Paper and Printing | New | Space Heating | Natural Gas | Gas Furnace Tube Inserts | A | Incremental Winter Peak Savings (MW) | Technical Potential | 0 | 0 | 0 | 0 | 0 | 0 | 0 | 0 | 0 | 0 | 0 | 0 | 0 | 0 | 0 | 0 | 0 | 0 | 0 | 0 | 0 | 0
F10_Industrial_Paper and Printing_New_Space Heating_Natural Gas_Gas Furnace Tube Inserts_A_Technical Potential | F10 | Industrial | Paper and Printing | New | Space Heating | Natural Gas | Gas Furnace Tube Inserts | A | Cumulative Energy Savings (MWh or mTherms) | Technical Potential | 0 | 0 | 0 | 0 | 0 | 0 | 0 | 0 | 0 | 0 | 0 | 0 | 0 | 0 | 0 | 0 | 0 | 0 | 0 | 0 | 0 | 0
F11_Industrial_Paper and Printing_New_Space Heating_Natural Gas_Gas Furnace Tube Inserts_A_Technical Potential | F11 | Industrial | Paper and Printing | New | Space Heating | Natural Gas | Gas Furnace Tube Inserts | A | Cumulative Summer Peak Savings (MW) | Technical Potential | 0 | 0 | 0 | 0 | 0 | 0 | 0 | 0 | 0 | 0 | 0 | 0 | 0 | 0 | 0 | 0 | 0 | 0 | 0 | 0 | 0 | 0
F12_Industrial_Paper and Printing_New_Space Heating_Natural Gas_Gas Furnace Tube Inserts_A_Technical Potential | F12 | Industrial | Paper and Printing | New | Space Heating | Natural Gas | Gas Furnace Tube Inserts | A | Cumulative Winter Peak Savings (MW) | Technical Potential | 0 | 0 | 0 | 0 | 0 | 0 | 0 | 0 | 0 | 0 | 0 | 0 | 0 | 0 | 0 | 0 | 0 | 0 | 0 | 0 | 0 | 0
F13_Industrial_Paper and Printing_New_Space Heating_Natural Gas_Gas Furnace Tube Inserts_A_Technical Potential | F13 | Industrial | Paper and Printing | New | Space Heating | Natural Gas | Gas Furnace Tube Inserts | A | Purchases (Incremental) | Technical Potential | 0 | 0 | 0 | 0 | 0 | 0 | 0 | 0 | 0 | 0 | 0 | 0 | 0 | 0 | 0 | 0 | 0 | 0 | 0 | 0 | 0 | 0
F14_Industrial_Paper and Printing_New_Space Heating_Natural Gas_Gas Furnace Tube Inserts_A_Technical Potential | F14 | Industrial | Paper and Printing | New | Space Heating | Natural Gas | Gas Furnace Tube Inserts | A | Purchases (Cumulative) | Technical Potential | 0 | 0 | 0 | 0 | 0 | 0 | 0 | 0 | 0 | 0 | 0 | 0 | 0 | 0 | 0 | 0 | 0 | 0 | 0 | 0 | 0 | 0
F1_Industrial_Paper and Printing_New_Space Heating_Natural Gas_Space Heating - Heat Recovery Ventilator_A_Technical Potential | F1 | Industrial | Paper and Printing | New | Space Heating | Natural Gas | Space Heating - Heat Recovery Ventilator | A | Original Unit Energy Savings (kWh or therms) | Technical Potential | 0 | 0 | 0.012707 | 0.012707 | 0.012707 | 0.012707 | 0.012707 | 0.012707 | 0.012707 | 0.012707 | 0.012707 | 0.012707 | 0.012707 | 0.012707 | 0.012707 | 0.012707 | 0.012707 | 0.012707 | 0.012707 | 0.012707 | 0.012707 | 0.012707
F2_Industrial_Paper and Printing_New_Space Heating_Natural Gas_Space Heating - Heat Recovery Ventilator_A_Technical Potential | F2 | Industrial | Paper and Printing | New | Space Heating | Natural Gas | Space Heating - Heat Recovery Ventilator | A | Original Unit Summer Peak Savings (kW) | Technical Potential | 0 | 0 | 0 | 0 | 0 | 0 | 0 | 0 | 0 | 0 | 0 | 0 | 0 | 0 | 0 | 0 | 0 | 0 | 0 | 0 | 0 | 0
F3_Industrial_Paper and Printing_New_Space Heating_Natural Gas_Space Heating - Heat Recovery Ventilator_A_Technical Potential | F3 | Industrial | Paper and Printing | New | Space Heating | Natural Gas | Space Heating - Heat Recovery Ventilator | A | Original Unit Winter Peak Savings (kW) | Technical Potential | 0 | 0 | 0 | 0 | 0 | 0 | 0 | 0 | 0 | 0 | 0 | 0 | 0 | 0 | 0 | 0 | 0 | 0 | 0 | 0 | 0 | 0
F4_Industrial_Paper and Printing_New_Space Heating_Natural Gas_Space Heating - Heat Recovery Ventilator_A_Technical Potential | F4 | Industrial | Paper and Printing | New | Space Heating | Natural Gas | Space Heating - Heat Recovery Ventilator | A | Standalone Impact on Baseline Energy (%) | Technical Potential | 0% | 0% | 0.02138% | 0.03363% | 0.04496% | 0.05506% | 0.06921% | 0.08144% | 0.09341% | 0.1041% | 0.1172% | 0.1289% | 0.1405% | 0.1505% | 0.164% | 0.1757% | 0.1872% | 0.1949% | 0.2051% | 0.2122% | 0.2183% | 0.2238%
F5_Industrial_Paper and Printing_New_Space Heating_Natural Gas_Space Heating - Heat Recovery Ventilator_A_Technical Potential | F5 | Industrial | Paper and Printing | New | Space Heating | Natural Gas | Space Heating - Heat Recovery Ventilator | A | Standalone Impact on Baseline Summer Peak (%) | Technical Potential | bar: 2019 to 2040
F6_Industrial_Paper and Printing_New_Space Heating_Natural Gas_Space Heating - Heat Recovery Ventilator_A_Technical Potential | F6 | Industrial | Paper and Printing | New | Space Heating | Natural Gas | Space Heating - Heat Recovery Ventilator | A | Standalone Impact on Baseline Winter Peak (%) | Technical Potential | bar: 2019 to 2040
F7_Industrial_Paper and Printing_New_Space Heating_Natural Gas_Space Heating - Heat Recovery Ventilator_A_Technical Potential | F7 | Industrial | Paper and Printing | New | Space Heating | Natural Gas | Space Heating - Heat Recovery Ventilator | A | Incremental Energy Savings (MWh or mTherms) | Technical Potential | 0 | 0 | 0.0007741 | 0.0013509 | 0.0019264 | 0.0025713 | 0.0029598 | 0.0034107 | 0.0038559 | 0.0043567 | 0.0047297 | 0.0051587 | 0.005582 | 0.0060731 | 0.0064064 | 0.0068114 | 0.0072162 | 0.0076874 | 0.0079986 | 0.0083821 | 0.0087552 | 0.0091271
F8_Industrial_Paper and Printing_New_Space Heating_Natural Gas_Space Heating - Heat Recovery Ventilator_A_Technical Potential | F8 | Industrial | Paper and Printing | New | Space Heating | Natural Gas | Space Heating - Heat Recovery Ventilator | A | Incremental Summer Peak Savings (MW) | Technical Potential | 0 | 0 | 0 | 0 | 0 | 0 | 0 | 0 | 0 | 0 | 0 | 0 | 0 | 0 | 0 | 0 | 0 | 0 | 0 | 0 | 0 | 0
F9_Industrial_Paper and Printing_New_Space Heating_Natural Gas_Space Heating - Heat Recovery Ventilator_A_Technical Potential | F9 | Industrial | Paper and Printing | New | Space Heating | Natural Gas | Space Heating - Heat Recovery Ventilator | A | Incremental Winter Peak Savings (MW) | Technical Potential | 0 | 0 | 0 | 0 | 0 | 0 | 0 | 0 | 0 | 0 | 0 | 0 | 0 | 0 | 0 | 0 | 0 | 0 | 0 | 0 | 0 | 0
F10_Industrial_Paper and Printing_New_Space Heating_Natural Gas_Space Heating - Heat Recovery Ventilator_A_Technical Potential | F10 | Industrial | Paper and Printing | New | Space Heating | Natural Gas | Space Heating - Heat Recovery Ventilator | A | Cumulative Energy Savings (MWh or mTherms) | Technical Potential | 0 | 0 | 0.0007741 | 0.002125 | 0.0040514 | 0.0066228 | 0.0095825 | 0.012993 | 0.016849 | 0.021206 | 0.025936 | 0.031094 | 0.036676 | 0.042749 | 0.049156 | 0.055967 | 0.063183 | 0.070097 | 0.076744 | 0.0832 | 0.089384 | 0.095551
F11_Industrial_Paper and Printing_New_Space Heating_Natural Gas_Space Heating - Heat Recovery Ventilator_A_Technical Potential | F11 | Industrial | Paper and Printing | New | Space Heating | Natural Gas | Space Heating - Heat Recovery Ventilator | A | Cumulative Summer Peak Savings (MW) | Technical Potential | 0 | 0 | 0 | 0 | 0 | 0 | 0 | 0 | 0 | 0 | 0 | 0 | 0 | 0 | 0 | 0 | 0 | 0 | 0 | 0 | 0 | 0
F12_Industrial_Paper and Printing_New_Space Heating_Natural Gas_Space Heating - Heat Recovery Ventilator_A_Technical Potential | F12 | Industrial | Paper and Printing | New | Space Heating | Natural Gas | Space Heating - Heat Recovery Ventilator | A | Cumulative Winter Peak Savings (MW) | Technical Potential | 0 | 0 | 0 | 0 | 0 | 0 | 0 | 0 | 0 | 0 | 0 | 0 | 0 | 0 | 0 | 0 | 0 | 0 | 0 | 0 | 0 | 0
F13_Industrial_Paper and Printing_New_Space Heating_Natural Gas_Space Heating - Heat Recovery Ventilator_A_Technical Potential | F13 | Industrial | Paper and Printing | New | Space Heating | Natural Gas | Space Heating - Heat Recovery Ventilator | A | Purchases (Incremental) | Technical Potential | 0 | 0 | 60.9174 | 106.3124 | 151.5959 | 202.3516 | 232.9188 | 268.4032 | 303.4404 | 342.8518 | 372.2052 | 405.9657 | 439.2784 | 477.922 | 504.1496 | 536.0256 | 567.8775 | 604.9574 | 629.4497 | 659.6301 | 688.9885 | 718.2602
F14_Industrial_Paper and Printing_New_Space Heating_Natural Gas_Space Heating - Heat Recovery Ventilator_A_Technical Potential | F14 | Industrial | Paper and Printing | New | Space Heating | Natural Gas | Space Heating - Heat Recovery Ventilator | A | Purchases (Cumulative) | Technical Potential | 0 | 0 | 60.9174 | 167.2298 | 318.8257 | 521.1773 | 754.0961 | 1022.4992 | 1325.9396 | 1668.7914 | 2040.9966 | 2446.9623 | 2886.2407 | 3364.1628 | 3868.3124 | 4404.3381 | 4972.2155 | 5516.2555 | 6039.3929 | 6547.4271 | 7034.0639 | 7519.4053
F1_Industrial_Paper and Printing_New_Space Heating_Natural Gas_Thermostat - Programmable_A_Technical Potential | F1 | Industrial | Paper and Printing | New | Space Heating | Natural Gas | Thermostat - Programmable | A | Original Unit Energy Savings (kWh or therms) | Technical Potential | 0 | 0 | 0.0061474 | 0.0061474 | 0.0061474 | 0.0061474 | 0.0061474 | 0.0061474 | 0.0061474 | 0.0061474 | 0.0061474 | 0.0061474 | 0.0061474 | 0.0061474 | 0.0061474 | 0.0061474 | 0.0061474 | 0.0061474 | 0.0061474 | 0.0061474 | 0.0061474 | 0.0061474
F2_Industrial_Paper and Printing_New_Space Heating_Natural Gas_Thermostat - Programmable_A_Technical Potential | F2 | Industrial | Paper and Printing | New | Space Heating | Natural Gas | Thermostat - Programmable | A | Original Unit Summer Peak Savings (kW) | Technical Potential | 0 | 0 | 0 | 0 | 0 | 0 | 0 | 0 | 0 | 0 | 0 | 0 | 0 | 0 | 0 | 0 | 0 | 0 | 0 | 0 | 0 | 0
F3_Industrial_Paper and Printing_New_Space Heating_Natural Gas_Thermostat - Programmable_A_Technical Potential | F3 | Industrial | Paper and Printing | New | Space Heating | Natural Gas | Thermostat - Programmable | A | Original Unit Winter Peak Savings (kW) | Technical Potential | 0 | 0 | 0 | 0 | 0 | 0 | 0 | 0 | 0 | 0 | 0 | 0 | 0 | 0 | 0 | 0 | 0 | 0 | 0 | 0 | 0 | 0
F4_Industrial_Paper and Printing_New_Space Heating_Natural Gas_Thermostat - Programmable_A_Technical Potential | F4 | Industrial | Paper and Printing | New | Space Heating | Natural Gas | Thermostat - Programmable | A | Standalone Impact on Baseline Energy (%) | Technical Potential | 0% | 0% | 0.03103% | 0.0488% | 0.06525% | 0.07991% | 0.1004% | 0.1182% | 0.1356% | 0.151% | 0.1701% | 0.187% | 0.2039% | 0.2144% | 0.2278% | 0.2365% | 0.2432% | 0.2474% | 0.2555% | 0.2606% | 0.2651% | 0.2692%
F5_Industrial_Paper and Printing_New_Space Heating_Natural Gas_Thermostat - Programmable_A_Technical Potential | F5 | Industrial | Paper and Printing | New | Space Heating | Natural Gas | Thermostat - Programmable | A | Standalone Impact on Baseline Summer Peak (%) | Technical Potential | bar: 2019 to 2040
F6_Industrial_Paper and Printing_New_Space Heating_Natural Gas_Thermostat - Programmable_A_Technical Potential | F6 | Industrial | Paper and Printing | New | Space Heating | Natural Gas | Thermostat - Programmable | A | Standalone Impact on Baseline Winter Peak (%) | Technical Potential | bar: 2019 to 2040
F7_Industrial_Paper and Printing_New_Space Heating_Natural Gas_Thermostat - Programmable_A_Technical Potential | F7 | Industrial | Paper and Printing | New | Space Heating | Natural Gas | Thermostat - Programmable | A | Incremental Energy Savings (MWh or mTherms) | Technical Potential | 0 | 0 | 0.0011235 | 0.0019606 | 0.0027958 | 0.0037318 | 0.0042955 | 0.00495 | 0.0055961 | 0.006323 | 0.0068643 | 0.0074869 | 0.0081013 | 0.008814 | 0.0092977 | 0.0098855 | 0.010473 | 0.011157 | 0.011608 | 0.012165 | 0.012706 | 0.013246
F8_Industrial_Paper and Printing_New_Space Heating_Natural Gas_Thermostat - Programmable_A_Technical Potential | F8 | Industrial | Paper and Printing | New | Space Heating | Natural Gas | Thermostat - Programmable | A | Incremental Summer Peak Savings (MW) | Technical Potential | 0 | 0 | 0 | 0 | 0 | 0 | 0 | 0 | 0 | 0 | 0 | 0 | 0 | 0 | 0 | 0 | 0 | 0 | 0 | 0 | 0 | 0
F9_Industrial_Paper and Printing_New_Space Heating_Natural Gas_Thermostat - Programmable_A_Technical Potential | F9 | Industrial | Paper and Printing | New | Space Heating | Natural Gas | Thermostat - Programmable | A | Incremental Winter Peak Savings (MW) | Technical Potential | 0 | 0 | 0 | 0 | 0 | 0 | 0 | 0 | 0 | 0 | 0 | 0 | 0 | 0 | 0 | 0 | 0 | 0 | 0 | 0 | 0 | 0
F10_Industrial_Paper and Printing_New_Space Heating_Natural Gas_Thermostat - Programmable_A_Technical Potential | F10 | Industrial | Paper and Printing | New | Space Heating | Natural Gas | Thermostat - Programmable | A | Cumulative Energy Savings (MWh or mTherms) | Technical Potential | 0 | 0 | 0.0011235 | 0.0030841 | 0.0058799 | 0.0096117 | 0.013907 | 0.018857 | 0.024453 | 0.030776 | 0.037641 | 0.045127 | 0.053229 | 0.060919 | 0.068256 | 0.075346 | 0.082087 | 0.088948 | 0.095607 | 0.10218 | 0.10856 | 0.11494
F11_Industrial_Paper and Printing_New_Space Heating_Natural Gas_Thermostat - Programmable_A_Technical Potential | F11 | Industrial | Paper and Printing | New | Space Heating | Natural Gas | Thermostat - Programmable | A | Cumulative Summer Peak Savings (MW) | Technical Potential | 0 | 0 | 0 | 0 | 0 | 0 | 0 | 0 | 0 | 0 | 0 | 0 | 0 | 0 | 0 | 0 | 0 | 0 | 0 | 0 | 0 | 0
F12_Industrial_Paper and Printing_New_Space Heating_Natural Gas_Thermostat - Programmable_A_Technical Potential | F12 | Industrial | Paper and Printing | New | Space Heating | Natural Gas | Thermostat - Programmable | A | Cumulative Winter Peak Savings (MW) | Technical Potential | 0 | 0 | 0 | 0 | 0 | 0 | 0 | 0 | 0 | 0 | 0 | 0 | 0 | 0 | 0 | 0 | 0 | 0 | 0 | 0 | 0 | 0
F13_Industrial_Paper and Printing_New_Space Heating_Natural Gas_Thermostat - Programmable_A_Technical Potential | F13 | Industrial | Paper and Printing | New | Space Heating | Natural Gas | Thermostat - Programmable | A | Purchases (Incremental) | Technical Potential | 0 | 0 | 182.7522 | 318.9372 | 454.7877 | 607.0548 | 698.7563 | 805.2095 | 910.3211 | 1028.5554 | 1116.6157 | 1217.8971 | 1317.8352 | 1433.7661 | 1512.4489 | 1608.0769 | 1703.6325 | 1814.8721 | 1888.3492 | 1978.8903 | 2066.9655 | 2154.7805
F14_Industrial_Paper and Printing_New_Space Heating_Natural Gas_Thermostat - Programmable_A_Technical Potential | F14 | Industrial | Paper and Printing | New | Space Heating | Natural Gas | Thermostat - Programmable | A | Purchases (Cumulative) | Technical Potential | 0 | 0 | 182.7522 | 501.6894 | 956.477 | 1563.5319 | 2262.2882 | 3067.4977 | 3977.8188 | 5006.3743 | 6122.9899 | 7340.887 | 8658.7222 | 9909.7361 | 11103.2479 | 12256.5371 | 13353.1148 | 14469.2306 | 15552.3702 | 16620.9394 | 17659.3495 | 18697.5143
F1_Industrial_Paper and Printing_New_Space Heating_Natural Gas_ENERGY STAR Connected Thermostat_A_Technical Potential | F1 | Industrial | Paper and Printing | New | Space Heating | Natural Gas | ENERGY STAR Connected Thermostat | A | Original Unit Energy Savings (kWh or therms) | Technical Potential | 0 | 0 | 0.01486 | 0.01486 | 0.01486 | 0.01486 | 0.01486 | 0.01486 | 0.01486 | 0.01486 | 0.01486 | 0.01486 | 0.01486 | 0.01486 | 0.01486 | 0.01486 | 0.01486 | 0.01486 | 0.01486 | 0.01486 | 0.01486 | 0.01486
F2_Industrial_Paper and Printing_New_Space Heating_Natural Gas_ENERGY STAR Connected Thermostat_A_Technical Potential | F2 | Industrial | Paper and Printing | New | Space Heating | Natural Gas | ENERGY STAR Connected Thermostat | A | Original Unit Summer Peak Savings (kW) | Technical Potential | 0 | 0 | 0 | 0 | 0 | 0 | 0 | 0 | 0 | 0 | 0 | 0 | 0 | 0 | 0 | 0 | 0 | 0 | 0 | 0 | 0 | 0
F3_Industrial_Paper and Printing_New_Space Heating_Natural Gas_ENERGY STAR Connected Thermostat_A_Technical Potential | F3 | Industrial | Paper and Printing | New | Space Heating | Natural Gas | ENERGY STAR Connected Thermostat | A | Original Unit Winter Peak Savings (kW) | Technical Potential | 0 | 0 | 0 | 0 | 0 | 0 | 0 | 0 | 0 | 0 | 0 | 0 | 0 | 0 | 0 | 0 | 0 | 0 | 0 | 0 | 0 | 0
F4_Industrial_Paper and Printing_New_Space Heating_Natural Gas_ENERGY STAR Connected Thermostat_A_Technical Potential | F4 | Industrial | Paper and Printing | New | Space Heating | Natural Gas | ENERGY STAR Connected Thermostat | A | Standalone Impact on Baseline Energy (%) | Technical Potential | 0% | 0% | 0.075% | 0.118% | 0.1577% | 0.1932% | 0.2428% | 0.2687% | 0.2864% | 0.2953% | 0.3062% | 0.3127% | 0.3182% | 0.3199% | 0.3272% | 0.3307% | 0.3335% | 0.3261% | 0.3188% | 0.3046% | 0.2916% | 0.2798%
F5_Industrial_Paper and Printing_New_Space Heating_Natural Gas_ENERGY STAR Connected Thermostat_A_Technical Potential | F5 | Industrial | Paper and Printing | New | Space Heating | Natural Gas | ENERGY STAR Connected Thermostat | A | Standalone Impact on Baseline Summer Peak (%) | Technical Potential | bar: 2019 to 2040
F6_Industrial_Paper and Printing_New_Space Heating_Natural Gas_ENERGY STAR Connected Thermostat_A_Technical Potential | F6 | Industrial | Paper and Printing | New | Space Heating | Natural Gas | ENERGY STAR Connected Thermostat | A | Standalone Impact on Baseline Winter Peak (%) | Technical Potential | bar: 2019 to 2040
F7_Industrial_Paper and Printing_New_Space Heating_Natural Gas_ENERGY STAR Connected Thermostat_A_Technical Potential | F7 | Industrial | Paper and Printing | New | Space Heating | Natural Gas | ENERGY STAR Connected Thermostat | A | Incremental Energy Savings (MWh or mTherms) | Technical Potential | 0 | 0 | 0.0027158 | 0.0047396 | 0.0067584 | 0.0090211 | 0.010384 | 0.011966 | 0.013528 | 0.015285 | 0.016593 | 0.018099 | 0.019584 | 0.021306 | 0.022476 | 0.023897 | 0.025317 | 0.02697 | 0.028062 | 0.029407 | 0.032918 | 0.035701
F8_Industrial_Paper and Printing_New_Space Heating_Natural Gas_ENERGY STAR Connected Thermostat_A_Technical Potential | F8 | Industrial | Paper and Printing | New | Space Heating | Natural Gas | ENERGY STAR Connected Thermostat | A | Incremental Summer Peak Savings (MW) | Technical Potential | 0 | 0 | 0 | 0 | 0 | 0 | 0 | 0 | 0 | 0 | 0 | 0 | 0 | 0 | 0 | 0 | 0 | 0 | 0 | 0 | 0 | 0
F9_Industrial_Paper and Printing_New_Space Heating_Natural Gas_ENERGY STAR Connected Thermostat_A_Technical Potential | F9 | Industrial | Paper and Printing | New | Space Heating | Natural Gas | ENERGY STAR Connected Thermostat | A | Incremental Winter Peak Savings (MW) | Technical Potential | 0 | 0 | 0 | 0 | 0 | 0 | 0 | 0 | 0 | 0 | 0 | 0 | 0 | 0 | 0 | 0 | 0 | 0 | 0 | 0 | 0 | 0
F10_Industrial_Paper and Printing_New_Space Heating_Natural Gas_ENERGY STAR Connected Thermostat_A_Technical Potential | F10 | Industrial | Paper and Printing | New | Space Heating | Natural Gas | ENERGY STAR Connected Thermostat | A | Cumulative Energy Savings (MWh or mTherms) | Technical Potential | 0 | 0 | 0.0027158 | 0.0074553 | 0.014214 | 0.023235 | 0.033619 | 0.042869 | 0.051657 | 0.060183 | 0.067756 | 0.07547 | 0.083088 | 0.090867 | 0.098058 | 0.10536 | 0.11258 | 0.11725 | 0.11927 | 0.11944 | 0.11944 | 0.11944
F11_Industrial_Paper and Printing_New_Space Heating_Natural Gas_ENERGY STAR Connected Thermostat_A_Technical Potential | F11 | Industrial | Paper and Printing | New | Space Heating | Natural Gas | ENERGY STAR Connected Thermostat | A | Cumulative Summer Peak Savings (MW) | Technical Potential | 0 | 0 | 0 | 0 | 0 | 0 | 0 | 0 | 0 | 0 | 0 | 0 | 0 | 0 | 0 | 0 | 0 | 0 | 0 | 0 | 0 | 0
F12_Industrial_Paper and Printing_New_Space Heating_Natural Gas_ENERGY STAR Connected Thermostat_A_Technical Potential | F12 | Industrial | Paper and Printing | New | Space Heating | Natural Gas | ENERGY STAR Connected Thermostat | A | Cumulative Winter Peak Savings (MW) | Technical Potential | 0 | 0 | 0 | 0 | 0 | 0 | 0 | 0 | 0 | 0 | 0 | 0 | 0 | 0 | 0 | 0 | 0 | 0 | 0 | 0 | 0 | 0
F13_Industrial_Paper and Printing_New_Space Heating_Natural Gas_ENERGY STAR Connected Thermostat_A_Technical Potential | F13 | Industrial | Paper and Printing | New | Space Heating | Natural Gas | ENERGY STAR Connected Thermostat | A | Purchases (Incremental) | Technical Potential | 0 | 0 | 182.7522 | 318.9372 | 454.7877 | 607.0548 | 698.7563 | 805.2095 | 910.3211 | 1028.5554 | 1116.6157 | 1217.8971 | 1317.8352 | 1433.7661 | 1512.4489 | 1608.0769 | 1703.6325 | 1814.8721 | 1888.3492 | 1978.8903 | 2215.1318 | 2402.3888
F14_Industrial_Paper and Printing_New_Space Heating_Natural Gas_ENERGY STAR Connected Thermostat_A_Technical Potential | F14 | Industrial | Paper and Printing | New | Space Heating | Natural Gas | ENERGY STAR Connected Thermostat | A | Purchases (Cumulative) | Technical Potential | 0 | 0 | 182.7522 | 501.6894 | 956.477 | 1563.5319 | 2262.2882 | 2884.7455 | 3476.1295 | 4049.8972 | 4559.4581 | 5078.5988 | 5591.2244 | 6114.6695 | 6598.563 | 7090.0242 | 7575.7596 | 7890.0444 | 8025.6903 | 8037.344 | 8037.344 | 8037.344
F1_Industrial_Paper and Printing_New_Space Heating_Natural Gas_Destratification Fans (HVLS)_A_Technical Potential | F1 | Industrial | Paper and Printing | New | Space Heating | Natural Gas | Destratification Fans (HVLS) | A | Original Unit Energy Savings (kWh or therms) | Technical Potential | 0 | 0 | 0.01486 | 0.01486 | 0.01486 | 0.01486 | 0.01486 | 0.01486 | 0.01486 | 0.01486 | 0.01486 | 0.01486 | 0.01486 | 0.01486 | 0.01486 | 0.01486 | 0.01486 | 0.01486 | 0.01486 | 0.01486 | 0.01486 | 0.01486
F2_Industrial_Paper and Printing_New_Space Heating_Natural Gas_Destratification Fans (HVLS)_A_Technical Potential | F2 | Industrial | Paper and Printing | New | Space Heating | Natural Gas | Destratification Fans (HVLS) | A | Original Unit Summer Peak Savings (kW) | Technical Potential | 0 | 0 | 0 | 0 | 0 | 0 | 0 | 0 | 0 | 0 | 0 | 0 | 0 | 0 | 0 | 0 | 0 | 0 | 0 | 0 | 0 | 0
F3_Industrial_Paper and Printing_New_Space Heating_Natural Gas_Destratification Fans (HVLS)_A_Technical Potential | F3 | Industrial | Paper and Printing | New | Space Heating | Natural Gas | Destratification Fans (HVLS) | A | Original Unit Winter Peak Savings (kW) | Technical Potential | 0 | 0 | 0 | 0 | 0 | 0 | 0 | 0 | 0 | 0 | 0 | 0 | 0 | 0 | 0 | 0 | 0 | 0 | 0 | 0 | 0 | 0
F4_Industrial_Paper and Printing_New_Space Heating_Natural Gas_Destratification Fans (HVLS)_A_Technical Potential | F4 | Industrial | Paper and Printing | New | Space Heating | Natural Gas | Destratification Fans (HVLS) | A | Standalone Impact on Baseline Energy (%) | Technical Potential | 0% | 0% | 0.075% | 0.118% | 0.1577% | 0.1932% | 0.2428% | 0.2857% | 0.3277% | 0.3651% | 0.4113% | 0.4521% | 0.4824% | 0.5017% | 0.528% | 0.5433% | 0.5571% | 0.5647% | 0.5815% | 0.591% | 0.6003% | 0.6084%
F5_Industrial_Paper and Printing_New_Space Heating_Natural Gas_Destratification Fans (HVLS)_A_Technical Potential | F5 | Industrial | Paper and Printing | New | Space Heating | Natural Gas | Destratification Fans (HVLS) | A | Standalone Impact on Baseline Summer Peak (%) | Technical Potential | bar: 2019 to 2040
F6_Industrial_Paper and Printing_New_Space Heating_Natural Gas_Destratification Fans (HVLS)_A_Technical Potential | F6 | Industrial | Paper and Printing | New | Space Heating | Natural Gas | Destratification Fans (HVLS) | A | Standalone Impact on Baseline Winter Peak (%) | Technical Potential | bar: 2019 to 2040
F7_Industrial_Paper and Printing_New_Space Heating_Natural Gas_Destratification Fans (HVLS)_A_Technical Potential | F7 | Industrial | Paper and Printing | New | Space Heating | Natural Gas | Destratification Fans (HVLS) | A | Incremental Energy Savings (MWh or mTherms) | Technical Potential | 0 | 0 | 0.0027158 | 0.0047396 | 0.0067584 | 0.0090211 | 0.010384 | 0.011966 | 0.013528 | 0.015285 | 0.016593 | 0.018099 | 0.019584 | 0.021306 | 0.022476 | 0.023897 | 0.025317 | 0.02697 | 0.028062 | 0.029407 | 0.030716 | 0.032021
F8_Industrial_Paper and Printing_New_Space Heating_Natural Gas_Destratification Fans (HVLS)_A_Technical Potential | F8 | Industrial | Paper and Printing | New | Space Heating | Natural Gas | Destratification Fans (HVLS) | A | Incremental Summer Peak Savings (MW) | Technical Potential | 0 | 0 | 0 | 0 | 0 | 0 | 0 | 0 | 0 | 0 | 0 | 0 | 0 | 0 | 0 | 0 | 0 | 0 | 0 | 0 | 0 | 0
F9_Industrial_Paper and Printing_New_Space Heating_Natural Gas_Destratification Fans (HVLS)_A_Technical Potential | F9 | Industrial | Paper and Printing | New | Space Heating | Natural Gas | Destratification Fans (HVLS) | A | Incremental Winter Peak Savings (MW) | Technical Potential | 0 | 0 | 0 | 0 | 0 | 0 | 0 | 0 | 0 | 0 | 0 | 0 | 0 | 0 | 0 | 0 | 0 | 0 | 0 | 0 | 0 | 0
F10_Industrial_Paper and Printing_New_Space Heating_Natural Gas_Destratification Fans (HVLS)_A_Technical Potential | F10 | Industrial | Paper and Printing | New | Space Heating | Natural Gas | Destratification Fans (HVLS) | A | Cumulative Energy Savings (MWh or mTherms) | Technical Potential | 0 | 0 | 0.0027158 | 0.0074553 | 0.014214 | 0.023235 | 0.033619 | 0.045584 | 0.059112 | 0.074397 | 0.09099 | 0.10909 | 0.12596 | 0.14252 | 0.15824 | 0.17312 | 0.18805 | 0.20305 | 0.21759 | 0.23171 | 0.24583 | 0.25976
F11_Industrial_Paper and Printing_New_Space Heating_Natural Gas_Destratification Fans (HVLS)_A_Technical Potential | F11 | Industrial | Paper and Printing | New | Space Heating | Natural Gas | Destratification Fans (HVLS) | A | Cumulative Summer Peak Savings (MW) | Technical Potential | 0 | 0 | 0 | 0 | 0 | 0 | 0 | 0 | 0 | 0 | 0 | 0 | 0 | 0 | 0 | 0 | 0 | 0 | 0 | 0 | 0 | 0
F12_Industrial_Paper and Printing_New_Space Heating_Natural Gas_Destratification Fans (HVLS)_A_Technical Potential | F12 | Industrial | Paper and Printing | New | Space Heating | Natural Gas | Destratification Fans (HVLS) | A | Cumulative Winter Peak Savings (MW) | Technical Potential | 0 | 0 | 0 | 0 | 0 | 0 | 0 | 0 | 0 | 0 | 0 | 0 | 0 | 0 | 0 | 0 | 0 | 0 | 0 | 0 | 0 | 0
F13_Industrial_Paper and Printing_New_Space Heating_Natural Gas_Destratification Fans (HVLS)_A_Technical Potential | F13 | Industrial | Paper and Printing | New | Space Heating | Natural Gas | Destratification Fans (HVLS) | A | Purchases (Incremental) | Technical Potential | 0 | 0 | 182.7522 | 318.9372 | 454.7877 | 607.0548 | 698.7563 | 805.2095 | 910.3211 | 1028.5554 | 1116.6157 | 1217.8971 | 1317.8352 | 1433.7661 | 1512.4489 | 1608.0769 | 1703.6325 | 1814.8721 | 1888.3492 | 1978.8903 | 2066.9655 | 2154.7805
F14_Industrial_Paper and Printing_New_Space Heating_Natural Gas_Destratification Fans (HVLS)_A_Technical Potential | F14 | Industrial | Paper and Printing | New | Space Heating | Natural Gas | Destratification Fans (HVLS) | A | Purchases (Cumulative) | Technical Potential | 0 | 0 | 182.7522 | 501.6894 | 956.477 | 1563.5319 | 2262.2882 | 3067.4977 | 3977.8188 | 5006.3743 | 6122.9899 | 7340.887 | 8475.97 | 9590.7989 | 10648.4602 | 11649.4823 | 12654.3584 | 13664.0211 | 14642.0491 | 15592.384 | 16542.7338 | 17479.6172
F1_Industrial_Paper and Printing_New_Space Heating_Natural Gas_Gas Boiler - Insulate Steam Lines/Condensate Tank_A_Technical Potential | F1 | Industrial | Paper and Printing | New | Space Heating | Natural Gas | Gas Boiler - Insulate Steam Lines/Condensate Tank | A | Original Unit Energy Savings (kWh or therms) | Technical Potential | 0 | 0 | 1045.7342 | 1045.7342 | 1045.7342 | 1045.7342 | 1045.7342 | 1045.7342 | 1045.7342 | 1045.7342 | 1045.7342 | 1045.7342 | 1045.7342 | 1045.7342 | 1045.7342 | 1045.7342 | 1045.7342 | 1045.7342 | 1045.7342 | 1045.7342 | 1045.7342 | 1045.7342
F2_Industrial_Paper and Printing_New_Space Heating_Natural Gas_Gas Boiler - Insulate Steam Lines/Condensate Tank_A_Technical Potential | F2 | Industrial | Paper and Printing | New | Space Heating | Natural Gas | Gas Boiler - Insulate Steam Lines/Condensate Tank | A | Original Unit Summer Peak Savings (kW) | Technical Potential | 0 | 0 | 0 | 0 | 0 | 0 | 0 | 0 | 0 | 0 | 0 | 0 | 0 | 0 | 0 | 0 | 0 | 0 | 0 | 0 | 0 | 0
F3_Industrial_Paper and Printing_New_Space Heating_Natural Gas_Gas Boiler - Insulate Steam Lines/Condensate Tank_A_Technical Potential | F3 | Industrial | Paper and Printing | New | Space Heating | Natural Gas | Gas Boiler - Insulate Steam Lines/Condensate Tank | A | Original Unit Winter Peak Savings (kW) | Technical Potential | 0 | 0 | 0 | 0 | 0 | 0 | 0 | 0 | 0 | 0 | 0 | 0 | 0 | 0 | 0 | 0 | 0 | 0 | 0 | 0 | 0 | 0
F4_Industrial_Paper and Printing_New_Space Heating_Natural Gas_Gas Boiler - Insulate Steam Lines/Condensate Tank_A_Technical Potential | F4 | Industrial | Paper and Printing | New | Space Heating | Natural Gas | Gas Boiler - Insulate Steam Lines/Condensate Tank | A | Standalone Impact on Baseline Energy (%) | Technical Potential | 0% | 0% | 0.006055% | 0.009525% | 0.01273% | 0.0156% | 0.0196% | 0.02307% | 0.02646% | 0.02947% | 0.0332% | 0.0365% | 0.03978% | 0.04262% | 0.04646% | 0.04975% | 0.05302% | 0.05582% | 0.05971% | 0.06303% | 0.0664% | 0.06975%
F5_Industrial_Paper and Printing_New_Space Heating_Natural Gas_Gas Boiler - Insulate Steam Lines/Condensate Tank_A_Technical Potential | F5 | Industrial | Paper and Printing | New | Space Heating | Natural Gas | Gas Boiler - Insulate Steam Lines/Condensate Tank | A | Standalone Impact on Baseline Summer Peak (%) | Technical Potential | bar: 2019 to 2040
F6_Industrial_Paper and Printing_New_Space Heating_Natural Gas_Gas Boiler - Insulate Steam Lines/Condensate Tank_A_Technical Potential | F6 | Industrial | Paper and Printing | New | Space Heating | Natural Gas | Gas Boiler - Insulate Steam Lines/Condensate Tank | A | Standalone Impact on Baseline Winter Peak (%) | Technical Potential | bar: 2019 to 2040
F7_Industrial_Paper and Printing_New_Space Heating_Natural Gas_Gas Boiler - Insulate Steam Lines/Condensate Tank_A_Technical Potential | F7 | Industrial | Paper and Printing | New | Space Heating | Natural Gas | Gas Boiler - Insulate Steam Lines/Condensate Tank | A | Incremental Energy Savings (MWh or mTherms) | Technical Potential | 0 | 0 | 0.00021926 | 0.00038265 | 0.00054563 | 0.00072832 | 0.00083833 | 0.00096605 | 0.0010922 | 0.001234 | 0.0013397 | 0.0014612 | 0.0015811 | 0.0017202 | 0.0018146 | 0.0019293 | 0.0020439 | 0.0021774 | 0.0022656 | 0.0023742 | 0.0024798 | 0.0025852
F8_Industrial_Paper and Printing_New_Space Heating_Natural Gas_Gas Boiler - Insulate Steam Lines/Condensate Tank_A_Technical Potential | F8 | Industrial | Paper and Printing | New | Space Heating | Natural Gas | Gas Boiler - Insulate Steam Lines/Condensate Tank | A | Incremental Summer Peak Savings (MW) | Technical Potential | 0 | 0 | 0 | 0 | 0 | 0 | 0 | 0 | 0 | 0 | 0 | 0 | 0 | 0 | 0 | 0 | 0 | 0 | 0 | 0 | 0 | 0
F9_Industrial_Paper and Printing_New_Space Heating_Natural Gas_Gas Boiler - Insulate Steam Lines/Condensate Tank_A_Technical Potential | F9 | Industrial | Paper and Printing | New | Space Heating | Natural Gas | Gas Boiler - Insulate Steam Lines/Condensate Tank | A | Incremental Winter Peak Savings (MW) | Technical Potential | 0 | 0 | 0 | 0 | 0 | 0 | 0 | 0 | 0 | 0 | 0 | 0 | 0 | 0 | 0 | 0 | 0 | 0 | 0 | 0 | 0 | 0
F10_Industrial_Paper and Printing_New_Space Heating_Natural Gas_Gas Boiler - Insulate Steam Lines/Condensate Tank_A_Technical Potential | F10 | Industrial | Paper and Printing | New | Space Heating | Natural Gas | Gas Boiler - Insulate Steam Lines/Condensate Tank | A | Cumulative Energy Savings (MWh or mTherms) | Technical Potential | 0 | 0 | 0.00021926 | 0.0006019 | 0.0011475 | 0.0018759 | 0.0027142 | 0.0036802 | 0.0047724 | 0.0060064 | 0.0073461 | 0.0088072 | 0.010388 | 0.012108 | 0.013923 | 0.015852 | 0.017896 | 0.020074 | 0.022339 | 0.024713 | 0.027193 | 0.029778
F11_Industrial_Paper and Printing_New_Space Heating_Natural Gas_Gas Boiler - Insulate Steam Lines/Condensate Tank_A_Technical Potential | F11 | Industrial | Paper and Printing | New | Space Heating | Natural Gas | Gas Boiler - Insulate Steam Lines/Condensate Tank | A | Cumulative Summer Peak Savings (MW) | Technical Potential | 0 | 0 | 0 | 0 | 0 | 0 | 0 | 0 | 0 | 0 | 0 | 0 | 0 | 0 | 0 | 0 | 0 | 0 | 0 | 0 | 0 | 0
F12_Industrial_Paper and Printing_New_Space Heating_Natural Gas_Gas Boiler - Insulate Steam Lines/Condensate Tank_A_Technical Potential | F12 | Industrial | Paper and Printing | New | Space Heating | Natural Gas | Gas Boiler - Insulate Steam Lines/Condensate Tank | A | Cumulative Winter Peak Savings (MW) | Technical Potential | 0 | 0 | 0 | 0 | 0 | 0 | 0 | 0 | 0 | 0 | 0 | 0 | 0 | 0 | 0 | 0 | 0 | 0 | 0 | 0 | 0 | 0
F13_Industrial_Paper and Printing_New_Space Heating_Natural Gas_Gas Boiler - Insulate Steam Lines/Condensate Tank_A_Technical Potential | F13 | Industrial | Paper and Printing | New | Space Heating | Natural Gas | Gas Boiler - Insulate Steam Lines/Condensate Tank | A | Purchases (Incremental) | Technical Potential | 0 | 0 | 0.00020967 | 0.00036591 | 0.00052177 | 0.00069646 | 0.00080167 | 0.0009238 | 0.0010444 | 0.00118 | 0.0012811 | 0.0013973 | 0.0015119 | 0.0016449 | 0.0017352 | 0.0018449 | 0.0019545 | 0.0020822 | 0.0021665 | 0.0022703 | 0.0023714 | 0.0024721
F14_Industrial_Paper and Printing_New_Space Heating_Natural Gas_Gas Boiler - Insulate Steam Lines/Condensate Tank_A_Technical Potential | F14 | Industrial | Paper and Printing | New | Space Heating | Natural Gas | Gas Boiler - Insulate Steam Lines/Condensate Tank | A | Purchases (Cumulative) | Technical Potential | 0 | 0 | 0.00020967 | 0.00057558 | 0.0010973 | 0.0017938 | 0.0025955 | 0.0035193 | 0.0045637 | 0.0057437 | 0.0070248 | 0.0084221 | 0.009934 | 0.011579 | 0.013314 | 0.015159 | 0.017114 | 0.019196 | 0.021362 | 0.023633 | 0.026004 | 0.028476
F1_Industrial_Paper and Printing_New_Process_Natural Gas_Gas Boiler - Insulate Steam Lines/Condensate Tank_A_Technical Potential | F1 | Industrial | Paper and Printing | New | Process | Natural Gas | Gas Boiler - Insulate Steam Lines/Condensate Tank | A | Original Unit Energy Savings (kWh or therms) | Technical Potential | 0 | 0 | 604.3224 | 604.3224 | 604.3224 | 604.3224 | 604.3224 | 604.3224 | 604.3224 | 604.3224 | 604.3224 | 604.3224 | 604.3224 | 604.3224 | 604.3224 | 604.3224 | 604.3224 | 604.3224 | 604.3224 | 604.3224 | 604.3224 | 604.3224
F2_Industrial_Paper and Printing_New_Process_Natural Gas_Gas Boiler - Insulate Steam Lines/Condensate Tank_A_Technical Potential | F2 | Industrial | Paper and Printing | New | Process | Natural Gas | Gas Boiler - Insulate Steam Lines/Condensate Tank | A | Original Unit Summer Peak Savings (kW) | Technical Potential | 0 | 0 | 0 | 0 | 0 | 0 | 0 | 0 | 0 | 0 | 0 | 0 | 0 | 0 | 0 | 0 | 0 | 0 | 0 | 0 | 0 | 0
F3_Industrial_Paper and Printing_New_Process_Natural Gas_Gas Boiler - Insulate Steam Lines/Condensate Tank_A_Technical Potential | F3 | Industrial | Paper and Printing | New | Process | Natural Gas | Gas Boiler - Insulate Steam Lines/Condensate Tank | A | Original Unit Winter Peak Savings (kW) | Technical Potential | 0 | 0 | 0 | 0 | 0 | 0 | 0 | 0 | 0 | 0 | 0 | 0 | 0 | 0 | 0 | 0 | 0 | 0 | 0 | 0 | 0 | 0
F4_Industrial_Paper and Printing_New_Process_Natural Gas_Gas Boiler - Insulate Steam Lines/Condensate Tank_A_Technical Potential | F4 | Industrial | Paper and Printing | New | Process | Natural Gas | Gas Boiler - Insulate Steam Lines/Condensate Tank | A | Standalone Impact on Baseline Energy (%) | Technical Potential | 0% | 0% | 0.02855% | 0.04491% | 0.06004% | 0.07353% | 0.09243% | 0.1088% | 0.1248% | 0.139% | 0.1566% | 0.1721% | 0.1876% | 0.201% | 0.2191% | 0.2346% | 0.25% | 0.2632% | 0.2815% | 0.2972% | 0.3131% | 0.3289%
F5_Industrial_Paper and Printing_New_Process_Natural Gas_Gas Boiler - Insulate Steam Lines/Condensate Tank_A_Technical Potential | F5 | Industrial | Paper and Printing | New | Process | Natural Gas | Gas Boiler - Insulate Steam Lines/Condensate Tank | A | Standalone Impact on Baseline Summer Peak (%) | Technical Potential | bar: 2019 to 2040
F6_Industrial_Paper and Printing_New_Process_Natural Gas_Gas Boiler - Insulate Steam Lines/Condensate Tank_A_Technical Potential | F6 | Industrial | Paper and Printing | New | Process | Natural Gas | Gas Boiler - Insulate Steam Lines/Condensate Tank | A | Standalone Impact on Baseline Winter Peak (%) | Technical Potential | bar: 2019 to 2040
F7_Industrial_Paper and Printing_New_Process_Natural Gas_Gas Boiler - Insulate Steam Lines/Condensate Tank_A_Technical Potential | F7 | Industrial | Paper and Printing | New | Process | Natural Gas | Gas Boiler - Insulate Steam Lines/Condensate Tank | A | Incremental Energy Savings (MWh or mTherms) | Technical Potential | 0 | 0 | 0.005056 | 0.0088237 | 0.012582 | 0.016795 | 0.019332 | 0.022277 | 0.025185 | 0.028456 | 0.030892 | 0.033694 | 0.036459 | 0.039666 | 0.041843 | 0.044489 | 0.047132 | 0.05021 | 0.052243 | 0.054748 | 0.057184 | 0.059614
F8_Industrial_Paper and Printing_New_Process_Natural Gas_Gas Boiler - Insulate Steam Lines/Condensate Tank_A_Technical Potential | F8 | Industrial | Paper and Printing | New | Process | Natural Gas | Gas Boiler - Insulate Steam Lines/Condensate Tank | A | Incremental Summer Peak Savings (MW) | Technical Potential | 0 | 0 | 0 | 0 | 0 | 0 | 0 | 0 | 0 | 0 | 0 | 0 | 0 | 0 | 0 | 0 | 0 | 0 | 0 | 0 | 0 | 0
F9_Industrial_Paper and Printing_New_Process_Natural Gas_Gas Boiler - Insulate Steam Lines/Condensate Tank_A_Technical Potential | F9 | Industrial | Paper and Printing | New | Process | Natural Gas | Gas Boiler - Insulate Steam Lines/Condensate Tank | A | Incremental Winter Peak Savings (MW) | Technical Potential | 0 | 0 | 0 | 0 | 0 | 0 | 0 | 0 | 0 | 0 | 0 | 0 | 0 | 0 | 0 | 0 | 0 | 0 | 0 | 0 | 0 | 0
F10_Industrial_Paper and Printing_New_Process_Natural Gas_Gas Boiler - Insulate Steam Lines/Condensate Tank_A_Technical Potential | F10 | Industrial | Paper and Printing | New | Process | Natural Gas | Gas Boiler - Insulate Steam Lines/Condensate Tank | A | Cumulative Energy Savings (MWh or mTherms) | Technical Potential | 0 | 0 | 0.005056 | 0.01388 | 0.026462 | 0.043256 | 0.062588 | 0.084865 | 0.11005 | 0.13851 | 0.1694 | 0.20309 | 0.23955 | 0.27922 | 0.32106 | 0.36555 | 0.41268 | 0.46289 | 0.51513 | 0.56988 | 0.62707 | 0.68668
F11_Industrial_Paper and Printing_New_Process_Natural Gas_Gas Boiler - Insulate Steam Lines/Condensate Tank_A_Technical Potential | F11 | Industrial | Paper and Printing | New | Process | Natural Gas | Gas Boiler - Insulate Steam Lines/Condensate Tank | A | Cumulative Summer Peak Savings (MW) | Technical Potential | 0 | 0 | 0 | 0 | 0 | 0 | 0 | 0 | 0 | 0 | 0 | 0 | 0 | 0 | 0 | 0 | 0 | 0 | 0 | 0 | 0 | 0
F12_Industrial_Paper and Printing_New_Process_Natural Gas_Gas Boiler - Insulate Steam Lines/Condensate Tank_A_Technical Potential | F12 | Industrial | Paper and Printing | New | Process | Natural Gas | Gas Boiler - Insulate Steam Lines/Condensate Tank | A | Cumulative Winter Peak Savings (MW) | Technical Potential | 0 | 0 | 0 | 0 | 0 | 0 | 0 | 0 | 0 | 0 | 0 | 0 | 0 | 0 | 0 | 0 | 0 | 0 | 0 | 0 | 0 | 0
F13_Industrial_Paper and Printing_New_Process_Natural Gas_Gas Boiler - Insulate Steam Lines/Condensate Tank_A_Technical Potential | F13 | Industrial | Paper and Printing | New | Process | Natural Gas | Gas Boiler - Insulate Steam Lines/Condensate Tank | A | Purchases (Incremental) | Technical Potential | 0 | 0 | 0.0083664 | 0.014601 | 0.02082 | 0.027791 | 0.031989 | 0.036862 | 0.041674 | 0.047087 | 0.051119 | 0.055755 | 0.06033 | 0.065638 | 0.06924 | 0.073618 | 0.077992 | 0.083085 | 0.086448 | 0.090593 | 0.094625 | 0.098646
F14_Industrial_Paper and Printing_New_Process_Natural Gas_Gas Boiler - Insulate Steam Lines/Condensate Tank_A_Technical Potential | F14 | Industrial | Paper and Printing | New | Process | Natural Gas | Gas Boiler - Insulate Steam Lines/Condensate Tank | A | Purchases (Cumulative) | Technical Potential | 0 | 0 | 0.0083664 | 0.022967 | 0.043787 | 0.071578 | 0.10357 | 0.14043 | 0.1821 | 0.22919 | 0.28031 | 0.33607 | 0.3964 | 0.46203 | 0.53127 | 0.60489 | 0.68288 | 0.76597 | 0.85242 | 0.94301 | 1.0376 | 1.1363
F1_Industrial_Paper and Printing_New_Space Heating_Natural Gas_Gas Boiler - Insulate Hot Water Lines_A_Technical Potential | F1 | Industrial | Paper and Printing | New | Space Heating | Natural Gas | Gas Boiler - Insulate Hot Water Lines | A | Original Unit Energy Savings (kWh or therms) | Technical Potential | 0 | 0 | 1182.0085 | 1182.0085 | 1182.0085 | 1182.0085 | 1182.0085 | 1182.0085 | 1182.0085 | 1182.0085 | 1182.0085 | 1182.0085 | 1182.0085 | 1182.0085 | 1182.0085 | 1182.0085 | 1182.0085 | 1182.0085 | 1182.0085 | 1182.0085 | 1182.0085 | 1182.0085
F2_Industrial_Paper and Printing_New_Space Heating_Natural Gas_Gas Boiler - Insulate Hot Water Lines_A_Technical Potential | F2 | Industrial | Paper and Printing | New | Space Heating | Natural Gas | Gas Boiler - Insulate Hot Water Lines | A | Original Unit Summer Peak Savings (kW) | Technical Potential | 0 | 0 | 0 | 0 | 0 | 0 | 0 | 0 | 0 | 0 | 0 | 0 | 0 | 0 | 0 | 0 | 0 | 0 | 0 | 0 | 0 | 0
F3_Industrial_Paper and Printing_New_Space Heating_Natural Gas_Gas Boiler - Insulate Hot Water Lines_A_Technical Potential | F3 | Industrial | Paper and Printing | New | Space Heating | Natural Gas | Gas Boiler - Insulate Hot Water Lines | A | Original Unit Winter Peak Savings (kW) | Technical Potential | 0 | 0 | 0 | 0 | 0 | 0 | 0 | 0 | 0 | 0 | 0 | 0 | 0 | 0 | 0 | 0 | 0 | 0 | 0 | 0 | 0 | 0
F4_Industrial_Paper and Printing_New_Space Heating_Natural Gas_Gas Boiler - Insulate Hot Water Lines_A_Technical Potential | F4 | Industrial | Paper and Printing | New | Space Heating | Natural Gas | Gas Boiler - Insulate Hot Water Lines | A | Standalone Impact on Baseline Energy (%) | Technical Potential | 0% | 0% | 0.006844% | 0.01077% | 0.01439% | 0.01763% | 0.02216% | 0.02607% | 0.02991% | 0.03331% | 0.03753% | 0.04125% | 0.04497% | 0.04818% | 0.05251% | 0.05624% | 0.05993% | 0.0631% | 0.06749% | 0.07124% | 0.07505% | 0.07884%
F5_Industrial_Paper and Printing_New_Space Heating_Natural Gas_Gas Boiler - Insulate Hot Water Lines_A_Technical Potential | F5 | Industrial | Paper and Printing | New | Space Heating | Natural Gas | Gas Boiler - Insulate Hot Water Lines | A | Standalone Impact on Baseline Summer Peak (%) | Technical Potential | bar: 2019 to 2040
F6_Industrial_Paper and Printing_New_Space Heating_Natural Gas_Gas Boiler - Insulate Hot Water Lines_A_Technical Potential | F6 | Industrial | Paper and Printing | New | Space Heating | Natural Gas | Gas Boiler - Insulate Hot Water Lines | A | Standalone Impact on Baseline Winter Peak (%) | Technical Potential | bar: 2019 to 2040
F7_Industrial_Paper and Printing_New_Space Heating_Natural Gas_Gas Boiler - Insulate Hot Water Lines_A_Technical Potential | F7 | Industrial | Paper and Printing | New | Space Heating | Natural Gas | Gas Boiler - Insulate Hot Water Lines | A | Incremental Energy Savings (MWh or mTherms) | Technical Potential | 0 | 0 | 0.00024783 | 0.00043251 | 0.00061674 | 0.00082323 | 0.00094758 | 0.0010919 | 0.0012345 | 0.0013948 | 0.0015142 | 0.0016516 | 0.0017871 | 0.0019443 | 0.002051 | 0.0021807 | 0.0023103 | 0.0024611 | 0.0025608 | 0.0026836 | 0.002803 | 0.0029221
F8_Industrial_Paper and Printing_New_Space Heating_Natural Gas_Gas Boiler - Insulate Hot Water Lines_A_Technical Potential | F8 | Industrial | Paper and Printing | New | Space Heating | Natural Gas | Gas Boiler - Insulate Hot Water Lines | A | Incremental Summer Peak Savings (MW) | Technical Potential | 0 | 0 | 0 | 0 | 0 | 0 | 0 | 0 | 0 | 0 | 0 | 0 | 0 | 0 | 0 | 0 | 0 | 0 | 0 | 0 | 0 | 0
F9_Industrial_Paper and Printing_New_Space Heating_Natural Gas_Gas Boiler - Insulate Hot Water Lines_A_Technical Potential | F9 | Industrial | Paper and Printing | New | Space Heating | Natural Gas | Gas Boiler - Insulate Hot Water Lines | A | Incremental Winter Peak Savings (MW) | Technical Potential | 0 | 0 | 0 | 0 | 0 | 0 | 0 | 0 | 0 | 0 | 0 | 0 | 0 | 0 | 0 | 0 | 0 | 0 | 0 | 0 | 0 | 0
F10_Industrial_Paper and Printing_New_Space Heating_Natural Gas_Gas Boiler - Insulate Hot Water Lines_A_Technical Potential | F10 | Industrial | Paper and Printing | New | Space Heating | Natural Gas | Gas Boiler - Insulate Hot Water Lines | A | Cumulative Energy Savings (MWh or mTherms) | Technical Potential | 0 | 0 | 0.00024783 | 0.00068034 | 0.0012971 | 0.0021203 | 0.0030679 | 0.0041598 | 0.0053943 | 0.0067891 | 0.0083034 | 0.009955 | 0.011742 | 0.013686 | 0.015737 | 0.017918 | 0.020228 | 0.02269 | 0.02525 | 0.027934 | 0.030737 | 0.033659
F11_Industrial_Paper and Printing_New_Space Heating_Natural Gas_Gas Boiler - Insulate Hot Water Lines_A_Technical Potential | F11 | Industrial | Paper and Printing | New | Space Heating | Natural Gas | Gas Boiler - Insulate Hot Water Lines | A | Cumulative Summer Peak Savings (MW) | Technical Potential | 0 | 0 | 0 | 0 | 0 | 0 | 0 | 0 | 0 | 0 | 0 | 0 | 0 | 0 | 0 | 0 | 0 | 0 | 0 | 0 | 0 | 0
F12_Industrial_Paper and Printing_New_Space Heating_Natural Gas_Gas Boiler - Insulate Hot Water Lines_A_Technical Potential | F12 | Industrial | Paper and Printing | New | Space Heating | Natural Gas | Gas Boiler - Insulate Hot Water Lines | A | Cumulative Winter Peak Savings (MW) | Technical Potential | 0 | 0 | 0 | 0 | 0 | 0 | 0 | 0 | 0 | 0 | 0 | 0 | 0 | 0 | 0 | 0 | 0 | 0 | 0 | 0 | 0 | 0
F13_Industrial_Paper and Printing_New_Space Heating_Natural Gas_Gas Boiler - Insulate Hot Water Lines_A_Technical Potential | F13 | Industrial | Paper and Printing | New | Space Heating | Natural Gas | Gas Boiler - Insulate Hot Water Lines | A | Purchases (Incremental) | Technical Potential | 0 | 0 | 0.00020967 | 0.00036591 | 0.00052177 | 0.00069646 | 0.00080167 | 0.0009238 | 0.0010444 | 0.00118 | 0.0012811 | 0.0013973 | 0.0015119 | 0.0016449 | 0.0017352 | 0.0018449 | 0.0019545 | 0.0020822 | 0.0021665 | 0.0022703 | 0.0023714 | 0.0024721
F14_Industrial_Paper and Printing_New_Space Heating_Natural Gas_Gas Boiler - Insulate Hot Water Lines_A_Technical Potential | F14 | Industrial | Paper and Printing | New | Space Heating | Natural Gas | Gas Boiler - Insulate Hot Water Lines | A | Purchases (Cumulative) | Technical Potential | 0 | 0 | 0.00020967 | 0.00057558 | 0.0010973 | 0.0017938 | 0.0025955 | 0.0035193 | 0.0045637 | 0.0057437 | 0.0070248 | 0.0084221 | 0.009934 | 0.011579 | 0.013314 | 0.015159 | 0.017114 | 0.019196 | 0.021362 | 0.023633 | 0.026004 | 0.028476
F1_Industrial_Paper and Printing_New_Process_Natural Gas_Gas Boiler - Insulate Hot Water Lines_A_Technical Potential | F1 | Industrial | Paper and Printing | New | Process | Natural Gas | Gas Boiler - Insulate Hot Water Lines | A | Original Unit Energy Savings (kWh or therms) | Technical Potential | 0 | 0 | 683.0744 | 683.0744 | 683.0744 | 683.0744 | 683.0744 | 683.0744 | 683.0744 | 683.0744 | 683.0744 | 683.0744 | 683.0744 | 683.0744 | 683.0744 | 683.0744 | 683.0744 | 683.0744 | 683.0744 | 683.0744 | 683.0744 | 683.0744
F2_Industrial_Paper and Printing_New_Process_Natural Gas_Gas Boiler - Insulate Hot Water Lines_A_Technical Potential | F2 | Industrial | Paper and Printing | New | Process | Natural Gas | Gas Boiler - Insulate Hot Water Lines | A | Original Unit Summer Peak Savings (kW) | Technical Potential | 0 | 0 | 0 | 0 | 0 | 0 | 0 | 0 | 0 | 0 | 0 | 0 | 0 | 0 | 0 | 0 | 0 | 0 | 0 | 0 | 0 | 0
F3_Industrial_Paper and Printing_New_Process_Natural Gas_Gas Boiler - Insulate Hot Water Lines_A_Technical Potential | F3 | Industrial | Paper and Printing | New | Process | Natural Gas | Gas Boiler - Insulate Hot Water Lines | A | Original Unit Winter Peak Savings (kW) | Technical Potential | 0 | 0 | 0 | 0 | 0 | 0 | 0 | 0 | 0 | 0 | 0 | 0 | 0 | 0 | 0 | 0 | 0 | 0 | 0 | 0 | 0 | 0
F4_Industrial_Paper and Printing_New_Process_Natural Gas_Gas Boiler - Insulate Hot Water Lines_A_Technical Potential | F4 | Industrial | Paper and Printing | New | Process | Natural Gas | Gas Boiler - Insulate Hot Water Lines | A | Standalone Impact on Baseline Energy (%) | Technical Potential | 0% | 0% | 0.03227% | 0.05076% | 0.06787% | 0.08311% | 0.1045% | 0.1229% | 0.141% | 0.1571% | 0.177% | 0.1945% | 0.212% | 0.2272% | 0.2476% | 0.2652% | 0.2825% | 0.2975% | 0.3182% | 0.3359% | 0.3539% | 0.3717%
F5_Industrial_Paper and Printing_New_Process_Natural Gas_Gas Boiler - Insulate Hot Water Lines_A_Technical Potential | F5 | Industrial | Paper and Printing | New | Process | Natural Gas | Gas Boiler - Insulate Hot Water Lines | A | Standalone Impact on Baseline Summer Peak (%) | Technical Potential | bar: 2019 to 2040
F6_Industrial_Paper and Printing_New_Process_Natural Gas_Gas Boiler - Insulate Hot Water Lines_A_Technical Potential | F6 | Industrial | Paper and Printing | New | Process | Natural Gas | Gas Boiler - Insulate Hot Water Lines | A | Standalone Impact on Baseline Winter Peak (%) | Technical Potential | bar: 2019 to 2040
F7_Industrial_Paper and Printing_New_Process_Natural Gas_Gas Boiler - Insulate Hot Water Lines_A_Technical Potential | F7 | Industrial | Paper and Printing | New | Process | Natural Gas | Gas Boiler - Insulate Hot Water Lines | A | Incremental Energy Savings (MWh or mTherms) | Technical Potential | 0 | 0 | 0.0057149 | 0.0099735 | 0.014222 | 0.018983 | 0.021851 | 0.02518 | 0.028467 | 0.032164 | 0.034918 | 0.038085 | 0.04121 | 0.044835 | 0.047296 | 0.050286 | 0.053274 | 0.056753 | 0.059051 | 0.061882 | 0.064636 | 0.067382
F8_Industrial_Paper and Printing_New_Process_Natural Gas_Gas Boiler - Insulate Hot Water Lines_A_Technical Potential | F8 | Industrial | Paper and Printing | New | Process | Natural Gas | Gas Boiler - Insulate Hot Water Lines | A | Incremental Summer Peak Savings (MW) | Technical Potential | 0 | 0 | 0 | 0 | 0 | 0 | 0 | 0 | 0 | 0 | 0 | 0 | 0 | 0 | 0 | 0 | 0 | 0 | 0 | 0 | 0 | 0
F9_Industrial_Paper and Printing_New_Process_Natural Gas_Gas Boiler - Insulate Hot Water Lines_A_Technical Potential | F9 | Industrial | Paper and Printing | New | Process | Natural Gas | Gas Boiler - Insulate Hot Water Lines | A | Incremental Winter Peak Savings (MW) | Technical Potential | 0 | 0 | 0 | 0 | 0 | 0 | 0 | 0 | 0 | 0 | 0 | 0 | 0 | 0 | 0 | 0 | 0 | 0 | 0 | 0 | 0 | 0
F10_Industrial_Paper and Printing_New_Process_Natural Gas_Gas Boiler - Insulate Hot Water Lines_A_Technical Potential | F10 | Industrial | Paper and Printing | New | Process | Natural Gas | Gas Boiler - Insulate Hot Water Lines | A | Cumulative Energy Savings (MWh or mTherms) | Technical Potential | 0 | 0 | 0.0057149 | 0.015688 | 0.02991 | 0.048893 | 0.070744 | 0.095924 | 0.12439 | 0.15655 | 0.19147 | 0.22956 | 0.27077 | 0.3156 | 0.3629 | 0.41319 | 0.46646 | 0.52321 | 0.58226 | 0.64415 | 0.70878 | 0.77616
F11_Industrial_Paper and Printing_New_Process_Natural Gas_Gas Boiler - Insulate Hot Water Lines_A_Technical Potential | F11 | Industrial | Paper and Printing | New | Process | Natural Gas | Gas Boiler - Insulate Hot Water Lines | A | Cumulative Summer Peak Savings (MW) | Technical Potential | 0 | 0 | 0 | 0 | 0 | 0 | 0 | 0 | 0 | 0 | 0 | 0 | 0 | 0 | 0 | 0 | 0 | 0 | 0 | 0 | 0 | 0
F12_Industrial_Paper and Printing_New_Process_Natural Gas_Gas Boiler - Insulate Hot Water Lines_A_Technical Potential | F12 | Industrial | Paper and Printing | New | Process | Natural Gas | Gas Boiler - Insulate Hot Water Lines | A | Cumulative Winter Peak Savings (MW) | Technical Potential | 0 | 0 | 0 | 0 | 0 | 0 | 0 | 0 | 0 | 0 | 0 | 0 | 0 | 0 | 0 | 0 | 0 | 0 | 0 | 0 | 0 | 0
F13_Industrial_Paper and Printing_New_Process_Natural Gas_Gas Boiler - Insulate Hot Water Lines_A_Technical Potential | F13 | Industrial | Paper and Printing | New | Process | Natural Gas | Gas Boiler - Insulate Hot Water Lines | A | Purchases (Incremental) | Technical Potential | 0 | 0 | 0.0083664 | 0.014601 | 0.02082 | 0.027791 | 0.031989 | 0.036862 | 0.041674 | 0.047087 | 0.051119 | 0.055755 | 0.06033 | 0.065638 | 0.06924 | 0.073618 | 0.077992 | 0.083085 | 0.086448 | 0.090593 | 0.094625 | 0.098646
F14_Industrial_Paper and Printing_New_Process_Natural Gas_Gas Boiler - Insulate Hot Water Lines_A_Technical Potential | F14 | Industrial | Paper and Printing | New | Process | Natural Gas | Gas Boiler - Insulate Hot Water Lines | A | Purchases (Cumulative) | Technical Potential | 0 | 0 | 0.0083664 | 0.022967 | 0.043787 | 0.071578 | 0.10357 | 0.14043 | 0.1821 | 0.22919 | 0.28031 | 0.33607 | 0.3964 | 0.46203 | 0.53127 | 0.60489 | 0.68288 | 0.76597 | 0.85242 | 0.94301 | 1.0376 | 1.1363
F1_Industrial_Paper and Printing_New_Process_Natural Gas_Process - Insulate Heated Process Fluids_A_Technical Potential | F1 | Industrial | Paper and Printing | New | Process | Natural Gas | Process - Insulate Heated Process Fluids | A | Original Unit Energy Savings (kWh or therms) | Technical Potential | 0 | 0 | 559.2448 | 559.2448 | 559.2448 | 559.2448 | 559.2448 | 559.2448 | 559.2448 | 559.2448 | 559.2448 | 559.2448 | 559.2448 | 559.2448 | 559.2448 | 559.2448 | 559.2448 | 559.2448 | 559.2448 | 559.2448 | 559.2448 | 559.2448
F2_Industrial_Paper and Printing_New_Process_Natural Gas_Process - Insulate Heated Process Fluids_A_Technical Potential | F2 | Industrial | Paper and Printing | New | Process | Natural Gas | Process - Insulate Heated Process Fluids | A | Original Unit Summer Peak Savings (kW) | Technical Potential | 0 | 0 | 0 | 0 | 0 | 0 | 0 | 0 | 0 | 0 | 0 | 0 | 0 | 0 | 0 | 0 | 0 | 0 | 0 | 0 | 0 | 0
F3_Industrial_Paper and Printing_New_Process_Natural Gas_Process - Insulate Heated Process Fluids_A_Technical Potential | F3 | Industrial | Paper and Printing | New | Process | Natural Gas | Process - Insulate Heated Process Fluids | A | Original Unit Winter Peak Savings (kW) | Technical Potential | 0 | 0 | 0 | 0 | 0 | 0 | 0 | 0 | 0 | 0 | 0 | 0 | 0 | 0 | 0 | 0 | 0 | 0 | 0 | 0 | 0 | 0
F4_Industrial_Paper and Printing_New_Process_Natural Gas_Process - Insulate Heated Process Fluids_A_Technical Potential | F4 | Industrial | Paper and Printing | New | Process | Natural Gas | Process - Insulate Heated Process Fluids | A | Standalone Impact on Baseline Energy (%) | Technical Potential | 0% | 0% | 0.05779% | 0.09091% | 0.1215% | 0.1489% | 0.1871% | 0.2144% | 0.2312% | 0.238% | 0.2458% | 0.2467% | 0.245% | 0.2388% | 0.2373% | 0.2319% | 0.2259% | 0.2176% | 0.2092% | 0.1997% | 0.1912% | 0.1834%
F5_Industrial_Paper and Printing_New_Process_Natural Gas_Process - Insulate Heated Process Fluids_A_Technical Potential | F5 | Industrial | Paper and Printing | New | Process | Natural Gas | Process - Insulate Heated Process Fluids | A | Standalone Impact on Baseline Summer Peak (%) | Technical Potential | bar: 2019 to 2040
F6_Industrial_Paper and Printing_New_Process_Natural Gas_Process - Insulate Heated Process Fluids_A_Technical Potential | F6 | Industrial | Paper and Printing | New | Process | Natural Gas | Process - Insulate Heated Process Fluids | A | Standalone Impact on Baseline Winter Peak (%) | Technical Potential | bar: 2019 to 2040
F7_Industrial_Paper and Printing_New_Process_Natural Gas_Process - Insulate Heated Process Fluids_A_Technical Potential | F7 | Industrial | Paper and Printing | New | Process | Natural Gas | Process - Insulate Heated Process Fluids | A | Incremental Energy Savings (MWh or mTherms) | Technical Potential | 0 | 0 | 0.010235 | 0.017862 | 0.02547 | 0.033998 | 0.039134 | 0.040586 | 0.036707 | 0.03318 | 0.028816 | 0.025144 | 0.021766 | 0.018945 | 0.015987 | 0.013599 | 0.011525 | 0.0098223 | 6.9708e-05 | 2.6089e-05 | 9.2899e-06 | 3.158e-06
F8_Industrial_Paper and Printing_New_Process_Natural Gas_Process - Insulate Heated Process Fluids_A_Technical Potential | F8 | Industrial | Paper and Printing | New | Process | Natural Gas | Process - Insulate Heated Process Fluids | A | Incremental Summer Peak Savings (MW) | Technical Potential | 0 | 0 | 0 | 0 | 0 | 0 | 0 | 0 | 0 | 0 | 0 | 0 | 0 | 0 | 0 | 0 | 0 | 0 | 0 | 0 | 0 | 0
F9_Industrial_Paper and Printing_New_Process_Natural Gas_Process - Insulate Heated Process Fluids_A_Technical Potential | F9 | Industrial | Paper and Printing | New | Process | Natural Gas | Process - Insulate Heated Process Fluids | A | Incremental Winter Peak Savings (MW) | Technical Potential | 0 | 0 | 0 | 0 | 0 | 0 | 0 | 0 | 0 | 0 | 0 | 0 | 0 | 0 | 0 | 0 | 0 | 0 | 0 | 0 | 0 | 0
F10_Industrial_Paper and Printing_New_Process_Natural Gas_Process - Insulate Heated Process Fluids_A_Technical Potential | F10 | Industrial | Paper and Printing | New | Process | Natural Gas | Process - Insulate Heated Process Fluids | A | Cumulative Energy Savings (MWh or mTherms) | Technical Potential | 0 | 0 | 0.010235 | 0.028097 | 0.053567 | 0.087565 | 0.1267 | 0.16728 | 0.20399 | 0.23717 | 0.26599 | 0.29113 | 0.3129 | 0.33184 | 0.34783 | 0.36143 | 0.37295 | 0.38278 | 0.38285 | 0.38287 | 0.38288 | 0.38288
F11_Industrial_Paper and Printing_New_Process_Natural Gas_Process - Insulate Heated Process Fluids_A_Technical Potential | F11 | Industrial | Paper and Printing | New | Process | Natural Gas | Process - Insulate Heated Process Fluids | A | Cumulative Summer Peak Savings (MW) | Technical Potential | 0 | 0 | 0 | 0 | 0 | 0 | 0 | 0 | 0 | 0 | 0 | 0 | 0 | 0 | 0 | 0 | 0 | 0 | 0 | 0 | 0 | 0
F12_Industrial_Paper and Printing_New_Process_Natural Gas_Process - Insulate Heated Process Fluids_A_Technical Potential | F12 | Industrial | Paper and Printing | New | Process | Natural Gas | Process - Insulate Heated Process Fluids | A | Cumulative Winter Peak Savings (MW) | Technical Potential | 0 | 0 | 0 | 0 | 0 | 0 | 0 | 0 | 0 | 0 | 0 | 0 | 0 | 0 | 0 | 0 | 0 | 0 | 0 | 0 | 0 | 0
F13_Industrial_Paper and Printing_New_Process_Natural Gas_Process - Insulate Heated Process Fluids_A_Technical Potential | F13 | Industrial | Paper and Printing | New | Process | Natural Gas | Process - Insulate Heated Process Fluids | A | Purchases (Incremental) | Technical Potential | 0 | 0 | 0.018301 | 0.031939 | 0.045544 | 0.060792 | 0.069976 | 0.072573 | 0.065637 | 0.05933 | 0.051527 | 0.044961 | 0.03892 | 0.033875 | 0.028587 | 0.024316 | 0.020609 | 0.017563 | 0.00012465 | 4.6651e-05 | 1.6612e-05 | 5.647e-06
F14_Industrial_Paper and Printing_New_Process_Natural Gas_Process - Insulate Heated Process Fluids_A_Technical Potential | F14 | Industrial | Paper and Printing | New | Process | Natural Gas | Process - Insulate Heated Process Fluids | A | Purchases (Cumulative) | Technical Potential | 0 | 0 | 0.018301 | 0.050241 | 0.095785 | 0.15658 | 0.22655 | 0.29913 | 0.36476 | 0.42409 | 0.47562 | 0.52058 | 0.5595 | 0.59338 | 0.62196 | 0.64628 | 0.66689 | 0.68445 | 0.68458 | 0.68462 | 0.68464 | 0.68464
F1_Industrial_Paper and Printing_New_Process_Natural Gas_Process Heat Recovery_A_Technical Potential | F1 | Industrial | Paper and Printing | New | Process | Natural Gas | Process Heat Recovery | A | Original Unit Energy Savings (kWh or therms) | Technical Potential | 0 | 0 | 73.39 | 73.39 | 73.39 | 73.39 | 73.39 | 73.39 | 73.39 | 73.39 | 73.39 | 73.39 | 73.39 | 73.39 | 73.39 | 73.39 | 73.39 | 73.39 | 73.39 | 73.39 | 73.39 | 73.39
F2_Industrial_Paper and Printing_New_Process_Natural Gas_Process Heat Recovery_A_Technical Potential | F2 | Industrial | Paper and Printing | New | Process | Natural Gas | Process Heat Recovery | A | Original Unit Summer Peak Savings (kW) | Technical Potential | 0 | 0 | 0 | 0 | 0 | 0 | 0 | 0 | 0 | 0 | 0 | 0 | 0 | 0 | 0 | 0 | 0 | 0 | 0 | 0 | 0 | 0
F3_Industrial_Paper and Printing_New_Process_Natural Gas_Process Heat Recovery_A_Technical Potential | F3 | Industrial | Paper and Printing | New | Process | Natural Gas | Process Heat Recovery | A | Original Unit Winter Peak Savings (kW) | Technical Potential | 0 | 0 | 0 | 0 | 0 | 0 | 0 | 0 | 0 | 0 | 0 | 0 | 0 | 0 | 0 | 0 | 0 | 0 | 0 | 0 | 0 | 0
F4_Industrial_Paper and Printing_New_Process_Natural Gas_Process Heat Recovery_A_Technical Potential | F4 | Industrial | Paper and Printing | New | Process | Natural Gas | Process Heat Recovery | A | Standalone Impact on Baseline Energy (%) | Technical Potential | 0% | 0% | 0.273% | 0.4295% | 0.5742% | 0.7032% | 0.884% | 1.013% | 1.092% | 1.124% | 1.161% | 1.165% | 1.158% | 1.128% | 1.121% | 1.096% | 1.067% | 1.002% | 0.9629% | 0.9188% | 0.8797% | 0.8438%
F5_Industrial_Paper and Printing_New_Process_Natural Gas_Process Heat Recovery_A_Technical Potential | F5 | Industrial | Paper and Printing | New | Process | Natural Gas | Process Heat Recovery | A | Standalone Impact on Baseline Summer Peak (%) | Technical Potential | bar: 2019 to 2040
F6_Industrial_Paper and Printing_New_Process_Natural Gas_Process Heat Recovery_A_Technical Potential | F6 | Industrial | Paper and Printing | New | Process | Natural Gas | Process Heat Recovery | A | Standalone Impact on Baseline Winter Peak (%) | Technical Potential | bar: 2019 to 2040
F7_Industrial_Paper and Printing_New_Process_Natural Gas_Process Heat Recovery_A_Technical Potential | F7 | Industrial | Paper and Printing | New | Process | Natural Gas | Process Heat Recovery | A | Incremental Energy Savings (MWh or mTherms) | Technical Potential | 0 | 0 | 0.048353 | 0.084385 | 0.12033 | 0.16062 | 0.18488 | 0.19174 | 0.17342 | 0.15675 | 0.13614 | 0.11879 | 0.10283 | 0.0895 | 0.075529 | 0.064244 | 0.054449 | 0.048353 | 0.084385 | 0.12033 | 0.16062 | 0.18488
F8_Industrial_Paper and Printing_New_Process_Natural Gas_Process Heat Recovery_A_Technical Potential | F8 | Industrial | Paper and Printing | New | Process | Natural Gas | Process Heat Recovery | A | Incremental Summer Peak Savings (MW) | Technical Potential | 0 | 0 | 0 | 0 | 0 | 0 | 0 | 0 | 0 | 0 | 0 | 0 | 0 | 0 | 0 | 0 | 0 | 0 | 0 | 0 | 0 | 0
F9_Industrial_Paper and Printing_New_Process_Natural Gas_Process Heat Recovery_A_Technical Potential | F9 | Industrial | Paper and Printing | New | Process | Natural Gas | Process Heat Recovery | A | Incremental Winter Peak Savings (MW) | Technical Potential | 0 | 0 | 0 | 0 | 0 | 0 | 0 | 0 | 0 | 0 | 0 | 0 | 0 | 0 | 0 | 0 | 0 | 0 | 0 | 0 | 0 | 0
F10_Industrial_Paper and Printing_New_Process_Natural Gas_Process Heat Recovery_A_Technical Potential | F10 | Industrial | Paper and Printing | New | Process | Natural Gas | Process Heat Recovery | A | Cumulative Energy Savings (MWh or mTherms) | Technical Potential | 0 | 0 | 0.048353 | 0.13274 | 0.25307 | 0.41368 | 0.59856 | 0.7903 | 0.96372 | 1.1205 | 1.2566 | 1.3754 | 1.4782 | 1.5677 | 1.6433 | 1.7075 | 1.7619 | 1.7619 | 1.7619 | 1.7619 | 1.7619 | 1.7619
F11_Industrial_Paper and Printing_New_Process_Natural Gas_Process Heat Recovery_A_Technical Potential | F11 | Industrial | Paper and Printing | New | Process | Natural Gas | Process Heat Recovery | A | Cumulative Summer Peak Savings (MW) | Technical Potential | 0 | 0 | 0 | 0 | 0 | 0 | 0 | 0 | 0 | 0 | 0 | 0 | 0 | 0 | 0 | 0 | 0 | 0 | 0 | 0 | 0 | 0
F12_Industrial_Paper and Printing_New_Process_Natural Gas_Process Heat Recovery_A_Technical Potential | F12 | Industrial | Paper and Printing | New | Process | Natural Gas | Process Heat Recovery | A | Cumulative Winter Peak Savings (MW) | Technical Potential | 0 | 0 | 0 | 0 | 0 | 0 | 0 | 0 | 0 | 0 | 0 | 0 | 0 | 0 | 0 | 0 | 0 | 0 | 0 | 0 | 0 | 0
F13_Industrial_Paper and Printing_New_Process_Natural Gas_Process Heat Recovery_A_Technical Potential | F13 | Industrial | Paper and Printing | New | Process | Natural Gas | Process Heat Recovery | A | Purchases (Incremental) | Technical Potential | 0 | 0 | 0.65885 | 1.1498 | 1.6396 | 2.1885 | 2.5191 | 2.6126 | 2.3629 | 2.1359 | 1.855 | 1.6186 | 1.4011 | 1.2195 | 1.0291 | 0.87537 | 0.74191 | 0.65885 | 1.1498 | 1.6396 | 2.1885 | 2.5191
F14_Industrial_Paper and Printing_New_Process_Natural Gas_Process Heat Recovery_A_Technical Potential | F14 | Industrial | Paper and Printing | New | Process | Natural Gas | Process Heat Recovery | A | Purchases (Cumulative) | Technical Potential | 0 | 0 | 0.65885 | 1.8087 | 3.4482 | 5.6368 | 8.1559 | 10.7685 | 13.1314 | 15.2673 | 17.1223 | 18.7409 | 20.142 | 21.3615 | 22.3907 | 23.266 | 24.0079 | 24.0079 | 24.0079 | 24.0079 | 24.0079 | 24.0079
F1_Industrial_Paper and Printing_New_Space Heating_Natural Gas_Building Automation System_A_Technical Potential | F1 | Industrial | Paper and Printing | New | Space Heating | Natural Gas | Building Automation System | A | Original Unit Energy Savings (kWh or therms) | Technical Potential | 0 | 0 | 0.01486 | 0.01486 | 0.01486 | 0.01486 | 0.01486 | 0.01486 | 0.01486 | 0.01486 | 0.01486 | 0.01486 | 0.01486 | 0.01486 | 0.01486 | 0.01486 | 0.01486 | 0.01486 | 0.01486 | 0.01486 | 0.01486 | 0.01486
F2_Industrial_Paper and Printing_New_Space Heating_Natural Gas_Building Automation System_A_Technical Potential | F2 | Industrial | Paper and Printing | New | Space Heating | Natural Gas | Building Automation System | A | Original Unit Summer Peak Savings (kW) | Technical Potential | 0 | 0 | 0 | 0 | 0 | 0 | 0 | 0 | 0 | 0 | 0 | 0 | 0 | 0 | 0 | 0 | 0 | 0 | 0 | 0 | 0 | 0
F3_Industrial_Paper and Printing_New_Space Heating_Natural Gas_Building Automation System_A_Technical Potential | F3 | Industrial | Paper and Printing | New | Space Heating | Natural Gas | Building Automation System | A | Original Unit Winter Peak Savings (kW) | Technical Potential | 0 | 0 | 0 | 0 | 0 | 0 | 0 | 0 | 0 | 0 | 0 | 0 | 0 | 0 | 0 | 0 | 0 | 0 | 0 | 0 | 0 | 0
F4_Industrial_Paper and Printing_New_Space Heating_Natural Gas_Building Automation System_A_Technical Potential | F4 | Industrial | Paper and Printing | New | Space Heating | Natural Gas | Building Automation System | A | Standalone Impact on Baseline Energy (%) | Technical Potential | 0% | 0% | 0.01539% | 0.03957% | 0.08236% | 0.1505% | 0.2656% | 0.4236% | 0.6374% | 0.9046% | 1.254% | 1.647% | 2.079% | 2.504% | 2.969% | 3.353% | 3.659% | 3.841% | 3.998% | 4.019% | 3.959% | 3.844%
F5_Industrial_Paper and Printing_New_Space Heating_Natural Gas_Building Automation System_A_Technical Potential | F5 | Industrial | Paper and Printing | New | Space Heating | Natural Gas | Building Automation System | A | Standalone Impact on Baseline Summer Peak (%) | Technical Potential | bar: 2019 to 2040
F6_Industrial_Paper and Printing_New_Space Heating_Natural Gas_Building Automation System_A_Technical Potential | F6 | Industrial | Paper and Printing | New | Space Heating | Natural Gas | Building Automation System | A | Standalone Impact on Baseline Winter Peak (%) | Technical Potential | bar: 2019 to 2040
F7_Industrial_Paper and Printing_New_Space Heating_Natural Gas_Building Automation System_A_Technical Potential | F7 | Industrial | Paper and Printing | New | Space Heating | Natural Gas | Building Automation System | A | Incremental Energy Savings (MWh or mTherms) | Technical Potential | 0 | 0 | 0.00055715 | 0.0019436 | 0.0049209 | 0.010685 | 0.018667 | 0.030809 | 0.047379 | 0.069398 | 0.093182 | 0.11985 | 0.1455 | 0.1684 | 0.17838 | 0.17879 | 0.16654 | 0.14672 | 0.11674 | 0.084693 | 0.056518 | 0.038425
F8_Industrial_Paper and Printing_New_Space Heating_Natural Gas_Building Automation System_A_Technical Potential | F8 | Industrial | Paper and Printing | New | Space Heating | Natural Gas | Building Automation System | A | Incremental Summer Peak Savings (MW) | Technical Potential | 0 | 0 | 0 | 0 | 0 | 0 | 0 | 0 | 0 | 0 | 0 | 0 | 0 | 0 | 0 | 0 | 0 | 0 | 0 | 0 | 0 | 0
F9_Industrial_Paper and Printing_New_Space Heating_Natural Gas_Building Automation System_A_Technical Potential | F9 | Industrial | Paper and Printing | New | Space Heating | Natural Gas | Building Automation System | A | Incremental Winter Peak Savings (MW) | Technical Potential | 0 | 0 | 0 | 0 | 0 | 0 | 0 | 0 | 0 | 0 | 0 | 0 | 0 | 0 | 0 | 0 | 0 | 0 | 0 | 0 | 0 | 0
F10_Industrial_Paper and Printing_New_Space Heating_Natural Gas_Building Automation System_A_Technical Potential | F10 | Industrial | Paper and Printing | New | Space Heating | Natural Gas | Building Automation System | A | Cumulative Energy Savings (MWh or mTherms) | Technical Potential | 0 | 0 | 0.00055715 | 0.0025008 | 0.0074217 | 0.018106 | 0.036774 | 0.067583 | 0.11496 | 0.18436 | 0.27754 | 0.39739 | 0.54289 | 0.71129 | 0.88968 | 1.0685 | 1.235 | 1.3812 | 1.496 | 1.5757 | 1.6216 | 1.6413
F11_Industrial_Paper and Printing_New_Space Heating_Natural Gas_Building Automation System_A_Technical Potential | F11 | Industrial | Paper and Printing | New | Space Heating | Natural Gas | Building Automation System | A | Cumulative Summer Peak Savings (MW) | Technical Potential | 0 | 0 | 0 | 0 | 0 | 0 | 0 | 0 | 0 | 0 | 0 | 0 | 0 | 0 | 0 | 0 | 0 | 0 | 0 | 0 | 0 | 0
F12_Industrial_Paper and Printing_New_Space Heating_Natural Gas_Building Automation System_A_Technical Potential | F12 | Industrial | Paper and Printing | New | Space Heating | Natural Gas | Building Automation System | A | Cumulative Winter Peak Savings (MW) | Technical Potential | 0 | 0 | 0 | 0 | 0 | 0 | 0 | 0 | 0 | 0 | 0 | 0 | 0 | 0 | 0 | 0 | 0 | 0 | 0 | 0 | 0 | 0
F13_Industrial_Paper and Printing_New_Space Heating_Natural Gas_Building Automation System_A_Technical Potential | F13 | Industrial | Paper and Printing | New | Space Heating | Natural Gas | Building Automation System | A | Purchases (Incremental) | Technical Potential | 0 | 0 | 37.4919 | 130.7913 | 331.142 | 718.9921 | 1256.1855 | 2073.2169 | 3188.2844 | 4669.9922 | 6270.4884 | 8065.0958 | 9791.0154 | 11332.0827 | 12003.8755 | 12031.1363 | 11206.6319 | 9872.9044 | 7855.5326 | 5699.204 | 3803.2165 | 2585.7366
F14_Industrial_Paper and Printing_New_Space Heating_Natural Gas_Building Automation System_A_Technical Potential | F14 | Industrial | Paper and Printing | New | Space Heating | Natural Gas | Building Automation System | A | Purchases (Cumulative) | Technical Potential | 0 | 0 | 37.4919 | 168.2833 | 499.4252 | 1218.4174 | 2474.6029 | 4547.8198 | 7736.1043 | 12406.0965 | 18676.5849 | 26741.6806 | 36532.6961 | 47864.7787 | 59868.6543 | 71899.7906 | 83106.4225 | 92941.835 | 100666.5763 | 106034.6383 | 109118.8626 | 110448.4137
F1_Industrial_Paper and Printing_New_Space Heating_Natural Gas_Steam System Efficiency Improvements_A_Technical Potential | F1 | Industrial | Paper and Printing | New | Space Heating | Natural Gas | Steam System Efficiency Improvements | A | Original Unit Energy Savings (kWh or therms) | Technical Potential | 0 | 0 | 0.13322 | 0.13322 | 0.13322 | 0.13322 | 0.13322 | 0.13322 | 0.13322 | 0.13322 | 0.13322 | 0.13322 | 0.13322 | 0.13322 | 0.13322 | 0.13322 | 0.13322 | 0.13322 | 0.13322 | 0.13322 | 0.13322 | 0.13322
F2_Industrial_Paper and Printing_New_Space Heating_Natural Gas_Steam System Efficiency Improvements_A_Technical Potential | F2 | Industrial | Paper and Printing | New | Space Heating | Natural Gas | Steam System Efficiency Improvements | A | Original Unit Summer Peak Savings (kW) | Technical Potential | 0 | 0 | 0 | 0 | 0 | 0 | 0 | 0 | 0 | 0 | 0 | 0 | 0 | 0 | 0 | 0 | 0 | 0 | 0 | 0 | 0 | 0
F3_Industrial_Paper and Printing_New_Space Heating_Natural Gas_Steam System Efficiency Improvements_A_Technical Potential | F3 | Industrial | Paper and Printing | New | Space Heating | Natural Gas | Steam System Efficiency Improvements | A | Original Unit Winter Peak Savings (kW) | Technical Potential | 0 | 0 | 0 | 0 | 0 | 0 | 0 | 0 | 0 | 0 | 0 | 0 | 0 | 0 | 0 | 0 | 0 | 0 | 0 | 0 | 0 | 0
F4_Industrial_Paper and Printing_New_Space Heating_Natural Gas_Steam System Efficiency Improvements_A_Technical Potential | F4 | Industrial | Paper and Printing | New | Space Heating | Natural Gas | Steam System Efficiency Improvements | A | Standalone Impact on Baseline Energy (%) | Technical Potential | 0% | 0% | 0.0009776% | 0.002514% | 0.005233% | 0.009564% | 0.01688% | 0.02669% | 0.03961% | 0.05516% | 0.0745% | 0.09495% | 0.1157% | 0.1334% | 0.1495% | 0.1577% | 0.1577% | 0.1481% | 0.1423% | 0.1358% | 0.13% | 0.1247%
F5_Industrial_Paper and Printing_New_Space Heating_Natural Gas_Steam System Efficiency Improvements_A_Technical Potential | F5 | Industrial | Paper and Printing | New | Space Heating | Natural Gas | Steam System Efficiency Improvements | A | Standalone Impact on Baseline Summer Peak (%) | Technical Potential | bar: 2019 to 2040
F6_Industrial_Paper and Printing_New_Space Heating_Natural Gas_Steam System Efficiency Improvements_A_Technical Potential | F6 | Industrial | Paper and Printing | New | Space Heating | Natural Gas | Steam System Efficiency Improvements | A | Standalone Impact on Baseline Winter Peak (%) | Technical Potential | bar: 2019 to 2040
F7_Industrial_Paper and Printing_New_Space Heating_Natural Gas_Steam System Efficiency Improvements_A_Technical Potential | F7 | Industrial | Paper and Printing | New | Space Heating | Natural Gas | Steam System Efficiency Improvements | A | Incremental Energy Savings (MWh or mTherms) | Technical Potential | 0 | 0 | 3.5399e-05 | 0.00012349 | 0.00031265 | 0.00067885 | 0.001186 | 0.0019575 | 0.0030103 | 0.0044092 | 0.0059204 | 0.0076148 | 0.0092443 | 0.010699 | 0.011334 | 0.011359 | 0.010581 | 0.0093216 | 0.010823 | 0.011646 | 0.012038 | 0.011767
F8_Industrial_Paper and Printing_New_Space Heating_Natural Gas_Steam System Efficiency Improvements_A_Technical Potential | F8 | Industrial | Paper and Printing | New | Space Heating | Natural Gas | Steam System Efficiency Improvements | A | Incremental Summer Peak Savings (MW) | Technical Potential | 0 | 0 | 0 | 0 | 0 | 0 | 0 | 0 | 0 | 0 | 0 | 0 | 0 | 0 | 0 | 0 | 0 | 0 | 0 | 0 | 0 | 0
F9_Industrial_Paper and Printing_New_Space Heating_Natural Gas_Steam System Efficiency Improvements_A_Technical Potential | F9 | Industrial | Paper and Printing | New | Space Heating | Natural Gas | Steam System Efficiency Improvements | A | Incremental Winter Peak Savings (MW) | Technical Potential | 0 | 0 | 0 | 0 | 0 | 0 | 0 | 0 | 0 | 0 | 0 | 0 | 0 | 0 | 0 | 0 | 0 | 0 | 0 | 0 | 0 | 0
F10_Industrial_Paper and Printing_New_Space Heating_Natural Gas_Steam System Efficiency Improvements_A_Technical Potential | F10 | Industrial | Paper and Printing | New | Space Heating | Natural Gas | Steam System Efficiency Improvements | A | Cumulative Energy Savings (MWh or mTherms) | Technical Potential | 0 | 0 | 3.5399e-05 | 0.00015889 | 0.00047154 | 0.0011504 | 0.0023364 | 0.0042585 | 0.0071453 | 0.011242 | 0.016483 | 0.022912 | 0.030199 | 0.037888 | 0.044812 | 0.050251 | 0.053218 | 0.053259 | 0.053259 | 0.053259 | 0.053259 | 0.053259
F11_Industrial_Paper and Printing_New_Space Heating_Natural Gas_Steam System Efficiency Improvements_A_Technical Potential | F11 | Industrial | Paper and Printing | New | Space Heating | Natural Gas | Steam System Efficiency Improvements | A | Cumulative Summer Peak Savings (MW) | Technical Potential | 0 | 0 | 0 | 0 | 0 | 0 | 0 | 0 | 0 | 0 | 0 | 0 | 0 | 0 | 0 | 0 | 0 | 0 | 0 | 0 | 0 | 0
F12_Industrial_Paper and Printing_New_Space Heating_Natural Gas_Steam System Efficiency Improvements_A_Technical Potential | F12 | Industrial | Paper and Printing | New | Space Heating | Natural Gas | Steam System Efficiency Improvements | A | Cumulative Winter Peak Savings (MW) | Technical Potential | 0 | 0 | 0 | 0 | 0 | 0 | 0 | 0 | 0 | 0 | 0 | 0 | 0 | 0 | 0 | 0 | 0 | 0 | 0 | 0 | 0 | 0
F13_Industrial_Paper and Printing_New_Space Heating_Natural Gas_Steam System Efficiency Improvements_A_Technical Potential | F13 | Industrial | Paper and Printing | New | Space Heating | Natural Gas | Steam System Efficiency Improvements | A | Purchases (Incremental) | Technical Potential | 0 | 0 | 0.26571 | 0.92693 | 2.3468 | 5.0956 | 8.9027 | 14.6931 | 22.5958 | 33.0968 | 44.4397 | 57.1583 | 69.3901 | 80.3119 | 85.0729 | 85.2661 | 79.4228 | 69.9705 | 81.2388 | 87.4198 | 90.3617 | 88.3255
F14_Industrial_Paper and Printing_New_Space Heating_Natural Gas_Steam System Efficiency Improvements_A_Technical Potential | F14 | Industrial | Paper and Printing | New | Space Heating | Natural Gas | Steam System Efficiency Improvements | A | Purchases (Cumulative) | Technical Potential | 0 | 0 | 0.26571 | 1.1926 | 3.5395 | 8.6351 | 17.5378 | 31.9652 | 53.6341 | 84.384 | 123.7282 | 171.9837 | 226.6807 | 284.3968 | 336.373 | 377.1994 | 399.4638 | 399.7785 | 399.7785 | 399.7785 | 399.7785 | 399.7785
F1_Industrial_Paper and Printing_New_Process_Natural Gas_Steam System Efficiency Improvements_A_Technical Potential | F1 | Industrial | Paper and Printing | New | Process | Natural Gas | Steam System Efficiency Improvements | A | Original Unit Energy Savings (kWh or therms) | Technical Potential | 0 | 0 | 0.076988 | 0.076988 | 0.076988 | 0.076988 | 0.076988 | 0.076988 | 0.076988 | 0.076988 | 0.076988 | 0.076988 | 0.076988 | 0.076988 | 0.076988 | 0.076988 | 0.076988 | 0.076988 | 0.076988 | 0.076988 | 0.076988 | 0.076988
F2_Industrial_Paper and Printing_New_Process_Natural Gas_Steam System Efficiency Improvements_A_Technical Potential | F2 | Industrial | Paper and Printing | New | Process | Natural Gas | Steam System Efficiency Improvements | A | Original Unit Summer Peak Savings (kW) | Technical Potential | 0 | 0 | 0 | 0 | 0 | 0 | 0 | 0 | 0 | 0 | 0 | 0 | 0 | 0 | 0 | 0 | 0 | 0 | 0 | 0 | 0 | 0
F3_Industrial_Paper and Printing_New_Process_Natural Gas_Steam System Efficiency Improvements_A_Technical Potential | F3 | Industrial | Paper and Printing | New | Process | Natural Gas | Steam System Efficiency Improvements | A | Original Unit Winter Peak Savings (kW) | Technical Potential | 0 | 0 | 0 | 0 | 0 | 0 | 0 | 0 | 0 | 0 | 0 | 0 | 0 | 0 | 0 | 0 | 0 | 0 | 0 | 0 | 0 | 0
F4_Industrial_Paper and Printing_New_Process_Natural Gas_Steam System Efficiency Improvements_A_Technical Potential | F4 | Industrial | Paper and Printing | New | Process | Natural Gas | Steam System Efficiency Improvements | A | Standalone Impact on Baseline Energy (%) | Technical Potential | 0% | 0% | 1.119e-06% | 2.879e-06% | 5.991e-06% | 1.095e-05% | 1.932e-05% | 3.056e-05% | 4.535e-05% | 6.316e-05% | 8.53e-05% | 0.0001087% | 0.0001324% | 0.0001527% | 0.0001712% | 0.0001806% | 0.0001805% | 0.0001696% | 0.000163% | 0.0001555% | 0.0001489% | 0.0001428%
F5_Industrial_Paper and Printing_New_Process_Natural Gas_Steam System Efficiency Improvements_A_Technical Potential | F5 | Industrial | Paper and Printing | New | Process | Natural Gas | Steam System Efficiency Improvements | A | Standalone Impact on Baseline Summer Peak (%) | Technical Potential | bar: 2019 to 2040
F6_Industrial_Paper and Printing_New_Process_Natural Gas_Steam System Efficiency Improvements_A_Technical Potential | F6 | Industrial | Paper and Printing | New | Process | Natural Gas | Steam System Efficiency Improvements | A | Standalone Impact on Baseline Winter Peak (%) | Technical Potential | bar: 2019 to 2040
F7_Industrial_Paper and Printing_New_Process_Natural Gas_Steam System Efficiency Improvements_A_Technical Potential | F7 | Industrial | Paper and Printing | New | Process | Natural Gas | Steam System Efficiency Improvements | A | Incremental Energy Savings (MWh or mTherms) | Technical Potential | 0 | 0 | 1.9821e-07 | 6.9146e-07 | 1.7507e-06 | 3.8012e-06 | 6.6412e-06 | 1.0961e-05 | 1.6856e-05 | 2.4689e-05 | 3.3151e-05 | 4.2638e-05 | 5.1763e-05 | 5.991e-05 | 6.3462e-05 | 6.3606e-05 | 5.9247e-05 | 5.2196e-05 | 6.0602e-05 | 6.5213e-05 | 6.7407e-05 | 6.5888e-05
F8_Industrial_Paper and Printing_New_Process_Natural Gas_Steam System Efficiency Improvements_A_Technical Potential | F8 | Industrial | Paper and Printing | New | Process | Natural Gas | Steam System Efficiency Improvements | A | Incremental Summer Peak Savings (MW) | Technical Potential | 0 | 0 | 0 | 0 | 0 | 0 | 0 | 0 | 0 | 0 | 0 | 0 | 0 | 0 | 0 | 0 | 0 | 0 | 0 | 0 | 0 | 0
F9_Industrial_Paper and Printing_New_Process_Natural Gas_Steam System Efficiency Improvements_A_Technical Potential | F9 | Industrial | Paper and Printing | New | Process | Natural Gas | Steam System Efficiency Improvements | A | Incremental Winter Peak Savings (MW) | Technical Potential | 0 | 0 | 0 | 0 | 0 | 0 | 0 | 0 | 0 | 0 | 0 | 0 | 0 | 0 | 0 | 0 | 0 | 0 | 0 | 0 | 0 | 0
F10_Industrial_Paper and Printing_New_Process_Natural Gas_Steam System Efficiency Improvements_A_Technical Potential | F10 | Industrial | Paper and Printing | New | Process | Natural Gas | Steam System Efficiency Improvements | A | Cumulative Energy Savings (MWh or mTherms) | Technical Potential | 0 | 0 | 1.9821e-07 | 8.8968e-07 | 2.6404e-06 | 6.4415e-06 | 1.3083e-05 | 2.3845e-05 | 4.0009e-05 | 6.2948e-05 | 9.2297e-05 | 0.00012829 | 0.0001691 | 0.00021215 | 0.00025092 | 0.00028138 | 0.00029799 | 0.00029822 | 0.00029822 | 0.00029822 | 0.00029822 | 0.00029822
F11_Industrial_Paper and Printing_New_Process_Natural Gas_Steam System Efficiency Improvements_A_Technical Potential | F11 | Industrial | Paper and Printing | New | Process | Natural Gas | Steam System Efficiency Improvements | A | Cumulative Summer Peak Savings (MW) | Technical Potential | 0 | 0 | 0 | 0 | 0 | 0 | 0 | 0 | 0 | 0 | 0 | 0 | 0 | 0 | 0 | 0 | 0 | 0 | 0 | 0 | 0 | 0
F12_Industrial_Paper and Printing_New_Process_Natural Gas_Steam System Efficiency Improvements_A_Technical Potential | F12 | Industrial | Paper and Printing | New | Process | Natural Gas | Steam System Efficiency Improvements | A | Cumulative Winter Peak Savings (MW) | Technical Potential | 0 | 0 | 0 | 0 | 0 | 0 | 0 | 0 | 0 | 0 | 0 | 0 | 0 | 0 | 0 | 0 | 0 | 0 | 0 | 0 | 0 | 0
F13_Industrial_Paper and Printing_New_Process_Natural Gas_Steam System Efficiency Improvements_A_Technical Potential | F13 | Industrial | Paper and Printing | New | Process | Natural Gas | Steam System Efficiency Improvements | A | Purchases (Incremental) | Technical Potential | 0 | 0 | 0.0025746 | 0.0089814 | 0.022739 | 0.049373 | 0.086262 | 0.14237 | 0.21894 | 0.32069 | 0.43059 | 0.55383 | 0.67235 | 0.77817 | 0.8243 | 0.82618 | 0.76956 | 0.67797 | 0.78715 | 0.84704 | 0.87555 | 0.85582
F14_Industrial_Paper and Printing_New_Process_Natural Gas_Steam System Efficiency Improvements_A_Technical Potential | F14 | Industrial | Paper and Printing | New | Process | Natural Gas | Steam System Efficiency Improvements | A | Purchases (Cumulative) | Technical Potential | 0 | 0 | 0.0025746 | 0.011556 | 0.034295 | 0.083669 | 0.16993 | 0.30972 | 0.51968 | 0.81763 | 1.1988 | 1.6664 | 2.1964 | 2.7556 | 3.2592 | 3.6548 | 3.8706 | 3.8736 | 3.8736 | 3.8736 | 3.8736 | 3.8736
F1_Industrial_Paper and Printing_New_Space Heating_Natural Gas_Strategic Energy Management_A_Technical Potential | F1 | Industrial | Paper and Printing | New | Space Heating | Natural Gas | Strategic Energy Management | A | Original Unit Energy Savings (kWh or therms) | Technical Potential | 0 | 0 | 53.9469 | 53.9469 | 53.9469 | 53.9469 | 53.9469 | 53.9469 | 53.9469 | 53.9469 | 53.9469 | 53.9469 | 53.9469 | 53.9469 | 53.9469 | 53.9469 | 53.9469 | 53.9469 | 53.9469 | 53.9469 | 53.9469 | 53.9469
F2_Industrial_Paper and Printing_New_Space Heating_Natural Gas_Strategic Energy Management_A_Technical Potential | F2 | Industrial | Paper and Printing | New | Space Heating | Natural Gas | Strategic Energy Management | A | Original Unit Summer Peak Savings (kW) | Technical Potential | 0 | 0 | 0 | 0 | 0 | 0 | 0 | 0 | 0 | 0 | 0 | 0 | 0 | 0 | 0 | 0 | 0 | 0 | 0 | 0 | 0 | 0
F3_Industrial_Paper and Printing_New_Space Heating_Natural Gas_Strategic Energy Management_A_Technical Potential | F3 | Industrial | Paper and Printing | New | Space Heating | Natural Gas | Strategic Energy Management | A | Original Unit Winter Peak Savings (kW) | Technical Potential | 0 | 0 | 0 | 0 | 0 | 0 | 0 | 0 | 0 | 0 | 0 | 0 | 0 | 0 | 0 | 0 | 0 | 0 | 0 | 0 | 0 | 0
F4_Industrial_Paper and Printing_New_Space Heating_Natural Gas_Strategic Energy Management_A_Technical Potential | F4 | Industrial | Paper and Printing | New | Space Heating | Natural Gas | Strategic Energy Management | A | Standalone Impact on Baseline Energy (%) | Technical Potential | 0% | 0% | 0.09675% | 0.1522% | 0.2035% | 0.2492% | 0.3132% | 0.3466% | 0.3694% | 0.3809% | 0.3951% | 0.4034% | 0.4105% | 0.4126% | 0.4221% | 0.4266% | 0.4302% | 0.4206% | 0.4112% | 0.393% | 0.3762% | 0.3609%
F5_Industrial_Paper and Printing_New_Space Heating_Natural Gas_Strategic Energy Management_A_Technical Potential | F5 | Industrial | Paper and Printing | New | Space Heating | Natural Gas | Strategic Energy Management | A | Standalone Impact on Baseline Summer Peak (%) | Technical Potential | bar: 2019 to 2040
F6_Industrial_Paper and Printing_New_Space Heating_Natural Gas_Strategic Energy Management_A_Technical Potential | F6 | Industrial | Paper and Printing | New | Space Heating | Natural Gas | Strategic Energy Management | A | Standalone Impact on Baseline Winter Peak (%) | Technical Potential | bar: 2019 to 2040
F7_Industrial_Paper and Printing_New_Space Heating_Natural Gas_Strategic Energy Management_A_Technical Potential | F7 | Industrial | Paper and Printing | New | Space Heating | Natural Gas | Strategic Energy Management | A | Incremental Energy Savings (MWh or mTherms) | Technical Potential | 0 | 0 | 0.0035034 | 0.006114 | 0.0087183 | 0.011637 | 0.013395 | 0.015436 | 0.017451 | 0.019717 | 0.021406 | 0.023347 | 0.025263 | 0.027485 | 0.028994 | 0.030827 | 0.032659 | 0.034791 | 0.0362 | 0.037935 | 0.042464 | 0.046054
F8_Industrial_Paper and Printing_New_Space Heating_Natural Gas_Strategic Energy Management_A_Technical Potential | F8 | Industrial | Paper and Printing | New | Space Heating | Natural Gas | Strategic Energy Management | A | Incremental Summer Peak Savings (MW) | Technical Potential | 0 | 0 | 0 | 0 | 0 | 0 | 0 | 0 | 0 | 0 | 0 | 0 | 0 | 0 | 0 | 0 | 0 | 0 | 0 | 0 | 0 | 0
F9_Industrial_Paper and Printing_New_Space Heating_Natural Gas_Strategic Energy Management_A_Technical Potential | F9 | Industrial | Paper and Printing | New | Space Heating | Natural Gas | Strategic Energy Management | A | Incremental Winter Peak Savings (MW) | Technical Potential | 0 | 0 | 0 | 0 | 0 | 0 | 0 | 0 | 0 | 0 | 0 | 0 | 0 | 0 | 0 | 0 | 0 | 0 | 0 | 0 | 0 | 0
F10_Industrial_Paper and Printing_New_Space Heating_Natural Gas_Strategic Energy Management_A_Technical Potential | F10 | Industrial | Paper and Printing | New | Space Heating | Natural Gas | Strategic Energy Management | A | Cumulative Energy Savings (MWh or mTherms) | Technical Potential | 0 | 0 | 0.0035034 | 0.0096174 | 0.018336 | 0.029973 | 0.043368 | 0.055301 | 0.066637 | 0.077637 | 0.087405 | 0.097357 | 0.10718 | 0.11722 | 0.12649 | 0.13592 | 0.14523 | 0.15125 | 0.15385 | 0.15408 | 0.15408 | 0.15408
F11_Industrial_Paper and Printing_New_Space Heating_Natural Gas_Strategic Energy Management_A_Technical Potential | F11 | Industrial | Paper and Printing | New | Space Heating | Natural Gas | Strategic Energy Management | A | Cumulative Summer Peak Savings (MW) | Technical Potential | 0 | 0 | 0 | 0 | 0 | 0 | 0 | 0 | 0 | 0 | 0 | 0 | 0 | 0 | 0 | 0 | 0 | 0 | 0 | 0 | 0 | 0
F12_Industrial_Paper and Printing_New_Space Heating_Natural Gas_Strategic Energy Management_A_Technical Potential | F12 | Industrial | Paper and Printing | New | Space Heating | Natural Gas | Strategic Energy Management | A | Cumulative Winter Peak Savings (MW) | Technical Potential | 0 | 0 | 0 | 0 | 0 | 0 | 0 | 0 | 0 | 0 | 0 | 0 | 0 | 0 | 0 | 0 | 0 | 0 | 0 | 0 | 0 | 0
F13_Industrial_Paper and Printing_New_Space Heating_Natural Gas_Strategic Energy Management_A_Technical Potential | F13 | Industrial | Paper and Printing | New | Space Heating | Natural Gas | Strategic Energy Management | A | Purchases (Incremental) | Technical Potential | 0 | 0 | 0.064941 | 0.11333 | 0.16161 | 0.21572 | 0.2483 | 0.28613 | 0.32348 | 0.3655 | 0.39679 | 0.43278 | 0.46829 | 0.50949 | 0.53745 | 0.57143 | 0.60539 | 0.64491 | 0.67102 | 0.7032 | 0.78715 | 0.85369
F14_Industrial_Paper and Printing_New_Space Heating_Natural Gas_Strategic Energy Management_A_Technical Potential | F14 | Industrial | Paper and Printing | New | Space Heating | Natural Gas | Strategic Energy Management | A | Purchases (Cumulative) | Technical Potential | 0 | 0 | 0.064941 | 0.17828 | 0.33988 | 0.5556 | 0.8039 | 1.0251 | 1.2352 | 1.4391 | 1.6202 | 1.8047 | 1.9868 | 2.1728 | 2.3448 | 2.5194 | 2.692 | 2.8037 | 2.8519 | 2.8561 | 2.8561 | 2.8561
F1_Industrial_Paper and Printing_New_Process_Natural Gas_Strategic Energy Management_A_Technical Potential | F1 | Industrial | Paper and Printing | New | Process | Natural Gas | Strategic Energy Management | A | Original Unit Energy Savings (kWh or therms) | Technical Potential | 0 | 0 | 56.8877 | 56.8877 | 56.8877 | 56.8877 | 56.8877 | 56.8877 | 56.8877 | 56.8877 | 56.8877 | 56.8877 | 56.8877 | 56.8877 | 56.8877 | 56.8877 | 56.8877 | 56.8877 | 56.8877 | 56.8877 | 56.8877 | 56.8877
F2_Industrial_Paper and Printing_New_Process_Natural Gas_Strategic Energy Management_A_Technical Potential | F2 | Industrial | Paper and Printing | New | Process | Natural Gas | Strategic Energy Management | A | Original Unit Summer Peak Savings (kW) | Technical Potential | 0 | 0 | 0 | 0 | 0 | 0 | 0 | 0 | 0 | 0 | 0 | 0 | 0 | 0 | 0 | 0 | 0 | 0 | 0 | 0 | 0 | 0
F3_Industrial_Paper and Printing_New_Process_Natural Gas_Strategic Energy Management_A_Technical Potential | F3 | Industrial | Paper and Printing | New | Process | Natural Gas | Strategic Energy Management | A | Original Unit Winter Peak Savings (kW) | Technical Potential | 0 | 0 | 0 | 0 | 0 | 0 | 0 | 0 | 0 | 0 | 0 | 0 | 0 | 0 | 0 | 0 | 0 | 0 | 0 | 0 | 0 | 0
F4_Industrial_Paper and Printing_New_Process_Natural Gas_Strategic Energy Management_A_Technical Potential | F4 | Industrial | Paper and Printing | New | Process | Natural Gas | Strategic Energy Management | A | Standalone Impact on Baseline Energy (%) | Technical Potential | 0% | 0% | 0.09675% | 0.1522% | 0.2035% | 0.2492% | 0.3132% | 0.3466% | 0.3694% | 0.3809% | 0.3951% | 0.4034% | 0.4105% | 0.4126% | 0.4221% | 0.4266% | 0.4302% | 0.4206% | 0.4112% | 0.393% | 0.3762% | 0.3609%
F5_Industrial_Paper and Printing_New_Process_Natural Gas_Strategic Energy Management_A_Technical Potential | F5 | Industrial | Paper and Printing | New | Process | Natural Gas | Strategic Energy Management | A | Standalone Impact on Baseline Summer Peak (%) | Technical Potential | bar: 2019 to 2040
F6_Industrial_Paper and Printing_New_Process_Natural Gas_Strategic Energy Management_A_Technical Potential | F6 | Industrial | Paper and Printing | New | Process | Natural Gas | Strategic Energy Management | A | Standalone Impact on Baseline Winter Peak (%) | Technical Potential | bar: 2019 to 2040
F7_Industrial_Paper and Printing_New_Process_Natural Gas_Strategic Energy Management_A_Technical Potential | F7 | Industrial | Paper and Printing | New | Process | Natural Gas | Strategic Energy Management | A | Incremental Energy Savings (MWh or mTherms) | Technical Potential | 0 | 0 | 0.017134 | 0.029902 | 0.042639 | 0.056915 | 0.065512 | 0.075493 | 0.085347 | 0.096433 | 0.10469 | 0.11418 | 0.12355 | 0.13442 | 0.1418 | 0.15077 | 0.15972 | 0.17015 | 0.17704 | 0.18553 | 0.20768 | 0.22524
F8_Industrial_Paper and Printing_New_Process_Natural Gas_Strategic Energy Management_A_Technical Potential | F8 | Industrial | Paper and Printing | New | Process | Natural Gas | Strategic Energy Management | A | Incremental Summer Peak Savings (MW) | Technical Potential | 0 | 0 | 0 | 0 | 0 | 0 | 0 | 0 | 0 | 0 | 0 | 0 | 0 | 0 | 0 | 0 | 0 | 0 | 0 | 0 | 0 | 0
F9_Industrial_Paper and Printing_New_Process_Natural Gas_Strategic Energy Management_A_Technical Potential | F9 | Industrial | Paper and Printing | New | Process | Natural Gas | Strategic Energy Management | A | Incremental Winter Peak Savings (MW) | Technical Potential | 0 | 0 | 0 | 0 | 0 | 0 | 0 | 0 | 0 | 0 | 0 | 0 | 0 | 0 | 0 | 0 | 0 | 0 | 0 | 0 | 0 | 0
F10_Industrial_Paper and Printing_New_Process_Natural Gas_Strategic Energy Management_A_Technical Potential | F10 | Industrial | Paper and Printing | New | Process | Natural Gas | Strategic Energy Management | A | Cumulative Energy Savings (MWh or mTherms) | Technical Potential | 0 | 0 | 0.017134 | 0.047036 | 0.089675 | 0.14659 | 0.2121 | 0.27046 | 0.32591 | 0.3797 | 0.42747 | 0.47615 | 0.52421 | 0.57328 | 0.61865 | 0.66473 | 0.71027 | 0.73973 | 0.75245 | 0.75354 | 0.75354 | 0.75354
F11_Industrial_Paper and Printing_New_Process_Natural Gas_Strategic Energy Management_A_Technical Potential | F11 | Industrial | Paper and Printing | New | Process | Natural Gas | Strategic Energy Management | A | Cumulative Summer Peak Savings (MW) | Technical Potential | 0 | 0 | 0 | 0 | 0 | 0 | 0 | 0 | 0 | 0 | 0 | 0 | 0 | 0 | 0 | 0 | 0 | 0 | 0 | 0 | 0 | 0
F12_Industrial_Paper and Printing_New_Process_Natural Gas_Strategic Energy Management_A_Technical Potential | F12 | Industrial | Paper and Printing | New | Process | Natural Gas | Strategic Energy Management | A | Cumulative Winter Peak Savings (MW) | Technical Potential | 0 | 0 | 0 | 0 | 0 | 0 | 0 | 0 | 0 | 0 | 0 | 0 | 0 | 0 | 0 | 0 | 0 | 0 | 0 | 0 | 0 | 0
F13_Industrial_Paper and Printing_New_Process_Natural Gas_Strategic Energy Management_A_Technical Potential | F13 | Industrial | Paper and Printing | New | Process | Natural Gas | Strategic Energy Management | A | Purchases (Incremental) | Technical Potential | 0 | 0 | 0.30119 | 0.52563 | 0.74952 | 1.0005 | 1.1516 | 1.327 | 1.5003 | 1.6951 | 1.8403 | 2.0072 | 2.1719 | 2.363 | 2.4926 | 2.6502 | 2.8077 | 2.991 | 3.1121 | 3.2614 | 3.6507 | 3.9593
F14_Industrial_Paper and Printing_New_Process_Natural Gas_Strategic Energy Management_A_Technical Potential | F14 | Industrial | Paper and Printing | New | Process | Natural Gas | Strategic Energy Management | A | Purchases (Cumulative) | Technical Potential | 0 | 0 | 0.30119 | 0.82682 | 1.5763 | 2.5768 | 3.7284 | 4.7543 | 5.7289 | 6.6745 | 7.5143 | 8.3699 | 9.2148 | 10.0774 | 10.8749 | 11.6849 | 12.4854 | 13.0034 | 13.227 | 13.2462 | 13.2462 | 13.2462
F1_Industrial_Paper and Printing_New_Miscellaneous_Natural Gas_Strategic Energy Management_A_Technical Potential | F1 | Industrial | Paper and Printing | New | Miscellaneous | Natural Gas | Strategic Energy Management | A | Original Unit Energy Savings (kWh or therms) | Technical Potential | 0 | 0 | 18.0192 | 18.0192 | 18.0192 | 18.0192 | 18.0192 | 18.0192 | 18.0192 | 18.0192 | 18.0192 | 18.0192 | 18.0192 | 18.0192 | 18.0192 | 18.0192 | 18.0192 | 18.0192 | 18.0192 | 18.0192 | 18.0192 | 18.0192
F2_Industrial_Paper and Printing_New_Miscellaneous_Natural Gas_Strategic Energy Management_A_Technical Potential | F2 | Industrial | Paper and Printing | New | Miscellaneous | Natural Gas | Strategic Energy Management | A | Original Unit Summer Peak Savings (kW) | Technical Potential | 0 | 0 | 0 | 0 | 0 | 0 | 0 | 0 | 0 | 0 | 0 | 0 | 0 | 0 | 0 | 0 | 0 | 0 | 0 | 0 | 0 | 0
F3_Industrial_Paper and Printing_New_Miscellaneous_Natural Gas_Strategic Energy Management_A_Technical Potential | F3 | Industrial | Paper and Printing | New | Miscellaneous | Natural Gas | Strategic Energy Management | A | Original Unit Winter Peak Savings (kW) | Technical Potential | 0 | 0 | 0 | 0 | 0 | 0 | 0 | 0 | 0 | 0 | 0 | 0 | 0 | 0 | 0 | 0 | 0 | 0 | 0 | 0 | 0 | 0
F4_Industrial_Paper and Printing_New_Miscellaneous_Natural Gas_Strategic Energy Management_A_Technical Potential | F4 | Industrial | Paper and Printing | New | Miscellaneous | Natural Gas | Strategic Energy Management | A | Standalone Impact on Baseline Energy (%) | Technical Potential | 0% | 0% | 0.09675% | 0.1522% | 0.2035% | 0.2492% | 0.3132% | 0.3466% | 0.3694% | 0.3809% | 0.3951% | 0.4034% | 0.4105% | 0.4126% | 0.4221% | 0.4266% | 0.4302% | 0.4206% | 0.4112% | 0.393% | 0.3762% | 0.3609%
F5_Industrial_Paper and Printing_New_Miscellaneous_Natural Gas_Strategic Energy Management_A_Technical Potential | F5 | Industrial | Paper and Printing | New | Miscellaneous | Natural Gas | Strategic Energy Management | A | Standalone Impact on Baseline Summer Peak (%) | Technical Potential | bar: 2019 to 2040
F6_Industrial_Paper and Printing_New_Miscellaneous_Natural Gas_Strategic Energy Management_A_Technical Potential | F6 | Industrial | Paper and Printing | New | Miscellaneous | Natural Gas | Strategic Energy Management | A | Standalone Impact on Baseline Winter Peak (%) | Technical Potential | bar: 2019 to 2040
F7_Industrial_Paper and Printing_New_Miscellaneous_Natural Gas_Strategic Energy Management_A_Technical Potential | F7 | Industrial | Paper and Printing | New | Miscellaneous | Natural Gas | Strategic Energy Management | A | Incremental Energy Savings (MWh or mTherms) | Technical Potential | 0 | 0 | 0.0013568 | 0.0023679 | 0.0033765 | 0.0045069 | 0.0051877 | 0.0059781 | 0.0067585 | 0.0076363 | 0.00829 | 0.009042 | 0.0097839 | 0.010645 | 0.011229 | 0.011939 | 0.012648 | 0.013474 | 0.01402 | 0.014692 | 0.016446 | 0.017836
F8_Industrial_Paper and Printing_New_Miscellaneous_Natural Gas_Strategic Energy Management_A_Technical Potential | F8 | Industrial | Paper and Printing | New | Miscellaneous | Natural Gas | Strategic Energy Management | A | Incremental Summer Peak Savings (MW) | Technical Potential | 0 | 0 | 0 | 0 | 0 | 0 | 0 | 0 | 0 | 0 | 0 | 0 | 0 | 0 | 0 | 0 | 0 | 0 | 0 | 0 | 0 | 0
F9_Industrial_Paper and Printing_New_Miscellaneous_Natural Gas_Strategic Energy Management_A_Technical Potential | F9 | Industrial | Paper and Printing | New | Miscellaneous | Natural Gas | Strategic Energy Management | A | Incremental Winter Peak Savings (MW) | Technical Potential | 0 | 0 | 0 | 0 | 0 | 0 | 0 | 0 | 0 | 0 | 0 | 0 | 0 | 0 | 0 | 0 | 0 | 0 | 0 | 0 | 0 | 0
F10_Industrial_Paper and Printing_New_Miscellaneous_Natural Gas_Strategic Energy Management_A_Technical Potential | F10 | Industrial | Paper and Printing | New | Miscellaneous | Natural Gas | Strategic Energy Management | A | Cumulative Energy Savings (MWh or mTherms) | Technical Potential | 0 | 0 | 0.0013568 | 0.0037247 | 0.0071011 | 0.011608 | 0.016796 | 0.021417 | 0.025808 | 0.030067 | 0.033851 | 0.037705 | 0.041511 | 0.045397 | 0.048989 | 0.052638 | 0.056244 | 0.058578 | 0.059585 | 0.059671 | 0.059671 | 0.059671
F11_Industrial_Paper and Printing_New_Miscellaneous_Natural Gas_Strategic Energy Management_A_Technical Potential | F11 | Industrial | Paper and Printing | New | Miscellaneous | Natural Gas | Strategic Energy Management | A | Cumulative Summer Peak Savings (MW) | Technical Potential | 0 | 0 | 0 | 0 | 0 | 0 | 0 | 0 | 0 | 0 | 0 | 0 | 0 | 0 | 0 | 0 | 0 | 0 | 0 | 0 | 0 | 0
F12_Industrial_Paper and Printing_New_Miscellaneous_Natural Gas_Strategic Energy Management_A_Technical Potential | F12 | Industrial | Paper and Printing | New | Miscellaneous | Natural Gas | Strategic Energy Management | A | Cumulative Winter Peak Savings (MW) | Technical Potential | 0 | 0 | 0 | 0 | 0 | 0 | 0 | 0 | 0 | 0 | 0 | 0 | 0 | 0 | 0 | 0 | 0 | 0 | 0 | 0 | 0 | 0
F13_Industrial_Paper and Printing_New_Miscellaneous_Natural Gas_Strategic Energy Management_A_Technical Potential | F13 | Industrial | Paper and Printing | New | Miscellaneous | Natural Gas | Strategic Energy Management | A | Purchases (Incremental) | Technical Potential | 0 | 0 | 0.075297 | 0.13141 | 0.18738 | 0.25012 | 0.2879 | 0.33176 | 0.37507 | 0.42378 | 0.46007 | 0.5018 | 0.54297 | 0.59074 | 0.62316 | 0.66256 | 0.70193 | 0.74776 | 0.77804 | 0.81534 | 0.91268 | 0.98983
F14_Industrial_Paper and Printing_New_Miscellaneous_Natural Gas_Strategic Energy Management_A_Technical Potential | F14 | Industrial | Paper and Printing | New | Miscellaneous | Natural Gas | Strategic Energy Management | A | Purchases (Cumulative) | Technical Potential | 0 | 0 | 0.075297 | 0.20671 | 0.39409 | 0.64421 | 0.93211 | 1.1886 | 1.4322 | 1.6686 | 1.8786 | 2.0925 | 2.3037 | 2.5194 | 2.7187 | 2.9212 | 3.1214 | 3.2508 | 3.3067 | 3.3115 | 3.3115 | 3.3115
F1_Industrial_Paper and Printing_New_Space Heating_Natural Gas_Commissioning_A_Technical Potential | F1 | Industrial | Paper and Printing | New | Space Heating | Natural Gas | Commissioning | A | Original Unit Energy Savings (kWh or therms) | Technical Potential | 0 | 0 | 64.9213 | 64.9213 | 64.9213 | 64.9213 | 64.9213 | 64.9213 | 64.9213 | 64.9213 | 64.9213 | 64.9213 | 64.9213 | 64.9213 | 64.9213 | 64.9213 | 64.9213 | 64.9213 | 64.9213 | 64.9213 | 64.9213 | 64.9213
F2_Industrial_Paper and Printing_New_Space Heating_Natural Gas_Commissioning_A_Technical Potential | F2 | Industrial | Paper and Printing | New | Space Heating | Natural Gas | Commissioning | A | Original Unit Summer Peak Savings (kW) | Technical Potential | 0 | 0 | 0 | 0 | 0 | 0 | 0 | 0 | 0 | 0 | 0 | 0 | 0 | 0 | 0 | 0 | 0 | 0 | 0 | 0 | 0 | 0
F3_Industrial_Paper and Printing_New_Space Heating_Natural Gas_Commissioning_A_Technical Potential | F3 | Industrial | Paper and Printing | New | Space Heating | Natural Gas | Commissioning | A | Original Unit Winter Peak Savings (kW) | Technical Potential | 0 | 0 | 0 | 0 | 0 | 0 | 0 | 0 | 0 | 0 | 0 | 0 | 0 | 0 | 0 | 0 | 0 | 0 | 0 | 0 | 0 | 0
F4_Industrial_Paper and Printing_New_Space Heating_Natural Gas_Commissioning_A_Technical Potential | F4 | Industrial | Paper and Printing | New | Space Heating | Natural Gas | Commissioning | A | Standalone Impact on Baseline Energy (%) | Technical Potential | bar: 2019 to 2040
F5_Industrial_Paper and Printing_New_Space Heating_Natural Gas_Commissioning_A_Technical Potential | F5 | Industrial | Paper and Printing | New | Space Heating | Natural Gas | Commissioning | A | Standalone Impact on Baseline Summer Peak (%) | Technical Potential | bar: 2019 to 2040
F6_Industrial_Paper and Printing_New_Space Heating_Natural Gas_Commissioning_A_Technical Potential | F6 | Industrial | Paper and Printing | New | Space Heating | Natural Gas | Commissioning | A | Standalone Impact on Baseline Winter Peak (%) | Technical Potential | bar: 2019 to 2040
F7_Industrial_Paper and Printing_New_Space Heating_Natural Gas_Commissioning_A_Technical Potential | F7 | Industrial | Paper and Printing | New | Space Heating | Natural Gas | Commissioning | A | Incremental Energy Savings (MWh or mTherms) | Technical Potential | 0 | 0 | 0 | 0 | 0 | 0 | 0 | 0 | 0 | 0 | 0 | 0 | 0 | 0 | 0 | 0 | 0 | 0 | 0 | 0 | 0 | 0
F8_Industrial_Paper and Printing_New_Space Heating_Natural Gas_Commissioning_A_Technical Potential | F8 | Industrial | Paper and Printing | New | Space Heating | Natural Gas | Commissioning | A | Incremental Summer Peak Savings (MW) | Technical Potential | 0 | 0 | 0 | 0 | 0 | 0 | 0 | 0 | 0 | 0 | 0 | 0 | 0 | 0 | 0 | 0 | 0 | 0 | 0 | 0 | 0 | 0
F9_Industrial_Paper and Printing_New_Space Heating_Natural Gas_Commissioning_A_Technical Potential | F9 | Industrial | Paper and Printing | New | Space Heating | Natural Gas | Commissioning | A | Incremental Winter Peak Savings (MW) | Technical Potential | 0 | 0 | 0 | 0 | 0 | 0 | 0 | 0 | 0 | 0 | 0 | 0 | 0 | 0 | 0 | 0 | 0 | 0 | 0 | 0 | 0 | 0
F10_Industrial_Paper and Printing_New_Space Heating_Natural Gas_Commissioning_A_Technical Potential | F10 | Industrial | Paper and Printing | New | Space Heating | Natural Gas | Commissioning | A | Cumulative Energy Savings (MWh or mTherms) | Technical Potential | 0 | 0 | 0 | 0 | 0 | 0 | 0 | 0 | 0 | 0 | 0 | 0 | 0 | 0 | 0 | 0 | 0 | 0 | 0 | 0 | 0 | 0
F11_Industrial_Paper and Printing_New_Space Heating_Natural Gas_Commissioning_A_Technical Potential | F11 | Industrial | Paper and Printing | New | Space Heating | Natural Gas | Commissioning | A | Cumulative Summer Peak Savings (MW) | Technical Potential | 0 | 0 | 0 | 0 | 0 | 0 | 0 | 0 | 0 | 0 | 0 | 0 | 0 | 0 | 0 | 0 | 0 | 0 | 0 | 0 | 0 | 0
F12_Industrial_Paper and Printing_New_Space Heating_Natural Gas_Commissioning_A_Technical Potential | F12 | Industrial | Paper and Printing | New | Space Heating | Natural Gas | Commissioning | A | Cumulative Winter Peak Savings (MW) | Technical Potential | 0 | 0 | 0 | 0 | 0 | 0 | 0 | 0 | 0 | 0 | 0 | 0 | 0 | 0 | 0 | 0 | 0 | 0 | 0 | 0 | 0 | 0
F13_Industrial_Paper and Printing_New_Space Heating_Natural Gas_Commissioning_A_Technical Potential | F13 | Industrial | Paper and Printing | New | Space Heating | Natural Gas | Commissioning | A | Purchases (Incremental) | Technical Potential | 0 | 0 | 0 | 0 | 0 | 0 | 0 | 0 | 0 | 0 | 0 | 0 | 0 | 0 | 0 | 0 | 0 | 0 | 0 | 0 | 0 | 0
F14_Industrial_Paper and Printing_New_Space Heating_Natural Gas_Commissioning_A_Technical Potential | F14 | Industrial | Paper and Printing | New | Space Heating | Natural Gas | Commissioning | A | Purchases (Cumulative) | Technical Potential | 0 | 0 | 0 | 0 | 0 | 0 | 0 | 0 | 0 | 0 | 0 | 0 | 0 | 0 | 0 | 0 | 0 | 0 | 0 | 0 | 0 | 0
F1_Industrial_Paper and Printing_New_Process_Natural Gas_Commissioning_A_Technical Potential | F1 | Industrial | Paper and Printing | New | Process | Natural Gas | Commissioning | A | Original Unit Energy Savings (kWh or therms) | Technical Potential | 0 | 0 | 317.5129 | 317.5129 | 317.5129 | 317.5129 | 317.5129 | 317.5129 | 317.5129 | 317.5129 | 317.5129 | 317.5129 | 317.5129 | 317.5129 | 317.5129 | 317.5129 | 317.5129 | 317.5129 | 317.5129 | 317.5129 | 317.5129 | 317.5129
F2_Industrial_Paper and Printing_New_Process_Natural Gas_Commissioning_A_Technical Potential | F2 | Industrial | Paper and Printing | New | Process | Natural Gas | Commissioning | A | Original Unit Summer Peak Savings (kW) | Technical Potential | 0 | 0 | 0 | 0 | 0 | 0 | 0 | 0 | 0 | 0 | 0 | 0 | 0 | 0 | 0 | 0 | 0 | 0 | 0 | 0 | 0 | 0
F3_Industrial_Paper and Printing_New_Process_Natural Gas_Commissioning_A_Technical Potential | F3 | Industrial | Paper and Printing | New | Process | Natural Gas | Commissioning | A | Original Unit Winter Peak Savings (kW) | Technical Potential | 0 | 0 | 0 | 0 | 0 | 0 | 0 | 0 | 0 | 0 | 0 | 0 | 0 | 0 | 0 | 0 | 0 | 0 | 0 | 0 | 0 | 0
F4_Industrial_Paper and Printing_New_Process_Natural Gas_Commissioning_A_Technical Potential | F4 | Industrial | Paper and Printing | New | Process | Natural Gas | Commissioning | A | Standalone Impact on Baseline Energy (%) | Technical Potential | bar: 2019 to 2040
F5_Industrial_Paper and Printing_New_Process_Natural Gas_Commissioning_A_Technical Potential | F5 | Industrial | Paper and Printing | New | Process | Natural Gas | Commissioning | A | Standalone Impact on Baseline Summer Peak (%) | Technical Potential | bar: 2019 to 2040
F6_Industrial_Paper and Printing_New_Process_Natural Gas_Commissioning_A_Technical Potential | F6 | Industrial | Paper and Printing | New | Process | Natural Gas | Commissioning | A | Standalone Impact on Baseline Winter Peak (%) | Technical Potential | bar: 2019 to 2040
F7_Industrial_Paper and Printing_New_Process_Natural Gas_Commissioning_A_Technical Potential | F7 | Industrial | Paper and Printing | New | Process | Natural Gas | Commissioning | A | Incremental Energy Savings (MWh or mTherms) | Technical Potential | 0 | 0 | 0 | 0 | 0 | 0 | 0 | 0 | 0 | 0 | 0 | 0 | 0 | 0 | 0 | 0 | 0 | 0 | 0 | 0 | 0 | 0
F8_Industrial_Paper and Printing_New_Process_Natural Gas_Commissioning_A_Technical Potential | F8 | Industrial | Paper and Printing | New | Process | Natural Gas | Commissioning | A | Incremental Summer Peak Savings (MW) | Technical Potential | 0 | 0 | 0 | 0 | 0 | 0 | 0 | 0 | 0 | 0 | 0 | 0 | 0 | 0 | 0 | 0 | 0 | 0 | 0 | 0 | 0 | 0
F9_Industrial_Paper and Printing_New_Process_Natural Gas_Commissioning_A_Technical Potential | F9 | Industrial | Paper and Printing | New | Process | Natural Gas | Commissioning | A | Incremental Winter Peak Savings (MW) | Technical Potential | 0 | 0 | 0 | 0 | 0 | 0 | 0 | 0 | 0 | 0 | 0 | 0 | 0 | 0 | 0 | 0 | 0 | 0 | 0 | 0 | 0 | 0
F10_Industrial_Paper and Printing_New_Process_Natural Gas_Commissioning_A_Technical Potential | F10 | Industrial | Paper and Printing | New | Process | Natural Gas | Commissioning | A | Cumulative Energy Savings (MWh or mTherms) | Technical Potential | 0 | 0 | 0 | 0 | 0 | 0 | 0 | 0 | 0 | 0 | 0 | 0 | 0 | 0 | 0 | 0 | 0 | 0 | 0 | 0 | 0 | 0
F11_Industrial_Paper and Printing_New_Process_Natural Gas_Commissioning_A_Technical Potential | F11 | Industrial | Paper and Printing | New | Process | Natural Gas | Commissioning | A | Cumulative Summer Peak Savings (MW) | Technical Potential | 0 | 0 | 0 | 0 | 0 | 0 | 0 | 0 | 0 | 0 | 0 | 0 | 0 | 0 | 0 | 0 | 0 | 0 | 0 | 0 | 0 | 0
F12_Industrial_Paper and Printing_New_Process_Natural Gas_Commissioning_A_Technical Potential | F12 | Industrial | Paper and Printing | New | Process | Natural Gas | Commissioning | A | Cumulative Winter Peak Savings (MW) | Technical Potential | 0 | 0 | 0 | 0 | 0 | 0 | 0 | 0 | 0 | 0 | 0 | 0 | 0 | 0 | 0 | 0 | 0 | 0 | 0 | 0 | 0 | 0
F13_Industrial_Paper and Printing_New_Process_Natural Gas_Commissioning_A_Technical Potential | F13 | Industrial | Paper and Printing | New | Process | Natural Gas | Commissioning | A | Purchases (Incremental) | Technical Potential | 0 | 0 | 0 | 0 | 0 | 0 | 0 | 0 | 0 | 0 | 0 | 0 | 0 | 0 | 0 | 0 | 0 | 0 | 0 | 0 | 0 | 0
F14_Industrial_Paper and Printing_New_Process_Natural Gas_Commissioning_A_Technical Potential | F14 | Industrial | Paper and Printing | New | Process | Natural Gas | Commissioning | A | Purchases (Cumulative) | Technical Potential | 0 | 0 | 0 | 0 | 0 | 0 | 0 | 0 | 0 | 0 | 0 | 0 | 0 | 0 | 0 | 0 | 0 | 0 | 0 | 0 | 0 | 0
F1_Industrial_Paper and Printing_New_Space Heating_Natural Gas_Retrocommissioning_A_Technical Potential | F1 | Industrial | Paper and Printing | New | Space Heating | Natural Gas | Retrocommissioning | A | Original Unit Energy Savings (kWh or therms) | Technical Potential | 0 | 0 | 0 | 0 | 0 | 0 | 0 | 0 | 0 | 0 | 0 | 0 | 0 | 0 | 0 | 0 | 0 | 0 | 0 | 0 | 0 | 0
F2_Industrial_Paper and Printing_New_Space Heating_Natural Gas_Retrocommissioning_A_Technical Potential | F2 | Industrial | Paper and Printing | New | Space Heating | Natural Gas | Retrocommissioning | A | Original Unit Summer Peak Savings (kW) | Technical Potential | 0 | 0 | 0 | 0 | 0 | 0 | 0 | 0 | 0 | 0 | 0 | 0 | 0 | 0 | 0 | 0 | 0 | 0 | 0 | 0 | 0 | 0
F3_Industrial_Paper and Printing_New_Space Heating_Natural Gas_Retrocommissioning_A_Technical Potential | F3 | Industrial | Paper and Printing | New | Space Heating | Natural Gas | Retrocommissioning | A | Original Unit Winter Peak Savings (kW) | Technical Potential | 0 | 0 | 0 | 0 | 0 | 0 | 0 | 0 | 0 | 0 | 0 | 0 | 0 | 0 | 0 | 0 | 0 | 0 | 0 | 0 | 0 | 0
F4_Industrial_Paper and Printing_New_Space Heating_Natural Gas_Retrocommissioning_A_Technical Potential | F4 | Industrial | Paper and Printing | New | Space Heating | Natural Gas | Retrocommissioning | A | Standalone Impact on Baseline Energy (%) | Technical Potential | bar: 2019 to 2040
F5_Industrial_Paper and Printing_New_Space Heating_Natural Gas_Retrocommissioning_A_Technical Potential | F5 | Industrial | Paper and Printing | New | Space Heating | Natural Gas | Retrocommissioning | A | Standalone Impact on Baseline Summer Peak (%) | Technical Potential | bar: 2019 to 2040
F6_Industrial_Paper and Printing_New_Space Heating_Natural Gas_Retrocommissioning_A_Technical Potential | F6 | Industrial | Paper and Printing | New | Space Heating | Natural Gas | Retrocommissioning | A | Standalone Impact on Baseline Winter Peak (%) | Technical Potential | bar: 2019 to 2040
F7_Industrial_Paper and Printing_New_Space Heating_Natural Gas_Retrocommissioning_A_Technical Potential | F7 | Industrial | Paper and Printing | New | Space Heating | Natural Gas | Retrocommissioning | A | Incremental Energy Savings (MWh or mTherms) | Technical Potential | 0 | 0 | 0 | 0 | 0 | 0 | 0 | 0 | 0 | 0 | 0 | 0 | 0 | 0 | 0 | 0 | 0 | 0 | 0 | 0 | 0 | 0
F8_Industrial_Paper and Printing_New_Space Heating_Natural Gas_Retrocommissioning_A_Technical Potential | F8 | Industrial | Paper and Printing | New | Space Heating | Natural Gas | Retrocommissioning | A | Incremental Summer Peak Savings (MW) | Technical Potential | 0 | 0 | 0 | 0 | 0 | 0 | 0 | 0 | 0 | 0 | 0 | 0 | 0 | 0 | 0 | 0 | 0 | 0 | 0 | 0 | 0 | 0
F9_Industrial_Paper and Printing_New_Space Heating_Natural Gas_Retrocommissioning_A_Technical Potential | F9 | Industrial | Paper and Printing | New | Space Heating | Natural Gas | Retrocommissioning | A | Incremental Winter Peak Savings (MW) | Technical Potential | 0 | 0 | 0 | 0 | 0 | 0 | 0 | 0 | 0 | 0 | 0 | 0 | 0 | 0 | 0 | 0 | 0 | 0 | 0 | 0 | 0 | 0
F10_Industrial_Paper and Printing_New_Space Heating_Natural Gas_Retrocommissioning_A_Technical Potential | F10 | Industrial | Paper and Printing | New | Space Heating | Natural Gas | Retrocommissioning | A | Cumulative Energy Savings (MWh or mTherms) | Technical Potential | 0 | 0 | 0 | 0 | 0 | 0 | 0 | 0 | 0 | 0 | 0 | 0 | 0 | 0 | 0 | 0 | 0 | 0 | 0 | 0 | 0 | 0
F11_Industrial_Paper and Printing_New_Space Heating_Natural Gas_Retrocommissioning_A_Technical Potential | F11 | Industrial | Paper and Printing | New | Space Heating | Natural Gas | Retrocommissioning | A | Cumulative Summer Peak Savings (MW) | Technical Potential | 0 | 0 | 0 | 0 | 0 | 0 | 0 | 0 | 0 | 0 | 0 | 0 | 0 | 0 | 0 | 0 | 0 | 0 | 0 | 0 | 0 | 0
F12_Industrial_Paper and Printing_New_Space Heating_Natural Gas_Retrocommissioning_A_Technical Potential | F12 | Industrial | Paper and Printing | New | Space Heating | Natural Gas | Retrocommissioning | A | Cumulative Winter Peak Savings (MW) | Technical Potential | 0 | 0 | 0 | 0 | 0 | 0 | 0 | 0 | 0 | 0 | 0 | 0 | 0 | 0 | 0 | 0 | 0 | 0 | 0 | 0 | 0 | 0
F13_Industrial_Paper and Printing_New_Space Heating_Natural Gas_Retrocommissioning_A_Technical Potential | F13 | Industrial | Paper and Printing | New | Space Heating | Natural Gas | Retrocommissioning | A | Purchases (Incremental) | Technical Potential | 0 | 0 | 0 | 0 | 0 | 0 | 0 | 0 | 0 | 0 | 0 | 0 | 0 | 0 | 0 | 0 | 0 | 0 | 0 | 0 | 0 | 0
F14_Industrial_Paper and Printing_New_Space Heating_Natural Gas_Retrocommissioning_A_Technical Potential | F14 | Industrial | Paper and Printing | New | Space Heating | Natural Gas | Retrocommissioning | A | Purchases (Cumulative) | Technical Potential | 0 | 0 | 0 | 0 | 0 | 0 | 0 | 0 | 0 | 0 | 0 | 0 | 0 | 0 | 0 | 0 | 0 | 0 | 0 | 0 | 0 | 0
F1_Industrial_Paper and Printing_New_Process_Natural Gas_Retrocommissioning_A_Technical Potential | F1 | Industrial | Paper and Printing | New | Process | Natural Gas | Retrocommissioning | A | Original Unit Energy Savings (kWh or therms) | Technical Potential | 0 | 0 | 0 | 0 | 0 | 0 | 0 | 0 | 0 | 0 | 0 | 0 | 0 | 0 | 0 | 0 | 0 | 0 | 0 | 0 | 0 | 0
F2_Industrial_Paper and Printing_New_Process_Natural Gas_Retrocommissioning_A_Technical Potential | F2 | Industrial | Paper and Printing | New | Process | Natural Gas | Retrocommissioning | A | Original Unit Summer Peak Savings (kW) | Technical Potential | 0 | 0 | 0 | 0 | 0 | 0 | 0 | 0 | 0 | 0 | 0 | 0 | 0 | 0 | 0 | 0 | 0 | 0 | 0 | 0 | 0 | 0
F3_Industrial_Paper and Printing_New_Process_Natural Gas_Retrocommissioning_A_Technical Potential | F3 | Industrial | Paper and Printing | New | Process | Natural Gas | Retrocommissioning | A | Original Unit Winter Peak Savings (kW) | Technical Potential | 0 | 0 | 0 | 0 | 0 | 0 | 0 | 0 | 0 | 0 | 0 | 0 | 0 | 0 | 0 | 0 | 0 | 0 | 0 | 0 | 0 | 0
F4_Industrial_Paper and Printing_New_Process_Natural Gas_Retrocommissioning_A_Technical Potential | F4 | Industrial | Paper and Printing | New | Process | Natural Gas | Retrocommissioning | A | Standalone Impact on Baseline Energy (%) | Technical Potential | bar: 2019 to 2040
F5_Industrial_Paper and Printing_New_Process_Natural Gas_Retrocommissioning_A_Technical Potential | F5 | Industrial | Paper and Printing | New | Process | Natural Gas | Retrocommissioning | A | Standalone Impact on Baseline Summer Peak (%) | Technical Potential | bar: 2019 to 2040
F6_Industrial_Paper and Printing_New_Process_Natural Gas_Retrocommissioning_A_Technical Potential | F6 | Industrial | Paper and Printing | New | Process | Natural Gas | Retrocommissioning | A | Standalone Impact on Baseline Winter Peak (%) | Technical Potential | bar: 2019 to 2040
F7_Industrial_Paper and Printing_New_Process_Natural Gas_Retrocommissioning_A_Technical Potential | F7 | Industrial | Paper and Printing | New | Process | Natural Gas | Retrocommissioning | A | Incremental Energy Savings (MWh or mTherms) | Technical Potential | 0 | 0 | 0 | 0 | 0 | 0 | 0 | 0 | 0 | 0 | 0 | 0 | 0 | 0 | 0 | 0 | 0 | 0 | 0 | 0 | 0 | 0
F8_Industrial_Paper and Printing_New_Process_Natural Gas_Retrocommissioning_A_Technical Potential | F8 | Industrial | Paper and Printing | New | Process | Natural Gas | Retrocommissioning | A | Incremental Summer Peak Savings (MW) | Technical Potential | 0 | 0 | 0 | 0 | 0 | 0 | 0 | 0 | 0 | 0 | 0 | 0 | 0 | 0 | 0 | 0 | 0 | 0 | 0 | 0 | 0 | 0
F9_Industrial_Paper and Printing_New_Process_Natural Gas_Retrocommissioning_A_Technical Potential | F9 | Industrial | Paper and Printing | New | Process | Natural Gas | Retrocommissioning | A | Incremental Winter Peak Savings (MW) | Technical Potential | 0 | 0 | 0 | 0 | 0 | 0 | 0 | 0 | 0 | 0 | 0 | 0 | 0 | 0 | 0 | 0 | 0 | 0 | 0 | 0 | 0 | 0
F10_Industrial_Paper and Printing_New_Process_Natural Gas_Retrocommissioning_A_Technical Potential | F10 | Industrial | Paper and Printing | New | Process | Natural Gas | Retrocommissioning | A | Cumulative Energy Savings (MWh or mTherms) | Technical Potential | 0 | 0 | 0 | 0 | 0 | 0 | 0 | 0 | 0 | 0 | 0 | 0 | 0 | 0 | 0 | 0 | 0 | 0 | 0 | 0 | 0 | 0
F11_Industrial_Paper and Printing_New_Process_Natural Gas_Retrocommissioning_A_Technical Potential | F11 | Industrial | Paper and Printing | New | Process | Natural Gas | Retrocommissioning | A | Cumulative Summer Peak Savings (MW) | Technical Potential | 0 | 0 | 0 | 0 | 0 | 0 | 0 | 0 | 0 | 0 | 0 | 0 | 0 | 0 | 0 | 0 | 0 | 0 | 0 | 0 | 0 | 0
F12_Industrial_Paper and Printing_New_Process_Natural Gas_Retrocommissioning_A_Technical Potential | F12 | Industrial | Paper and Printing | New | Process | Natural Gas | Retrocommissioning | A | Cumulative Winter Peak Savings (MW) | Technical Potential | 0 | 0 | 0 | 0 | 0 | 0 | 0 | 0 | 0 | 0 | 0 | 0 | 0 | 0 | 0 | 0 | 0 | 0 | 0 | 0 | 0 | 0
F13_Industrial_Paper and Printing_New_Process_Natural Gas_Retrocommissioning_A_Technical Potential | F13 | Industrial | Paper and Printing | New | Process | Natural Gas | Retrocommissioning | A | Purchases (Incremental) | Technical Potential | 0 | 0 | 0 | 0 | 0 | 0 | 0 | 0 | 0 | 0 | 0 | 0 | 0 | 0 | 0 | 0 | 0 | 0 | 0 | 0 | 0 | 0
F14_Industrial_Paper and Printing_New_Process_Natural Gas_Retrocommissioning_A_Technical Potential | F14 | Industrial | Paper and Printing | New | Process | Natural Gas | Retrocommissioning | A | Purchases (Cumulative) | Technical Potential | 0 | 0 | 0 | 0 | 0 | 0 | 0 | 0 | 0 | 0 | 0 | 0 | 0 | 0 | 0 | 0 | 0 | 0 | 0 | 0 | 0 | 0
F1_Industrial_Instruments_Existing_Space Heating_Natural Gas_Insulation - Roof/Ceiling_A_Technical Potential | F1 | Industrial | Instruments | Existing | Space Heating | Natural Gas | Insulation - Roof/Ceiling | A | Original Unit Energy Savings (kWh or therms) | Technical Potential | 0 | 0 | 0.083035 | 0.082838 | 0.082641 | 0.082447 | 0.082256 | 0.08207 | 0.08189 | 0.081718 | 0.081553 | 0.081398 | 0.081252 | 0.081115 | 0.080985 | 0.080863 | 0.080748 | 0.08064 | 0.080538 | 0.080442 | 0.080353 | 0.080269
F2_Industrial_Instruments_Existing_Space Heating_Natural Gas_Insulation - Roof/Ceiling_A_Technical Potential | F2 | Industrial | Instruments | Existing | Space Heating | Natural Gas | Insulation - Roof/Ceiling | A | Original Unit Summer Peak Savings (kW) | Technical Potential | 0 | 0 | 0 | 0 | 0 | 0 | 0 | 0 | 0 | 0 | 0 | 0 | 0 | 0 | 0 | 0 | 0 | 0 | 0 | 0 | 0 | 0
F3_Industrial_Instruments_Existing_Space Heating_Natural Gas_Insulation - Roof/Ceiling_A_Technical Potential | F3 | Industrial | Instruments | Existing | Space Heating | Natural Gas | Insulation - Roof/Ceiling | A | Original Unit Winter Peak Savings (kW) | Technical Potential | 0 | 0 | 0 | 0 | 0 | 0 | 0 | 0 | 0 | 0 | 0 | 0 | 0 | 0 | 0 | 0 | 0 | 0 | 0 | 0 | 0 | 0
F4_Industrial_Instruments_Existing_Space Heating_Natural Gas_Insulation - Roof/Ceiling_A_Technical Potential | F4 | Industrial | Instruments | Existing | Space Heating | Natural Gas | Insulation - Roof/Ceiling | A | Standalone Impact on Baseline Energy (%) | Technical Potential | 0% | 0% | 0.3697% | 1.023% | 2.048% | 3.493% | 5.347% | 7.533% | 9.918% | 12.35% | 14.67% | 16.76% | 18.57% | 20.08% | 21.3% | 22.28% | 23.07% | 23.74% | 24.31% | 24.84% | 25.28% | 25.72%
F5_Industrial_Instruments_Existing_Space Heating_Natural Gas_Insulation - Roof/Ceiling_A_Technical Potential | F5 | Industrial | Instruments | Existing | Space Heating | Natural Gas | Insulation - Roof/Ceiling | A | Standalone Impact on Baseline Summer Peak (%) | Technical Potential | bar: 2019 to 2040
F6_Industrial_Instruments_Existing_Space Heating_Natural Gas_Insulation - Roof/Ceiling_A_Technical Potential | F6 | Industrial | Instruments | Existing | Space Heating | Natural Gas | Insulation - Roof/Ceiling | A | Standalone Impact on Baseline Winter Peak (%) | Technical Potential | bar: 2019 to 2040
F7_Industrial_Instruments_Existing_Space Heating_Natural Gas_Insulation - Roof/Ceiling_A_Technical Potential | F7 | Industrial | Instruments | Existing | Space Heating | Natural Gas | Insulation - Roof/Ceiling | A | Incremental Energy Savings (MWh or mTherms) | Technical Potential | 0 | 0 | 1.6285 | 2.7941 | 4.2614 | 5.8493 | 7.2992 | 8.35 | 8.8179 | 8.6476 | 7.916 | 6.7941 | 5.4888 | 4.1884 | 3.0281 | 2.08 | 1.3608 | 0.8499 | 0.50777 | 0.33748 | 0 | 0
F8_Industrial_Instruments_Existing_Space Heating_Natural Gas_Insulation - Roof/Ceiling_A_Technical Potential | F8 | Industrial | Instruments | Existing | Space Heating | Natural Gas | Insulation - Roof/Ceiling | A | Incremental Summer Peak Savings (MW) | Technical Potential | 0 | 0 | 0 | 0 | 0 | 0 | 0 | 0 | 0 | 0 | 0 | 0 | 0 | 0 | 0 | 0 | 0 | 0 | 0 | 0 | 0 | 0
F9_Industrial_Instruments_Existing_Space Heating_Natural Gas_Insulation - Roof/Ceiling_A_Technical Potential | F9 | Industrial | Instruments | Existing | Space Heating | Natural Gas | Insulation - Roof/Ceiling | A | Incremental Winter Peak Savings (MW) | Technical Potential | 0 | 0 | 0 | 0 | 0 | 0 | 0 | 0 | 0 | 0 | 0 | 0 | 0 | 0 | 0 | 0 | 0 | 0 | 0 | 0 | 0 | 0
F10_Industrial_Instruments_Existing_Space Heating_Natural Gas_Insulation - Roof/Ceiling_A_Technical Potential | F10 | Industrial | Instruments | Existing | Space Heating | Natural Gas | Insulation - Roof/Ceiling | A | Cumulative Energy Savings (MWh or mTherms) | Technical Potential | 0 | 0 | 1.6285 | 4.4188 | 8.6697 | 14.4985 | 21.7642 | 30.065 | 38.817 | 47.3828 | 55.2035 | 61.8928 | 67.2705 | 71.3449 | 74.2589 | 76.2269 | 77.4794 | 78.2255 | 78.6347 | 78.8789 | 78.791 | 78.7086
F11_Industrial_Instruments_Existing_Space Heating_Natural Gas_Insulation - Roof/Ceiling_A_Technical Potential | F11 | Industrial | Instruments | Existing | Space Heating | Natural Gas | Insulation - Roof/Ceiling | A | Cumulative Summer Peak Savings (MW) | Technical Potential | 0 | 0 | 0 | 0 | 0 | 0 | 0 | 0 | 0 | 0 | 0 | 0 | 0 | 0 | 0 | 0 | 0 | 0 | 0 | 0 | 0 | 0
F12_Industrial_Instruments_Existing_Space Heating_Natural Gas_Insulation - Roof/Ceiling_A_Technical Potential | F12 | Industrial | Instruments | Existing | Space Heating | Natural Gas | Insulation - Roof/Ceiling | A | Cumulative Winter Peak Savings (MW) | Technical Potential | 0 | 0 | 0 | 0 | 0 | 0 | 0 | 0 | 0 | 0 | 0 | 0 | 0 | 0 | 0 | 0 | 0 | 0 | 0 | 0 | 0 | 0
F13_Industrial_Instruments_Existing_Space Heating_Natural Gas_Insulation - Roof/Ceiling_A_Technical Potential | F13 | Industrial | Instruments | Existing | Space Heating | Natural Gas | Insulation - Roof/Ceiling | A | Purchases (Incremental) | Technical Potential | 0 | 0 | 19612.5558 | 33730.2145 | 51564.5808 | 70945.7508 | 88737.7887 | 101742.4646 | 107679.6907 | 105823.1443 | 97065.3668 | 83467.8477 | 67553.0857 | 51635.4046 | 37391.155 | 25722.536 | 16852.696 | 10539.5387 | 6304.7615 | 4195.2504 | 0 | 0
F14_Industrial_Instruments_Existing_Space Heating_Natural Gas_Insulation - Roof/Ceiling_A_Technical Potential | F14 | Industrial | Instruments | Existing | Space Heating | Natural Gas | Insulation - Roof/Ceiling | A | Purchases (Cumulative) | Technical Potential | 0 | 0 | 19612.5558 | 53342.7703 | 104907.3511 | 175853.102 | 264590.8907 | 366333.3553 | 474013.0459 | 579836.1902 | 676901.557 | 760369.4047 | 827922.4904 | 879557.895 | 916949.0501 | 942671.5861 | 959524.282 | 970063.8207 | 976368.5823 | 980563.8327 | 980563.8327 | 980563.8327
F1_Industrial_Instruments_Existing_Space Heating_Natural Gas_Insulation - Wall Cavity_A_Technical Potential | F1 | Industrial | Instruments | Existing | Space Heating | Natural Gas | Insulation - Wall Cavity | A | Original Unit Energy Savings (kWh or therms) | Technical Potential | 0 | 0 | 0.018165 | 0.018122 | 0.018079 | 0.018037 | 0.017995 | 0.017954 | 0.017915 | 0.017877 | 0.017841 | 0.017807 | 0.017775 | 0.017745 | 0.017717 | 0.01769 | 0.017665 | 0.017641 | 0.017619 | 0.017598 | 0.017579 | 0.01756
F2_Industrial_Instruments_Existing_Space Heating_Natural Gas_Insulation - Wall Cavity_A_Technical Potential | F2 | Industrial | Instruments | Existing | Space Heating | Natural Gas | Insulation - Wall Cavity | A | Original Unit Summer Peak Savings (kW) | Technical Potential | 0 | 0 | 0 | 0 | 0 | 0 | 0 | 0 | 0 | 0 | 0 | 0 | 0 | 0 | 0 | 0 | 0 | 0 | 0 | 0 | 0 | 0
F3_Industrial_Instruments_Existing_Space Heating_Natural Gas_Insulation - Wall Cavity_A_Technical Potential | F3 | Industrial | Instruments | Existing | Space Heating | Natural Gas | Insulation - Wall Cavity | A | Original Unit Winter Peak Savings (kW) | Technical Potential | 0 | 0 | 0 | 0 | 0 | 0 | 0 | 0 | 0 | 0 | 0 | 0 | 0 | 0 | 0 | 0 | 0 | 0 | 0 | 0 | 0 | 0
F4_Industrial_Instruments_Existing_Space Heating_Natural Gas_Insulation - Wall Cavity_A_Technical Potential | F4 | Industrial | Instruments | Existing | Space Heating | Natural Gas | Insulation - Wall Cavity | A | Standalone Impact on Baseline Energy (%) | Technical Potential | 0% | 0% | 0.08088% | 0.2238% | 0.4479% | 0.7641% | 1.17% | 1.648% | 2.17% | 2.701% | 3.208% | 3.667% | 4.063% | 4.392% | 4.659% | 4.874% | 5.048% | 5.193% | 5.318% | 5.435% | 5.53% | 5.627%
F5_Industrial_Instruments_Existing_Space Heating_Natural Gas_Insulation - Wall Cavity_A_Technical Potential | F5 | Industrial | Instruments | Existing | Space Heating | Natural Gas | Insulation - Wall Cavity | A | Standalone Impact on Baseline Summer Peak (%) | Technical Potential | bar: 2019 to 2040
F6_Industrial_Instruments_Existing_Space Heating_Natural Gas_Insulation - Wall Cavity_A_Technical Potential | F6 | Industrial | Instruments | Existing | Space Heating | Natural Gas | Insulation - Wall Cavity | A | Standalone Impact on Baseline Winter Peak (%) | Technical Potential | bar: 2019 to 2040
F7_Industrial_Instruments_Existing_Space Heating_Natural Gas_Insulation - Wall Cavity_A_Technical Potential | F7 | Industrial | Instruments | Existing | Space Heating | Natural Gas | Insulation - Wall Cavity | A | Incremental Energy Savings (MWh or mTherms) | Technical Potential | 0 | 0 | 0.35627 | 0.61127 | 0.93224 | 1.2796 | 1.5968 | 1.8267 | 1.9291 | 1.8918 | 1.7318 | 1.4863 | 1.2008 | 0.91628 | 0.66245 | 0.45503 | 0.2977 | 0.18593 | 0.11108 | 0.073828 | 0 | 0
F8_Industrial_Instruments_Existing_Space Heating_Natural Gas_Insulation - Wall Cavity_A_Technical Potential | F8 | Industrial | Instruments | Existing | Space Heating | Natural Gas | Insulation - Wall Cavity | A | Incremental Summer Peak Savings (MW) | Technical Potential | 0 | 0 | 0 | 0 | 0 | 0 | 0 | 0 | 0 | 0 | 0 | 0 | 0 | 0 | 0 | 0 | 0 | 0 | 0 | 0 | 0 | 0
F9_Industrial_Instruments_Existing_Space Heating_Natural Gas_Insulation - Wall Cavity_A_Technical Potential | F9 | Industrial | Instruments | Existing | Space Heating | Natural Gas | Insulation - Wall Cavity | A | Incremental Winter Peak Savings (MW) | Technical Potential | 0 | 0 | 0 | 0 | 0 | 0 | 0 | 0 | 0 | 0 | 0 | 0 | 0 | 0 | 0 | 0 | 0 | 0 | 0 | 0 | 0 | 0
F10_Industrial_Instruments_Existing_Space Heating_Natural Gas_Insulation - Wall Cavity_A_Technical Potential | F10 | Industrial | Instruments | Existing | Space Heating | Natural Gas | Insulation - Wall Cavity | A | Cumulative Energy Savings (MWh or mTherms) | Technical Potential | 0 | 0 | 0.35627 | 0.96669 | 1.8966 | 3.1718 | 4.7613 | 6.5772 | 8.4919 | 10.3658 | 12.0767 | 13.5401 | 14.7165 | 15.6079 | 16.2454 | 16.6759 | 16.9499 | 17.1131 | 17.2026 | 17.2561 | 17.2368 | 17.2188
F11_Industrial_Instruments_Existing_Space Heating_Natural Gas_Insulation - Wall Cavity_A_Technical Potential | F11 | Industrial | Instruments | Existing | Space Heating | Natural Gas | Insulation - Wall Cavity | A | Cumulative Summer Peak Savings (MW) | Technical Potential | 0 | 0 | 0 | 0 | 0 | 0 | 0 | 0 | 0 | 0 | 0 | 0 | 0 | 0 | 0 | 0 | 0 | 0 | 0 | 0 | 0 | 0
F12_Industrial_Instruments_Existing_Space Heating_Natural Gas_Insulation - Wall Cavity_A_Technical Potential | F12 | Industrial | Instruments | Existing | Space Heating | Natural Gas | Insulation - Wall Cavity | A | Cumulative Winter Peak Savings (MW) | Technical Potential | 0 | 0 | 0 | 0 | 0 | 0 | 0 | 0 | 0 | 0 | 0 | 0 | 0 | 0 | 0 | 0 | 0 | 0 | 0 | 0 | 0 | 0
F13_Industrial_Instruments_Existing_Space Heating_Natural Gas_Insulation - Wall Cavity_A_Technical Potential | F13 | Industrial | Instruments | Existing | Space Heating | Natural Gas | Insulation - Wall Cavity | A | Purchases (Incremental) | Technical Potential | 0 | 0 | 19612.5558 | 33730.2145 | 51564.5808 | 70945.7508 | 88737.7887 | 101742.4646 | 107679.6907 | 105823.1443 | 97065.3668 | 83467.8477 | 67553.0857 | 51635.4046 | 37391.155 | 25722.536 | 16852.696 | 10539.5387 | 6304.7615 | 4195.2504 | 0 | 0
F14_Industrial_Instruments_Existing_Space Heating_Natural Gas_Insulation - Wall Cavity_A_Technical Potential | F14 | Industrial | Instruments | Existing | Space Heating | Natural Gas | Insulation - Wall Cavity | A | Purchases (Cumulative) | Technical Potential | 0 | 0 | 19612.5558 | 53342.7703 | 104907.3511 | 175853.102 | 264590.8907 | 366333.3553 | 474013.0459 | 579836.1902 | 676901.557 | 760369.4047 | 827922.4904 | 879557.895 | 916949.0501 | 942671.5861 | 959524.282 | 970063.8207 | 976368.5823 | 980563.8327 | 980563.8327 | 980563.8327
F1_Industrial_Instruments_Existing_Space Heating_Natural Gas_Insulation - Ducting_A_Technical Potential | F1 | Industrial | Instruments | Existing | Space Heating | Natural Gas | Insulation - Ducting | A | Original Unit Energy Savings (kWh or therms) | Technical Potential | 0 | 0 | 0.0014398 | 0.0014319 | 0.0014239 | 0.0014161 | 0.0014083 | 0.0014008 | 0.0013935 | 0.0013865 | 0.0013799 | 0.0013736 | 0.0013677 | 0.0013622 | 0.001357 | 0.0013521 | 0.0013475 | 0.0013431 | 0.001339 | 0.0013352 | 0.0013316 | 0.0013281
F2_Industrial_Instruments_Existing_Space Heating_Natural Gas_Insulation - Ducting_A_Technical Potential | F2 | Industrial | Instruments | Existing | Space Heating | Natural Gas | Insulation - Ducting | A | Original Unit Summer Peak Savings (kW) | Technical Potential | 0 | 0 | 0 | 0 | 0 | 0 | 0 | 0 | 0 | 0 | 0 | 0 | 0 | 0 | 0 | 0 | 0 | 0 | 0 | 0 | 0 | 0
F3_Industrial_Instruments_Existing_Space Heating_Natural Gas_Insulation - Ducting_A_Technical Potential | F3 | Industrial | Instruments | Existing | Space Heating | Natural Gas | Insulation - Ducting | A | Original Unit Winter Peak Savings (kW) | Technical Potential | 0 | 0 | 0 | 0 | 0 | 0 | 0 | 0 | 0 | 0 | 0 | 0 | 0 | 0 | 0 | 0 | 0 | 0 | 0 | 0 | 0 | 0
F4_Industrial_Instruments_Existing_Space Heating_Natural Gas_Insulation - Ducting_A_Technical Potential | F4 | Industrial | Instruments | Existing | Space Heating | Natural Gas | Insulation - Ducting | A | Standalone Impact on Baseline Energy (%) | Technical Potential | 0% | 0% | 0.0008095% | 0.001812% | 0.003046% | 0.004488% | 0.006143% | 0.008084% | 0.01023% | 0.01244% | 0.01456% | 0.01644% | 0.01798% | 0.0191% | 0.01988% | 0.02042% | 0.02084% | 0.0212% | 0.02154% | 0.02189% | 0.02223% | 0.02259%
F5_Industrial_Instruments_Existing_Space Heating_Natural Gas_Insulation - Ducting_A_Technical Potential | F5 | Industrial | Instruments | Existing | Space Heating | Natural Gas | Insulation - Ducting | A | Standalone Impact on Baseline Summer Peak (%) | Technical Potential | bar: 2019 to 2040
F6_Industrial_Instruments_Existing_Space Heating_Natural Gas_Insulation - Ducting_A_Technical Potential | F6 | Industrial | Instruments | Existing | Space Heating | Natural Gas | Insulation - Ducting | A | Standalone Impact on Baseline Winter Peak (%) | Technical Potential | bar: 2019 to 2040
F7_Industrial_Instruments_Existing_Space Heating_Natural Gas_Insulation - Ducting_A_Technical Potential | F7 | Industrial | Instruments | Existing | Space Heating | Natural Gas | Insulation - Ducting | A | Incremental Energy Savings (MWh or mTherms) | Technical Potential | 0 | 0 | 0.0035655 | 0.0042786 | 0.0051169 | 0.0058053 | 0.0064719 | 0.0073962 | 0.0079324 | 0.0079238 | 0.0073034 | 0.0061417 | 0.0046507 | 0.0030126 | 0.0017125 | 0.00080741 | 0.00033456 | 0.00011917 | 3.6472e-05 | 7.7896e-06 | 1.2549e-06 | 1.4766e-07
F8_Industrial_Instruments_Existing_Space Heating_Natural Gas_Insulation - Ducting_A_Technical Potential | F8 | Industrial | Instruments | Existing | Space Heating | Natural Gas | Insulation - Ducting | A | Incremental Summer Peak Savings (MW) | Technical Potential | 0 | 0 | 0 | 0 | 0 | 0 | 0 | 0 | 0 | 0 | 0 | 0 | 0 | 0 | 0 | 0 | 0 | 0 | 0 | 0 | 0 | 0
F9_Industrial_Instruments_Existing_Space Heating_Natural Gas_Insulation - Ducting_A_Technical Potential | F9 | Industrial | Instruments | Existing | Space Heating | Natural Gas | Insulation - Ducting | A | Incremental Winter Peak Savings (MW) | Technical Potential | 0 | 0 | 0 | 0 | 0 | 0 | 0 | 0 | 0 | 0 | 0 | 0 | 0 | 0 | 0 | 0 | 0 | 0 | 0 | 0 | 0 | 0
F10_Industrial_Instruments_Existing_Space Heating_Natural Gas_Insulation - Ducting_A_Technical Potential | F10 | Industrial | Instruments | Existing | Space Heating | Natural Gas | Insulation - Ducting | A | Cumulative Energy Savings (MWh or mTherms) | Technical Potential | 0 | 0 | 0.0035655 | 0.0078244 | 0.012898 | 0.018632 | 0.025002 | 0.032264 | 0.040029 | 0.047752 | 0.054827 | 0.06072 | 0.065111 | 0.067859 | 0.069312 | 0.069869 | 0.069965 | 0.069859 | 0.069682 | 0.06949 | 0.069303 | 0.069125
F11_Industrial_Instruments_Existing_Space Heating_Natural Gas_Insulation - Ducting_A_Technical Potential | F11 | Industrial | Instruments | Existing | Space Heating | Natural Gas | Insulation - Ducting | A | Cumulative Summer Peak Savings (MW) | Technical Potential | 0 | 0 | 0 | 0 | 0 | 0 | 0 | 0 | 0 | 0 | 0 | 0 | 0 | 0 | 0 | 0 | 0 | 0 | 0 | 0 | 0 | 0
F12_Industrial_Instruments_Existing_Space Heating_Natural Gas_Insulation - Ducting_A_Technical Potential | F12 | Industrial | Instruments | Existing | Space Heating | Natural Gas | Insulation - Ducting | A | Cumulative Winter Peak Savings (MW) | Technical Potential | 0 | 0 | 0 | 0 | 0 | 0 | 0 | 0 | 0 | 0 | 0 | 0 | 0 | 0 | 0 | 0 | 0 | 0 | 0 | 0 | 0 | 0
F13_Industrial_Instruments_Existing_Space Heating_Natural Gas_Insulation - Ducting_A_Technical Potential | F13 | Industrial | Instruments | Existing | Space Heating | Natural Gas | Insulation - Ducting | A | Purchases (Incremental) | Technical Potential | 0 | 0 | 2476.3202 | 2988.1034 | 3593.5199 | 4099.5878 | 4595.4766 | 5280.0324 | 5692.4107 | 5714.9375 | 5292.7869 | 4471.1573 | 3400.3156 | 2211.601 | 1262.0148 | 597.1603 | 248.2888 | 88.7302 | 27.2375 | 5.8342 | 0.94244 | 0.11117
F14_Industrial_Instruments_Existing_Space Heating_Natural Gas_Insulation - Ducting_A_Technical Potential | F14 | Industrial | Instruments | Existing | Space Heating | Natural Gas | Insulation - Ducting | A | Purchases (Cumulative) | Technical Potential | 0 | 0 | 2476.3202 | 5464.4235 | 9057.9434 | 13157.5312 | 17753.0078 | 23033.0402 | 28725.4509 | 34440.3884 | 39733.1753 | 44204.3325 | 47604.6481 | 49816.2491 | 51078.2639 | 51675.4242 | 51923.713 | 52012.4431 | 52039.6806 | 52045.5148 | 52046.4572 | 52046.5684
F1_Industrial_Instruments_Existing_Space Heating_Natural Gas_HVAC - Duct Repair and Sealing_A_Technical Potential | F1 | Industrial | Instruments | Existing | Space Heating | Natural Gas | HVAC - Duct Repair and Sealing | A | Original Unit Energy Savings (kWh or therms) | Technical Potential | 0 | 0 | 0.0040723 | 0.0040498 | 0.0040273 | 0.004005 | 0.0039832 | 0.0039618 | 0.0039412 | 0.0039215 | 0.0039027 | 0.003885 | 0.0038683 | 0.0038527 | 0.0038379 | 0.0038241 | 0.003811 | 0.0037987 | 0.0037871 | 0.0037763 | 0.003766 | 0.0037564
F2_Industrial_Instruments_Existing_Space Heating_Natural Gas_HVAC - Duct Repair and Sealing_A_Technical Potential | F2 | Industrial | Instruments | Existing | Space Heating | Natural Gas | HVAC - Duct Repair and Sealing | A | Original Unit Summer Peak Savings (kW) | Technical Potential | 0 | 0 | 0 | 0 | 0 | 0 | 0 | 0 | 0 | 0 | 0 | 0 | 0 | 0 | 0 | 0 | 0 | 0 | 0 | 0 | 0 | 0
F3_Industrial_Instruments_Existing_Space Heating_Natural Gas_HVAC - Duct Repair and Sealing_A_Technical Potential | F3 | Industrial | Instruments | Existing | Space Heating | Natural Gas | HVAC - Duct Repair and Sealing | A | Original Unit Winter Peak Savings (kW) | Technical Potential | 0 | 0 | 0 | 0 | 0 | 0 | 0 | 0 | 0 | 0 | 0 | 0 | 0 | 0 | 0 | 0 | 0 | 0 | 0 | 0 | 0 | 0
F4_Industrial_Instruments_Existing_Space Heating_Natural Gas_HVAC - Duct Repair and Sealing_A_Technical Potential | F4 | Industrial | Instruments | Existing | Space Heating | Natural Gas | HVAC - Duct Repair and Sealing | A | Standalone Impact on Baseline Energy (%) | Technical Potential | 0% | 0% | 0.004659% | 0.009369% | 0.01413% | 0.01895% | 0.02382% | 0.02875% | 0.03374% | 0.03879% | 0.0439% | 0.04909% | 0.05435% | 0.05968% | 0.0651% | 0.07059% | 0.07617% | 0.08183% | 0.08759% | 0.09343% | 0.09937% | 0.1054%
F5_Industrial_Instruments_Existing_Space Heating_Natural Gas_HVAC - Duct Repair and Sealing_A_Technical Potential | F5 | Industrial | Instruments | Existing | Space Heating | Natural Gas | HVAC - Duct Repair and Sealing | A | Standalone Impact on Baseline Summer Peak (%) | Technical Potential | bar: 2019 to 2040
F6_Industrial_Instruments_Existing_Space Heating_Natural Gas_HVAC - Duct Repair and Sealing_A_Technical Potential | F6 | Industrial | Instruments | Existing | Space Heating | Natural Gas | HVAC - Duct Repair and Sealing | A | Standalone Impact on Baseline Winter Peak (%) | Technical Potential | bar: 2019 to 2040
F7_Industrial_Instruments_Existing_Space Heating_Natural Gas_HVAC - Duct Repair and Sealing_A_Technical Potential | F7 | Industrial | Instruments | Existing | Space Heating | Natural Gas | HVAC - Duct Repair and Sealing | A | Incremental Energy Savings (MWh or mTherms) | Technical Potential | 0 | 0 | 0.02052 | 0.020055 | 0.0196 | 0.019155 | 0.018722 | 0.018301 | 0.017892 | 0.017495 | 0.017111 | 0.01674 | 0.016381 | 0.016033 | 0.015697 | 0.01537 | 0.015054 | 0.014746 | 0.014448 | 0.014158 | 0.013876 | 0.013602
F8_Industrial_Instruments_Existing_Space Heating_Natural Gas_HVAC - Duct Repair and Sealing_A_Technical Potential | F8 | Industrial | Instruments | Existing | Space Heating | Natural Gas | HVAC - Duct Repair and Sealing | A | Incremental Summer Peak Savings (MW) | Technical Potential | 0 | 0 | 0 | 0 | 0 | 0 | 0 | 0 | 0 | 0 | 0 | 0 | 0 | 0 | 0 | 0 | 0 | 0 | 0 | 0 | 0 | 0
F9_Industrial_Instruments_Existing_Space Heating_Natural Gas_HVAC - Duct Repair and Sealing_A_Technical Potential | F9 | Industrial | Instruments | Existing | Space Heating | Natural Gas | HVAC - Duct Repair and Sealing | A | Incremental Winter Peak Savings (MW) | Technical Potential | 0 | 0 | 0 | 0 | 0 | 0 | 0 | 0 | 0 | 0 | 0 | 0 | 0 | 0 | 0 | 0 | 0 | 0 | 0 | 0 | 0 | 0
F10_Industrial_Instruments_Existing_Space Heating_Natural Gas_HVAC - Duct Repair and Sealing_A_Technical Potential | F10 | Industrial | Instruments | Existing | Space Heating | Natural Gas | HVAC - Duct Repair and Sealing | A | Cumulative Energy Savings (MWh or mTherms) | Technical Potential | 0 | 0 | 0.02052 | 0.040462 | 0.059837 | 0.078662 | 0.096955 | 0.11474 | 0.13203 | 0.14887 | 0.16526 | 0.18125 | 0.19686 | 0.2121 | 0.22698 | 0.24153 | 0.25576 | 0.26968 | 0.28331 | 0.29665 | 0.30972 | 0.32253
F11_Industrial_Instruments_Existing_Space Heating_Natural Gas_HVAC - Duct Repair and Sealing_A_Technical Potential | F11 | Industrial | Instruments | Existing | Space Heating | Natural Gas | HVAC - Duct Repair and Sealing | A | Cumulative Summer Peak Savings (MW) | Technical Potential | 0 | 0 | 0 | 0 | 0 | 0 | 0 | 0 | 0 | 0 | 0 | 0 | 0 | 0 | 0 | 0 | 0 | 0 | 0 | 0 | 0 | 0
F12_Industrial_Instruments_Existing_Space Heating_Natural Gas_HVAC - Duct Repair and Sealing_A_Technical Potential | F12 | Industrial | Instruments | Existing | Space Heating | Natural Gas | HVAC - Duct Repair and Sealing | A | Cumulative Winter Peak Savings (MW) | Technical Potential | 0 | 0 | 0 | 0 | 0 | 0 | 0 | 0 | 0 | 0 | 0 | 0 | 0 | 0 | 0 | 0 | 0 | 0 | 0 | 0 | 0 | 0
F13_Industrial_Instruments_Existing_Space Heating_Natural Gas_HVAC - Duct Repair and Sealing_A_Technical Potential | F13 | Industrial | Instruments | Existing | Space Heating | Natural Gas | HVAC - Duct Repair and Sealing | A | Purchases (Incremental) | Technical Potential | 0 | 0 | 5039.0236 | 4952.1439 | 4866.7621 | 4782.8524 | 4700.3894 | 4619.3482 | 4539.7043 | 4461.4335 | 4384.5123 | 4308.9172 | 4234.6256 | 4161.6148 | 4089.8628 | 4019.3479 | 3950.0488 | 3881.9445 | 3815.0144 | 3749.2383 | 3684.5963 | 3621.0688
F14_Industrial_Instruments_Existing_Space Heating_Natural Gas_HVAC - Duct Repair and Sealing_A_Technical Potential | F14 | Industrial | Instruments | Existing | Space Heating | Natural Gas | HVAC - Duct Repair and Sealing | A | Purchases (Cumulative) | Technical Potential | 0 | 0 | 5039.0236 | 9991.1675 | 14857.9296 | 19640.782 | 24341.1714 | 28960.5197 | 33500.224 | 37961.6575 | 42346.1698 | 46655.087 | 50889.7125 | 55051.3273 | 59141.1901 | 63160.538 | 67110.5868 | 70992.5313 | 74807.5458 | 78556.7841 | 82241.3804 | 85862.4492
F1_Industrial_Instruments_Existing_Space Heating_Natural Gas_Windows - High Efficiency_A_Technical Potential | F1 | Industrial | Instruments | Existing | Space Heating | Natural Gas | Windows - High Efficiency | A | Original Unit Energy Savings (kWh or therms) | Technical Potential | 0 | 0 | 0.0077675 | 0.0077491 | 0.0077307 | 0.0077125 | 0.0076946 | 0.0076772 | 0.0076604 | 0.0076442 | 0.0076289 | 0.0076144 | 0.0076007 | 0.0075878 | 0.0075757 | 0.0075643 | 0.0075535 | 0.0075434 | 0.0075339 | 0.007525 | 0.0075166 | 0.0075087
F2_Industrial_Instruments_Existing_Space Heating_Natural Gas_Windows - High Efficiency_A_Technical Potential | F2 | Industrial | Instruments | Existing | Space Heating | Natural Gas | Windows - High Efficiency | A | Original Unit Summer Peak Savings (kW) | Technical Potential | 0 | 0 | 0 | 0 | 0 | 0 | 0 | 0 | 0 | 0 | 0 | 0 | 0 | 0 | 0 | 0 | 0 | 0 | 0 | 0 | 0 | 0
F3_Industrial_Instruments_Existing_Space Heating_Natural Gas_Windows - High Efficiency_A_Technical Potential | F3 | Industrial | Instruments | Existing | Space Heating | Natural Gas | Windows - High Efficiency | A | Original Unit Winter Peak Savings (kW) | Technical Potential | 0 | 0 | 0 | 0 | 0 | 0 | 0 | 0 | 0 | 0 | 0 | 0 | 0 | 0 | 0 | 0 | 0 | 0 | 0 | 0 | 0 | 0
F4_Industrial_Instruments_Existing_Space Heating_Natural Gas_Windows - High Efficiency_A_Technical Potential | F4 | Industrial | Instruments | Existing | Space Heating | Natural Gas | Windows - High Efficiency | A | Standalone Impact on Baseline Energy (%) | Technical Potential | 0% | 0% | 0.007012% | 0.02115% | 0.04641% | 0.0877% | 0.1507% | 0.2413% | 0.3653% | 0.5269% | 0.728% | 0.9672% | 1.238% | 1.53% | 1.828% | 2.116% | 2.378% | 2.605% | 2.793% | 2.941% | 3.055% | 3.15%
F5_Industrial_Instruments_Existing_Space Heating_Natural Gas_Windows - High Efficiency_A_Technical Potential | F5 | Industrial | Instruments | Existing | Space Heating | Natural Gas | Windows - High Efficiency | A | Standalone Impact on Baseline Summer Peak (%) | Technical Potential | bar: 2019 to 2040
F6_Industrial_Instruments_Existing_Space Heating_Natural Gas_Windows - High Efficiency_A_Technical Potential | F6 | Industrial | Instruments | Existing | Space Heating | Natural Gas | Windows - High Efficiency | A | Standalone Impact on Baseline Winter Peak (%) | Technical Potential | bar: 2019 to 2040
F7_Industrial_Instruments_Existing_Space Heating_Natural Gas_Windows - High Efficiency_A_Technical Potential | F7 | Industrial | Instruments | Existing | Space Heating | Natural Gas | Windows - High Efficiency | A | Incremental Energy Savings (MWh or mTherms) | Technical Potential | 0 | 0 | 0.030886 | 0.06053 | 0.10537 | 0.16805 | 0.2501 | 0.35122 | 0.46849 | 0.5956 | 0.7225 | 0.83572 | 0.9198 | 0.95999 | 0.94587 | 0.87494 | 0.75493 | 0.61274 | 0.4599 | 0.31253 | 0.19601 | 0.1255
F8_Industrial_Instruments_Existing_Space Heating_Natural Gas_Windows - High Efficiency_A_Technical Potential | F8 | Industrial | Instruments | Existing | Space Heating | Natural Gas | Windows - High Efficiency | A | Incremental Summer Peak Savings (MW) | Technical Potential | 0 | 0 | 0 | 0 | 0 | 0 | 0 | 0 | 0 | 0 | 0 | 0 | 0 | 0 | 0 | 0 | 0 | 0 | 0 | 0 | 0 | 0
F9_Industrial_Instruments_Existing_Space Heating_Natural Gas_Windows - High Efficiency_A_Technical Potential | F9 | Industrial | Instruments | Existing | Space Heating | Natural Gas | Windows - High Efficiency | A | Incremental Winter Peak Savings (MW) | Technical Potential | 0 | 0 | 0 | 0 | 0 | 0 | 0 | 0 | 0 | 0 | 0 | 0 | 0 | 0 | 0 | 0 | 0 | 0 | 0 | 0 | 0 | 0
F10_Industrial_Instruments_Existing_Space Heating_Natural Gas_Windows - High Efficiency_A_Technical Potential | F10 | Industrial | Instruments | Existing | Space Heating | Natural Gas | Windows - High Efficiency | A | Cumulative Energy Savings (MWh or mTherms) | Technical Potential | 0 | 0 | 0.030886 | 0.091343 | 0.1965 | 0.36408 | 0.61334 | 0.96317 | 1.4295 | 2.0221 | 2.7406 | 3.5711 | 4.4845 | 5.4369 | 6.374 | 7.2394 | 7.984 | 8.5861 | 9.0351 | 9.337 | 9.5226 | 9.6381
F11_Industrial_Instruments_Existing_Space Heating_Natural Gas_Windows - High Efficiency_A_Technical Potential | F11 | Industrial | Instruments | Existing | Space Heating | Natural Gas | Windows - High Efficiency | A | Cumulative Summer Peak Savings (MW) | Technical Potential | 0 | 0 | 0 | 0 | 0 | 0 | 0 | 0 | 0 | 0 | 0 | 0 | 0 | 0 | 0 | 0 | 0 | 0 | 0 | 0 | 0 | 0
F12_Industrial_Instruments_Existing_Space Heating_Natural Gas_Windows - High Efficiency_A_Technical Potential | F12 | Industrial | Instruments | Existing | Space Heating | Natural Gas | Windows - High Efficiency | A | Cumulative Winter Peak Savings (MW) | Technical Potential | 0 | 0 | 0 | 0 | 0 | 0 | 0 | 0 | 0 | 0 | 0 | 0 | 0 | 0 | 0 | 0 | 0 | 0 | 0 | 0 | 0 | 0
F13_Industrial_Instruments_Existing_Space Heating_Natural Gas_Windows - High Efficiency_A_Technical Potential | F13 | Industrial | Instruments | Existing | Space Heating | Natural Gas | Windows - High Efficiency | A | Purchases (Incremental) | Technical Potential | 0 | 0 | 3976.3005 | 7811.3231 | 13630.2311 | 21789.1728 | 32502.6982 | 45748.2088 | 61157.1942 | 77914.8843 | 94705.7785 | 109755.0826 | 121014.9997 | 126517.5688 | 124855.3187 | 115667.9323 | 99944.5689 | 81228.0015 | 61044.5732 | 41532.9788 | 26077.4594 | 16713.8139
F14_Industrial_Instruments_Existing_Space Heating_Natural Gas_Windows - High Efficiency_A_Technical Potential | F14 | Industrial | Instruments | Existing | Space Heating | Natural Gas | Windows - High Efficiency | A | Purchases (Cumulative) | Technical Potential | 0 | 0 | 3976.3005 | 11787.6236 | 25417.8547 | 47207.0275 | 79709.7257 | 125457.9345 | 186615.1287 | 264530.0129 | 359235.7914 | 468990.874 | 590005.8737 | 716523.4424 | 841378.7611 | 957046.6935 | 1056991.2624 | 1138219.2639 | 1199263.8371 | 1240796.8159 | 1266874.2753 | 1283588.0892
F1_Industrial_Instruments_Existing_Space Heating_Natural Gas_Gas Boiler - Maintenance_A_Technical Potential | F1 | Industrial | Instruments | Existing | Space Heating | Natural Gas | Gas Boiler - Maintenance | A | Original Unit Energy Savings (kWh or therms) | Technical Potential | 0 | 0 | 4.1325 | 4.1221 | 4.112 | 4.1021 | 4.0924 | 4.083 | 4.0739 | 4.0651 | 4.0567 | 4.0486 | 4.0408 | 4.0334 | 4.0264 | 4.0197 | 4.0135 | 4.0076 | 4.0022 | 3.9971 | 3.9925 | 3.9883
F2_Industrial_Instruments_Existing_Space Heating_Natural Gas_Gas Boiler - Maintenance_A_Technical Potential | F2 | Industrial | Instruments | Existing | Space Heating | Natural Gas | Gas Boiler - Maintenance | A | Original Unit Summer Peak Savings (kW) | Technical Potential | 0 | 0 | 0 | 0 | 0 | 0 | 0 | 0 | 0 | 0 | 0 | 0 | 0 | 0 | 0 | 0 | 0 | 0 | 0 | 0 | 0 | 0
F3_Industrial_Instruments_Existing_Space Heating_Natural Gas_Gas Boiler - Maintenance_A_Technical Potential | F3 | Industrial | Instruments | Existing | Space Heating | Natural Gas | Gas Boiler - Maintenance | A | Original Unit Winter Peak Savings (kW) | Technical Potential | 0 | 0 | 0 | 0 | 0 | 0 | 0 | 0 | 0 | 0 | 0 | 0 | 0 | 0 | 0 | 0 | 0 | 0 | 0 | 0 | 0 | 0
F4_Industrial_Instruments_Existing_Space Heating_Natural Gas_Gas Boiler - Maintenance_A_Technical Potential | F4 | Industrial | Instruments | Existing | Space Heating | Natural Gas | Gas Boiler - Maintenance | A | Standalone Impact on Baseline Energy (%) | Technical Potential | 0% | 0% | 0.004928% | 0.008467% | 0.01101% | 0.01306% | 0.01492% | 0.01659% | 0.01809% | 0.01943% | 0.02064% | 0.02173% | 0.02271% | 0.02358% | 0.02436% | 0.02507% | 0.02573% | 0.02638% | 0.027% | 0.02761% | 0.02821% | 0.0288%
F5_Industrial_Instruments_Existing_Space Heating_Natural Gas_Gas Boiler - Maintenance_A_Technical Potential | F5 | Industrial | Instruments | Existing | Space Heating | Natural Gas | Gas Boiler - Maintenance | A | Standalone Impact on Baseline Summer Peak (%) | Technical Potential | bar: 2019 to 2040
F6_Industrial_Instruments_Existing_Space Heating_Natural Gas_Gas Boiler - Maintenance_A_Technical Potential | F6 | Industrial | Instruments | Existing | Space Heating | Natural Gas | Gas Boiler - Maintenance | A | Standalone Impact on Baseline Winter Peak (%) | Technical Potential | bar: 2019 to 2040
F7_Industrial_Instruments_Existing_Space Heating_Natural Gas_Gas Boiler - Maintenance_A_Technical Potential | F7 | Industrial | Instruments | Existing | Space Heating | Natural Gas | Gas Boiler - Maintenance | A | Incremental Energy Savings (MWh or mTherms) | Technical Potential | 0 | 0 | 0.021706 | 0.014914 | 0.010122 | 0.0077282 | 0.0066386 | 0.0056326 | 0.0047316 | 0.0039422 | 0.0032619 | 0.0026832 | 0.0021961 | 0.0016778 | 0.0012819 | 0.00097951 | 0.00074852 | 0.00067447 | 0.00051804 | 0.00043784 | 0.00036047 | 0.00028583
F8_Industrial_Instruments_Existing_Space Heating_Natural Gas_Gas Boiler - Maintenance_A_Technical Potential | F8 | Industrial | Instruments | Existing | Space Heating | Natural Gas | Gas Boiler - Maintenance | A | Incremental Summer Peak Savings (MW) | Technical Potential | 0 | 0 | 0 | 0 | 0 | 0 | 0 | 0 | 0 | 0 | 0 | 0 | 0 | 0 | 0 | 0 | 0 | 0 | 0 | 0 | 0 | 0
F9_Industrial_Instruments_Existing_Space Heating_Natural Gas_Gas Boiler - Maintenance_A_Technical Potential | F9 | Industrial | Instruments | Existing | Space Heating | Natural Gas | Gas Boiler - Maintenance | A | Incremental Winter Peak Savings (MW) | Technical Potential | 0 | 0 | 0 | 0 | 0 | 0 | 0 | 0 | 0 | 0 | 0 | 0 | 0 | 0 | 0 | 0 | 0 | 0 | 0 | 0 | 0 | 0
F10_Industrial_Instruments_Existing_Space Heating_Natural Gas_Gas Boiler - Maintenance_A_Technical Potential | F10 | Industrial | Instruments | Existing | Space Heating | Natural Gas | Gas Boiler - Maintenance | A | Cumulative Energy Savings (MWh or mTherms) | Technical Potential | 0 | 0 | 0.021706 | 0.036566 | 0.046597 | 0.054213 | 0.060724 | 0.066217 | 0.070802 | 0.074591 | 0.077698 | 0.080226 | 0.082268 | 0.083795 | 0.084931 | 0.085771 | 0.086386 | 0.086934 | 0.087334 | 0.087662 | 0.087921 | 0.088114
F11_Industrial_Instruments_Existing_Space Heating_Natural Gas_Gas Boiler - Maintenance_A_Technical Potential | F11 | Industrial | Instruments | Existing | Space Heating | Natural Gas | Gas Boiler - Maintenance | A | Cumulative Summer Peak Savings (MW) | Technical Potential | 0 | 0 | 0 | 0 | 0 | 0 | 0 | 0 | 0 | 0 | 0 | 0 | 0 | 0 | 0 | 0 | 0 | 0 | 0 | 0 | 0 | 0
F12_Industrial_Instruments_Existing_Space Heating_Natural Gas_Gas Boiler - Maintenance_A_Technical Potential | F12 | Industrial | Instruments | Existing | Space Heating | Natural Gas | Gas Boiler - Maintenance | A | Cumulative Winter Peak Savings (MW) | Technical Potential | 0 | 0 | 0 | 0 | 0 | 0 | 0 | 0 | 0 | 0 | 0 | 0 | 0 | 0 | 0 | 0 | 0 | 0 | 0 | 0 | 0 | 0
F13_Industrial_Instruments_Existing_Space Heating_Natural Gas_Gas Boiler - Maintenance_A_Technical Potential | F13 | Industrial | Instruments | Existing | Space Heating | Natural Gas | Gas Boiler - Maintenance | A | Purchases (Incremental) | Technical Potential | 0 | 0 | 5.2525 | 3.6181 | 2.4615 | 1.884 | 1.6222 | 1.3795 | 1.1614 | 0.96975 | 0.80407 | 0.66276 | 0.54349 | 0.41597 | 0.31837 | 0.24367 | 0.1865 | 0.1683 | 0.12944 | 0.10954 | 0.090288 | 0.071667
F14_Industrial_Instruments_Existing_Space Heating_Natural Gas_Gas Boiler - Maintenance_A_Technical Potential | F14 | Industrial | Instruments | Existing | Space Heating | Natural Gas | Gas Boiler - Maintenance | A | Purchases (Cumulative) | Technical Potential | 0 | 0 | 5.2525 | 8.8706 | 11.3321 | 13.2161 | 14.8383 | 16.2178 | 17.3793 | 18.349 | 19.1531 | 19.8158 | 20.3593 | 20.7753 | 21.0937 | 21.3373 | 21.5238 | 21.6921 | 21.8216 | 21.9311 | 22.0214 | 22.0931
F1_Industrial_Instruments_Existing_Process_Natural Gas_Gas Boiler - Maintenance_A_Technical Potential | F1 | Industrial | Instruments | Existing | Process | Natural Gas | Gas Boiler - Maintenance | A | Original Unit Energy Savings (kWh or therms) | Technical Potential | 0 | 0 | 2.58 | 2.58 | 2.58 | 2.58 | 2.58 | 2.58 | 2.58 | 2.58 | 2.58 | 2.58 | 2.58 | 2.58 | 2.58 | 2.58 | 2.58 | 2.58 | 2.58 | 2.58 | 2.58 | 2.58
F2_Industrial_Instruments_Existing_Process_Natural Gas_Gas Boiler - Maintenance_A_Technical Potential | F2 | Industrial | Instruments | Existing | Process | Natural Gas | Gas Boiler - Maintenance | A | Original Unit Summer Peak Savings (kW) | Technical Potential | 0 | 0 | 0 | 0 | 0 | 0 | 0 | 0 | 0 | 0 | 0 | 0 | 0 | 0 | 0 | 0 | 0 | 0 | 0 | 0 | 0 | 0
F3_Industrial_Instruments_Existing_Process_Natural Gas_Gas Boiler - Maintenance_A_Technical Potential | F3 | Industrial | Instruments | Existing | Process | Natural Gas | Gas Boiler - Maintenance | A | Original Unit Winter Peak Savings (kW) | Technical Potential | 0 | 0 | 0 | 0 | 0 | 0 | 0 | 0 | 0 | 0 | 0 | 0 | 0 | 0 | 0 | 0 | 0 | 0 | 0 | 0 | 0 | 0
F4_Industrial_Instruments_Existing_Process_Natural Gas_Gas Boiler - Maintenance_A_Technical Potential | F4 | Industrial | Instruments | Existing | Process | Natural Gas | Gas Boiler - Maintenance | A | Standalone Impact on Baseline Energy (%) | Technical Potential | 0% | 0% | 0.0361% | 0.06204% | 0.08065% | 0.0957% | 0.1093% | 0.1216% | 0.1326% | 0.1424% | 0.1513% | 0.1593% | 0.1665% | 0.1729% | 0.1786% | 0.1839% | 0.1887% | 0.1935% | 0.1981% | 0.2026% | 0.207% | 0.2113%
F5_Industrial_Instruments_Existing_Process_Natural Gas_Gas Boiler - Maintenance_A_Technical Potential | F5 | Industrial | Instruments | Existing | Process | Natural Gas | Gas Boiler - Maintenance | A | Standalone Impact on Baseline Summer Peak (%) | Technical Potential | bar: 2019 to 2040
F6_Industrial_Instruments_Existing_Process_Natural Gas_Gas Boiler - Maintenance_A_Technical Potential | F6 | Industrial | Instruments | Existing | Process | Natural Gas | Gas Boiler - Maintenance | A | Standalone Impact on Baseline Winter Peak (%) | Technical Potential | bar: 2019 to 2040
F7_Industrial_Instruments_Existing_Process_Natural Gas_Gas Boiler - Maintenance_A_Technical Potential | F7 | Industrial | Instruments | Existing | Process | Natural Gas | Gas Boiler - Maintenance | A | Incremental Energy Savings (MWh or mTherms) | Technical Potential | 0 | 0 | 0.41108 | 0.28317 | 0.19265 | 0.14745 | 0.12696 | 0.10797 | 0.090899 | 0.075897 | 0.06293 | 0.05187 | 0.042536 | 0.032556 | 0.024917 | 0.019071 | 0.014596 | 0.013172 | 0.01013 | 0.008573 | 0.0070663 | 0.005609
F8_Industrial_Instruments_Existing_Process_Natural Gas_Gas Boiler - Maintenance_A_Technical Potential | F8 | Industrial | Instruments | Existing | Process | Natural Gas | Gas Boiler - Maintenance | A | Incremental Summer Peak Savings (MW) | Technical Potential | 0 | 0 | 0 | 0 | 0 | 0 | 0 | 0 | 0 | 0 | 0 | 0 | 0 | 0 | 0 | 0 | 0 | 0 | 0 | 0 | 0 | 0
F9_Industrial_Instruments_Existing_Process_Natural Gas_Gas Boiler - Maintenance_A_Technical Potential | F9 | Industrial | Instruments | Existing | Process | Natural Gas | Gas Boiler - Maintenance | A | Incremental Winter Peak Savings (MW) | Technical Potential | 0 | 0 | 0 | 0 | 0 | 0 | 0 | 0 | 0 | 0 | 0 | 0 | 0 | 0 | 0 | 0 | 0 | 0 | 0 | 0 | 0 | 0
F10_Industrial_Instruments_Existing_Process_Natural Gas_Gas Boiler - Maintenance_A_Technical Potential | F10 | Industrial | Instruments | Existing | Process | Natural Gas | Gas Boiler - Maintenance | A | Cumulative Energy Savings (MWh or mTherms) | Technical Potential | 0 | 0 | 0.41108 | 0.69425 | 0.8869 | 1.0343 | 1.1613 | 1.2693 | 1.3602 | 1.4361 | 1.499 | 1.5509 | 1.5934 | 1.626 | 1.6509 | 1.67 | 1.6845 | 1.6977 | 1.7078 | 1.7164 | 1.7235 | 1.7291
F11_Industrial_Instruments_Existing_Process_Natural Gas_Gas Boiler - Maintenance_A_Technical Potential | F11 | Industrial | Instruments | Existing | Process | Natural Gas | Gas Boiler - Maintenance | A | Cumulative Summer Peak Savings (MW) | Technical Potential | 0 | 0 | 0 | 0 | 0 | 0 | 0 | 0 | 0 | 0 | 0 | 0 | 0 | 0 | 0 | 0 | 0 | 0 | 0 | 0 | 0 | 0
F12_Industrial_Instruments_Existing_Process_Natural Gas_Gas Boiler - Maintenance_A_Technical Potential | F12 | Industrial | Instruments | Existing | Process | Natural Gas | Gas Boiler - Maintenance | A | Cumulative Winter Peak Savings (MW) | Technical Potential | 0 | 0 | 0 | 0 | 0 | 0 | 0 | 0 | 0 | 0 | 0 | 0 | 0 | 0 | 0 | 0 | 0 | 0 | 0 | 0 | 0 | 0
F13_Industrial_Instruments_Existing_Process_Natural Gas_Gas Boiler - Maintenance_A_Technical Potential | F13 | Industrial | Instruments | Existing | Process | Natural Gas | Gas Boiler - Maintenance | A | Purchases (Incremental) | Technical Potential | 0 | 0 | 159.3334 | 109.7546 | 74.6695 | 57.1501 | 49.2088 | 41.8478 | 35.2321 | 29.4172 | 24.3914 | 20.1045 | 16.4866 | 12.6184 | 9.6578 | 7.3918 | 5.6575 | 5.1052 | 3.9265 | 3.3229 | 2.7389 | 2.174
F14_Industrial_Instruments_Existing_Process_Natural Gas_Gas Boiler - Maintenance_A_Technical Potential | F14 | Industrial | Instruments | Existing | Process | Natural Gas | Gas Boiler - Maintenance | A | Purchases (Cumulative) | Technical Potential | 0 | 0 | 159.3334 | 269.088 | 343.7575 | 400.9076 | 450.1164 | 491.9642 | 527.1963 | 556.6135 | 581.0049 | 601.1094 | 617.596 | 630.2144 | 639.8722 | 647.264 | 652.9215 | 658.0267 | 661.9532 | 665.276 | 668.0149 | 670.1889
F1_Industrial_Instruments_Existing_Space Heating_Natural Gas_Gas Furnace - Maintenance_A_Technical Potential | F1 | Industrial | Instruments | Existing | Space Heating | Natural Gas | Gas Furnace - Maintenance | A | Original Unit Energy Savings (kWh or therms) | Technical Potential | 0 | 0 | 0.0093975 | 0.0093456 | 0.0092937 | 0.0092423 | 0.0091918 | 0.0091426 | 0.0090951 | 0.0090495 | 0.0090061 | 0.0089653 | 0.0089269 | 0.0088907 | 0.0088567 | 0.0088247 | 0.0087946 | 0.0087662 | 0.0087395 | 0.0087144 | 0.0086907 | 0.0086685
F2_Industrial_Instruments_Existing_Space Heating_Natural Gas_Gas Furnace - Maintenance_A_Technical Potential | F2 | Industrial | Instruments | Existing | Space Heating | Natural Gas | Gas Furnace - Maintenance | A | Original Unit Summer Peak Savings (kW) | Technical Potential | 0 | 0 | 0 | 0 | 0 | 0 | 0 | 0 | 0 | 0 | 0 | 0 | 0 | 0 | 0 | 0 | 0 | 0 | 0 | 0 | 0 | 0
F3_Industrial_Instruments_Existing_Space Heating_Natural Gas_Gas Furnace - Maintenance_A_Technical Potential | F3 | Industrial | Instruments | Existing | Space Heating | Natural Gas | Gas Furnace - Maintenance | A | Original Unit Winter Peak Savings (kW) | Technical Potential | 0 | 0 | 0 | 0 | 0 | 0 | 0 | 0 | 0 | 0 | 0 | 0 | 0 | 0 | 0 | 0 | 0 | 0 | 0 | 0 | 0 | 0
F4_Industrial_Instruments_Existing_Space Heating_Natural Gas_Gas Furnace - Maintenance_A_Technical Potential | F4 | Industrial | Instruments | Existing | Space Heating | Natural Gas | Gas Furnace - Maintenance | A | Standalone Impact on Baseline Energy (%) | Technical Potential | 0% | 0% | 0.0001351% | 0.0002314% | 0.0002998% | 0.0003547% | 0.0004039% | 0.0004478% | 0.0004868% | 0.0005215% | 0.0005523% | 0.0005799% | 0.0006048% | 0.0006265% | 0.0006458% | 0.0006633% | 0.0006795% | 0.0006955% | 0.0007107% | 0.0007255% | 0.0007401% | 0.0007544%
F5_Industrial_Instruments_Existing_Space Heating_Natural Gas_Gas Furnace - Maintenance_A_Technical Potential | F5 | Industrial | Instruments | Existing | Space Heating | Natural Gas | Gas Furnace - Maintenance | A | Standalone Impact on Baseline Summer Peak (%) | Technical Potential | bar: 2019 to 2040
F6_Industrial_Instruments_Existing_Space Heating_Natural Gas_Gas Furnace - Maintenance_A_Technical Potential | F6 | Industrial | Instruments | Existing | Space Heating | Natural Gas | Gas Furnace - Maintenance | A | Standalone Impact on Baseline Winter Peak (%) | Technical Potential | bar: 2019 to 2040
F7_Industrial_Instruments_Existing_Space Heating_Natural Gas_Gas Furnace - Maintenance_A_Technical Potential | F7 | Industrial | Instruments | Existing | Space Heating | Natural Gas | Gas Furnace - Maintenance | A | Incremental Energy Savings (MWh or mTherms) | Technical Potential | 0 | 0 | 0.00059496 | 0.00040756 | 0.00027574 | 0.00020988 | 0.00017973 | 0.00015202 | 0.00012732 | 0.00010578 | 8.7285e-05 | 7.1619e-05 | 5.8479e-05 | 4.4577e-05 | 3.3987e-05 | 2.5919e-05 | 1.977e-05 | 1.7783e-05 | 1.3635e-05 | 1.1506e-05 | 9.4579e-06 | 7.4881e-06
F8_Industrial_Instruments_Existing_Space Heating_Natural Gas_Gas Furnace - Maintenance_A_Technical Potential | F8 | Industrial | Instruments | Existing | Space Heating | Natural Gas | Gas Furnace - Maintenance | A | Incremental Summer Peak Savings (MW) | Technical Potential | 0 | 0 | 0 | 0 | 0 | 0 | 0 | 0 | 0 | 0 | 0 | 0 | 0 | 0 | 0 | 0 | 0 | 0 | 0 | 0 | 0 | 0
F9_Industrial_Instruments_Existing_Space Heating_Natural Gas_Gas Furnace - Maintenance_A_Technical Potential | F9 | Industrial | Instruments | Existing | Space Heating | Natural Gas | Gas Furnace - Maintenance | A | Incremental Winter Peak Savings (MW) | Technical Potential | 0 | 0 | 0 | 0 | 0 | 0 | 0 | 0 | 0 | 0 | 0 | 0 | 0 | 0 | 0 | 0 | 0 | 0 | 0 | 0 | 0 | 0
F10_Industrial_Instruments_Existing_Space Heating_Natural Gas_Gas Furnace - Maintenance_A_Technical Potential | F10 | Industrial | Instruments | Existing | Space Heating | Natural Gas | Gas Furnace - Maintenance | A | Cumulative Energy Savings (MWh or mTherms) | Technical Potential | 0 | 0 | 0.00059496 | 0.00099923 | 0.0012694 | 0.0014723 | 0.001644 | 0.0017872 | 0.0019052 | 0.0020014 | 0.0020791 | 0.0021413 | 0.0021906 | 0.0022264 | 0.0022518 | 0.0022696 | 0.0022816 | 0.002292 | 0.0022987 | 0.0023036 | 0.0023068 | 0.0023084
F11_Industrial_Instruments_Existing_Space Heating_Natural Gas_Gas Furnace - Maintenance_A_Technical Potential | F11 | Industrial | Instruments | Existing | Space Heating | Natural Gas | Gas Furnace - Maintenance | A | Cumulative Summer Peak Savings (MW) | Technical Potential | 0 | 0 | 0 | 0 | 0 | 0 | 0 | 0 | 0 | 0 | 0 | 0 | 0 | 0 | 0 | 0 | 0 | 0 | 0 | 0 | 0 | 0
F12_Industrial_Instruments_Existing_Space Heating_Natural Gas_Gas Furnace - Maintenance_A_Technical Potential | F12 | Industrial | Instruments | Existing | Space Heating | Natural Gas | Gas Furnace - Maintenance | A | Cumulative Winter Peak Savings (MW) | Technical Potential | 0 | 0 | 0 | 0 | 0 | 0 | 0 | 0 | 0 | 0 | 0 | 0 | 0 | 0 | 0 | 0 | 0 | 0 | 0 | 0 | 0 | 0
F13_Industrial_Instruments_Existing_Space Heating_Natural Gas_Gas Furnace - Maintenance_A_Technical Potential | F13 | Industrial | Instruments | Existing | Space Heating | Natural Gas | Gas Furnace - Maintenance | A | Purchases (Incremental) | Technical Potential | 0 | 0 | 63.3103 | 43.6104 | 29.6696 | 22.7083 | 19.5528 | 16.628 | 13.9993 | 11.6888 | 9.6918 | 7.9884 | 6.5509 | 5.0139 | 3.8375 | 2.9371 | 2.248 | 2.0285 | 1.5602 | 1.3203 | 1.0883 | 0.86383
F14_Industrial_Instruments_Existing_Space Heating_Natural Gas_Gas Furnace - Maintenance_A_Technical Potential | F14 | Industrial | Instruments | Existing | Space Heating | Natural Gas | Gas Furnace - Maintenance | A | Purchases (Cumulative) | Technical Potential | 0 | 0 | 63.3103 | 106.9207 | 136.5903 | 159.2986 | 178.8514 | 195.4794 | 209.4787 | 221.1675 | 230.8593 | 238.8477 | 245.3986 | 250.4124 | 254.2499 | 257.187 | 259.435 | 261.4635 | 263.0237 | 264.344 | 265.4323 | 266.2961
F1_Industrial_Instruments_Existing_Space Heating_Natural Gas_Gas Boiler - Hot Water Reset_A_Technical Potential | F1 | Industrial | Instruments | Existing | Space Heating | Natural Gas | Gas Boiler - Hot Water Reset | A | Original Unit Energy Savings (kWh or therms) | Technical Potential | 0 | 0 | 15.0273 | 14.9896 | 14.9526 | 14.9166 | 14.8814 | 14.8473 | 14.8142 | 14.7823 | 14.7516 | 14.7221 | 14.6939 | 14.667 | 14.6414 | 14.6172 | 14.5945 | 14.5732 | 14.5534 | 14.535 | 14.5182 | 14.5029
F2_Industrial_Instruments_Existing_Space Heating_Natural Gas_Gas Boiler - Hot Water Reset_A_Technical Potential | F2 | Industrial | Instruments | Existing | Space Heating | Natural Gas | Gas Boiler - Hot Water Reset | A | Original Unit Summer Peak Savings (kW) | Technical Potential | 0 | 0 | 0 | 0 | 0 | 0 | 0 | 0 | 0 | 0 | 0 | 0 | 0 | 0 | 0 | 0 | 0 | 0 | 0 | 0 | 0 | 0
F3_Industrial_Instruments_Existing_Space Heating_Natural Gas_Gas Boiler - Hot Water Reset_A_Technical Potential | F3 | Industrial | Instruments | Existing | Space Heating | Natural Gas | Gas Boiler - Hot Water Reset | A | Original Unit Winter Peak Savings (kW) | Technical Potential | 0 | 0 | 0 | 0 | 0 | 0 | 0 | 0 | 0 | 0 | 0 | 0 | 0 | 0 | 0 | 0 | 0 | 0 | 0 | 0 | 0 | 0
F4_Industrial_Instruments_Existing_Space Heating_Natural Gas_Gas Boiler - Hot Water Reset_A_Technical Potential | F4 | Industrial | Instruments | Existing | Space Heating | Natural Gas | Gas Boiler - Hot Water Reset | A | Standalone Impact on Baseline Energy (%) | Technical Potential | 0% | 0% | 0.008708% | 0.01955% | 0.03297% | 0.04874% | 0.06691% | 0.08833% | 0.1121% | 0.1367% | 0.1605% | 0.1817% | 0.1991% | 0.2119% | 0.2211% | 0.2276% | 0.2326% | 0.2371% | 0.2414% | 0.2456% | 0.2499% | 0.2543%
F5_Industrial_Instruments_Existing_Space Heating_Natural Gas_Gas Boiler - Hot Water Reset_A_Technical Potential | F5 | Industrial | Instruments | Existing | Space Heating | Natural Gas | Gas Boiler - Hot Water Reset | A | Standalone Impact on Baseline Summer Peak (%) | Technical Potential | bar: 2019 to 2040
F6_Industrial_Instruments_Existing_Space Heating_Natural Gas_Gas Boiler - Hot Water Reset_A_Technical Potential | F6 | Industrial | Instruments | Existing | Space Heating | Natural Gas | Gas Boiler - Hot Water Reset | A | Standalone Impact on Baseline Winter Peak (%) | Technical Potential | bar: 2019 to 2040
F7_Industrial_Instruments_Existing_Space Heating_Natural Gas_Gas Boiler - Hot Water Reset_A_Technical Potential | F7 | Industrial | Instruments | Existing | Space Heating | Natural Gas | Gas Boiler - Hot Water Reset | A | Incremental Energy Savings (MWh or mTherms) | Technical Potential | 0 | 0 | 0.038359 | 0.046171 | 0.055389 | 0.063037 | 0.070495 | 0.08081 | 0.086928 | 0.087084 | 0.080484 | 0.067854 | 0.051504 | 0.033437 | 0.019047 | 0.0089979 | 0.0037353 | 0.0013329 | 0.00040861 | 8.7414e-05 | 1.4104e-05 | 1.6621e-06
F8_Industrial_Instruments_Existing_Space Heating_Natural Gas_Gas Boiler - Hot Water Reset_A_Technical Potential | F8 | Industrial | Instruments | Existing | Space Heating | Natural Gas | Gas Boiler - Hot Water Reset | A | Incremental Summer Peak Savings (MW) | Technical Potential | 0 | 0 | 0 | 0 | 0 | 0 | 0 | 0 | 0 | 0 | 0 | 0 | 0 | 0 | 0 | 0 | 0 | 0 | 0 | 0 | 0 | 0
F9_Industrial_Instruments_Existing_Space Heating_Natural Gas_Gas Boiler - Hot Water Reset_A_Technical Potential | F9 | Industrial | Instruments | Existing | Space Heating | Natural Gas | Gas Boiler - Hot Water Reset | A | Incremental Winter Peak Savings (MW) | Technical Potential | 0 | 0 | 0 | 0 | 0 | 0 | 0 | 0 | 0 | 0 | 0 | 0 | 0 | 0 | 0 | 0 | 0 | 0 | 0 | 0 | 0 | 0
F10_Industrial_Instruments_Existing_Space Heating_Natural Gas_Gas Boiler - Hot Water Reset_A_Technical Potential | F10 | Industrial | Instruments | Existing | Space Heating | Natural Gas | Gas Boiler - Hot Water Reset | A | Cumulative Energy Savings (MWh or mTherms) | Technical Potential | 0 | 0 | 0.038359 | 0.084434 | 0.13961 | 0.20231 | 0.27233 | 0.35252 | 0.43866 | 0.5248 | 0.60419 | 0.67084 | 0.72106 | 0.75317 | 0.77091 | 0.77863 | 0.78116 | 0.78135 | 0.7807 | 0.7798 | 0.77891 | 0.77809
F11_Industrial_Instruments_Existing_Space Heating_Natural Gas_Gas Boiler - Hot Water Reset_A_Technical Potential | F11 | Industrial | Instruments | Existing | Space Heating | Natural Gas | Gas Boiler - Hot Water Reset | A | Cumulative Summer Peak Savings (MW) | Technical Potential | 0 | 0 | 0 | 0 | 0 | 0 | 0 | 0 | 0 | 0 | 0 | 0 | 0 | 0 | 0 | 0 | 0 | 0 | 0 | 0 | 0 | 0
F12_Industrial_Instruments_Existing_Space Heating_Natural Gas_Gas Boiler - Hot Water Reset_A_Technical Potential | F12 | Industrial | Instruments | Existing | Space Heating | Natural Gas | Gas Boiler - Hot Water Reset | A | Cumulative Winter Peak Savings (MW) | Technical Potential | 0 | 0 | 0 | 0 | 0 | 0 | 0 | 0 | 0 | 0 | 0 | 0 | 0 | 0 | 0 | 0 | 0 | 0 | 0 | 0 | 0 | 0
F13_Industrial_Instruments_Existing_Space Heating_Natural Gas_Gas Boiler - Hot Water Reset_A_Technical Potential | F13 | Industrial | Instruments | Existing | Space Heating | Natural Gas | Gas Boiler - Hot Water Reset | A | Purchases (Incremental) | Technical Potential | 0 | 0 | 2.5526 | 3.0802 | 3.7043 | 4.2259 | 4.7371 | 5.4428 | 5.8679 | 5.8911 | 5.4559 | 4.609 | 3.5051 | 2.2798 | 1.3009 | 0.61557 | 0.25594 | 0.091465 | 0.028077 | 0.006014 | 0.00097149 | 0.0001146
F14_Industrial_Instruments_Existing_Space Heating_Natural Gas_Gas Boiler - Hot Water Reset_A_Technical Potential | F14 | Industrial | Instruments | Existing | Space Heating | Natural Gas | Gas Boiler - Hot Water Reset | A | Purchases (Cumulative) | Technical Potential | 0 | 0 | 2.5526 | 5.6329 | 9.3371 | 13.5631 | 18.3002 | 23.743 | 29.6108 | 35.5019 | 40.9579 | 45.5668 | 49.072 | 51.3517 | 52.6526 | 53.2682 | 53.5241 | 53.6156 | 53.6437 | 53.6497 | 53.6507 | 53.6508
F1_Industrial_Instruments_Existing_Process_Natural Gas_Gas Boiler - Hot Water Reset_A_Technical Potential | F1 | Industrial | Instruments | Existing | Process | Natural Gas | Gas Boiler - Hot Water Reset | A | Original Unit Energy Savings (kWh or therms) | Technical Potential | 0 | 0 | 4.6909 | 4.6909 | 4.6909 | 4.6909 | 4.6909 | 4.6909 | 4.6909 | 4.6909 | 4.6909 | 4.6909 | 4.6909 | 4.6909 | 4.6909 | 4.6909 | 4.6909 | 4.6909 | 4.6909 | 4.6909 | 4.6909 | 4.6909
F2_Industrial_Instruments_Existing_Process_Natural Gas_Gas Boiler - Hot Water Reset_A_Technical Potential | F2 | Industrial | Instruments | Existing | Process | Natural Gas | Gas Boiler - Hot Water Reset | A | Original Unit Summer Peak Savings (kW) | Technical Potential | 0 | 0 | 0 | 0 | 0 | 0 | 0 | 0 | 0 | 0 | 0 | 0 | 0 | 0 | 0 | 0 | 0 | 0 | 0 | 0 | 0 | 0
F3_Industrial_Instruments_Existing_Process_Natural Gas_Gas Boiler - Hot Water Reset_A_Technical Potential | F3 | Industrial | Instruments | Existing | Process | Natural Gas | Gas Boiler - Hot Water Reset | A | Original Unit Winter Peak Savings (kW) | Technical Potential | 0 | 0 | 0 | 0 | 0 | 0 | 0 | 0 | 0 | 0 | 0 | 0 | 0 | 0 | 0 | 0 | 0 | 0 | 0 | 0 | 0 | 0
F4_Industrial_Instruments_Existing_Process_Natural Gas_Gas Boiler - Hot Water Reset_A_Technical Potential | F4 | Industrial | Instruments | Existing | Process | Natural Gas | Gas Boiler - Hot Water Reset | A | Standalone Impact on Baseline Energy (%) | Technical Potential | 0% | 0% | 0.0319% | 0.07163% | 0.1208% | 0.1786% | 0.2452% | 0.3237% | 0.4107% | 0.5011% | 0.5882% | 0.6659% | 0.7297% | 0.777% | 0.8107% | 0.8346% | 0.8533% | 0.8697% | 0.8855% | 0.9011% | 0.9169% | 0.933%
F5_Industrial_Instruments_Existing_Process_Natural Gas_Gas Boiler - Hot Water Reset_A_Technical Potential | F5 | Industrial | Instruments | Existing | Process | Natural Gas | Gas Boiler - Hot Water Reset | A | Standalone Impact on Baseline Summer Peak (%) | Technical Potential | bar: 2019 to 2040
F6_Industrial_Instruments_Existing_Process_Natural Gas_Gas Boiler - Hot Water Reset_A_Technical Potential | F6 | Industrial | Instruments | Existing | Process | Natural Gas | Gas Boiler - Hot Water Reset | A | Standalone Impact on Baseline Winter Peak (%) | Technical Potential | bar: 2019 to 2040
F7_Industrial_Instruments_Existing_Process_Natural Gas_Gas Boiler - Hot Water Reset_A_Technical Potential | F7 | Industrial | Instruments | Existing | Process | Natural Gas | Gas Boiler - Hot Water Reset | A | Incremental Energy Savings (MWh or mTherms) | Technical Potential | 0 | 0 | 0.36324 | 0.43831 | 0.52711 | 0.60135 | 0.67409 | 0.7745 | 0.83499 | 0.83829 | 0.77637 | 0.65585 | 0.49877 | 0.32441 | 0.18512 | 0.087594 | 0.03642 | 0.013015 | 0.0039953 | 0.00085578 | 0.00013824 | 1.6308e-05
F8_Industrial_Instruments_Existing_Process_Natural Gas_Gas Boiler - Hot Water Reset_A_Technical Potential | F8 | Industrial | Instruments | Existing | Process | Natural Gas | Gas Boiler - Hot Water Reset | A | Incremental Summer Peak Savings (MW) | Technical Potential | 0 | 0 | 0 | 0 | 0 | 0 | 0 | 0 | 0 | 0 | 0 | 0 | 0 | 0 | 0 | 0 | 0 | 0 | 0 | 0 | 0 | 0
F9_Industrial_Instruments_Existing_Process_Natural Gas_Gas Boiler - Hot Water Reset_A_Technical Potential | F9 | Industrial | Instruments | Existing | Process | Natural Gas | Gas Boiler - Hot Water Reset | A | Incremental Winter Peak Savings (MW) | Technical Potential | 0 | 0 | 0 | 0 | 0 | 0 | 0 | 0 | 0 | 0 | 0 | 0 | 0 | 0 | 0 | 0 | 0 | 0 | 0 | 0 | 0 | 0
F10_Industrial_Instruments_Existing_Process_Natural Gas_Gas Boiler - Hot Water Reset_A_Technical Potential | F10 | Industrial | Instruments | Existing | Process | Natural Gas | Gas Boiler - Hot Water Reset | A | Cumulative Energy Savings (MWh or mTherms) | Technical Potential | 0 | 0 | 0.36324 | 0.80155 | 1.3287 | 1.93 | 2.6041 | 3.3786 | 4.2136 | 5.0519 | 5.8282 | 6.4841 | 6.9829 | 7.3073 | 7.4924 | 7.58 | 7.6164 | 7.6294 | 7.6334 | 7.6343 | 7.6344 | 7.6344
F11_Industrial_Instruments_Existing_Process_Natural Gas_Gas Boiler - Hot Water Reset_A_Technical Potential | F11 | Industrial | Instruments | Existing | Process | Natural Gas | Gas Boiler - Hot Water Reset | A | Cumulative Summer Peak Savings (MW) | Technical Potential | 0 | 0 | 0 | 0 | 0 | 0 | 0 | 0 | 0 | 0 | 0 | 0 | 0 | 0 | 0 | 0 | 0 | 0 | 0 | 0 | 0 | 0
F12_Industrial_Instruments_Existing_Process_Natural Gas_Gas Boiler - Hot Water Reset_A_Technical Potential | F12 | Industrial | Instruments | Existing | Process | Natural Gas | Gas Boiler - Hot Water Reset | A | Cumulative Winter Peak Savings (MW) | Technical Potential | 0 | 0 | 0 | 0 | 0 | 0 | 0 | 0 | 0 | 0 | 0 | 0 | 0 | 0 | 0 | 0 | 0 | 0 | 0 | 0 | 0 | 0
F13_Industrial_Instruments_Existing_Process_Natural Gas_Gas Boiler - Hot Water Reset_A_Technical Potential | F13 | Industrial | Instruments | Existing | Process | Natural Gas | Gas Boiler - Hot Water Reset | A | Purchases (Incremental) | Technical Potential | 0 | 0 | 77.434 | 93.4374 | 112.3686 | 128.1933 | 143.6996 | 165.1055 | 178.0005 | 178.7049 | 165.5043 | 139.8122 | 106.3272 | 69.1563 | 39.4629 | 18.6731 | 7.7639 | 2.7746 | 0.85171 | 0.18243 | 0.02947 | 0.0034764
F14_Industrial_Instruments_Existing_Process_Natural Gas_Gas Boiler - Hot Water Reset_A_Technical Potential | F14 | Industrial | Instruments | Existing | Process | Natural Gas | Gas Boiler - Hot Water Reset | A | Purchases (Cumulative) | Technical Potential | 0 | 0 | 77.434 | 170.8714 | 283.24 | 411.4333 | 555.1329 | 720.2384 | 898.2389 | 1076.9438 | 1242.4482 | 1382.2603 | 1488.5875 | 1557.7438 | 1597.2067 | 1615.8798 | 1623.6438 | 1626.4183 | 1627.27 | 1627.4525 | 1627.4819 | 1627.4854
F1_Industrial_Instruments_Existing_Space Heating_Natural Gas_Steam Trap Maintenance_A_Technical Potential | F1 | Industrial | Instruments | Existing | Space Heating | Natural Gas | Steam Trap Maintenance | A | Original Unit Energy Savings (kWh or therms) | Technical Potential | 0 | 0 | 5.3088 | 5.2955 | 5.2825 | 5.2697 | 5.2573 | 5.2452 | 5.2336 | 5.2223 | 5.2114 | 5.201 | 5.191 | 5.1815 | 5.1725 | 5.164 | 5.1559 | 5.1484 | 5.1414 | 5.1349 | 5.129 | 5.1236
F2_Industrial_Instruments_Existing_Space Heating_Natural Gas_Steam Trap Maintenance_A_Technical Potential | F2 | Industrial | Instruments | Existing | Space Heating | Natural Gas | Steam Trap Maintenance | A | Original Unit Summer Peak Savings (kW) | Technical Potential | 0 | 0 | 0 | 0 | 0 | 0 | 0 | 0 | 0 | 0 | 0 | 0 | 0 | 0 | 0 | 0 | 0 | 0 | 0 | 0 | 0 | 0
F3_Industrial_Instruments_Existing_Space Heating_Natural Gas_Steam Trap Maintenance_A_Technical Potential | F3 | Industrial | Instruments | Existing | Space Heating | Natural Gas | Steam Trap Maintenance | A | Original Unit Winter Peak Savings (kW) | Technical Potential | 0 | 0 | 0 | 0 | 0 | 0 | 0 | 0 | 0 | 0 | 0 | 0 | 0 | 0 | 0 | 0 | 0 | 0 | 0 | 0 | 0 | 0
F4_Industrial_Instruments_Existing_Space Heating_Natural Gas_Steam Trap Maintenance_A_Technical Potential | F4 | Industrial | Instruments | Existing | Space Heating | Natural Gas | Steam Trap Maintenance | A | Standalone Impact on Baseline Energy (%) | Technical Potential | 0% | 0% | 0.001717% | 0.003464% | 0.005241% | 0.007049% | 0.008889% | 0.01076% | 0.01267% | 0.0146% | 0.01658% | 0.01858% | 0.02062% | 0.0227% | 0.02481% | 0.02695% | 0.02914% | 0.03136% | 0.03362% | 0.03592% | 0.03826% | 0.04065%
F5_Industrial_Instruments_Existing_Space Heating_Natural Gas_Steam Trap Maintenance_A_Technical Potential | F5 | Industrial | Instruments | Existing | Space Heating | Natural Gas | Steam Trap Maintenance | A | Standalone Impact on Baseline Summer Peak (%) | Technical Potential | bar: 2019 to 2040
F6_Industrial_Instruments_Existing_Space Heating_Natural Gas_Steam Trap Maintenance_A_Technical Potential | F6 | Industrial | Instruments | Existing | Space Heating | Natural Gas | Steam Trap Maintenance | A | Standalone Impact on Baseline Winter Peak (%) | Technical Potential | bar: 2019 to 2040
F7_Industrial_Instruments_Existing_Space Heating_Natural Gas_Steam Trap Maintenance_A_Technical Potential | F7 | Industrial | Instruments | Existing | Space Heating | Natural Gas | Steam Trap Maintenance | A | Incremental Energy Savings (MWh or mTherms) | Technical Potential | 0 | 0 | 0.0075637 | 0.0074146 | 0.0072688 | 0.0071262 | 0.0069869 | 0.0068507 | 0.0067176 | 0.0065875 | 0.0064605 | 0.0063364 | 0.0062152 | 0.0060969 | 0.0059813 | 0.0058685 | 0.0057583 | 0.0056508 | 0.0055458 | 0.0054433 | 0.0053433 | 0.0052456
F8_Industrial_Instruments_Existing_Space Heating_Natural Gas_Steam Trap Maintenance_A_Technical Potential | F8 | Industrial | Instruments | Existing | Space Heating | Natural Gas | Steam Trap Maintenance | A | Incremental Summer Peak Savings (MW) | Technical Potential | 0 | 0 | 0 | 0 | 0 | 0 | 0 | 0 | 0 | 0 | 0 | 0 | 0 | 0 | 0 | 0 | 0 | 0 | 0 | 0 | 0 | 0
F9_Industrial_Instruments_Existing_Space Heating_Natural Gas_Steam Trap Maintenance_A_Technical Potential | F9 | Industrial | Instruments | Existing | Space Heating | Natural Gas | Steam Trap Maintenance | A | Incremental Winter Peak Savings (MW) | Technical Potential | 0 | 0 | 0 | 0 | 0 | 0 | 0 | 0 | 0 | 0 | 0 | 0 | 0 | 0 | 0 | 0 | 0 | 0 | 0 | 0 | 0 | 0
F10_Industrial_Instruments_Existing_Space Heating_Natural Gas_Steam Trap Maintenance_A_Technical Potential | F10 | Industrial | Instruments | Existing | Space Heating | Natural Gas | Steam Trap Maintenance | A | Cumulative Energy Savings (MWh or mTherms) | Technical Potential | 0 | 0 | 0.0075637 | 0.014959 | 0.022191 | 0.029264 | 0.036182 | 0.04295 | 0.049571 | 0.056052 | 0.062396 | 0.068608 | 0.074691 | 0.080652 | 0.086492 | 0.092218 | 0.097833 | 0.10334 | 0.10875 | 0.11405 | 0.11926 | 0.12438
F11_Industrial_Instruments_Existing_Space Heating_Natural Gas_Steam Trap Maintenance_A_Technical Potential | F11 | Industrial | Instruments | Existing | Space Heating | Natural Gas | Steam Trap Maintenance | A | Cumulative Summer Peak Savings (MW) | Technical Potential | 0 | 0 | 0 | 0 | 0 | 0 | 0 | 0 | 0 | 0 | 0 | 0 | 0 | 0 | 0 | 0 | 0 | 0 | 0 | 0 | 0 | 0
F12_Industrial_Instruments_Existing_Space Heating_Natural Gas_Steam Trap Maintenance_A_Technical Potential | F12 | Industrial | Instruments | Existing | Space Heating | Natural Gas | Steam Trap Maintenance | A | Cumulative Winter Peak Savings (MW) | Technical Potential | 0 | 0 | 0 | 0 | 0 | 0 | 0 | 0 | 0 | 0 | 0 | 0 | 0 | 0 | 0 | 0 | 0 | 0 | 0 | 0 | 0 | 0
F13_Industrial_Instruments_Existing_Space Heating_Natural Gas_Steam Trap Maintenance_A_Technical Potential | F13 | Industrial | Instruments | Existing | Space Heating | Natural Gas | Steam Trap Maintenance | A | Purchases (Incremental) | Technical Potential | 0 | 0 | 1.4247 | 1.4002 | 1.376 | 1.3523 | 1.329 | 1.3061 | 1.2836 | 1.2614 | 1.2397 | 1.2183 | 1.1973 | 1.1767 | 1.1564 | 1.1364 | 1.1168 | 1.0976 | 1.0787 | 1.0601 | 1.0418 | 1.0238
F14_Industrial_Instruments_Existing_Space Heating_Natural Gas_Steam Trap Maintenance_A_Technical Potential | F14 | Industrial | Instruments | Existing | Space Heating | Natural Gas | Steam Trap Maintenance | A | Purchases (Cumulative) | Technical Potential | 0 | 0 | 1.4247 | 2.8249 | 4.2009 | 5.5532 | 6.8822 | 8.1883 | 9.4719 | 10.7333 | 11.973 | 13.1913 | 14.3886 | 15.5652 | 16.7216 | 17.858 | 18.9748 | 20.0724 | 21.1511 | 22.2111 | 23.2529 | 24.2767
F1_Industrial_Instruments_Existing_Process_Natural Gas_Steam Trap Maintenance_A_Technical Potential | F1 | Industrial | Instruments | Existing | Process | Natural Gas | Steam Trap Maintenance | A | Original Unit Energy Savings (kWh or therms) | Technical Potential | 0 | 0 | 3.3144 | 3.3144 | 3.3144 | 3.3144 | 3.3144 | 3.3144 | 3.3144 | 3.3144 | 3.3144 | 3.3144 | 3.3144 | 3.3144 | 3.3144 | 3.3144 | 3.3144 | 3.3144 | 3.3144 | 3.3144 | 3.3144 | 3.3144
F2_Industrial_Instruments_Existing_Process_Natural Gas_Steam Trap Maintenance_A_Technical Potential | F2 | Industrial | Instruments | Existing | Process | Natural Gas | Steam Trap Maintenance | A | Original Unit Summer Peak Savings (kW) | Technical Potential | 0 | 0 | 0 | 0 | 0 | 0 | 0 | 0 | 0 | 0 | 0 | 0 | 0 | 0 | 0 | 0 | 0 | 0 | 0 | 0 | 0 | 0
F3_Industrial_Instruments_Existing_Process_Natural Gas_Steam Trap Maintenance_A_Technical Potential | F3 | Industrial | Instruments | Existing | Process | Natural Gas | Steam Trap Maintenance | A | Original Unit Winter Peak Savings (kW) | Technical Potential | 0 | 0 | 0 | 0 | 0 | 0 | 0 | 0 | 0 | 0 | 0 | 0 | 0 | 0 | 0 | 0 | 0 | 0 | 0 | 0 | 0 | 0
F4_Industrial_Instruments_Existing_Process_Natural Gas_Steam Trap Maintenance_A_Technical Potential | F4 | Industrial | Instruments | Existing | Process | Natural Gas | Steam Trap Maintenance | A | Standalone Impact on Baseline Energy (%) | Technical Potential | 0% | 0% | 0.01258% | 0.02538% | 0.03841% | 0.05166% | 0.06515% | 0.07887% | 0.09283% | 0.107% | 0.1215% | 0.1362% | 0.1512% | 0.1664% | 0.1819% | 0.1977% | 0.2137% | 0.2301% | 0.2467% | 0.2636% | 0.2808% | 0.2983%
F5_Industrial_Instruments_Existing_Process_Natural Gas_Steam Trap Maintenance_A_Technical Potential | F5 | Industrial | Instruments | Existing | Process | Natural Gas | Steam Trap Maintenance | A | Standalone Impact on Baseline Summer Peak (%) | Technical Potential | bar: 2019 to 2040
F6_Industrial_Instruments_Existing_Process_Natural Gas_Steam Trap Maintenance_A_Technical Potential | F6 | Industrial | Instruments | Existing | Process | Natural Gas | Steam Trap Maintenance | A | Standalone Impact on Baseline Winter Peak (%) | Technical Potential | bar: 2019 to 2040
F7_Industrial_Instruments_Existing_Process_Natural Gas_Steam Trap Maintenance_A_Technical Potential | F7 | Industrial | Instruments | Existing | Process | Natural Gas | Steam Trap Maintenance | A | Incremental Energy Savings (MWh or mTherms) | Technical Potential | 0 | 0 | 0.14325 | 0.14078 | 0.13835 | 0.13596 | 0.13362 | 0.13132 | 0.12905 | 0.12683 | 0.12464 | 0.12249 | 0.12038 | 0.1183 | 0.11626 | 0.11426 | 0.11229 | 0.11035 | 0.10845 | 0.10658 | 0.10474 | 0.10294
F8_Industrial_Instruments_Existing_Process_Natural Gas_Steam Trap Maintenance_A_Technical Potential | F8 | Industrial | Instruments | Existing | Process | Natural Gas | Steam Trap Maintenance | A | Incremental Summer Peak Savings (MW) | Technical Potential | 0 | 0 | 0 | 0 | 0 | 0 | 0 | 0 | 0 | 0 | 0 | 0 | 0 | 0 | 0 | 0 | 0 | 0 | 0 | 0 | 0 | 0
F9_Industrial_Instruments_Existing_Process_Natural Gas_Steam Trap Maintenance_A_Technical Potential | F9 | Industrial | Instruments | Existing | Process | Natural Gas | Steam Trap Maintenance | A | Incremental Winter Peak Savings (MW) | Technical Potential | 0 | 0 | 0 | 0 | 0 | 0 | 0 | 0 | 0 | 0 | 0 | 0 | 0 | 0 | 0 | 0 | 0 | 0 | 0 | 0 | 0 | 0
F10_Industrial_Instruments_Existing_Process_Natural Gas_Steam Trap Maintenance_A_Technical Potential | F10 | Industrial | Instruments | Existing | Process | Natural Gas | Steam Trap Maintenance | A | Cumulative Energy Savings (MWh or mTherms) | Technical Potential | 0 | 0 | 0.14325 | 0.28402 | 0.42237 | 0.55833 | 0.69195 | 0.82327 | 0.95232 | 1.0791 | 1.2038 | 1.3263 | 1.4467 | 1.565 | 1.6812 | 1.7955 | 1.9078 | 2.0181 | 2.1266 | 2.2332 | 2.3379 | 2.4408
F11_Industrial_Instruments_Existing_Process_Natural Gas_Steam Trap Maintenance_A_Technical Potential | F11 | Industrial | Instruments | Existing | Process | Natural Gas | Steam Trap Maintenance | A | Cumulative Summer Peak Savings (MW) | Technical Potential | 0 | 0 | 0 | 0 | 0 | 0 | 0 | 0 | 0 | 0 | 0 | 0 | 0 | 0 | 0 | 0 | 0 | 0 | 0 | 0 | 0 | 0
F12_Industrial_Instruments_Existing_Process_Natural Gas_Steam Trap Maintenance_A_Technical Potential | F12 | Industrial | Instruments | Existing | Process | Natural Gas | Steam Trap Maintenance | A | Cumulative Winter Peak Savings (MW) | Technical Potential | 0 | 0 | 0 | 0 | 0 | 0 | 0 | 0 | 0 | 0 | 0 | 0 | 0 | 0 | 0 | 0 | 0 | 0 | 0 | 0 | 0 | 0
F13_Industrial_Instruments_Existing_Process_Natural Gas_Steam Trap Maintenance_A_Technical Potential | F13 | Industrial | Instruments | Existing | Process | Natural Gas | Steam Trap Maintenance | A | Purchases (Incremental) | Technical Potential | 0 | 0 | 43.219 | 42.4738 | 41.7415 | 41.0218 | 40.3146 | 39.6195 | 38.9364 | 38.2651 | 37.6053 | 36.957 | 36.3198 | 35.6936 | 35.0782 | 34.4734 | 33.879 | 33.2949 | 32.7208 | 32.1567 | 31.6023 | 31.0574
F14_Industrial_Instruments_Existing_Process_Natural Gas_Steam Trap Maintenance_A_Technical Potential | F14 | Industrial | Instruments | Existing | Process | Natural Gas | Steam Trap Maintenance | A | Purchases (Cumulative) | Technical Potential | 0 | 0 | 43.219 | 85.6928 | 127.4343 | 168.4562 | 208.7708 | 248.3903 | 287.3266 | 325.5917 | 363.1971 | 400.154 | 436.4738 | 472.1674 | 507.2456 | 541.7189 | 575.5979 | 608.8928 | 641.6137 | 673.7703 | 705.3726 | 736.43
F1_Industrial_Instruments_Existing_Space Heating_Natural Gas_Gas Boiler - High Turndown_A_Technical Potential | F1 | Industrial | Instruments | Existing | Space Heating | Natural Gas | Gas Boiler - High Turndown | A | Original Unit Energy Savings (kWh or therms) | Technical Potential | 0 | 0 | 5.6352 | 5.6211 | 5.6072 | 5.5937 | 5.5805 | 5.5677 | 5.5553 | 5.5434 | 5.5318 | 5.5208 | 5.5102 | 5.5001 | 5.4905 | 5.4815 | 5.4729 | 5.465 | 5.4575 | 5.4506 | 5.4443 | 5.4386
F2_Industrial_Instruments_Existing_Space Heating_Natural Gas_Gas Boiler - High Turndown_A_Technical Potential | F2 | Industrial | Instruments | Existing | Space Heating | Natural Gas | Gas Boiler - High Turndown | A | Original Unit Summer Peak Savings (kW) | Technical Potential | 0 | 0 | 0 | 0 | 0 | 0 | 0 | 0 | 0 | 0 | 0 | 0 | 0 | 0 | 0 | 0 | 0 | 0 | 0 | 0 | 0 | 0
F3_Industrial_Instruments_Existing_Space Heating_Natural Gas_Gas Boiler - High Turndown_A_Technical Potential | F3 | Industrial | Instruments | Existing | Space Heating | Natural Gas | Gas Boiler - High Turndown | A | Original Unit Winter Peak Savings (kW) | Technical Potential | 0 | 0 | 0 | 0 | 0 | 0 | 0 | 0 | 0 | 0 | 0 | 0 | 0 | 0 | 0 | 0 | 0 | 0 | 0 | 0 | 0 | 0
F4_Industrial_Instruments_Existing_Space Heating_Natural Gas_Gas Boiler - High Turndown_A_Technical Potential | F4 | Industrial | Instruments | Existing | Space Heating | Natural Gas | Gas Boiler - High Turndown | A | Standalone Impact on Baseline Energy (%) | Technical Potential | 0% | 0% | 0.004984% | 0.01005% | 0.01521% | 0.02046% | 0.0258% | 0.03074% | 0.03486% | 0.03834% | 0.04131% | 0.04386% | 0.0461% | 0.04807% | 0.04985% | 0.05147% | 0.05297% | 0.05437% | 0.05532% | 0.05629% | 0.05727% | 0.05828%
F5_Industrial_Instruments_Existing_Space Heating_Natural Gas_Gas Boiler - High Turndown_A_Technical Potential | F5 | Industrial | Instruments | Existing | Space Heating | Natural Gas | Gas Boiler - High Turndown | A | Standalone Impact on Baseline Summer Peak (%) | Technical Potential | bar: 2019 to 2040
F6_Industrial_Instruments_Existing_Space Heating_Natural Gas_Gas Boiler - High Turndown_A_Technical Potential | F6 | Industrial | Instruments | Existing | Space Heating | Natural Gas | Gas Boiler - High Turndown | A | Standalone Impact on Baseline Winter Peak (%) | Technical Potential | bar: 2019 to 2040
F7_Industrial_Instruments_Existing_Space Heating_Natural Gas_Gas Boiler - High Turndown_A_Technical Potential | F7 | Industrial | Instruments | Existing | Space Heating | Natural Gas | Gas Boiler - High Turndown | A | Incremental Energy Savings (MWh or mTherms) | Technical Potential | 0 | 0 | 0.021953 | 0.021521 | 0.021098 | 0.020684 | 0.020279 | 0.017896 | 0.014038 | 0.011013 | 0.0086407 | 0.0067798 | 0.0053201 | 0.004175 | 0.0032767 | 0.0025719 | 0.0020189 | 0.001585 | 1.061e-05 | 3.7192e-06 | 1.2446e-06 | 3.9843e-07
F8_Industrial_Instruments_Existing_Space Heating_Natural Gas_Gas Boiler - High Turndown_A_Technical Potential | F8 | Industrial | Instruments | Existing | Space Heating | Natural Gas | Gas Boiler - High Turndown | A | Incremental Summer Peak Savings (MW) | Technical Potential | 0 | 0 | 0 | 0 | 0 | 0 | 0 | 0 | 0 | 0 | 0 | 0 | 0 | 0 | 0 | 0 | 0 | 0 | 0 | 0 | 0 | 0
F9_Industrial_Instruments_Existing_Space Heating_Natural Gas_Gas Boiler - High Turndown_A_Technical Potential | F9 | Industrial | Instruments | Existing | Space Heating | Natural Gas | Gas Boiler - High Turndown | A | Incremental Winter Peak Savings (MW) | Technical Potential | 0 | 0 | 0 | 0 | 0 | 0 | 0 | 0 | 0 | 0 | 0 | 0 | 0 | 0 | 0 | 0 | 0 | 0 | 0 | 0 | 0 | 0
F10_Industrial_Instruments_Existing_Space Heating_Natural Gas_Gas Boiler - High Turndown_A_Technical Potential | F10 | Industrial | Instruments | Existing | Space Heating | Natural Gas | Gas Boiler - High Turndown | A | Cumulative Energy Savings (MWh or mTherms) | Technical Potential | 0 | 0 | 0.021953 | 0.043419 | 0.06441 | 0.084938 | 0.10502 | 0.12267 | 0.13644 | 0.14716 | 0.15549 | 0.16196 | 0.16697 | 0.17084 | 0.17382 | 0.1761 | 0.17785 | 0.17917 | 0.17894 | 0.17872 | 0.17851 | 0.17832
F11_Industrial_Instruments_Existing_Space Heating_Natural Gas_Gas Boiler - High Turndown_A_Technical Potential | F11 | Industrial | Instruments | Existing | Space Heating | Natural Gas | Gas Boiler - High Turndown | A | Cumulative Summer Peak Savings (MW) | Technical Potential | 0 | 0 | 0 | 0 | 0 | 0 | 0 | 0 | 0 | 0 | 0 | 0 | 0 | 0 | 0 | 0 | 0 | 0 | 0 | 0 | 0 | 0
F12_Industrial_Instruments_Existing_Space Heating_Natural Gas_Gas Boiler - High Turndown_A_Technical Potential | F12 | Industrial | Instruments | Existing | Space Heating | Natural Gas | Gas Boiler - High Turndown | A | Cumulative Winter Peak Savings (MW) | Technical Potential | 0 | 0 | 0 | 0 | 0 | 0 | 0 | 0 | 0 | 0 | 0 | 0 | 0 | 0 | 0 | 0 | 0 | 0 | 0 | 0 | 0 | 0
F13_Industrial_Instruments_Existing_Space Heating_Natural Gas_Gas Boiler - High Turndown_A_Technical Potential | F13 | Industrial | Instruments | Existing | Space Heating | Natural Gas | Gas Boiler - High Turndown | A | Purchases (Incremental) | Technical Potential | 0 | 0 | 3.8957 | 3.8286 | 3.7626 | 3.6977 | 3.6339 | 3.2142 | 2.527 | 1.9867 | 1.562 | 1.228 | 0.9655 | 0.75908 | 0.59679 | 0.4692 | 0.36889 | 0.29002 | 0.0019441 | 0.00068235 | 0.00022861 | 7.3261e-05
F14_Industrial_Instruments_Existing_Space Heating_Natural Gas_Gas Boiler - High Turndown_A_Technical Potential | F14 | Industrial | Instruments | Existing | Space Heating | Natural Gas | Gas Boiler - High Turndown | A | Purchases (Cumulative) | Technical Potential | 0 | 0 | 3.8957 | 7.7243 | 11.4869 | 15.1846 | 18.8185 | 22.0327 | 24.5597 | 26.5464 | 28.1084 | 29.3364 | 30.3019 | 31.061 | 31.6578 | 32.127 | 32.4959 | 32.7859 | 32.7879 | 32.7885 | 32.7888 | 32.7888
F1_Industrial_Instruments_Existing_Process_Natural Gas_Gas Boiler - High Turndown_A_Technical Potential | F1 | Industrial | Instruments | Existing | Process | Natural Gas | Gas Boiler - High Turndown | A | Original Unit Energy Savings (kWh or therms) | Technical Potential | 0 | 0 | 3.5182 | 3.5182 | 3.5182 | 3.5182 | 3.5182 | 3.5182 | 3.5182 | 3.5182 | 3.5182 | 3.5182 | 3.5182 | 3.5182 | 3.5182 | 3.5182 | 3.5182 | 3.5182 | 3.5182 | 3.5182 | 3.5182 | 3.5182
F2_Industrial_Instruments_Existing_Process_Natural Gas_Gas Boiler - High Turndown_A_Technical Potential | F2 | Industrial | Instruments | Existing | Process | Natural Gas | Gas Boiler - High Turndown | A | Original Unit Summer Peak Savings (kW) | Technical Potential | 0 | 0 | 0 | 0 | 0 | 0 | 0 | 0 | 0 | 0 | 0 | 0 | 0 | 0 | 0 | 0 | 0 | 0 | 0 | 0 | 0 | 0
F3_Industrial_Instruments_Existing_Process_Natural Gas_Gas Boiler - High Turndown_A_Technical Potential | F3 | Industrial | Instruments | Existing | Process | Natural Gas | Gas Boiler - High Turndown | A | Original Unit Winter Peak Savings (kW) | Technical Potential | 0 | 0 | 0 | 0 | 0 | 0 | 0 | 0 | 0 | 0 | 0 | 0 | 0 | 0 | 0 | 0 | 0 | 0 | 0 | 0 | 0 | 0
F4_Industrial_Instruments_Existing_Process_Natural Gas_Gas Boiler - High Turndown_A_Technical Potential | F4 | Industrial | Instruments | Existing | Process | Natural Gas | Gas Boiler - High Turndown | A | Standalone Impact on Baseline Energy (%) | Technical Potential | 0% | 0% | 0.03651% | 0.07367% | 0.1115% | 0.1499% | 0.1891% | 0.2253% | 0.2555% | 0.281% | 0.3028% | 0.3215% | 0.338% | 0.3525% | 0.3656% | 0.3775% | 0.3885% | 0.3989% | 0.4059% | 0.413% | 0.4203% | 0.4277%
F5_Industrial_Instruments_Existing_Process_Natural Gas_Gas Boiler - High Turndown_A_Technical Potential | F5 | Industrial | Instruments | Existing | Process | Natural Gas | Gas Boiler - High Turndown | A | Standalone Impact on Baseline Summer Peak (%) | Technical Potential | bar: 2019 to 2040
F6_Industrial_Instruments_Existing_Process_Natural Gas_Gas Boiler - High Turndown_A_Technical Potential | F6 | Industrial | Instruments | Existing | Process | Natural Gas | Gas Boiler - High Turndown | A | Standalone Impact on Baseline Winter Peak (%) | Technical Potential | bar: 2019 to 2040
F7_Industrial_Instruments_Existing_Process_Natural Gas_Gas Boiler - High Turndown_A_Technical Potential | F7 | Industrial | Instruments | Existing | Process | Natural Gas | Gas Boiler - High Turndown | A | Incremental Energy Savings (MWh or mTherms) | Technical Potential | 0 | 0 | 0.41577 | 0.4086 | 0.40156 | 0.39463 | 0.38783 | 0.34303 | 0.26969 | 0.21203 | 0.1667 | 0.13106 | 0.10304 | 0.081012 | 0.063692 | 0.050075 | 0.03937 | 0.030953 | 0.00020748 | 7.2823e-05 | 2.4398e-05 | 7.8187e-06
F8_Industrial_Instruments_Existing_Process_Natural Gas_Gas Boiler - High Turndown_A_Technical Potential | F8 | Industrial | Instruments | Existing | Process | Natural Gas | Gas Boiler - High Turndown | A | Incremental Summer Peak Savings (MW) | Technical Potential | 0 | 0 | 0 | 0 | 0 | 0 | 0 | 0 | 0 | 0 | 0 | 0 | 0 | 0 | 0 | 0 | 0 | 0 | 0 | 0 | 0 | 0
F9_Industrial_Instruments_Existing_Process_Natural Gas_Gas Boiler - High Turndown_A_Technical Potential | F9 | Industrial | Instruments | Existing | Process | Natural Gas | Gas Boiler - High Turndown | A | Incremental Winter Peak Savings (MW) | Technical Potential | 0 | 0 | 0 | 0 | 0 | 0 | 0 | 0 | 0 | 0 | 0 | 0 | 0 | 0 | 0 | 0 | 0 | 0 | 0 | 0 | 0 | 0
F10_Industrial_Instruments_Existing_Process_Natural Gas_Gas Boiler - High Turndown_A_Technical Potential | F10 | Industrial | Instruments | Existing | Process | Natural Gas | Gas Boiler - High Turndown | A | Cumulative Energy Savings (MWh or mTherms) | Technical Potential | 0 | 0 | 0.41577 | 0.82437 | 1.2259 | 1.6206 | 2.0084 | 2.3514 | 2.6211 | 2.8331 | 2.9998 | 3.1309 | 3.2339 | 3.315 | 3.3786 | 3.4287 | 3.4681 | 3.499 | 3.4993 | 3.4993 | 3.4993 | 3.4994
F11_Industrial_Instruments_Existing_Process_Natural Gas_Gas Boiler - High Turndown_A_Technical Potential | F11 | Industrial | Instruments | Existing | Process | Natural Gas | Gas Boiler - High Turndown | A | Cumulative Summer Peak Savings (MW) | Technical Potential | 0 | 0 | 0 | 0 | 0 | 0 | 0 | 0 | 0 | 0 | 0 | 0 | 0 | 0 | 0 | 0 | 0 | 0 | 0 | 0 | 0 | 0
F12_Industrial_Instruments_Existing_Process_Natural Gas_Gas Boiler - High Turndown_A_Technical Potential | F12 | Industrial | Instruments | Existing | Process | Natural Gas | Gas Boiler - High Turndown | A | Cumulative Winter Peak Savings (MW) | Technical Potential | 0 | 0 | 0 | 0 | 0 | 0 | 0 | 0 | 0 | 0 | 0 | 0 | 0 | 0 | 0 | 0 | 0 | 0 | 0 | 0 | 0 | 0
F13_Industrial_Instruments_Existing_Process_Natural Gas_Gas Boiler - High Turndown_A_Technical Potential | F13 | Industrial | Instruments | Existing | Process | Natural Gas | Gas Boiler - High Turndown | A | Purchases (Incremental) | Technical Potential | 0 | 0 | 118.1765 | 116.139 | 114.1366 | 112.1687 | 110.2347 | 97.5007 | 76.6557 | 60.2673 | 47.3825 | 37.2525 | 29.2882 | 23.0266 | 18.1036 | 14.2332 | 11.1902 | 8.7978 | 0.058973 | 0.020699 | 0.0069347 | 0.0022223
F14_Industrial_Instruments_Existing_Process_Natural Gas_Gas Boiler - High Turndown_A_Technical Potential | F14 | Industrial | Instruments | Existing | Process | Natural Gas | Gas Boiler - High Turndown | A | Purchases (Cumulative) | Technical Potential | 0 | 0 | 118.1765 | 234.3154 | 348.452 | 460.6207 | 570.8554 | 668.3562 | 745.0119 | 805.2792 | 852.6617 | 889.9142 | 919.2024 | 942.2289 | 960.3326 | 974.5658 | 985.756 | 994.5539 | 994.6128 | 994.6335 | 994.6405 | 994.6427
F1_Industrial_Instruments_Existing_Space Heating_Natural Gas_Gas Boiler - Burner Control Optimization_A_Technical Potential | F1 | Industrial | Instruments | Existing | Space Heating | Natural Gas | Gas Boiler - Burner Control Optimization | A | Original Unit Energy Savings (kWh or therms) | Technical Potential | 0 | 0 | 1.6342 | 1.6301 | 1.6261 | 1.6222 | 1.6184 | 1.6146 | 1.611 | 1.6076 | 1.6042 | 1.601 | 1.598 | 1.595 | 1.5923 | 1.5896 | 1.5872 | 1.5848 | 1.5827 | 1.5807 | 1.5789 | 1.5772
F2_Industrial_Instruments_Existing_Space Heating_Natural Gas_Gas Boiler - Burner Control Optimization_A_Technical Potential | F2 | Industrial | Instruments | Existing | Space Heating | Natural Gas | Gas Boiler - Burner Control Optimization | A | Original Unit Summer Peak Savings (kW) | Technical Potential | 0 | 0 | 0 | 0 | 0 | 0 | 0 | 0 | 0 | 0 | 0 | 0 | 0 | 0 | 0 | 0 | 0 | 0 | 0 | 0 | 0 | 0
F3_Industrial_Instruments_Existing_Space Heating_Natural Gas_Gas Boiler - Burner Control Optimization_A_Technical Potential | F3 | Industrial | Instruments | Existing | Space Heating | Natural Gas | Gas Boiler - Burner Control Optimization | A | Original Unit Winter Peak Savings (kW) | Technical Potential | 0 | 0 | 0 | 0 | 0 | 0 | 0 | 0 | 0 | 0 | 0 | 0 | 0 | 0 | 0 | 0 | 0 | 0 | 0 | 0 | 0 | 0
F4_Industrial_Instruments_Existing_Space Heating_Natural Gas_Gas Boiler - Burner Control Optimization_A_Technical Potential | F4 | Industrial | Instruments | Existing | Space Heating | Natural Gas | Gas Boiler - Burner Control Optimization | A | Standalone Impact on Baseline Energy (%) | Technical Potential | 0% | 0% | 0.0003899% | 0.001009% | 0.002253% | 0.004436% | 0.00785% | 0.01266% | 0.01882% | 0.02608% | 0.03401% | 0.04206% | 0.04976% | 0.05673% | 0.06273% | 0.06773% | 0.07178% | 0.07504% | 0.07769% | 0.0799% | 0.08182% | 0.08361%
F5_Industrial_Instruments_Existing_Space Heating_Natural Gas_Gas Boiler - Burner Control Optimization_A_Technical Potential | F5 | Industrial | Instruments | Existing | Space Heating | Natural Gas | Gas Boiler - Burner Control Optimization | A | Standalone Impact on Baseline Summer Peak (%) | Technical Potential | bar: 2019 to 2040
F6_Industrial_Instruments_Existing_Space Heating_Natural Gas_Gas Boiler - Burner Control Optimization_A_Technical Potential | F6 | Industrial | Instruments | Existing | Space Heating | Natural Gas | Gas Boiler - Burner Control Optimization | A | Standalone Impact on Baseline Winter Peak (%) | Technical Potential | bar: 2019 to 2040
F7_Industrial_Instruments_Existing_Space Heating_Natural Gas_Gas Boiler - Burner Control Optimization_A_Technical Potential | F7 | Industrial | Instruments | Existing | Space Heating | Natural Gas | Gas Boiler - Burner Control Optimization | A | Incremental Energy Savings (MWh or mTherms) | Technical Potential | 0 | 0 | 0.0017174 | 0.0026464 | 0.0051887 | 0.0089021 | 0.013577 | 0.018637 | 0.023259 | 0.02661 | 0.028105 | 0.027565 | 0.025235 | 0.02166 | 0.0175 | 0.013354 | 0.0096552 | 0.0066324 | 0.0043395 | 0.0027105 | 0.0016195 | 0.0010765
F8_Industrial_Instruments_Existing_Space Heating_Natural Gas_Gas Boiler - Burner Control Optimization_A_Technical Potential | F8 | Industrial | Instruments | Existing | Space Heating | Natural Gas | Gas Boiler - Burner Control Optimization | A | Incremental Summer Peak Savings (MW) | Technical Potential | 0 | 0 | 0 | 0 | 0 | 0 | 0 | 0 | 0 | 0 | 0 | 0 | 0 | 0 | 0 | 0 | 0 | 0 | 0 | 0 | 0 | 0
F9_Industrial_Instruments_Existing_Space Heating_Natural Gas_Gas Boiler - Burner Control Optimization_A_Technical Potential | F9 | Industrial | Instruments | Existing | Space Heating | Natural Gas | Gas Boiler - Burner Control Optimization | A | Incremental Winter Peak Savings (MW) | Technical Potential | 0 | 0 | 0 | 0 | 0 | 0 | 0 | 0 | 0 | 0 | 0 | 0 | 0 | 0 | 0 | 0 | 0 | 0 | 0 | 0 | 0 | 0
F10_Industrial_Instruments_Existing_Space Heating_Natural Gas_Gas Boiler - Burner Control Optimization_A_Technical Potential | F10 | Industrial | Instruments | Existing | Space Heating | Natural Gas | Gas Boiler - Burner Control Optimization | A | Cumulative Energy Savings (MWh or mTherms) | Technical Potential | 0 | 0 | 0.0017174 | 0.0043595 | 0.0095374 | 0.018416 | 0.03195 | 0.050514 | 0.07366 | 0.10011 | 0.12801 | 0.15532 | 0.18025 | 0.20158 | 0.21873 | 0.23173 | 0.24102 | 0.2473 | 0.2513 | 0.2537 | 0.25502 | 0.25583
F11_Industrial_Instruments_Existing_Space Heating_Natural Gas_Gas Boiler - Burner Control Optimization_A_Technical Potential | F11 | Industrial | Instruments | Existing | Space Heating | Natural Gas | Gas Boiler - Burner Control Optimization | A | Cumulative Summer Peak Savings (MW) | Technical Potential | 0 | 0 | 0 | 0 | 0 | 0 | 0 | 0 | 0 | 0 | 0 | 0 | 0 | 0 | 0 | 0 | 0 | 0 | 0 | 0 | 0 | 0
F12_Industrial_Instruments_Existing_Space Heating_Natural Gas_Gas Boiler - Burner Control Optimization_A_Technical Potential | F12 | Industrial | Instruments | Existing | Space Heating | Natural Gas | Gas Boiler - Burner Control Optimization | A | Cumulative Winter Peak Savings (MW) | Technical Potential | 0 | 0 | 0 | 0 | 0 | 0 | 0 | 0 | 0 | 0 | 0 | 0 | 0 | 0 | 0 | 0 | 0 | 0 | 0 | 0 | 0 | 0
F13_Industrial_Instruments_Existing_Space Heating_Natural Gas_Gas Boiler - Burner Control Optimization_A_Technical Potential | F13 | Industrial | Instruments | Existing | Space Heating | Natural Gas | Gas Boiler - Burner Control Optimization | A | Purchases (Incremental) | Technical Potential | 0 | 0 | 1.0509 | 1.6234 | 3.1909 | 5.4877 | 8.3893 | 11.5425 | 14.4372 | 16.553 | 17.519 | 17.2169 | 15.7921 | 13.5798 | 10.9906 | 8.4008 | 6.0834 | 4.1849 | 2.7419 | 1.7147 | 1.0258 | 0.68255
F14_Industrial_Instruments_Existing_Space Heating_Natural Gas_Gas Boiler - Burner Control Optimization_A_Technical Potential | F14 | Industrial | Instruments | Existing | Space Heating | Natural Gas | Gas Boiler - Burner Control Optimization | A | Purchases (Cumulative) | Technical Potential | 0 | 0 | 1.0509 | 2.6743 | 5.8652 | 11.3529 | 19.7422 | 31.2848 | 45.722 | 62.275 | 79.794 | 97.0109 | 112.803 | 126.3828 | 137.3734 | 145.7742 | 151.8576 | 156.0425 | 158.7843 | 160.4991 | 161.5248 | 162.2074
F1_Industrial_Instruments_Existing_Process_Natural Gas_Gas Boiler - Burner Control Optimization_A_Technical Potential | F1 | Industrial | Instruments | Existing | Process | Natural Gas | Gas Boiler - Burner Control Optimization | A | Original Unit Energy Savings (kWh or therms) | Technical Potential | 0 | 0 | 1.0203 | 1.0203 | 1.0203 | 1.0203 | 1.0203 | 1.0203 | 1.0203 | 1.0203 | 1.0203 | 1.0203 | 1.0203 | 1.0203 | 1.0203 | 1.0203 | 1.0203 | 1.0203 | 1.0203 | 1.0203 | 1.0203 | 1.0203
F2_Industrial_Instruments_Existing_Process_Natural Gas_Gas Boiler - Burner Control Optimization_A_Technical Potential | F2 | Industrial | Instruments | Existing | Process | Natural Gas | Gas Boiler - Burner Control Optimization | A | Original Unit Summer Peak Savings (kW) | Technical Potential | 0 | 0 | 0 | 0 | 0 | 0 | 0 | 0 | 0 | 0 | 0 | 0 | 0 | 0 | 0 | 0 | 0 | 0 | 0 | 0 | 0 | 0
F3_Industrial_Instruments_Existing_Process_Natural Gas_Gas Boiler - Burner Control Optimization_A_Technical Potential | F3 | Industrial | Instruments | Existing | Process | Natural Gas | Gas Boiler - Burner Control Optimization | A | Original Unit Winter Peak Savings (kW) | Technical Potential | 0 | 0 | 0 | 0 | 0 | 0 | 0 | 0 | 0 | 0 | 0 | 0 | 0 | 0 | 0 | 0 | 0 | 0 | 0 | 0 | 0 | 0
F4_Industrial_Instruments_Existing_Process_Natural Gas_Gas Boiler - Burner Control Optimization_A_Technical Potential | F4 | Industrial | Instruments | Existing | Process | Natural Gas | Gas Boiler - Burner Control Optimization | A | Standalone Impact on Baseline Energy (%) | Technical Potential | 0% | 0% | 0.002856% | 0.007396% | 0.01651% | 0.03251% | 0.05753% | 0.09276% | 0.1379% | 0.1912% | 0.2493% | 0.3084% | 0.3648% | 0.4159% | 0.46% | 0.4967% | 0.5265% | 0.5506% | 0.5701% | 0.5863% | 0.6004% | 0.6135%
F5_Industrial_Instruments_Existing_Process_Natural Gas_Gas Boiler - Burner Control Optimization_A_Technical Potential | F5 | Industrial | Instruments | Existing | Process | Natural Gas | Gas Boiler - Burner Control Optimization | A | Standalone Impact on Baseline Summer Peak (%) | Technical Potential | bar: 2019 to 2040
F6_Industrial_Instruments_Existing_Process_Natural Gas_Gas Boiler - Burner Control Optimization_A_Technical Potential | F6 | Industrial | Instruments | Existing | Process | Natural Gas | Gas Boiler - Burner Control Optimization | A | Standalone Impact on Baseline Winter Peak (%) | Technical Potential | bar: 2019 to 2040
F7_Industrial_Instruments_Existing_Process_Natural Gas_Gas Boiler - Burner Control Optimization_A_Technical Potential | F7 | Industrial | Instruments | Existing | Process | Natural Gas | Gas Boiler - Burner Control Optimization | A | Incremental Energy Savings (MWh or mTherms) | Technical Potential | 0 | 0 | 0.032525 | 0.050245 | 0.098757 | 0.16985 | 0.25965 | 0.35724 | 0.44683 | 0.51232 | 0.54221 | 0.53286 | 0.48876 | 0.42029 | 0.34016 | 0.26001 | 0.18828 | 0.12952 | 0.08486 | 0.053071 | 0.031747 | 0.021125
F8_Industrial_Instruments_Existing_Process_Natural Gas_Gas Boiler - Burner Control Optimization_A_Technical Potential | F8 | Industrial | Instruments | Existing | Process | Natural Gas | Gas Boiler - Burner Control Optimization | A | Incremental Summer Peak Savings (MW) | Technical Potential | 0 | 0 | 0 | 0 | 0 | 0 | 0 | 0 | 0 | 0 | 0 | 0 | 0 | 0 | 0 | 0 | 0 | 0 | 0 | 0 | 0 | 0
F9_Industrial_Instruments_Existing_Process_Natural Gas_Gas Boiler - Burner Control Optimization_A_Technical Potential | F9 | Industrial | Instruments | Existing | Process | Natural Gas | Gas Boiler - Burner Control Optimization | A | Incremental Winter Peak Savings (MW) | Technical Potential | 0 | 0 | 0 | 0 | 0 | 0 | 0 | 0 | 0 | 0 | 0 | 0 | 0 | 0 | 0 | 0 | 0 | 0 | 0 | 0 | 0 | 0
F10_Industrial_Instruments_Existing_Process_Natural Gas_Gas Boiler - Burner Control Optimization_A_Technical Potential | F10 | Industrial | Instruments | Existing | Process | Natural Gas | Gas Boiler - Burner Control Optimization | A | Cumulative Energy Savings (MWh or mTherms) | Technical Potential | 0 | 0 | 0.032525 | 0.08277 | 0.18153 | 0.35137 | 0.61102 | 0.96826 | 1.4151 | 1.9274 | 2.4696 | 3.0025 | 3.4912 | 3.9115 | 4.2517 | 4.5117 | 4.7 | 4.8295 | 4.9144 | 4.9674 | 4.9992 | 5.0203
F11_Industrial_Instruments_Existing_Process_Natural Gas_Gas Boiler - Burner Control Optimization_A_Technical Potential | F11 | Industrial | Instruments | Existing | Process | Natural Gas | Gas Boiler - Burner Control Optimization | A | Cumulative Summer Peak Savings (MW) | Technical Potential | 0 | 0 | 0 | 0 | 0 | 0 | 0 | 0 | 0 | 0 | 0 | 0 | 0 | 0 | 0 | 0 | 0 | 0 | 0 | 0 | 0 | 0
F12_Industrial_Instruments_Existing_Process_Natural Gas_Gas Boiler - Burner Control Optimization_A_Technical Potential | F12 | Industrial | Instruments | Existing | Process | Natural Gas | Gas Boiler - Burner Control Optimization | A | Cumulative Winter Peak Savings (MW) | Technical Potential | 0 | 0 | 0 | 0 | 0 | 0 | 0 | 0 | 0 | 0 | 0 | 0 | 0 | 0 | 0 | 0 | 0 | 0 | 0 | 0 | 0 | 0
F13_Industrial_Instruments_Existing_Process_Natural Gas_Gas Boiler - Burner Control Optimization_A_Technical Potential | F13 | Industrial | Instruments | Existing | Process | Natural Gas | Gas Boiler - Burner Control Optimization | A | Purchases (Incremental) | Technical Potential | 0 | 0 | 31.8786 | 49.2462 | 96.7944 | 166.4696 | 254.488 | 350.1404 | 437.9499 | 502.1322 | 531.4344 | 522.2717 | 479.0492 | 411.941 | 333.3965 | 254.8375 | 184.5375 | 126.9491 | 83.1735 | 52.0161 | 31.1161 | 20.7049
F14_Industrial_Instruments_Existing_Process_Natural Gas_Gas Boiler - Burner Control Optimization_A_Technical Potential | F14 | Industrial | Instruments | Existing | Process | Natural Gas | Gas Boiler - Burner Control Optimization | A | Purchases (Cumulative) | Technical Potential | 0 | 0 | 31.8786 | 81.1249 | 177.9192 | 344.3888 | 598.8768 | 949.0172 | 1386.9671 | 1889.0993 | 2420.5337 | 2942.8053 | 3421.8545 | 3833.7956 | 4167.1921 | 4422.0296 | 4606.5671 | 4733.5162 | 4816.6898 | 4868.7058 | 4899.8219 | 4920.5268
F1_Industrial_Instruments_Existing_Space Heating_Natural Gas_HVAC - Demand Controlled Ventilation_A_Technical Potential | F1 | Industrial | Instruments | Existing | Space Heating | Natural Gas | HVAC - Demand Controlled Ventilation | A | Original Unit Energy Savings (kWh or therms) | Technical Potential | 0 | 0 | 0.076632 | 0.076208 | 0.075785 | 0.075366 | 0.074954 | 0.074553 | 0.074165 | 0.073793 | 0.07344 | 0.073107 | 0.072794 | 0.072499 | 0.072221 | 0.07196 | 0.071715 | 0.071483 | 0.071266 | 0.071061 | 0.070868 | 0.070686
F2_Industrial_Instruments_Existing_Space Heating_Natural Gas_HVAC - Demand Controlled Ventilation_A_Technical Potential | F2 | Industrial | Instruments | Existing | Space Heating | Natural Gas | HVAC - Demand Controlled Ventilation | A | Original Unit Summer Peak Savings (kW) | Technical Potential | 0 | 0 | 0 | 0 | 0 | 0 | 0 | 0 | 0 | 0 | 0 | 0 | 0 | 0 | 0 | 0 | 0 | 0 | 0 | 0 | 0 | 0
F3_Industrial_Instruments_Existing_Space Heating_Natural Gas_HVAC - Demand Controlled Ventilation_A_Technical Potential | F3 | Industrial | Instruments | Existing | Space Heating | Natural Gas | HVAC - Demand Controlled Ventilation | A | Original Unit Winter Peak Savings (kW) | Technical Potential | 0 | 0 | 0 | 0 | 0 | 0 | 0 | 0 | 0 | 0 | 0 | 0 | 0 | 0 | 0 | 0 | 0 | 0 | 0 | 0 | 0 | 0
F4_Industrial_Instruments_Existing_Space Heating_Natural Gas_HVAC - Demand Controlled Ventilation_A_Technical Potential | F4 | Industrial | Instruments | Existing | Space Heating | Natural Gas | HVAC - Demand Controlled Ventilation | A | Standalone Impact on Baseline Energy (%) | Technical Potential | 0% | 0% | 0.05009% | 0.1007% | 0.152% | 0.2038% | 0.2561% | 0.3091% | 0.3628% | 0.4171% | 0.4721% | 0.5279% | 0.5844% | 0.6418% | 0.7% | 0.7591% | 0.819% | 0.88% | 0.9418% | 1.005% | 1.069% | 1.133%
F5_Industrial_Instruments_Existing_Space Heating_Natural Gas_HVAC - Demand Controlled Ventilation_A_Technical Potential | F5 | Industrial | Instruments | Existing | Space Heating | Natural Gas | HVAC - Demand Controlled Ventilation | A | Standalone Impact on Baseline Summer Peak (%) | Technical Potential | bar: 2019 to 2040
F6_Industrial_Instruments_Existing_Space Heating_Natural Gas_HVAC - Demand Controlled Ventilation_A_Technical Potential | F6 | Industrial | Instruments | Existing | Space Heating | Natural Gas | HVAC - Demand Controlled Ventilation | A | Standalone Impact on Baseline Winter Peak (%) | Technical Potential | bar: 2019 to 2040
F7_Industrial_Instruments_Existing_Space Heating_Natural Gas_HVAC - Demand Controlled Ventilation_A_Technical Potential | F7 | Industrial | Instruments | Existing | Space Heating | Natural Gas | HVAC - Demand Controlled Ventilation | A | Incremental Energy Savings (MWh or mTherms) | Technical Potential | 0 | 0 | 0.22066 | 0.21565 | 0.21076 | 0.20598 | 0.20132 | 0.19679 | 0.19239 | 0.18813 | 0.184 | 0.18001 | 0.17615 | 0.17241 | 0.16879 | 0.16528 | 0.16187 | 0.15857 | 0.15536 | 0.15224 | 0.14921 | 0.14626
F8_Industrial_Instruments_Existing_Space Heating_Natural Gas_HVAC - Demand Controlled Ventilation_A_Technical Potential | F8 | Industrial | Instruments | Existing | Space Heating | Natural Gas | HVAC - Demand Controlled Ventilation | A | Incremental Summer Peak Savings (MW) | Technical Potential | 0 | 0 | 0 | 0 | 0 | 0 | 0 | 0 | 0 | 0 | 0 | 0 | 0 | 0 | 0 | 0 | 0 | 0 | 0 | 0 | 0 | 0
F9_Industrial_Instruments_Existing_Space Heating_Natural Gas_HVAC - Demand Controlled Ventilation_A_Technical Potential | F9 | Industrial | Instruments | Existing | Space Heating | Natural Gas | HVAC - Demand Controlled Ventilation | A | Incremental Winter Peak Savings (MW) | Technical Potential | 0 | 0 | 0 | 0 | 0 | 0 | 0 | 0 | 0 | 0 | 0 | 0 | 0 | 0 | 0 | 0 | 0 | 0 | 0 | 0 | 0 | 0
F10_Industrial_Instruments_Existing_Space Heating_Natural Gas_HVAC - Demand Controlled Ventilation_A_Technical Potential | F10 | Industrial | Instruments | Existing | Space Heating | Natural Gas | HVAC - Demand Controlled Ventilation | A | Cumulative Energy Savings (MWh or mTherms) | Technical Potential | 0 | 0 | 0.22066 | 0.43509 | 0.64343 | 0.84585 | 1.0426 | 1.2338 | 1.4197 | 1.6007 | 1.7771 | 1.949 | 2.1168 | 2.2807 | 2.4407 | 2.5972 | 2.7502 | 2.8999 | 3.0464 | 3.1899 | 3.3304 | 3.4682
F11_Industrial_Instruments_Existing_Space Heating_Natural Gas_HVAC - Demand Controlled Ventilation_A_Technical Potential | F11 | Industrial | Instruments | Existing | Space Heating | Natural Gas | HVAC - Demand Controlled Ventilation | A | Cumulative Summer Peak Savings (MW) | Technical Potential | 0 | 0 | 0 | 0 | 0 | 0 | 0 | 0 | 0 | 0 | 0 | 0 | 0 | 0 | 0 | 0 | 0 | 0 | 0 | 0 | 0 | 0
F12_Industrial_Instruments_Existing_Space Heating_Natural Gas_HVAC - Demand Controlled Ventilation_A_Technical Potential | F12 | Industrial | Instruments | Existing | Space Heating | Natural Gas | HVAC - Demand Controlled Ventilation | A | Cumulative Winter Peak Savings (MW) | Technical Potential | 0 | 0 | 0 | 0 | 0 | 0 | 0 | 0 | 0 | 0 | 0 | 0 | 0 | 0 | 0 | 0 | 0 | 0 | 0 | 0 | 0 | 0
F13_Industrial_Instruments_Existing_Space Heating_Natural Gas_HVAC - Demand Controlled Ventilation_A_Technical Potential | F13 | Industrial | Instruments | Existing | Space Heating | Natural Gas | HVAC - Demand Controlled Ventilation | A | Purchases (Incremental) | Technical Potential | 0 | 0 | 2879.4421 | 2829.7965 | 2781.0069 | 2733.0585 | 2685.9368 | 2639.6276 | 2594.1167 | 2549.3906 | 2505.4356 | 2462.2384 | 2419.786 | 2378.0656 | 2337.0645 | 2296.7702 | 2257.1707 | 2218.254 | 2180.0083 | 2142.4219 | 2105.4836 | 2069.1822
F14_Industrial_Instruments_Existing_Space Heating_Natural Gas_HVAC - Demand Controlled Ventilation_A_Technical Potential | F14 | Industrial | Instruments | Existing | Space Heating | Natural Gas | HVAC - Demand Controlled Ventilation | A | Purchases (Cumulative) | Technical Potential | 0 | 0 | 2879.4421 | 5709.2386 | 8490.2455 | 11223.304 | 13909.2408 | 16548.8684 | 19142.9851 | 21692.3757 | 24197.8113 | 26660.0497 | 29079.8357 | 31457.9013 | 33794.9658 | 36091.736 | 38348.9067 | 40567.1608 | 42747.169 | 44889.5909 | 46995.0745 | 49064.2567
F1_Industrial_Instruments_Existing_Space Heating_Natural Gas_Gas Boiler - Stack Economizer_A_Technical Potential | F1 | Industrial | Instruments | Existing | Space Heating | Natural Gas | Gas Boiler - Stack Economizer | A | Original Unit Energy Savings (kWh or therms) | Technical Potential | 0 | 0 | 4.1137 | 4.1034 | 4.0933 | 4.0834 | 4.0738 | 4.0644 | 4.0554 | 4.0467 | 4.0382 | 4.0302 | 4.0224 | 4.0151 | 4.0081 | 4.0015 | 3.9952 | 3.9894 | 3.984 | 3.979 | 3.9744 | 3.9702
F2_Industrial_Instruments_Existing_Space Heating_Natural Gas_Gas Boiler - Stack Economizer_A_Technical Potential | F2 | Industrial | Instruments | Existing | Space Heating | Natural Gas | Gas Boiler - Stack Economizer | A | Original Unit Summer Peak Savings (kW) | Technical Potential | 0 | 0 | 0 | 0 | 0 | 0 | 0 | 0 | 0 | 0 | 0 | 0 | 0 | 0 | 0 | 0 | 0 | 0 | 0 | 0 | 0 | 0
F3_Industrial_Instruments_Existing_Space Heating_Natural Gas_Gas Boiler - Stack Economizer_A_Technical Potential | F3 | Industrial | Instruments | Existing | Space Heating | Natural Gas | Gas Boiler - Stack Economizer | A | Original Unit Winter Peak Savings (kW) | Technical Potential | 0 | 0 | 0 | 0 | 0 | 0 | 0 | 0 | 0 | 0 | 0 | 0 | 0 | 0 | 0 | 0 | 0 | 0 | 0 | 0 | 0 | 0
F4_Industrial_Instruments_Existing_Space Heating_Natural Gas_Gas Boiler - Stack Economizer_A_Technical Potential | F4 | Industrial | Instruments | Existing | Space Heating | Natural Gas | Gas Boiler - Stack Economizer | A | Standalone Impact on Baseline Energy (%) | Technical Potential | 0% | 0% | 0.009702% | 0.01957% | 0.02961% | 0.03983% | 0.05023% | 0.05983% | 0.06786% | 0.07464% | 0.08041% | 0.08539% | 0.08973% | 0.09358% | 0.09704% | 0.1002% | 0.1031% | 0.1058% | 0.1077% | 0.1096% | 0.1115% | 0.1134%
F5_Industrial_Instruments_Existing_Space Heating_Natural Gas_Gas Boiler - Stack Economizer_A_Technical Potential | F5 | Industrial | Instruments | Existing | Space Heating | Natural Gas | Gas Boiler - Stack Economizer | A | Standalone Impact on Baseline Summer Peak (%) | Technical Potential | bar: 2019 to 2040
F6_Industrial_Instruments_Existing_Space Heating_Natural Gas_Gas Boiler - Stack Economizer_A_Technical Potential | F6 | Industrial | Instruments | Existing | Space Heating | Natural Gas | Gas Boiler - Stack Economizer | A | Standalone Impact on Baseline Winter Peak (%) | Technical Potential | bar: 2019 to 2040
F7_Industrial_Instruments_Existing_Space Heating_Natural Gas_Gas Boiler - Stack Economizer_A_Technical Potential | F7 | Industrial | Instruments | Existing | Space Heating | Natural Gas | Gas Boiler - Stack Economizer | A | Incremental Energy Savings (MWh or mTherms) | Technical Potential | 0 | 0 | 0.042736 | 0.041894 | 0.04107 | 0.040264 | 0.039477 | 0.034837 | 0.027328 | 0.021439 | 0.01682 | 0.013198 | 0.010356 | 0.0081274 | 0.0063787 | 0.0050067 | 0.0039302 | 0.0030854 | 2.0654e-05 | 7.2401e-06 | 2.4228e-06 | 7.7562e-07
F8_Industrial_Instruments_Existing_Space Heating_Natural Gas_Gas Boiler - Stack Economizer_A_Technical Potential | F8 | Industrial | Instruments | Existing | Space Heating | Natural Gas | Gas Boiler - Stack Economizer | A | Incremental Summer Peak Savings (MW) | Technical Potential | 0 | 0 | 0 | 0 | 0 | 0 | 0 | 0 | 0 | 0 | 0 | 0 | 0 | 0 | 0 | 0 | 0 | 0 | 0 | 0 | 0 | 0
F9_Industrial_Instruments_Existing_Space Heating_Natural Gas_Gas Boiler - Stack Economizer_A_Technical Potential | F9 | Industrial | Instruments | Existing | Space Heating | Natural Gas | Gas Boiler - Stack Economizer | A | Incremental Winter Peak Savings (MW) | Technical Potential | 0 | 0 | 0 | 0 | 0 | 0 | 0 | 0 | 0 | 0 | 0 | 0 | 0 | 0 | 0 | 0 | 0 | 0 | 0 | 0 | 0 | 0
F10_Industrial_Instruments_Existing_Space Heating_Natural Gas_Gas Boiler - Stack Economizer_A_Technical Potential | F10 | Industrial | Instruments | Existing | Space Heating | Natural Gas | Gas Boiler - Stack Economizer | A | Cumulative Energy Savings (MWh or mTherms) | Technical Potential | 0 | 0 | 0.042736 | 0.084522 | 0.12538 | 0.16535 | 0.20443 | 0.2388 | 0.2656 | 0.28646 | 0.30269 | 0.31528 | 0.32503 | 0.33257 | 0.33837 | 0.34281 | 0.34621 | 0.34879 | 0.34834 | 0.34791 | 0.3475 | 0.34714
F11_Industrial_Instruments_Existing_Space Heating_Natural Gas_Gas Boiler - Stack Economizer_A_Technical Potential | F11 | Industrial | Instruments | Existing | Space Heating | Natural Gas | Gas Boiler - Stack Economizer | A | Cumulative Summer Peak Savings (MW) | Technical Potential | 0 | 0 | 0 | 0 | 0 | 0 | 0 | 0 | 0 | 0 | 0 | 0 | 0 | 0 | 0 | 0 | 0 | 0 | 0 | 0 | 0 | 0
F12_Industrial_Instruments_Existing_Space Heating_Natural Gas_Gas Boiler - Stack Economizer_A_Technical Potential | F12 | Industrial | Instruments | Existing | Space Heating | Natural Gas | Gas Boiler - Stack Economizer | A | Cumulative Winter Peak Savings (MW) | Technical Potential | 0 | 0 | 0 | 0 | 0 | 0 | 0 | 0 | 0 | 0 | 0 | 0 | 0 | 0 | 0 | 0 | 0 | 0 | 0 | 0 | 0 | 0
F13_Industrial_Instruments_Existing_Space Heating_Natural Gas_Gas Boiler - Stack Economizer_A_Technical Potential | F13 | Industrial | Instruments | Existing | Space Heating | Natural Gas | Gas Boiler - Stack Economizer | A | Purchases (Incremental) | Technical Potential | 0 | 0 | 10.3886 | 10.2095 | 10.0335 | 9.8605 | 9.6905 | 8.5711 | 6.7386 | 5.298 | 4.1653 | 3.2748 | 2.5747 | 2.0242 | 1.5915 | 1.2512 | 0.98371 | 0.7734 | 0.0051842 | 0.0018196 | 0.00060962 | 0.00019536
F14_Industrial_Instruments_Existing_Space Heating_Natural Gas_Gas Boiler - Stack Economizer_A_Technical Potential | F14 | Industrial | Instruments | Existing | Space Heating | Natural Gas | Gas Boiler - Stack Economizer | A | Purchases (Cumulative) | Technical Potential | 0 | 0 | 10.3886 | 20.5982 | 30.6317 | 40.4922 | 50.1827 | 58.7538 | 65.4924 | 70.7904 | 74.9557 | 78.2305 | 80.8051 | 82.8293 | 84.4208 | 85.672 | 86.6557 | 87.4291 | 87.4343 | 87.4361 | 87.4367 | 87.4369
F1_Industrial_Instruments_Existing_Process_Natural Gas_Gas Boiler - Stack Economizer_A_Technical Potential | F1 | Industrial | Instruments | Existing | Process | Natural Gas | Gas Boiler - Stack Economizer | A | Original Unit Energy Savings (kWh or therms) | Technical Potential | 0 | 0 | 3.3775 | 3.3775 | 3.3775 | 3.3775 | 3.3775 | 3.3775 | 3.3775 | 3.3775 | 3.3775 | 3.3775 | 3.3775 | 3.3775 | 3.3775 | 3.3775 | 3.3775 | 3.3775 | 3.3775 | 3.3775 | 3.3775 | 3.3775
F2_Industrial_Instruments_Existing_Process_Natural Gas_Gas Boiler - Stack Economizer_A_Technical Potential | F2 | Industrial | Instruments | Existing | Process | Natural Gas | Gas Boiler - Stack Economizer | A | Original Unit Summer Peak Savings (kW) | Technical Potential | 0 | 0 | 0 | 0 | 0 | 0 | 0 | 0 | 0 | 0 | 0 | 0 | 0 | 0 | 0 | 0 | 0 | 0 | 0 | 0 | 0 | 0
F3_Industrial_Instruments_Existing_Process_Natural Gas_Gas Boiler - Stack Economizer_A_Technical Potential | F3 | Industrial | Instruments | Existing | Process | Natural Gas | Gas Boiler - Stack Economizer | A | Original Unit Winter Peak Savings (kW) | Technical Potential | 0 | 0 | 0 | 0 | 0 | 0 | 0 | 0 | 0 | 0 | 0 | 0 | 0 | 0 | 0 | 0 | 0 | 0 | 0 | 0 | 0 | 0
F4_Industrial_Instruments_Existing_Process_Natural Gas_Gas Boiler - Stack Economizer_A_Technical Potential | F4 | Industrial | Instruments | Existing | Process | Natural Gas | Gas Boiler - Stack Economizer | A | Standalone Impact on Baseline Energy (%) | Technical Potential | 0% | 0% | 0.09347% | 0.1886% | 0.2854% | 0.3838% | 0.4841% | 0.5767% | 0.6541% | 0.7194% | 0.7751% | 0.8232% | 0.8652% | 0.9024% | 0.9359% | 0.9664% | 0.9947% | 1.021% | 1.039% | 1.057% | 1.076% | 1.095%
F5_Industrial_Instruments_Existing_Process_Natural Gas_Gas Boiler - Stack Economizer_A_Technical Potential | F5 | Industrial | Instruments | Existing | Process | Natural Gas | Gas Boiler - Stack Economizer | A | Standalone Impact on Baseline Summer Peak (%) | Technical Potential | bar: 2019 to 2040
F6_Industrial_Instruments_Existing_Process_Natural Gas_Gas Boiler - Stack Economizer_A_Technical Potential | F6 | Industrial | Instruments | Existing | Process | Natural Gas | Gas Boiler - Stack Economizer | A | Standalone Impact on Baseline Winter Peak (%) | Technical Potential | bar: 2019 to 2040
F7_Industrial_Instruments_Existing_Process_Natural Gas_Gas Boiler - Stack Economizer_A_Technical Potential | F7 | Industrial | Instruments | Existing | Process | Natural Gas | Gas Boiler - Stack Economizer | A | Incremental Energy Savings (MWh or mTherms) | Technical Potential | 0 | 0 | 1.0644 | 1.046 | 1.028 | 1.0103 | 0.99284 | 0.87815 | 0.69041 | 0.5428 | 0.42676 | 0.33552 | 0.26379 | 0.20739 | 0.16305 | 0.12819 | 0.10079 | 0.079239 | 0.00053115 | 0.00018643 | 6.2459e-05 | 2.0016e-05
F8_Industrial_Instruments_Existing_Process_Natural Gas_Gas Boiler - Stack Economizer_A_Technical Potential | F8 | Industrial | Instruments | Existing | Process | Natural Gas | Gas Boiler - Stack Economizer | A | Incremental Summer Peak Savings (MW) | Technical Potential | 0 | 0 | 0 | 0 | 0 | 0 | 0 | 0 | 0 | 0 | 0 | 0 | 0 | 0 | 0 | 0 | 0 | 0 | 0 | 0 | 0 | 0
F9_Industrial_Instruments_Existing_Process_Natural Gas_Gas Boiler - Stack Economizer_A_Technical Potential | F9 | Industrial | Instruments | Existing | Process | Natural Gas | Gas Boiler - Stack Economizer | A | Incremental Winter Peak Savings (MW) | Technical Potential | 0 | 0 | 0 | 0 | 0 | 0 | 0 | 0 | 0 | 0 | 0 | 0 | 0 | 0 | 0 | 0 | 0 | 0 | 0 | 0 | 0 | 0
F10_Industrial_Instruments_Existing_Process_Natural Gas_Gas Boiler - Stack Economizer_A_Technical Potential | F10 | Industrial | Instruments | Existing | Process | Natural Gas | Gas Boiler - Stack Economizer | A | Cumulative Energy Savings (MWh or mTherms) | Technical Potential | 0 | 0 | 1.0644 | 2.1104 | 3.1384 | 4.1486 | 5.1415 | 6.0196 | 6.71 | 7.2528 | 7.6796 | 8.0151 | 8.2789 | 8.4863 | 8.6493 | 8.7775 | 8.8783 | 8.9576 | 8.9581 | 8.9583 | 8.9583 | 8.9584
F11_Industrial_Instruments_Existing_Process_Natural Gas_Gas Boiler - Stack Economizer_A_Technical Potential | F11 | Industrial | Instruments | Existing | Process | Natural Gas | Gas Boiler - Stack Economizer | A | Cumulative Summer Peak Savings (MW) | Technical Potential | 0 | 0 | 0 | 0 | 0 | 0 | 0 | 0 | 0 | 0 | 0 | 0 | 0 | 0 | 0 | 0 | 0 | 0 | 0 | 0 | 0 | 0
F12_Industrial_Instruments_Existing_Process_Natural Gas_Gas Boiler - Stack Economizer_A_Technical Potential | F12 | Industrial | Instruments | Existing | Process | Natural Gas | Gas Boiler - Stack Economizer | A | Cumulative Winter Peak Savings (MW) | Technical Potential | 0 | 0 | 0 | 0 | 0 | 0 | 0 | 0 | 0 | 0 | 0 | 0 | 0 | 0 | 0 | 0 | 0 | 0 | 0 | 0 | 0 | 0
F13_Industrial_Instruments_Existing_Process_Natural Gas_Gas Boiler - Stack Economizer_A_Technical Potential | F13 | Industrial | Instruments | Existing | Process | Natural Gas | Gas Boiler - Stack Economizer | A | Purchases (Incremental) | Technical Potential | 0 | 0 | 315.1373 | 309.7039 | 304.3642 | 299.1165 | 293.9593 | 260.002 | 204.4153 | 160.7127 | 126.3535 | 99.34 | 78.1018 | 61.4041 | 48.2764 | 37.9552 | 29.8406 | 23.4609 | 0.15726 | 0.055197 | 0.018493 | 0.0059262
F14_Industrial_Instruments_Existing_Process_Natural Gas_Gas Boiler - Stack Economizer_A_Technical Potential | F14 | Industrial | Instruments | Existing | Process | Natural Gas | Gas Boiler - Stack Economizer | A | Purchases (Cumulative) | Technical Potential | 0 | 0 | 315.1373 | 624.8412 | 929.2053 | 1228.3218 | 1522.2811 | 1782.2831 | 1986.6984 | 2147.4112 | 2273.7646 | 2373.1046 | 2451.2064 | 2512.6105 | 2560.8869 | 2598.8421 | 2628.6827 | 2652.1436 | 2652.3009 | 2652.3561 | 2652.3746 | 2652.3805